F11_Industrial_Petroleum_New_Process_Natural Gas_Gas Boiler - High Turndown_A_Achievable Technical Potential | F11 | Industrial | Petroleum | New | Process | Natural Gas | Gas Boiler - High Turndown | A | Cumulative Summer Peak Savings (MW) | Achievable Technical Potential | 0 | 0 | 0 | 0 | 0 | 0 | 0 | 0 | 0 | 0 | 0 | 0 | 0 | 0 | 0 | 0 | 0 | 0 | 0 | 0 | 0 | 0
F12_Industrial_Petroleum_New_Process_Natural Gas_Gas Boiler - High Turndown_A_Achievable Technical Potential | F12 | Industrial | Petroleum | New | Process | Natural Gas | Gas Boiler - High Turndown | A | Cumulative Winter Peak Savings (MW) | Achievable Technical Potential | 0 | 0 | 0 | 0 | 0 | 0 | 0 | 0 | 0 | 0 | 0 | 0 | 0 | 0 | 0 | 0 | 0 | 0 | 0 | 0 | 0 | 0
F13_Industrial_Petroleum_New_Process_Natural Gas_Gas Boiler - High Turndown_A_Achievable Technical Potential | F13 | Industrial | Petroleum | New | Process | Natural Gas | Gas Boiler - High Turndown | A | Purchases (Incremental) | Achievable Technical Potential | 0 | 0 | 0.01433 | 0.025008 | 0.035661 | 0.0476 | 0.054791 | 0.056824 | 0.051393 | 0.046455 | 0.040346 | 0.035204 | 0.030474 | 0.026524 | 0.022384 | 0.019039 | 0.016136 | 0.01433 | 0.025008 | 0.035661 | 0.0476 | 0.054791
F14_Industrial_Petroleum_New_Process_Natural Gas_Gas Boiler - High Turndown_A_Achievable Technical Potential | F14 | Industrial | Petroleum | New | Process | Natural Gas | Gas Boiler - High Turndown | A | Purchases (Cumulative) | Achievable Technical Potential | 0 | 0 | 0.01433 | 0.039338 | 0.074999 | 0.1226 | 0.17739 | 0.23421 | 0.28561 | 0.33206 | 0.37241 | 0.40761 | 0.43809 | 0.46461 | 0.48699 | 0.50603 | 0.52217 | 0.52217 | 0.52217 | 0.52217 | 0.52217 | 0.52217
F1_Industrial_Petroleum_New_Space Heating_Natural Gas_Gas Boiler - Burner Control Optimization_A_Achievable Technical Potential | F1 | Industrial | Petroleum | New | Space Heating | Natural Gas | Gas Boiler - Burner Control Optimization | A | Original Unit Energy Savings (kWh or therms) | Achievable Technical Potential | 0 | 0 | 40.2433 | 40.2433 | 40.2433 | 40.2433 | 40.2433 | 40.2433 | 40.2433 | 40.2433 | 40.2433 | 40.2433 | 40.2433 | 40.2433 | 40.2433 | 40.2433 | 40.2433 | 40.2433 | 40.2433 | 40.2433 | 40.2433 | 40.2433
F2_Industrial_Petroleum_New_Space Heating_Natural Gas_Gas Boiler - Burner Control Optimization_A_Achievable Technical Potential | F2 | Industrial | Petroleum | New | Space Heating | Natural Gas | Gas Boiler - Burner Control Optimization | A | Original Unit Summer Peak Savings (kW) | Achievable Technical Potential | 0 | 0 | 0 | 0 | 0 | 0 | 0 | 0 | 0 | 0 | 0 | 0 | 0 | 0 | 0 | 0 | 0 | 0 | 0 | 0 | 0 | 0
F3_Industrial_Petroleum_New_Space Heating_Natural Gas_Gas Boiler - Burner Control Optimization_A_Achievable Technical Potential | F3 | Industrial | Petroleum | New | Space Heating | Natural Gas | Gas Boiler - Burner Control Optimization | A | Original Unit Winter Peak Savings (kW) | Achievable Technical Potential | 0 | 0 | 0 | 0 | 0 | 0 | 0 | 0 | 0 | 0 | 0 | 0 | 0 | 0 | 0 | 0 | 0 | 0 | 0 | 0 | 0 | 0
F4_Industrial_Petroleum_New_Space Heating_Natural Gas_Gas Boiler - Burner Control Optimization_A_Achievable Technical Potential | F4 | Industrial | Petroleum | New | Space Heating | Natural Gas | Gas Boiler - Burner Control Optimization | A | Standalone Impact on Baseline Energy (%) | Achievable Technical Potential | 0% | 0% | 0.0007252% | 0.001556% | 0.003371% | 0.006515% | 0.01187% | 0.01899% | 0.02785% | 0.03755% | 0.04849% | 0.05835% | 0.06689% | 0.07283% | 0.07839% | 0.08099% | 0.08181% | 0.08054% | 0.07991% | 0.07784% | 0.07543% | 0.07284%
F5_Industrial_Petroleum_New_Space Heating_Natural Gas_Gas Boiler - Burner Control Optimization_A_Achievable Technical Potential | F5 | Industrial | Petroleum | New | Space Heating | Natural Gas | Gas Boiler - Burner Control Optimization | A | Standalone Impact on Baseline Summer Peak (%) | Achievable Technical Potential | bar: 2019 to 2040
F6_Industrial_Petroleum_New_Space Heating_Natural Gas_Gas Boiler - Burner Control Optimization_A_Achievable Technical Potential | F6 | Industrial | Petroleum | New | Space Heating | Natural Gas | Gas Boiler - Burner Control Optimization | A | Standalone Impact on Baseline Winter Peak (%) | Achievable Technical Potential | bar: 2019 to 2040
F7_Industrial_Petroleum_New_Space Heating_Natural Gas_Gas Boiler - Burner Control Optimization_A_Achievable Technical Potential | F7 | Industrial | Petroleum | New | Space Heating | Natural Gas | Gas Boiler - Burner Control Optimization | A | Incremental Energy Savings (MWh or mTherms) | Achievable Technical Potential | 0 | 0 | 1.9589e-06 | 5.3738e-06 | 1.5326e-05 | 3.5799e-05 | 6.41e-05 | 0.00010341 | 0.0001488 | 0.00019614 | 0.00022931 | 0.00025011 | 0.00025259 | 0.00024046 | 0.0002089 | 0.00017275 | 0.00013485 | 0.00010056 | 6.9754e-05 | 4.6517e-05 | 2.9575e-05 | 2.0876e-05
F8_Industrial_Petroleum_New_Space Heating_Natural Gas_Gas Boiler - Burner Control Optimization_A_Achievable Technical Potential | F8 | Industrial | Petroleum | New | Space Heating | Natural Gas | Gas Boiler - Burner Control Optimization | A | Incremental Summer Peak Savings (MW) | Achievable Technical Potential | 0 | 0 | 0 | 0 | 0 | 0 | 0 | 0 | 0 | 0 | 0 | 0 | 0 | 0 | 0 | 0 | 0 | 0 | 0 | 0 | 0 | 0
F9_Industrial_Petroleum_New_Space Heating_Natural Gas_Gas Boiler - Burner Control Optimization_A_Achievable Technical Potential | F9 | Industrial | Petroleum | New | Space Heating | Natural Gas | Gas Boiler - Burner Control Optimization | A | Incremental Winter Peak Savings (MW) | Achievable Technical Potential | 0 | 0 | 0 | 0 | 0 | 0 | 0 | 0 | 0 | 0 | 0 | 0 | 0 | 0 | 0 | 0 | 0 | 0 | 0 | 0 | 0 | 0
F10_Industrial_Petroleum_New_Space Heating_Natural Gas_Gas Boiler - Burner Control Optimization_A_Achievable Technical Potential | F10 | Industrial | Petroleum | New | Space Heating | Natural Gas | Gas Boiler - Burner Control Optimization | A | Cumulative Energy Savings (MWh or mTherms) | Achievable Technical Potential | 0 | 0 | 1.9589e-06 | 7.3327e-06 | 2.2658e-05 | 5.8457e-05 | 0.00012256 | 0.00022597 | 0.00037476 | 0.0005709 | 0.00080022 | 0.0010503 | 0.0013029 | 0.0015434 | 0.0017523 | 0.001925 | 0.0020599 | 0.0021604 | 0.0022302 | 0.0022767 | 0.0023043 | 0.0023198
F11_Industrial_Petroleum_New_Space Heating_Natural Gas_Gas Boiler - Burner Control Optimization_A_Achievable Technical Potential | F11 | Industrial | Petroleum | New | Space Heating | Natural Gas | Gas Boiler - Burner Control Optimization | A | Cumulative Summer Peak Savings (MW) | Achievable Technical Potential | 0 | 0 | 0 | 0 | 0 | 0 | 0 | 0 | 0 | 0 | 0 | 0 | 0 | 0 | 0 | 0 | 0 | 0 | 0 | 0 | 0 | 0
F12_Industrial_Petroleum_New_Space Heating_Natural Gas_Gas Boiler - Burner Control Optimization_A_Achievable Technical Potential | F12 | Industrial | Petroleum | New | Space Heating | Natural Gas | Gas Boiler - Burner Control Optimization | A | Cumulative Winter Peak Savings (MW) | Achievable Technical Potential | 0 | 0 | 0 | 0 | 0 | 0 | 0 | 0 | 0 | 0 | 0 | 0 | 0 | 0 | 0 | 0 | 0 | 0 | 0 | 0 | 0 | 0
F13_Industrial_Petroleum_New_Space Heating_Natural Gas_Gas Boiler - Burner Control Optimization_A_Achievable Technical Potential | F13 | Industrial | Petroleum | New | Space Heating | Natural Gas | Gas Boiler - Burner Control Optimization | A | Purchases (Incremental) | Achievable Technical Potential | 0 | 0 | 4.8677e-05 | 0.00013353 | 0.00038082 | 0.00088957 | 0.0015928 | 0.0025697 | 0.0036974 | 0.0048739 | 0.0056982 | 0.006215 | 0.0062767 | 0.0059752 | 0.0051908 | 0.0042926 | 0.0033509 | 0.0024988 | 0.0017333 | 0.0011559 | 0.00073491 | 0.00051873
F14_Industrial_Petroleum_New_Space Heating_Natural Gas_Gas Boiler - Burner Control Optimization_A_Achievable Technical Potential | F14 | Industrial | Petroleum | New | Space Heating | Natural Gas | Gas Boiler - Burner Control Optimization | A | Purchases (Cumulative) | Achievable Technical Potential | 0 | 0 | 4.8677e-05 | 0.00018221 | 0.00056303 | 0.0014526 | 0.0030454 | 0.0056151 | 0.0093125 | 0.014186 | 0.019885 | 0.0261 | 0.032376 | 0.038351 | 0.043542 | 0.047835 | 0.051186 | 0.053685 | 0.055418 | 0.056574 | 0.05726 | 0.057645
F1_Industrial_Petroleum_New_Process_Natural Gas_Gas Boiler - Burner Control Optimization_A_Achievable Technical Potential | F1 | Industrial | Petroleum | New | Process | Natural Gas | Gas Boiler - Burner Control Optimization | A | Original Unit Energy Savings (kWh or therms) | Achievable Technical Potential | 0 | 0 | 212.2656 | 212.2656 | 212.2656 | 212.2656 | 212.2656 | 212.2656 | 212.2656 | 212.2656 | 212.2656 | 212.2656 | 212.2656 | 212.2656 | 212.2656 | 212.2656 | 212.2656 | 212.2656 | 212.2656 | 212.2656 | 212.2656 | 212.2656
F2_Industrial_Petroleum_New_Process_Natural Gas_Gas Boiler - Burner Control Optimization_A_Achievable Technical Potential | F2 | Industrial | Petroleum | New | Process | Natural Gas | Gas Boiler - Burner Control Optimization | A | Original Unit Summer Peak Savings (kW) | Achievable Technical Potential | 0 | 0 | 0 | 0 | 0 | 0 | 0 | 0 | 0 | 0 | 0 | 0 | 0 | 0 | 0 | 0 | 0 | 0 | 0 | 0 | 0 | 0
F3_Industrial_Petroleum_New_Process_Natural Gas_Gas Boiler - Burner Control Optimization_A_Achievable Technical Potential | F3 | Industrial | Petroleum | New | Process | Natural Gas | Gas Boiler - Burner Control Optimization | A | Original Unit Winter Peak Savings (kW) | Achievable Technical Potential | 0 | 0 | 0 | 0 | 0 | 0 | 0 | 0 | 0 | 0 | 0 | 0 | 0 | 0 | 0 | 0 | 0 | 0 | 0 | 0 | 0 | 0
F4_Industrial_Petroleum_New_Process_Natural Gas_Gas Boiler - Burner Control Optimization_A_Achievable Technical Potential | F4 | Industrial | Petroleum | New | Process | Natural Gas | Gas Boiler - Burner Control Optimization | A | Standalone Impact on Baseline Energy (%) | Achievable Technical Potential | 0% | 0% | 0.001116% | 0.002394% | 0.005188% | 0.01003% | 0.01826% | 0.02922% | 0.04287% | 0.0578% | 0.07463% | 0.0898% | 0.103% | 0.1121% | 0.1206% | 0.1247% | 0.1259% | 0.124% | 0.123% | 0.1198% | 0.1161% | 0.1121%
F5_Industrial_Petroleum_New_Process_Natural Gas_Gas Boiler - Burner Control Optimization_A_Achievable Technical Potential | F5 | Industrial | Petroleum | New | Process | Natural Gas | Gas Boiler - Burner Control Optimization | A | Standalone Impact on Baseline Summer Peak (%) | Achievable Technical Potential | bar: 2019 to 2040
F6_Industrial_Petroleum_New_Process_Natural Gas_Gas Boiler - Burner Control Optimization_A_Achievable Technical Potential | F6 | Industrial | Petroleum | New | Process | Natural Gas | Gas Boiler - Burner Control Optimization | A | Standalone Impact on Baseline Winter Peak (%) | Achievable Technical Potential | bar: 2019 to 2040
F7_Industrial_Petroleum_New_Process_Natural Gas_Gas Boiler - Burner Control Optimization_A_Achievable Technical Potential | F7 | Industrial | Petroleum | New | Process | Natural Gas | Gas Boiler - Burner Control Optimization | A | Incremental Energy Savings (MWh or mTherms) | Achievable Technical Potential | 0 | 0 | 0.00082052 | 0.0022509 | 0.0064194 | 0.014995 | 0.026849 | 0.043316 | 0.062326 | 0.082157 | 0.096052 | 0.10476 | 0.1058 | 0.10072 | 0.0875 | 0.072359 | 0.056485 | 0.042121 | 0.029218 | 0.019485 | 0.012388 | 0.0087441
F8_Industrial_Petroleum_New_Process_Natural Gas_Gas Boiler - Burner Control Optimization_A_Achievable Technical Potential | F8 | Industrial | Petroleum | New | Process | Natural Gas | Gas Boiler - Burner Control Optimization | A | Incremental Summer Peak Savings (MW) | Achievable Technical Potential | 0 | 0 | 0 | 0 | 0 | 0 | 0 | 0 | 0 | 0 | 0 | 0 | 0 | 0 | 0 | 0 | 0 | 0 | 0 | 0 | 0 | 0
F9_Industrial_Petroleum_New_Process_Natural Gas_Gas Boiler - Burner Control Optimization_A_Achievable Technical Potential | F9 | Industrial | Petroleum | New | Process | Natural Gas | Gas Boiler - Burner Control Optimization | A | Incremental Winter Peak Savings (MW) | Achievable Technical Potential | 0 | 0 | 0 | 0 | 0 | 0 | 0 | 0 | 0 | 0 | 0 | 0 | 0 | 0 | 0 | 0 | 0 | 0 | 0 | 0 | 0 | 0
F10_Industrial_Petroleum_New_Process_Natural Gas_Gas Boiler - Burner Control Optimization_A_Achievable Technical Potential | F10 | Industrial | Petroleum | New | Process | Natural Gas | Gas Boiler - Burner Control Optimization | A | Cumulative Energy Savings (MWh or mTherms) | Achievable Technical Potential | 0 | 0 | 0.00082052 | 0.0030714 | 0.0094908 | 0.024486 | 0.051335 | 0.094651 | 0.15698 | 0.23913 | 0.33519 | 0.43995 | 0.54575 | 0.64648 | 0.73398 | 0.80634 | 0.86282 | 0.90494 | 0.93416 | 0.95364 | 0.96521 | 0.9717
F11_Industrial_Petroleum_New_Process_Natural Gas_Gas Boiler - Burner Control Optimization_A_Achievable Technical Potential | F11 | Industrial | Petroleum | New | Process | Natural Gas | Gas Boiler - Burner Control Optimization | A | Cumulative Summer Peak Savings (MW) | Achievable Technical Potential | 0 | 0 | 0 | 0 | 0 | 0 | 0 | 0 | 0 | 0 | 0 | 0 | 0 | 0 | 0 | 0 | 0 | 0 | 0 | 0 | 0 | 0
F12_Industrial_Petroleum_New_Process_Natural Gas_Gas Boiler - Burner Control Optimization_A_Achievable Technical Potential | F12 | Industrial | Petroleum | New | Process | Natural Gas | Gas Boiler - Burner Control Optimization | A | Cumulative Winter Peak Savings (MW) | Achievable Technical Potential | 0 | 0 | 0 | 0 | 0 | 0 | 0 | 0 | 0 | 0 | 0 | 0 | 0 | 0 | 0 | 0 | 0 | 0 | 0 | 0 | 0 | 0
F13_Industrial_Petroleum_New_Process_Natural Gas_Gas Boiler - Burner Control Optimization_A_Achievable Technical Potential | F13 | Industrial | Petroleum | New | Process | Natural Gas | Gas Boiler - Burner Control Optimization | A | Purchases (Incremental) | Achievable Technical Potential | 0 | 0 | 0.0038655 | 0.010604 | 0.030242 | 0.070643 | 0.12649 | 0.20406 | 0.29362 | 0.38705 | 0.45251 | 0.49355 | 0.49845 | 0.47451 | 0.41222 | 0.34089 | 0.26611 | 0.19844 | 0.13765 | 0.091793 | 0.058361 | 0.041194
F14_Industrial_Petroleum_New_Process_Natural Gas_Gas Boiler - Burner Control Optimization_A_Achievable Technical Potential | F14 | Industrial | Petroleum | New | Process | Natural Gas | Gas Boiler - Burner Control Optimization | A | Purchases (Cumulative) | Achievable Technical Potential | 0 | 0 | 0.0038655 | 0.01447 | 0.044712 | 0.11536 | 0.24184 | 0.44591 | 0.73953 | 1.1266 | 1.5791 | 2.0726 | 2.5711 | 3.0456 | 3.4578 | 3.7987 | 4.0648 | 4.2633 | 4.4009 | 4.4927 | 4.5472 | 4.5778
F1_Industrial_Petroleum_New_Space Heating_Natural Gas_HVAC - Demand Controlled Ventilation_A_Achievable Technical Potential | F1 | Industrial | Petroleum | New | Space Heating | Natural Gas | HVAC - Demand Controlled Ventilation | A | Original Unit Energy Savings (kWh or therms) | Achievable Technical Potential | 0 | 0 | 0.067787 | 0.067787 | 0.067787 | 0.067787 | 0.067787 | 0.067787 | 0.067787 | 0.067787 | 0.067787 | 0.067787 | 0.067787 | 0.067787 | 0.067787 | 0.067787 | 0.067787 | 0.067787 | 0.067787 | 0.067787 | 0.067787 | 0.067787
F2_Industrial_Petroleum_New_Space Heating_Natural Gas_HVAC - Demand Controlled Ventilation_A_Achievable Technical Potential | F2 | Industrial | Petroleum | New | Space Heating | Natural Gas | HVAC - Demand Controlled Ventilation | A | Original Unit Summer Peak Savings (kW) | Achievable Technical Potential | 0 | 0 | 0 | 0 | 0 | 0 | 0 | 0 | 0 | 0 | 0 | 0 | 0 | 0 | 0 | 0 | 0 | 0 | 0 | 0 | 0 | 0
F3_Industrial_Petroleum_New_Space Heating_Natural Gas_HVAC - Demand Controlled Ventilation_A_Achievable Technical Potential | F3 | Industrial | Petroleum | New | Space Heating | Natural Gas | HVAC - Demand Controlled Ventilation | A | Original Unit Winter Peak Savings (kW) | Achievable Technical Potential | 0 | 0 | 0 | 0 | 0 | 0 | 0 | 0 | 0 | 0 | 0 | 0 | 0 | 0 | 0 | 0 | 0 | 0 | 0 | 0 | 0 | 0
F4_Industrial_Petroleum_New_Space Heating_Natural Gas_HVAC - Demand Controlled Ventilation_A_Achievable Technical Potential | F4 | Industrial | Petroleum | New | Space Heating | Natural Gas | HVAC - Demand Controlled Ventilation | A | Standalone Impact on Baseline Energy (%) | Achievable Technical Potential | 0% | 0% | 0.08633% | 0.1358% | 0.1816% | 0.2223% | 0.2795% | 0.3289% | 0.3772% | 0.4202% | 0.4734% | 0.5203% | 0.5672% | 0.6077% | 0.6624% | 0.7093% | 0.7558% | 0.7871% | 0.8283% | 0.8569% | 0.8813% | 0.9037%
F5_Industrial_Petroleum_New_Space Heating_Natural Gas_HVAC - Demand Controlled Ventilation_A_Achievable Technical Potential | F5 | Industrial | Petroleum | New | Space Heating | Natural Gas | HVAC - Demand Controlled Ventilation | A | Standalone Impact on Baseline Summer Peak (%) | Achievable Technical Potential | bar: 2019 to 2040
F6_Industrial_Petroleum_New_Space Heating_Natural Gas_HVAC - Demand Controlled Ventilation_A_Achievable Technical Potential | F6 | Industrial | Petroleum | New | Space Heating | Natural Gas | HVAC - Demand Controlled Ventilation | A | Standalone Impact on Baseline Winter Peak (%) | Achievable Technical Potential | bar: 2019 to 2040
F7_Industrial_Petroleum_New_Space Heating_Natural Gas_HVAC - Demand Controlled Ventilation_A_Achievable Technical Potential | F7 | Industrial | Petroleum | New | Space Heating | Natural Gas | HVAC - Demand Controlled Ventilation | A | Incremental Energy Savings (MWh or mTherms) | Achievable Technical Potential | 0 | 0 | 0.00023317 | 0.00040693 | 0.00058026 | 0.00077453 | 0.00089153 | 0.0010274 | 0.0011615 | 0.0013123 | 0.0014247 | 0.0015539 | 0.0016814 | 0.0018293 | 0.0019297 | 0.0020517 | 0.0021736 | 0.0023156 | 0.0024093 | 0.0025248 | 0.0026372 | 0.0027492
F8_Industrial_Petroleum_New_Space Heating_Natural Gas_HVAC - Demand Controlled Ventilation_A_Achievable Technical Potential | F8 | Industrial | Petroleum | New | Space Heating | Natural Gas | HVAC - Demand Controlled Ventilation | A | Incremental Summer Peak Savings (MW) | Achievable Technical Potential | 0 | 0 | 0 | 0 | 0 | 0 | 0 | 0 | 0 | 0 | 0 | 0 | 0 | 0 | 0 | 0 | 0 | 0 | 0 | 0 | 0 | 0
F9_Industrial_Petroleum_New_Space Heating_Natural Gas_HVAC - Demand Controlled Ventilation_A_Achievable Technical Potential | F9 | Industrial | Petroleum | New | Space Heating | Natural Gas | HVAC - Demand Controlled Ventilation | A | Incremental Winter Peak Savings (MW) | Achievable Technical Potential | 0 | 0 | 0 | 0 | 0 | 0 | 0 | 0 | 0 | 0 | 0 | 0 | 0 | 0 | 0 | 0 | 0 | 0 | 0 | 0 | 0 | 0
F10_Industrial_Petroleum_New_Space Heating_Natural Gas_HVAC - Demand Controlled Ventilation_A_Achievable Technical Potential | F10 | Industrial | Petroleum | New | Space Heating | Natural Gas | HVAC - Demand Controlled Ventilation | A | Cumulative Energy Savings (MWh or mTherms) | Achievable Technical Potential | 0 | 0 | 0.00023317 | 0.0006401 | 0.0012204 | 0.0019949 | 0.0028864 | 0.0039138 | 0.0050752 | 0.0063875 | 0.0078122 | 0.0093661 | 0.011048 | 0.012877 | 0.014807 | 0.016858 | 0.019032 | 0.021114 | 0.023117 | 0.025061 | 0.026924 | 0.028782
F11_Industrial_Petroleum_New_Space Heating_Natural Gas_HVAC - Demand Controlled Ventilation_A_Achievable Technical Potential | F11 | Industrial | Petroleum | New | Space Heating | Natural Gas | HVAC - Demand Controlled Ventilation | A | Cumulative Summer Peak Savings (MW) | Achievable Technical Potential | 0 | 0 | 0 | 0 | 0 | 0 | 0 | 0 | 0 | 0 | 0 | 0 | 0 | 0 | 0 | 0 | 0 | 0 | 0 | 0 | 0 | 0
F12_Industrial_Petroleum_New_Space Heating_Natural Gas_HVAC - Demand Controlled Ventilation_A_Achievable Technical Potential | F12 | Industrial | Petroleum | New | Space Heating | Natural Gas | HVAC - Demand Controlled Ventilation | A | Cumulative Winter Peak Savings (MW) | Achievable Technical Potential | 0 | 0 | 0 | 0 | 0 | 0 | 0 | 0 | 0 | 0 | 0 | 0 | 0 | 0 | 0 | 0 | 0 | 0 | 0 | 0 | 0 | 0
F13_Industrial_Petroleum_New_Space Heating_Natural Gas_HVAC - Demand Controlled Ventilation_A_Achievable Technical Potential | F13 | Industrial | Petroleum | New | Space Heating | Natural Gas | HVAC - Demand Controlled Ventilation | A | Purchases (Incremental) | Achievable Technical Potential | 0 | 0 | 3.4398 | 6.003 | 8.56 | 11.4259 | 13.1519 | 15.1556 | 17.134 | 19.3594 | 21.0169 | 22.9232 | 24.8042 | 26.9863 | 28.4672 | 30.2671 | 32.0657 | 34.1594 | 35.5424 | 37.2466 | 38.9043 | 40.5571
F14_Industrial_Petroleum_New_Space Heating_Natural Gas_HVAC - Demand Controlled Ventilation_A_Achievable Technical Potential | F14 | Industrial | Petroleum | New | Space Heating | Natural Gas | HVAC - Demand Controlled Ventilation | A | Purchases (Cumulative) | Achievable Technical Potential | 0 | 0 | 3.4398 | 9.4428 | 18.0028 | 29.4287 | 42.5807 | 57.7363 | 74.8703 | 94.2297 | 115.2466 | 138.1697 | 162.974 | 189.9602 | 218.4274 | 248.6946 | 280.7602 | 311.4799 | 341.0193 | 369.7058 | 397.1842 | 424.5894
F1_Industrial_Petroleum_New_Space Heating_Natural Gas_Gas Boiler - Stack Economizer_A_Achievable Technical Potential | F1 | Industrial | Petroleum | New | Space Heating | Natural Gas | Gas Boiler - Stack Economizer | A | Original Unit Energy Savings (kWh or therms) | Achievable Technical Potential | 0 | 0 | 101.302 | 101.302 | 101.302 | 101.302 | 101.302 | 101.302 | 101.302 | 101.302 | 101.302 | 101.302 | 101.302 | 101.302 | 101.302 | 101.302 | 101.302 | 101.302 | 101.302 | 101.302 | 101.302 | 101.302
F2_Industrial_Petroleum_New_Space Heating_Natural Gas_Gas Boiler - Stack Economizer_A_Achievable Technical Potential | F2 | Industrial | Petroleum | New | Space Heating | Natural Gas | Gas Boiler - Stack Economizer | A | Original Unit Summer Peak Savings (kW) | Achievable Technical Potential | 0 | 0 | 0 | 0 | 0 | 0 | 0 | 0 | 0 | 0 | 0 | 0 | 0 | 0 | 0 | 0 | 0 | 0 | 0 | 0 | 0 | 0
F3_Industrial_Petroleum_New_Space Heating_Natural Gas_Gas Boiler - Stack Economizer_A_Achievable Technical Potential | F3 | Industrial | Petroleum | New | Space Heating | Natural Gas | Gas Boiler - Stack Economizer | A | Original Unit Winter Peak Savings (kW) | Achievable Technical Potential | 0 | 0 | 0 | 0 | 0 | 0 | 0 | 0 | 0 | 0 | 0 | 0 | 0 | 0 | 0 | 0 | 0 | 0 | 0 | 0 | 0 | 0
F4_Industrial_Petroleum_New_Space Heating_Natural Gas_Gas Boiler - Stack Economizer_A_Achievable Technical Potential | F4 | Industrial | Petroleum | New | Space Heating | Natural Gas | Gas Boiler - Stack Economizer | A | Standalone Impact on Baseline Energy (%) | Achievable Technical Potential | 0% | 0% | 0.01805% | 0.02839% | 0.03795% | 0.04648% | 0.05843% | 0.06695% | 0.07221% | 0.0743% | 0.07676% | 0.07703% | 0.07651% | 0.07458% | 0.07411% | 0.07243% | 0.07054% | 0.06622% | 0.06364% | 0.06073% | 0.05814% | 0.05577%
F5_Industrial_Petroleum_New_Space Heating_Natural Gas_Gas Boiler - Stack Economizer_A_Achievable Technical Potential | F5 | Industrial | Petroleum | New | Space Heating | Natural Gas | Gas Boiler - Stack Economizer | A | Standalone Impact on Baseline Summer Peak (%) | Achievable Technical Potential | bar: 2019 to 2040
F6_Industrial_Petroleum_New_Space Heating_Natural Gas_Gas Boiler - Stack Economizer_A_Achievable Technical Potential | F6 | Industrial | Petroleum | New | Space Heating | Natural Gas | Gas Boiler - Stack Economizer | A | Standalone Impact on Baseline Winter Peak (%) | Achievable Technical Potential | bar: 2019 to 2040
F7_Industrial_Petroleum_New_Space Heating_Natural Gas_Gas Boiler - Stack Economizer_A_Achievable Technical Potential | F7 | Industrial | Petroleum | New | Space Heating | Natural Gas | Gas Boiler - Stack Economizer | A | Incremental Energy Savings (MWh or mTherms) | Achievable Technical Potential | 0 | 0 | 4.8746e-05 | 8.5071e-05 | 0.00012131 | 0.00016192 | 0.00018638 | 0.0001933 | 0.00017482 | 0.00015802 | 0.00013724 | 0.00011975 | 0.00010366 | 9.0227e-05 | 7.6143e-05 | 6.4766e-05 | 5.4891e-05 | 4.8746e-05 | 8.5071e-05 | 0.00012131 | 0.00016192 | 0.00018638
F8_Industrial_Petroleum_New_Space Heating_Natural Gas_Gas Boiler - Stack Economizer_A_Achievable Technical Potential | F8 | Industrial | Petroleum | New | Space Heating | Natural Gas | Gas Boiler - Stack Economizer | A | Incremental Summer Peak Savings (MW) | Achievable Technical Potential | 0 | 0 | 0 | 0 | 0 | 0 | 0 | 0 | 0 | 0 | 0 | 0 | 0 | 0 | 0 | 0 | 0 | 0 | 0 | 0 | 0 | 0
F9_Industrial_Petroleum_New_Space Heating_Natural Gas_Gas Boiler - Stack Economizer_A_Achievable Technical Potential | F9 | Industrial | Petroleum | New | Space Heating | Natural Gas | Gas Boiler - Stack Economizer | A | Incremental Winter Peak Savings (MW) | Achievable Technical Potential | 0 | 0 | 0 | 0 | 0 | 0 | 0 | 0 | 0 | 0 | 0 | 0 | 0 | 0 | 0 | 0 | 0 | 0 | 0 | 0 | 0 | 0
F10_Industrial_Petroleum_New_Space Heating_Natural Gas_Gas Boiler - Stack Economizer_A_Achievable Technical Potential | F10 | Industrial | Petroleum | New | Space Heating | Natural Gas | Gas Boiler - Stack Economizer | A | Cumulative Energy Savings (MWh or mTherms) | Achievable Technical Potential | 0 | 0 | 4.8746e-05 | 0.00013382 | 0.00025512 | 0.00041704 | 0.00060343 | 0.00079672 | 0.00097155 | 0.0011296 | 0.0012668 | 0.0013866 | 0.0014902 | 0.0015805 | 0.0016566 | 0.0017214 | 0.0017763 | 0.0017763 | 0.0017763 | 0.0017763 | 0.0017763 | 0.0017763
F11_Industrial_Petroleum_New_Space Heating_Natural Gas_Gas Boiler - Stack Economizer_A_Achievable Technical Potential | F11 | Industrial | Petroleum | New | Space Heating | Natural Gas | Gas Boiler - Stack Economizer | A | Cumulative Summer Peak Savings (MW) | Achievable Technical Potential | 0 | 0 | 0 | 0 | 0 | 0 | 0 | 0 | 0 | 0 | 0 | 0 | 0 | 0 | 0 | 0 | 0 | 0 | 0 | 0 | 0 | 0
F12_Industrial_Petroleum_New_Space Heating_Natural Gas_Gas Boiler - Stack Economizer_A_Achievable Technical Potential | F12 | Industrial | Petroleum | New | Space Heating | Natural Gas | Gas Boiler - Stack Economizer | A | Cumulative Winter Peak Savings (MW) | Achievable Technical Potential | 0 | 0 | 0 | 0 | 0 | 0 | 0 | 0 | 0 | 0 | 0 | 0 | 0 | 0 | 0 | 0 | 0 | 0 | 0 | 0 | 0 | 0
F13_Industrial_Petroleum_New_Space Heating_Natural Gas_Gas Boiler - Stack Economizer_A_Achievable Technical Potential | F13 | Industrial | Petroleum | New | Space Heating | Natural Gas | Gas Boiler - Stack Economizer | A | Purchases (Incremental) | Achievable Technical Potential | 0 | 0 | 0.00048119 | 0.00083977 | 0.0011975 | 0.0015984 | 0.0018399 | 0.0019081 | 0.0017258 | 0.0015599 | 0.0013548 | 0.0011821 | 0.0010233 | 0.00089067 | 0.00075164 | 0.00063933 | 0.00054186 | 0.00048119 | 0.00083977 | 0.0011975 | 0.0015984 | 0.0018399
F14_Industrial_Petroleum_New_Space Heating_Natural Gas_Gas Boiler - Stack Economizer_A_Achievable Technical Potential | F14 | Industrial | Petroleum | New | Space Heating | Natural Gas | Gas Boiler - Stack Economizer | A | Purchases (Cumulative) | Achievable Technical Potential | 0 | 0 | 0.00048119 | 0.001321 | 0.0025184 | 0.0041168 | 0.0059567 | 0.0078648 | 0.0095906 | 0.011151 | 0.012505 | 0.013687 | 0.014711 | 0.015601 | 0.016353 | 0.016992 | 0.017534 | 0.017534 | 0.017534 | 0.017534 | 0.017534 | 0.017534
F1_Industrial_Petroleum_New_Process_Natural Gas_Gas Boiler - Stack Economizer_A_Achievable Technical Potential | F1 | Industrial | Petroleum | New | Process | Natural Gas | Gas Boiler - Stack Economizer | A | Original Unit Energy Savings (kWh or therms) | Achievable Technical Potential | 0 | 0 | 702.6725 | 702.6725 | 702.6725 | 702.6725 | 702.6725 | 702.6725 | 702.6725 | 702.6725 | 702.6725 | 702.6725 | 702.6725 | 702.6725 | 702.6725 | 702.6725 | 702.6725 | 702.6725 | 702.6725 | 702.6725 | 702.6725 | 702.6725
F2_Industrial_Petroleum_New_Process_Natural Gas_Gas Boiler - Stack Economizer_A_Achievable Technical Potential | F2 | Industrial | Petroleum | New | Process | Natural Gas | Gas Boiler - Stack Economizer | A | Original Unit Summer Peak Savings (kW) | Achievable Technical Potential | 0 | 0 | 0 | 0 | 0 | 0 | 0 | 0 | 0 | 0 | 0 | 0 | 0 | 0 | 0 | 0 | 0 | 0 | 0 | 0 | 0 | 0
F3_Industrial_Petroleum_New_Process_Natural Gas_Gas Boiler - Stack Economizer_A_Achievable Technical Potential | F3 | Industrial | Petroleum | New | Process | Natural Gas | Gas Boiler - Stack Economizer | A | Original Unit Winter Peak Savings (kW) | Achievable Technical Potential | 0 | 0 | 0 | 0 | 0 | 0 | 0 | 0 | 0 | 0 | 0 | 0 | 0 | 0 | 0 | 0 | 0 | 0 | 0 | 0 | 0 | 0
F4_Industrial_Petroleum_New_Process_Natural Gas_Gas Boiler - Stack Economizer_A_Achievable Technical Potential | F4 | Industrial | Petroleum | New | Process | Natural Gas | Gas Boiler - Stack Economizer | A | Standalone Impact on Baseline Energy (%) | Achievable Technical Potential | 0% | 0% | 0.03653% | 0.05746% | 0.07682% | 0.09408% | 0.1183% | 0.1355% | 0.1462% | 0.1504% | 0.1554% | 0.1559% | 0.1549% | 0.151% | 0.15% | 0.1466% | 0.1428% | 0.134% | 0.1288% | 0.1229% | 0.1177% | 0.1129%
F5_Industrial_Petroleum_New_Process_Natural Gas_Gas Boiler - Stack Economizer_A_Achievable Technical Potential | F5 | Industrial | Petroleum | New | Process | Natural Gas | Gas Boiler - Stack Economizer | A | Standalone Impact on Baseline Summer Peak (%) | Achievable Technical Potential | bar: 2019 to 2040
F6_Industrial_Petroleum_New_Process_Natural Gas_Gas Boiler - Stack Economizer_A_Achievable Technical Potential | F6 | Industrial | Petroleum | New | Process | Natural Gas | Gas Boiler - Stack Economizer | A | Standalone Impact on Baseline Winter Peak (%) | Achievable Technical Potential | bar: 2019 to 2040
F7_Industrial_Petroleum_New_Process_Natural Gas_Gas Boiler - Stack Economizer_A_Achievable Technical Potential | F7 | Industrial | Petroleum | New | Process | Natural Gas | Gas Boiler - Stack Economizer | A | Incremental Energy Savings (MWh or mTherms) | Achievable Technical Potential | 0 | 0 | 0.026851 | 0.04686 | 0.066821 | 0.089193 | 0.10267 | 0.10648 | 0.096301 | 0.087047 | 0.075599 | 0.065965 | 0.057103 | 0.049701 | 0.041943 | 0.035676 | 0.030236 | 0.026851 | 0.04686 | 0.066821 | 0.089193 | 0.10267
F8_Industrial_Petroleum_New_Process_Natural Gas_Gas Boiler - Stack Economizer_A_Achievable Technical Potential | F8 | Industrial | Petroleum | New | Process | Natural Gas | Gas Boiler - Stack Economizer | A | Incremental Summer Peak Savings (MW) | Achievable Technical Potential | 0 | 0 | 0 | 0 | 0 | 0 | 0 | 0 | 0 | 0 | 0 | 0 | 0 | 0 | 0 | 0 | 0 | 0 | 0 | 0 | 0 | 0
F9_Industrial_Petroleum_New_Process_Natural Gas_Gas Boiler - Stack Economizer_A_Achievable Technical Potential | F9 | Industrial | Petroleum | New | Process | Natural Gas | Gas Boiler - Stack Economizer | A | Incremental Winter Peak Savings (MW) | Achievable Technical Potential | 0 | 0 | 0 | 0 | 0 | 0 | 0 | 0 | 0 | 0 | 0 | 0 | 0 | 0 | 0 | 0 | 0 | 0 | 0 | 0 | 0 | 0
F10_Industrial_Petroleum_New_Process_Natural Gas_Gas Boiler - Stack Economizer_A_Achievable Technical Potential | F10 | Industrial | Petroleum | New | Process | Natural Gas | Gas Boiler - Stack Economizer | A | Cumulative Energy Savings (MWh or mTherms) | Achievable Technical Potential | 0 | 0 | 0.026851 | 0.073712 | 0.14053 | 0.22973 | 0.33239 | 0.43887 | 0.53517 | 0.62221 | 0.69781 | 0.76378 | 0.82088 | 0.87058 | 0.91253 | 0.9482 | 0.97844 | 0.97844 | 0.97844 | 0.97844 | 0.97844 | 0.97844
F11_Industrial_Petroleum_New_Process_Natural Gas_Gas Boiler - Stack Economizer_A_Achievable Technical Potential | F11 | Industrial | Petroleum | New | Process | Natural Gas | Gas Boiler - Stack Economizer | A | Cumulative Summer Peak Savings (MW) | Achievable Technical Potential | 0 | 0 | 0 | 0 | 0 | 0 | 0 | 0 | 0 | 0 | 0 | 0 | 0 | 0 | 0 | 0 | 0 | 0 | 0 | 0 | 0 | 0
F12_Industrial_Petroleum_New_Process_Natural Gas_Gas Boiler - Stack Economizer_A_Achievable Technical Potential | F12 | Industrial | Petroleum | New | Process | Natural Gas | Gas Boiler - Stack Economizer | A | Cumulative Winter Peak Savings (MW) | Achievable Technical Potential | 0 | 0 | 0 | 0 | 0 | 0 | 0 | 0 | 0 | 0 | 0 | 0 | 0 | 0 | 0 | 0 | 0 | 0 | 0 | 0 | 0 | 0
F13_Industrial_Petroleum_New_Process_Natural Gas_Gas Boiler - Stack Economizer_A_Achievable Technical Potential | F13 | Industrial | Petroleum | New | Process | Natural Gas | Gas Boiler - Stack Economizer | A | Purchases (Incremental) | Achievable Technical Potential | 0 | 0 | 0.038213 | 0.066689 | 0.095095 | 0.12693 | 0.14611 | 0.15153 | 0.13705 | 0.12388 | 0.10759 | 0.093878 | 0.081265 | 0.070731 | 0.05969 | 0.050771 | 0.043031 | 0.038213 | 0.066689 | 0.095095 | 0.12693 | 0.14611
F14_Industrial_Petroleum_New_Process_Natural Gas_Gas Boiler - Stack Economizer_A_Achievable Technical Potential | F14 | Industrial | Petroleum | New | Process | Natural Gas | Gas Boiler - Stack Economizer | A | Purchases (Cumulative) | Achievable Technical Potential | 0 | 0 | 0.038213 | 0.1049 | 0.2 | 0.32693 | 0.47304 | 0.62457 | 0.76162 | 0.8855 | 0.99309 | 1.087 | 1.1682 | 1.239 | 1.2986 | 1.3494 | 1.3925 | 1.3925 | 1.3925 | 1.3925 | 1.3925 | 1.3925
F1_Industrial_Petroleum_New_Space Heating_Natural Gas_Gas Furnace Tube Inserts_A_Achievable Technical Potential | F1 | Industrial | Petroleum | New | Space Heating | Natural Gas | Gas Furnace Tube Inserts | A | Original Unit Energy Savings (kWh or therms) | Achievable Technical Potential | 0 | 0 | 0.077933 | 0.077933 | 0.077933 | 0.077933 | 0.077933 | 0.077933 | 0.077933 | 0.077933 | 0.077933 | 0.077933 | 0.077933 | 0.077933 | 0.077933 | 0.077933 | 0.077933 | 0.077933 | 0.077933 | 0.077933 | 0.077933 | 0.077933
F2_Industrial_Petroleum_New_Space Heating_Natural Gas_Gas Furnace Tube Inserts_A_Achievable Technical Potential | F2 | Industrial | Petroleum | New | Space Heating | Natural Gas | Gas Furnace Tube Inserts | A | Original Unit Summer Peak Savings (kW) | Achievable Technical Potential | 0 | 0 | 0 | 0 | 0 | 0 | 0 | 0 | 0 | 0 | 0 | 0 | 0 | 0 | 0 | 0 | 0 | 0 | 0 | 0 | 0 | 0
F3_Industrial_Petroleum_New_Space Heating_Natural Gas_Gas Furnace Tube Inserts_A_Achievable Technical Potential | F3 | Industrial | Petroleum | New | Space Heating | Natural Gas | Gas Furnace Tube Inserts | A | Original Unit Winter Peak Savings (kW) | Achievable Technical Potential | 0 | 0 | 0 | 0 | 0 | 0 | 0 | 0 | 0 | 0 | 0 | 0 | 0 | 0 | 0 | 0 | 0 | 0 | 0 | 0 | 0 | 0
F4_Industrial_Petroleum_New_Space Heating_Natural Gas_Gas Furnace Tube Inserts_A_Achievable Technical Potential | F4 | Industrial | Petroleum | New | Space Heating | Natural Gas | Gas Furnace Tube Inserts | A | Standalone Impact on Baseline Energy (%) | Achievable Technical Potential | bar: 2019 to 2040
F5_Industrial_Petroleum_New_Space Heating_Natural Gas_Gas Furnace Tube Inserts_A_Achievable Technical Potential | F5 | Industrial | Petroleum | New | Space Heating | Natural Gas | Gas Furnace Tube Inserts | A | Standalone Impact on Baseline Summer Peak (%) | Achievable Technical Potential | bar: 2019 to 2040
F6_Industrial_Petroleum_New_Space Heating_Natural Gas_Gas Furnace Tube Inserts_A_Achievable Technical Potential | F6 | Industrial | Petroleum | New | Space Heating | Natural Gas | Gas Furnace Tube Inserts | A | Standalone Impact on Baseline Winter Peak (%) | Achievable Technical Potential | bar: 2019 to 2040
F7_Industrial_Petroleum_New_Space Heating_Natural Gas_Gas Furnace Tube Inserts_A_Achievable Technical Potential | F7 | Industrial | Petroleum | New | Space Heating | Natural Gas | Gas Furnace Tube Inserts | A | Incremental Energy Savings (MWh or mTherms) | Achievable Technical Potential | 0 | 0 | 0 | 0 | 0 | 0 | 0 | 0 | 0 | 0 | 0 | 0 | 0 | 0 | 0 | 0 | 0 | 0 | 0 | 0 | 0 | 0
F8_Industrial_Petroleum_New_Space Heating_Natural Gas_Gas Furnace Tube Inserts_A_Achievable Technical Potential | F8 | Industrial | Petroleum | New | Space Heating | Natural Gas | Gas Furnace Tube Inserts | A | Incremental Summer Peak Savings (MW) | Achievable Technical Potential | 0 | 0 | 0 | 0 | 0 | 0 | 0 | 0 | 0 | 0 | 0 | 0 | 0 | 0 | 0 | 0 | 0 | 0 | 0 | 0 | 0 | 0
F9_Industrial_Petroleum_New_Space Heating_Natural Gas_Gas Furnace Tube Inserts_A_Achievable Technical Potential | F9 | Industrial | Petroleum | New | Space Heating | Natural Gas | Gas Furnace Tube Inserts | A | Incremental Winter Peak Savings (MW) | Achievable Technical Potential | 0 | 0 | 0 | 0 | 0 | 0 | 0 | 0 | 0 | 0 | 0 | 0 | 0 | 0 | 0 | 0 | 0 | 0 | 0 | 0 | 0 | 0
F10_Industrial_Petroleum_New_Space Heating_Natural Gas_Gas Furnace Tube Inserts_A_Achievable Technical Potential | F10 | Industrial | Petroleum | New | Space Heating | Natural Gas | Gas Furnace Tube Inserts | A | Cumulative Energy Savings (MWh or mTherms) | Achievable Technical Potential | 0 | 0 | 0 | 0 | 0 | 0 | 0 | 0 | 0 | 0 | 0 | 0 | 0 | 0 | 0 | 0 | 0 | 0 | 0 | 0 | 0 | 0
F11_Industrial_Petroleum_New_Space Heating_Natural Gas_Gas Furnace Tube Inserts_A_Achievable Technical Potential | F11 | Industrial | Petroleum | New | Space Heating | Natural Gas | Gas Furnace Tube Inserts | A | Cumulative Summer Peak Savings (MW) | Achievable Technical Potential | 0 | 0 | 0 | 0 | 0 | 0 | 0 | 0 | 0 | 0 | 0 | 0 | 0 | 0 | 0 | 0 | 0 | 0 | 0 | 0 | 0 | 0
F12_Industrial_Petroleum_New_Space Heating_Natural Gas_Gas Furnace Tube Inserts_A_Achievable Technical Potential | F12 | Industrial | Petroleum | New | Space Heating | Natural Gas | Gas Furnace Tube Inserts | A | Cumulative Winter Peak Savings (MW) | Achievable Technical Potential | 0 | 0 | 0 | 0 | 0 | 0 | 0 | 0 | 0 | 0 | 0 | 0 | 0 | 0 | 0 | 0 | 0 | 0 | 0 | 0 | 0 | 0
F13_Industrial_Petroleum_New_Space Heating_Natural Gas_Gas Furnace Tube Inserts_A_Achievable Technical Potential | F13 | Industrial | Petroleum | New | Space Heating | Natural Gas | Gas Furnace Tube Inserts | A | Purchases (Incremental) | Achievable Technical Potential | 0 | 0 | 0 | 0 | 0 | 0 | 0 | 0 | 0 | 0 | 0 | 0 | 0 | 0 | 0 | 0 | 0 | 0 | 0 | 0 | 0 | 0
F14_Industrial_Petroleum_New_Space Heating_Natural Gas_Gas Furnace Tube Inserts_A_Achievable Technical Potential | F14 | Industrial | Petroleum | New | Space Heating | Natural Gas | Gas Furnace Tube Inserts | A | Purchases (Cumulative) | Achievable Technical Potential | 0 | 0 | 0 | 0 | 0 | 0 | 0 | 0 | 0 | 0 | 0 | 0 | 0 | 0 | 0 | 0 | 0 | 0 | 0 | 0 | 0 | 0
F1_Industrial_Petroleum_New_Space Heating_Natural Gas_Space Heating - Heat Recovery Ventilator_A_Achievable Technical Potential | F1 | Industrial | Petroleum | New | Space Heating | Natural Gas | Space Heating - Heat Recovery Ventilator | A | Original Unit Energy Savings (kWh or therms) | Achievable Technical Potential | 0 | 0 | 0.011955 | 0.011955 | 0.011955 | 0.011955 | 0.011955 | 0.011955 | 0.011955 | 0.011955 | 0.011955 | 0.011955 | 0.011955 | 0.011955 | 0.011955 | 0.011955 | 0.011955 | 0.011955 | 0.011955 | 0.011955 | 0.011955 | 0.011955
F2_Industrial_Petroleum_New_Space Heating_Natural Gas_Space Heating - Heat Recovery Ventilator_A_Achievable Technical Potential | F2 | Industrial | Petroleum | New | Space Heating | Natural Gas | Space Heating - Heat Recovery Ventilator | A | Original Unit Summer Peak Savings (kW) | Achievable Technical Potential | 0 | 0 | 0 | 0 | 0 | 0 | 0 | 0 | 0 | 0 | 0 | 0 | 0 | 0 | 0 | 0 | 0 | 0 | 0 | 0 | 0 | 0
F3_Industrial_Petroleum_New_Space Heating_Natural Gas_Space Heating - Heat Recovery Ventilator_A_Achievable Technical Potential | F3 | Industrial | Petroleum | New | Space Heating | Natural Gas | Space Heating - Heat Recovery Ventilator | A | Original Unit Winter Peak Savings (kW) | Achievable Technical Potential | 0 | 0 | 0 | 0 | 0 | 0 | 0 | 0 | 0 | 0 | 0 | 0 | 0 | 0 | 0 | 0 | 0 | 0 | 0 | 0 | 0 | 0
F4_Industrial_Petroleum_New_Space Heating_Natural Gas_Space Heating - Heat Recovery Ventilator_A_Achievable Technical Potential | F4 | Industrial | Petroleum | New | Space Heating | Natural Gas | Space Heating - Heat Recovery Ventilator | A | Standalone Impact on Baseline Energy (%) | Achievable Technical Potential | 0% | 0% | 0.01817% | 0.02858% | 0.03822% | 0.0468% | 0.05883% | 0.06922% | 0.0794% | 0.08845% | 0.09964% | 0.1095% | 0.1194% | 0.1279% | 0.1394% | 0.1493% | 0.1591% | 0.1657% | 0.1743% | 0.1804% | 0.1855% | 0.1902%
F5_Industrial_Petroleum_New_Space Heating_Natural Gas_Space Heating - Heat Recovery Ventilator_A_Achievable Technical Potential | F5 | Industrial | Petroleum | New | Space Heating | Natural Gas | Space Heating - Heat Recovery Ventilator | A | Standalone Impact on Baseline Summer Peak (%) | Achievable Technical Potential | bar: 2019 to 2040
F6_Industrial_Petroleum_New_Space Heating_Natural Gas_Space Heating - Heat Recovery Ventilator_A_Achievable Technical Potential | F6 | Industrial | Petroleum | New | Space Heating | Natural Gas | Space Heating - Heat Recovery Ventilator | A | Standalone Impact on Baseline Winter Peak (%) | Achievable Technical Potential | bar: 2019 to 2040
F7_Industrial_Petroleum_New_Space Heating_Natural Gas_Space Heating - Heat Recovery Ventilator_A_Achievable Technical Potential | F7 | Industrial | Petroleum | New | Space Heating | Natural Gas | Space Heating - Heat Recovery Ventilator | A | Incremental Energy Savings (MWh or mTherms) | Achievable Technical Potential | 0 | 0 | 4.9081e-05 | 8.5656e-05 | 0.00012214 | 0.00016304 | 0.00018766 | 0.00021625 | 0.00024448 | 0.00027624 | 0.00029989 | 0.00032709 | 0.00035393 | 0.00038506 | 0.00040619 | 0.00043188 | 0.00045754 | 0.00048742 | 0.00050715 | 0.00053147 | 0.00055512 | 0.0005787
F8_Industrial_Petroleum_New_Space Heating_Natural Gas_Space Heating - Heat Recovery Ventilator_A_Achievable Technical Potential | F8 | Industrial | Petroleum | New | Space Heating | Natural Gas | Space Heating - Heat Recovery Ventilator | A | Incremental Summer Peak Savings (MW) | Achievable Technical Potential | 0 | 0 | 0 | 0 | 0 | 0 | 0 | 0 | 0 | 0 | 0 | 0 | 0 | 0 | 0 | 0 | 0 | 0 | 0 | 0 | 0 | 0
F9_Industrial_Petroleum_New_Space Heating_Natural Gas_Space Heating - Heat Recovery Ventilator_A_Achievable Technical Potential | F9 | Industrial | Petroleum | New | Space Heating | Natural Gas | Space Heating - Heat Recovery Ventilator | A | Incremental Winter Peak Savings (MW) | Achievable Technical Potential | 0 | 0 | 0 | 0 | 0 | 0 | 0 | 0 | 0 | 0 | 0 | 0 | 0 | 0 | 0 | 0 | 0 | 0 | 0 | 0 | 0 | 0
F10_Industrial_Petroleum_New_Space Heating_Natural Gas_Space Heating - Heat Recovery Ventilator_A_Achievable Technical Potential | F10 | Industrial | Petroleum | New | Space Heating | Natural Gas | Space Heating - Heat Recovery Ventilator | A | Cumulative Energy Savings (MWh or mTherms) | Achievable Technical Potential | 0 | 0 | 4.9081e-05 | 0.00013474 | 0.00025688 | 0.00041991 | 0.00060758 | 0.00082383 | 0.0010683 | 0.0013445 | 0.0016444 | 0.0019715 | 0.0023254 | 0.0027105 | 0.0031167 | 0.0035486 | 0.0040061 | 0.0044445 | 0.0048659 | 0.0052753 | 0.0056674 | 0.0060584
F11_Industrial_Petroleum_New_Space Heating_Natural Gas_Space Heating - Heat Recovery Ventilator_A_Achievable Technical Potential | F11 | Industrial | Petroleum | New | Space Heating | Natural Gas | Space Heating - Heat Recovery Ventilator | A | Cumulative Summer Peak Savings (MW) | Achievable Technical Potential | 0 | 0 | 0 | 0 | 0 | 0 | 0 | 0 | 0 | 0 | 0 | 0 | 0 | 0 | 0 | 0 | 0 | 0 | 0 | 0 | 0 | 0
F12_Industrial_Petroleum_New_Space Heating_Natural Gas_Space Heating - Heat Recovery Ventilator_A_Achievable Technical Potential | F12 | Industrial | Petroleum | New | Space Heating | Natural Gas | Space Heating - Heat Recovery Ventilator | A | Cumulative Winter Peak Savings (MW) | Achievable Technical Potential | 0 | 0 | 0 | 0 | 0 | 0 | 0 | 0 | 0 | 0 | 0 | 0 | 0 | 0 | 0 | 0 | 0 | 0 | 0 | 0 | 0 | 0
F13_Industrial_Petroleum_New_Space Heating_Natural Gas_Space Heating - Heat Recovery Ventilator_A_Achievable Technical Potential | F13 | Industrial | Petroleum | New | Space Heating | Natural Gas | Space Heating - Heat Recovery Ventilator | A | Purchases (Incremental) | Achievable Technical Potential | 0 | 0 | 4.1055 | 7.1649 | 10.2168 | 13.6375 | 15.6976 | 18.0891 | 20.4504 | 23.1066 | 25.0849 | 27.3601 | 29.6053 | 32.2097 | 33.9773 | 36.1256 | 38.2722 | 40.7712 | 42.4219 | 44.4559 | 46.4345 | 48.4073
F14_Industrial_Petroleum_New_Space Heating_Natural Gas_Space Heating - Heat Recovery Ventilator_A_Achievable Technical Potential | F14 | Industrial | Petroleum | New | Space Heating | Natural Gas | Space Heating - Heat Recovery Ventilator | A | Purchases (Cumulative) | Achievable Technical Potential | 0 | 0 | 4.1055 | 11.2705 | 21.4873 | 35.1249 | 50.8225 | 68.9116 | 89.362 | 112.4686 | 137.5534 | 164.9135 | 194.5188 | 226.7285 | 260.7057 | 296.8313 | 335.1035 | 371.7692 | 407.0262 | 441.2652 | 474.0622 | 506.7719
F1_Industrial_Petroleum_New_Space Heating_Natural Gas_Thermostat - Programmable_A_Achievable Technical Potential | F1 | Industrial | Petroleum | New | Space Heating | Natural Gas | Thermostat - Programmable | A | Original Unit Energy Savings (kWh or therms) | Achievable Technical Potential | 0 | 0 | 0.0057834 | 0.0057834 | 0.0057834 | 0.0057834 | 0.0057834 | 0.0057834 | 0.0057834 | 0.0057834 | 0.0057834 | 0.0057834 | 0.0057834 | 0.0057834 | 0.0057834 | 0.0057834 | 0.0057834 | 0.0057834 | 0.0057834 | 0.0057834 | 0.0057834 | 0.0057834
F2_Industrial_Petroleum_New_Space Heating_Natural Gas_Thermostat - Programmable_A_Achievable Technical Potential | F2 | Industrial | Petroleum | New | Space Heating | Natural Gas | Thermostat - Programmable | A | Original Unit Summer Peak Savings (kW) | Achievable Technical Potential | 0 | 0 | 0 | 0 | 0 | 0 | 0 | 0 | 0 | 0 | 0 | 0 | 0 | 0 | 0 | 0 | 0 | 0 | 0 | 0 | 0 | 0
F3_Industrial_Petroleum_New_Space Heating_Natural Gas_Thermostat - Programmable_A_Achievable Technical Potential | F3 | Industrial | Petroleum | New | Space Heating | Natural Gas | Thermostat - Programmable | A | Original Unit Winter Peak Savings (kW) | Achievable Technical Potential | 0 | 0 | 0 | 0 | 0 | 0 | 0 | 0 | 0 | 0 | 0 | 0 | 0 | 0 | 0 | 0 | 0 | 0 | 0 | 0 | 0 | 0
F4_Industrial_Petroleum_New_Space Heating_Natural Gas_Thermostat - Programmable_A_Achievable Technical Potential | F4 | Industrial | Petroleum | New | Space Heating | Natural Gas | Thermostat - Programmable | A | Standalone Impact on Baseline Energy (%) | Achievable Technical Potential | 0% | 0% | 0.02637% | 0.04148% | 0.05546% | 0.06792% | 0.08538% | 0.1005% | 0.1152% | 0.1284% | 0.1446% | 0.159% | 0.1733% | 0.1823% | 0.1936% | 0.201% | 0.2067% | 0.2103% | 0.2172% | 0.2215% | 0.2253% | 0.2288%
F5_Industrial_Petroleum_New_Space Heating_Natural Gas_Thermostat - Programmable_A_Achievable Technical Potential | F5 | Industrial | Petroleum | New | Space Heating | Natural Gas | Thermostat - Programmable | A | Standalone Impact on Baseline Summer Peak (%) | Achievable Technical Potential | bar: 2019 to 2040
F6_Industrial_Petroleum_New_Space Heating_Natural Gas_Thermostat - Programmable_A_Achievable Technical Potential | F6 | Industrial | Petroleum | New | Space Heating | Natural Gas | Thermostat - Programmable | A | Standalone Impact on Baseline Winter Peak (%) | Achievable Technical Potential | bar: 2019 to 2040
F7_Industrial_Petroleum_New_Space Heating_Natural Gas_Thermostat - Programmable_A_Achievable Technical Potential | F7 | Industrial | Petroleum | New | Space Heating | Natural Gas | Thermostat - Programmable | A | Incremental Energy Savings (MWh or mTherms) | Achievable Technical Potential | 0 | 0 | 7.1232e-05 | 0.00012431 | 0.00017726 | 0.00023661 | 0.00027236 | 0.00031385 | 0.00035482 | 0.0004009 | 0.00043523 | 0.00047471 | 0.00051366 | 0.00055885 | 0.00058951 | 0.00062679 | 0.00066403 | 0.00070739 | 0.00073603 | 0.00077132 | 0.00080565 | 0.00083988
F8_Industrial_Petroleum_New_Space Heating_Natural Gas_Thermostat - Programmable_A_Achievable Technical Potential | F8 | Industrial | Petroleum | New | Space Heating | Natural Gas | Thermostat - Programmable | A | Incremental Summer Peak Savings (MW) | Achievable Technical Potential | 0 | 0 | 0 | 0 | 0 | 0 | 0 | 0 | 0 | 0 | 0 | 0 | 0 | 0 | 0 | 0 | 0 | 0 | 0 | 0 | 0 | 0
F9_Industrial_Petroleum_New_Space Heating_Natural Gas_Thermostat - Programmable_A_Achievable Technical Potential | F9 | Industrial | Petroleum | New | Space Heating | Natural Gas | Thermostat - Programmable | A | Incremental Winter Peak Savings (MW) | Achievable Technical Potential | 0 | 0 | 0 | 0 | 0 | 0 | 0 | 0 | 0 | 0 | 0 | 0 | 0 | 0 | 0 | 0 | 0 | 0 | 0 | 0 | 0 | 0
F10_Industrial_Petroleum_New_Space Heating_Natural Gas_Thermostat - Programmable_A_Achievable Technical Potential | F10 | Industrial | Petroleum | New | Space Heating | Natural Gas | Thermostat - Programmable | A | Cumulative Energy Savings (MWh or mTherms) | Achievable Technical Potential | 0 | 0 | 7.1232e-05 | 0.00019555 | 0.00037281 | 0.00060943 | 0.00088178 | 0.0011956 | 0.0015505 | 0.0019514 | 0.0023866 | 0.0028613 | 0.003375 | 0.0038626 | 0.0043278 | 0.0047773 | 0.0052047 | 0.0056397 | 0.0060619 | 0.0064784 | 0.0068832 | 0.0072878
F11_Industrial_Petroleum_New_Space Heating_Natural Gas_Thermostat - Programmable_A_Achievable Technical Potential | F11 | Industrial | Petroleum | New | Space Heating | Natural Gas | Thermostat - Programmable | A | Cumulative Summer Peak Savings (MW) | Achievable Technical Potential | 0 | 0 | 0 | 0 | 0 | 0 | 0 | 0 | 0 | 0 | 0 | 0 | 0 | 0 | 0 | 0 | 0 | 0 | 0 | 0 | 0 | 0
F12_Industrial_Petroleum_New_Space Heating_Natural Gas_Thermostat - Programmable_A_Achievable Technical Potential | F12 | Industrial | Petroleum | New | Space Heating | Natural Gas | Thermostat - Programmable | A | Cumulative Winter Peak Savings (MW) | Achievable Technical Potential | 0 | 0 | 0 | 0 | 0 | 0 | 0 | 0 | 0 | 0 | 0 | 0 | 0 | 0 | 0 | 0 | 0 | 0 | 0 | 0 | 0 | 0
F13_Industrial_Petroleum_New_Space Heating_Natural Gas_Thermostat - Programmable_A_Achievable Technical Potential | F13 | Industrial | Petroleum | New | Space Heating | Natural Gas | Thermostat - Programmable | A | Purchases (Incremental) | Achievable Technical Potential | 0 | 0 | 12.3166 | 21.4948 | 30.6505 | 40.9126 | 47.0928 | 54.2673 | 61.3513 | 69.3197 | 75.2546 | 82.0804 | 88.8158 | 96.629 | 101.9318 | 108.3767 | 114.8167 | 122.3137 | 127.2657 | 133.3677 | 139.3036 | 145.2219
F14_Industrial_Petroleum_New_Space Heating_Natural Gas_Thermostat - Programmable_A_Achievable Technical Potential | F14 | Industrial | Petroleum | New | Space Heating | Natural Gas | Thermostat - Programmable | A | Purchases (Cumulative) | Achievable Technical Potential | 0 | 0 | 12.3166 | 33.8115 | 64.462 | 105.3746 | 152.4674 | 206.7347 | 268.0859 | 337.4057 | 412.6602 | 494.7406 | 583.5564 | 667.8688 | 748.3058 | 826.0319 | 899.936 | 975.1569 | 1048.1553 | 1120.1717 | 1190.1556 | 1260.123
F1_Industrial_Petroleum_New_Space Heating_Natural Gas_ENERGY STAR Connected Thermostat_A_Achievable Technical Potential | F1 | Industrial | Petroleum | New | Space Heating | Natural Gas | ENERGY STAR Connected Thermostat | A | Original Unit Energy Savings (kWh or therms) | Achievable Technical Potential | 0 | 0 | 0.013981 | 0.013981 | 0.013981 | 0.013981 | 0.013981 | 0.013981 | 0.013981 | 0.013981 | 0.013981 | 0.013981 | 0.013981 | 0.013981 | 0.013981 | 0.013981 | 0.013981 | 0.013981 | 0.013981 | 0.013981 | 0.013981 | 0.013981
F2_Industrial_Petroleum_New_Space Heating_Natural Gas_ENERGY STAR Connected Thermostat_A_Achievable Technical Potential | F2 | Industrial | Petroleum | New | Space Heating | Natural Gas | ENERGY STAR Connected Thermostat | A | Original Unit Summer Peak Savings (kW) | Achievable Technical Potential | 0 | 0 | 0 | 0 | 0 | 0 | 0 | 0 | 0 | 0 | 0 | 0 | 0 | 0 | 0 | 0 | 0 | 0 | 0 | 0 | 0 | 0
F3_Industrial_Petroleum_New_Space Heating_Natural Gas_ENERGY STAR Connected Thermostat_A_Achievable Technical Potential | F3 | Industrial | Petroleum | New | Space Heating | Natural Gas | ENERGY STAR Connected Thermostat | A | Original Unit Winter Peak Savings (kW) | Achievable Technical Potential | 0 | 0 | 0 | 0 | 0 | 0 | 0 | 0 | 0 | 0 | 0 | 0 | 0 | 0 | 0 | 0 | 0 | 0 | 0 | 0 | 0 | 0
F4_Industrial_Petroleum_New_Space Heating_Natural Gas_ENERGY STAR Connected Thermostat_A_Achievable Technical Potential | F4 | Industrial | Petroleum | New | Space Heating | Natural Gas | ENERGY STAR Connected Thermostat | A | Standalone Impact on Baseline Energy (%) | Achievable Technical Potential | 0% | 0% | 0.06375% | 0.1003% | 0.1341% | 0.1642% | 0.2064% | 0.2284% | 0.2434% | 0.251% | 0.2603% | 0.2658% | 0.2705% | 0.2719% | 0.2781% | 0.2811% | 0.2835% | 0.2771% | 0.2709% | 0.2589% | 0.2479% | 0.2378%
F5_Industrial_Petroleum_New_Space Heating_Natural Gas_ENERGY STAR Connected Thermostat_A_Achievable Technical Potential | F5 | Industrial | Petroleum | New | Space Heating | Natural Gas | ENERGY STAR Connected Thermostat | A | Standalone Impact on Baseline Summer Peak (%) | Achievable Technical Potential | bar: 2019 to 2040
F6_Industrial_Petroleum_New_Space Heating_Natural Gas_ENERGY STAR Connected Thermostat_A_Achievable Technical Potential | F6 | Industrial | Petroleum | New | Space Heating | Natural Gas | ENERGY STAR Connected Thermostat | A | Standalone Impact on Baseline Winter Peak (%) | Achievable Technical Potential | bar: 2019 to 2040
F7_Industrial_Petroleum_New_Space Heating_Natural Gas_ENERGY STAR Connected Thermostat_A_Achievable Technical Potential | F7 | Industrial | Petroleum | New | Space Heating | Natural Gas | ENERGY STAR Connected Thermostat | A | Incremental Energy Savings (MWh or mTherms) | Achievable Technical Potential | 0 | 0 | 0.00017219 | 0.00030051 | 0.00042851 | 0.00057198 | 0.00065838 | 0.00075869 | 0.00085773 | 0.00096913 | 0.0010521 | 0.0011475 | 0.0012417 | 0.0013509 | 0.0014251 | 0.0015152 | 0.0016052 | 0.00171 | 0.0017792 | 0.0018646 | 0.0020871 | 0.0022636
F8_Industrial_Petroleum_New_Space Heating_Natural Gas_ENERGY STAR Connected Thermostat_A_Achievable Technical Potential | F8 | Industrial | Petroleum | New | Space Heating | Natural Gas | ENERGY STAR Connected Thermostat | A | Incremental Summer Peak Savings (MW) | Achievable Technical Potential | 0 | 0 | 0 | 0 | 0 | 0 | 0 | 0 | 0 | 0 | 0 | 0 | 0 | 0 | 0 | 0 | 0 | 0 | 0 | 0 | 0 | 0
F9_Industrial_Petroleum_New_Space Heating_Natural Gas_ENERGY STAR Connected Thermostat_A_Achievable Technical Potential | F9 | Industrial | Petroleum | New | Space Heating | Natural Gas | ENERGY STAR Connected Thermostat | A | Incremental Winter Peak Savings (MW) | Achievable Technical Potential | 0 | 0 | 0 | 0 | 0 | 0 | 0 | 0 | 0 | 0 | 0 | 0 | 0 | 0 | 0 | 0 | 0 | 0 | 0 | 0 | 0 | 0
F10_Industrial_Petroleum_New_Space Heating_Natural Gas_ENERGY STAR Connected Thermostat_A_Achievable Technical Potential | F10 | Industrial | Petroleum | New | Space Heating | Natural Gas | ENERGY STAR Connected Thermostat | A | Cumulative Energy Savings (MWh or mTherms) | Achievable Technical Potential | 0 | 0 | 0.00017219 | 0.0004727 | 0.00090121 | 0.0014732 | 0.0021316 | 0.0027181 | 0.0032753 | 0.0038159 | 0.004296 | 0.0047852 | 0.0052682 | 0.0057614 | 0.0062173 | 0.0066804 | 0.0071381 | 0.0074342 | 0.007562 | 0.007573 | 0.007573 | 0.007573
F11_Industrial_Petroleum_New_Space Heating_Natural Gas_ENERGY STAR Connected Thermostat_A_Achievable Technical Potential | F11 | Industrial | Petroleum | New | Space Heating | Natural Gas | ENERGY STAR Connected Thermostat | A | Cumulative Summer Peak Savings (MW) | Achievable Technical Potential | 0 | 0 | 0 | 0 | 0 | 0 | 0 | 0 | 0 | 0 | 0 | 0 | 0 | 0 | 0 | 0 | 0 | 0 | 0 | 0 | 0 | 0
F12_Industrial_Petroleum_New_Space Heating_Natural Gas_ENERGY STAR Connected Thermostat_A_Achievable Technical Potential | F12 | Industrial | Petroleum | New | Space Heating | Natural Gas | ENERGY STAR Connected Thermostat | A | Cumulative Winter Peak Savings (MW) | Achievable Technical Potential | 0 | 0 | 0 | 0 | 0 | 0 | 0 | 0 | 0 | 0 | 0 | 0 | 0 | 0 | 0 | 0 | 0 | 0 | 0 | 0 | 0 | 0
F13_Industrial_Petroleum_New_Space Heating_Natural Gas_ENERGY STAR Connected Thermostat_A_Achievable Technical Potential | F13 | Industrial | Petroleum | New | Space Heating | Natural Gas | ENERGY STAR Connected Thermostat | A | Purchases (Incremental) | Achievable Technical Potential | 0 | 0 | 12.3166 | 21.4948 | 30.6505 | 40.9126 | 47.0928 | 54.2673 | 61.3513 | 69.3197 | 75.2546 | 82.0804 | 88.8158 | 96.629 | 101.9318 | 108.3767 | 114.8167 | 122.3137 | 127.2657 | 133.3677 | 149.2893 | 161.9095
F14_Industrial_Petroleum_New_Space Heating_Natural Gas_ENERGY STAR Connected Thermostat_A_Achievable Technical Potential | F14 | Industrial | Petroleum | New | Space Heating | Natural Gas | ENERGY STAR Connected Thermostat | A | Purchases (Cumulative) | Achievable Technical Potential | 0 | 0 | 12.3166 | 33.8115 | 64.462 | 105.3746 | 152.4674 | 194.418 | 234.2745 | 272.9437 | 307.2856 | 342.2732 | 376.8218 | 412.0994 | 444.7116 | 477.8337 | 510.5699 | 531.7512 | 540.8931 | 541.6785 | 541.6785 | 541.6785
F1_Industrial_Petroleum_New_Space Heating_Natural Gas_Destratification Fans (HVLS)_A_Achievable Technical Potential | F1 | Industrial | Petroleum | New | Space Heating | Natural Gas | Destratification Fans (HVLS) | A | Original Unit Energy Savings (kWh or therms) | Achievable Technical Potential | 0 | 0 | 0.013981 | 0.013981 | 0.013981 | 0.013981 | 0.013981 | 0.013981 | 0.013981 | 0.013981 | 0.013981 | 0.013981 | 0.013981 | 0.013981 | 0.013981 | 0.013981 | 0.013981 | 0.013981 | 0.013981 | 0.013981 | 0.013981 | 0.013981
F2_Industrial_Petroleum_New_Space Heating_Natural Gas_Destratification Fans (HVLS)_A_Achievable Technical Potential | F2 | Industrial | Petroleum | New | Space Heating | Natural Gas | Destratification Fans (HVLS) | A | Original Unit Summer Peak Savings (kW) | Achievable Technical Potential | 0 | 0 | 0 | 0 | 0 | 0 | 0 | 0 | 0 | 0 | 0 | 0 | 0 | 0 | 0 | 0 | 0 | 0 | 0 | 0 | 0 | 0
F3_Industrial_Petroleum_New_Space Heating_Natural Gas_Destratification Fans (HVLS)_A_Achievable Technical Potential | F3 | Industrial | Petroleum | New | Space Heating | Natural Gas | Destratification Fans (HVLS) | A | Original Unit Winter Peak Savings (kW) | Achievable Technical Potential | 0 | 0 | 0 | 0 | 0 | 0 | 0 | 0 | 0 | 0 | 0 | 0 | 0 | 0 | 0 | 0 | 0 | 0 | 0 | 0 | 0 | 0
F4_Industrial_Petroleum_New_Space Heating_Natural Gas_Destratification Fans (HVLS)_A_Achievable Technical Potential | F4 | Industrial | Petroleum | New | Space Heating | Natural Gas | Destratification Fans (HVLS) | A | Standalone Impact on Baseline Energy (%) | Achievable Technical Potential | 0% | 0% | 0.06375% | 0.1003% | 0.1341% | 0.1642% | 0.2064% | 0.2429% | 0.2786% | 0.3103% | 0.3496% | 0.3843% | 0.41% | 0.4264% | 0.4488% | 0.4618% | 0.4735% | 0.48% | 0.4943% | 0.5023% | 0.5102% | 0.5171%
F5_Industrial_Petroleum_New_Space Heating_Natural Gas_Destratification Fans (HVLS)_A_Achievable Technical Potential | F5 | Industrial | Petroleum | New | Space Heating | Natural Gas | Destratification Fans (HVLS) | A | Standalone Impact on Baseline Summer Peak (%) | Achievable Technical Potential | bar: 2019 to 2040
F6_Industrial_Petroleum_New_Space Heating_Natural Gas_Destratification Fans (HVLS)_A_Achievable Technical Potential | F6 | Industrial | Petroleum | New | Space Heating | Natural Gas | Destratification Fans (HVLS) | A | Standalone Impact on Baseline Winter Peak (%) | Achievable Technical Potential | bar: 2019 to 2040
F7_Industrial_Petroleum_New_Space Heating_Natural Gas_Destratification Fans (HVLS)_A_Achievable Technical Potential | F7 | Industrial | Petroleum | New | Space Heating | Natural Gas | Destratification Fans (HVLS) | A | Incremental Energy Savings (MWh or mTherms) | Achievable Technical Potential | 0 | 0 | 0.00017219 | 0.00030051 | 0.00042851 | 0.00057198 | 0.00065838 | 0.00075869 | 0.00085773 | 0.00096913 | 0.0010521 | 0.0011475 | 0.0012417 | 0.0013509 | 0.0014251 | 0.0015152 | 0.0016052 | 0.00171 | 0.0017792 | 0.0018646 | 0.0019475 | 0.0020303
F8_Industrial_Petroleum_New_Space Heating_Natural Gas_Destratification Fans (HVLS)_A_Achievable Technical Potential | F8 | Industrial | Petroleum | New | Space Heating | Natural Gas | Destratification Fans (HVLS) | A | Incremental Summer Peak Savings (MW) | Achievable Technical Potential | 0 | 0 | 0 | 0 | 0 | 0 | 0 | 0 | 0 | 0 | 0 | 0 | 0 | 0 | 0 | 0 | 0 | 0 | 0 | 0 | 0 | 0
F9_Industrial_Petroleum_New_Space Heating_Natural Gas_Destratification Fans (HVLS)_A_Achievable Technical Potential | F9 | Industrial | Petroleum | New | Space Heating | Natural Gas | Destratification Fans (HVLS) | A | Incremental Winter Peak Savings (MW) | Achievable Technical Potential | 0 | 0 | 0 | 0 | 0 | 0 | 0 | 0 | 0 | 0 | 0 | 0 | 0 | 0 | 0 | 0 | 0 | 0 | 0 | 0 | 0 | 0
F10_Industrial_Petroleum_New_Space Heating_Natural Gas_Destratification Fans (HVLS)_A_Achievable Technical Potential | F10 | Industrial | Petroleum | New | Space Heating | Natural Gas | Destratification Fans (HVLS) | A | Cumulative Energy Savings (MWh or mTherms) | Achievable Technical Potential | 0 | 0 | 0.00017219 | 0.0004727 | 0.00090121 | 0.0014732 | 0.0021316 | 0.0028903 | 0.003748 | 0.0047171 | 0.0057692 | 0.0069168 | 0.0079863 | 0.0090367 | 0.010033 | 0.010976 | 0.011923 | 0.012875 | 0.013796 | 0.014691 | 0.015587 | 0.01647
F11_Industrial_Petroleum_New_Space Heating_Natural Gas_Destratification Fans (HVLS)_A_Achievable Technical Potential | F11 | Industrial | Petroleum | New | Space Heating | Natural Gas | Destratification Fans (HVLS) | A | Cumulative Summer Peak Savings (MW) | Achievable Technical Potential | 0 | 0 | 0 | 0 | 0 | 0 | 0 | 0 | 0 | 0 | 0 | 0 | 0 | 0 | 0 | 0 | 0 | 0 | 0 | 0 | 0 | 0
F12_Industrial_Petroleum_New_Space Heating_Natural Gas_Destratification Fans (HVLS)_A_Achievable Technical Potential | F12 | Industrial | Petroleum | New | Space Heating | Natural Gas | Destratification Fans (HVLS) | A | Cumulative Winter Peak Savings (MW) | Achievable Technical Potential | 0 | 0 | 0 | 0 | 0 | 0 | 0 | 0 | 0 | 0 | 0 | 0 | 0 | 0 | 0 | 0 | 0 | 0 | 0 | 0 | 0 | 0
F13_Industrial_Petroleum_New_Space Heating_Natural Gas_Destratification Fans (HVLS)_A_Achievable Technical Potential | F13 | Industrial | Petroleum | New | Space Heating | Natural Gas | Destratification Fans (HVLS) | A | Purchases (Incremental) | Achievable Technical Potential | 0 | 0 | 12.3166 | 21.4948 | 30.6505 | 40.9126 | 47.0928 | 54.2673 | 61.3513 | 69.3197 | 75.2546 | 82.0804 | 88.8158 | 96.629 | 101.9318 | 108.3767 | 114.8167 | 122.3137 | 127.2657 | 133.3677 | 139.3036 | 145.2219
F14_Industrial_Petroleum_New_Space Heating_Natural Gas_Destratification Fans (HVLS)_A_Achievable Technical Potential | F14 | Industrial | Petroleum | New | Space Heating | Natural Gas | Destratification Fans (HVLS) | A | Purchases (Cumulative) | Achievable Technical Potential | 0 | 0 | 12.3166 | 33.8115 | 64.462 | 105.3746 | 152.4674 | 206.7347 | 268.0859 | 337.4057 | 412.6602 | 494.7406 | 571.2398 | 646.3739 | 717.6552 | 785.1193 | 852.8432 | 920.8896 | 986.804 | 1050.852 | 1114.9011 | 1178.0425
F1_Industrial_Petroleum_New_Space Heating_Natural Gas_Gas Boiler - Insulate Steam Lines/Condensate Tank_A_Achievable Technical Potential | F1 | Industrial | Petroleum | New | Space Heating | Natural Gas | Gas Boiler - Insulate Steam Lines/Condensate Tank | A | Original Unit Energy Savings (kWh or therms) | Achievable Technical Potential | 0 | 0 | 1102.0954 | 1102.0954 | 1102.0954 | 1102.0954 | 1102.0954 | 1102.0954 | 1102.0954 | 1102.0954 | 1102.0954 | 1102.0954 | 1102.0954 | 1102.0954 | 1102.0954 | 1102.0954 | 1102.0954 | 1102.0954 | 1102.0954 | 1102.0954 | 1102.0954 | 1102.0954
F2_Industrial_Petroleum_New_Space Heating_Natural Gas_Gas Boiler - Insulate Steam Lines/Condensate Tank_A_Achievable Technical Potential | F2 | Industrial | Petroleum | New | Space Heating | Natural Gas | Gas Boiler - Insulate Steam Lines/Condensate Tank | A | Original Unit Summer Peak Savings (kW) | Achievable Technical Potential | 0 | 0 | 0 | 0 | 0 | 0 | 0 | 0 | 0 | 0 | 0 | 0 | 0 | 0 | 0 | 0 | 0 | 0 | 0 | 0 | 0 | 0
F3_Industrial_Petroleum_New_Space Heating_Natural Gas_Gas Boiler - Insulate Steam Lines/Condensate Tank_A_Achievable Technical Potential | F3 | Industrial | Petroleum | New | Space Heating | Natural Gas | Gas Boiler - Insulate Steam Lines/Condensate Tank | A | Original Unit Winter Peak Savings (kW) | Achievable Technical Potential | 0 | 0 | 0 | 0 | 0 | 0 | 0 | 0 | 0 | 0 | 0 | 0 | 0 | 0 | 0 | 0 | 0 | 0 | 0 | 0 | 0 | 0
F4_Industrial_Petroleum_New_Space Heating_Natural Gas_Gas Boiler - Insulate Steam Lines/Condensate Tank_A_Achievable Technical Potential | F4 | Industrial | Petroleum | New | Space Heating | Natural Gas | Gas Boiler - Insulate Steam Lines/Condensate Tank | A | Standalone Impact on Baseline Energy (%) | Achievable Technical Potential | 0% | 0% | 0.01122% | 0.01765% | 0.0236% | 0.0289% | 0.03632% | 0.04274% | 0.04902% | 0.05461% | 0.06152% | 0.06762% | 0.07372% | 0.07897% | 0.08609% | 0.09219% | 0.09823% | 0.1034% | 0.1106% | 0.1168% | 0.123% | 0.1292%
F5_Industrial_Petroleum_New_Space Heating_Natural Gas_Gas Boiler - Insulate Steam Lines/Condensate Tank_A_Achievable Technical Potential | F5 | Industrial | Petroleum | New | Space Heating | Natural Gas | Gas Boiler - Insulate Steam Lines/Condensate Tank | A | Standalone Impact on Baseline Summer Peak (%) | Achievable Technical Potential | bar: 2019 to 2040
F6_Industrial_Petroleum_New_Space Heating_Natural Gas_Gas Boiler - Insulate Steam Lines/Condensate Tank_A_Achievable Technical Potential | F6 | Industrial | Petroleum | New | Space Heating | Natural Gas | Gas Boiler - Insulate Steam Lines/Condensate Tank | A | Standalone Impact on Baseline Winter Peak (%) | Achievable Technical Potential | bar: 2019 to 2040
F7_Industrial_Petroleum_New_Space Heating_Natural Gas_Gas Boiler - Insulate Steam Lines/Condensate Tank_A_Achievable Technical Potential | F7 | Industrial | Petroleum | New | Space Heating | Natural Gas | Gas Boiler - Insulate Steam Lines/Condensate Tank | A | Incremental Energy Savings (MWh or mTherms) | Achievable Technical Potential | 0 | 0 | 3.0304e-05 | 5.2887e-05 | 7.5413e-05 | 0.00010066 | 0.00011587 | 0.00013352 | 0.00015095 | 0.00017056 | 0.00018516 | 0.00020195 | 0.00021853 | 0.00023775 | 0.0002508 | 0.00026665 | 0.0002825 | 0.00030094 | 0.00031313 | 0.00032814 | 0.00034275 | 0.00035731
F8_Industrial_Petroleum_New_Space Heating_Natural Gas_Gas Boiler - Insulate Steam Lines/Condensate Tank_A_Achievable Technical Potential | F8 | Industrial | Petroleum | New | Space Heating | Natural Gas | Gas Boiler - Insulate Steam Lines/Condensate Tank | A | Incremental Summer Peak Savings (MW) | Achievable Technical Potential | 0 | 0 | 0 | 0 | 0 | 0 | 0 | 0 | 0 | 0 | 0 | 0 | 0 | 0 | 0 | 0 | 0 | 0 | 0 | 0 | 0 | 0
F9_Industrial_Petroleum_New_Space Heating_Natural Gas_Gas Boiler - Insulate Steam Lines/Condensate Tank_A_Achievable Technical Potential | F9 | Industrial | Petroleum | New | Space Heating | Natural Gas | Gas Boiler - Insulate Steam Lines/Condensate Tank | A | Incremental Winter Peak Savings (MW) | Achievable Technical Potential | 0 | 0 | 0 | 0 | 0 | 0 | 0 | 0 | 0 | 0 | 0 | 0 | 0 | 0 | 0 | 0 | 0 | 0 | 0 | 0 | 0 | 0
F10_Industrial_Petroleum_New_Space Heating_Natural Gas_Gas Boiler - Insulate Steam Lines/Condensate Tank_A_Achievable Technical Potential | F10 | Industrial | Petroleum | New | Space Heating | Natural Gas | Gas Boiler - Insulate Steam Lines/Condensate Tank | A | Cumulative Energy Savings (MWh or mTherms) | Achievable Technical Potential | 0 | 0 | 3.0304e-05 | 8.3191e-05 | 0.0001586 | 0.00025927 | 0.00037514 | 0.00050866 | 0.00065961 | 0.00083016 | 0.0010153 | 0.0012173 | 0.0014358 | 0.0016735 | 0.0019243 | 0.002191 | 0.0024735 | 0.0027744 | 0.0030876 | 0.0034157 | 0.0037585 | 0.0041158
F11_Industrial_Petroleum_New_Space Heating_Natural Gas_Gas Boiler - Insulate Steam Lines/Condensate Tank_A_Achievable Technical Potential | F11 | Industrial | Petroleum | New | Space Heating | Natural Gas | Gas Boiler - Insulate Steam Lines/Condensate Tank | A | Cumulative Summer Peak Savings (MW) | Achievable Technical Potential | 0 | 0 | 0 | 0 | 0 | 0 | 0 | 0 | 0 | 0 | 0 | 0 | 0 | 0 | 0 | 0 | 0 | 0 | 0 | 0 | 0 | 0
F12_Industrial_Petroleum_New_Space Heating_Natural Gas_Gas Boiler - Insulate Steam Lines/Condensate Tank_A_Achievable Technical Potential | F12 | Industrial | Petroleum | New | Space Heating | Natural Gas | Gas Boiler - Insulate Steam Lines/Condensate Tank | A | Cumulative Winter Peak Savings (MW) | Achievable Technical Potential | 0 | 0 | 0 | 0 | 0 | 0 | 0 | 0 | 0 | 0 | 0 | 0 | 0 | 0 | 0 | 0 | 0 | 0 | 0 | 0 | 0 | 0
F13_Industrial_Petroleum_New_Space Heating_Natural Gas_Gas Boiler - Insulate Steam Lines/Condensate Tank_A_Achievable Technical Potential | F13 | Industrial | Petroleum | New | Space Heating | Natural Gas | Gas Boiler - Insulate Steam Lines/Condensate Tank | A | Purchases (Incremental) | Achievable Technical Potential | 0 | 0 | 2.7497e-05 | 4.7987e-05 | 6.8427e-05 | 9.1337e-05 | 0.00010513 | 0.00012115 | 0.00013697 | 0.00015476 | 0.00016801 | 0.00018324 | 0.00019828 | 0.00021572 | 0.00022756 | 0.00024195 | 0.00025633 | 0.00027307 | 0.00028412 | 0.00029774 | 0.000311 | 0.00032421
F14_Industrial_Petroleum_New_Space Heating_Natural Gas_Gas Boiler - Insulate Steam Lines/Condensate Tank_A_Achievable Technical Potential | F14 | Industrial | Petroleum | New | Space Heating | Natural Gas | Gas Boiler - Insulate Steam Lines/Condensate Tank | A | Purchases (Cumulative) | Achievable Technical Potential | 0 | 0 | 2.7497e-05 | 7.5484e-05 | 0.00014391 | 0.00023525 | 0.00034038 | 0.00046154 | 0.0005985 | 0.00075326 | 0.00092127 | 0.0011045 | 0.0013028 | 0.0015185 | 0.0017461 | 0.001988 | 0.0022444 | 0.0025174 | 0.0028015 | 0.0030993 | 0.0034103 | 0.0037345
F1_Industrial_Petroleum_New_Process_Natural Gas_Gas Boiler - Insulate Steam Lines/Condensate Tank_A_Achievable Technical Potential | F1 | Industrial | Petroleum | New | Process | Natural Gas | Gas Boiler - Insulate Steam Lines/Condensate Tank | A | Original Unit Energy Savings (kWh or therms) | Achievable Technical Potential | 0 | 0 | 5813.0737 | 5813.0737 | 5813.0737 | 5813.0737 | 5813.0737 | 5813.0737 | 5813.0737 | 5813.0737 | 5813.0737 | 5813.0737 | 5813.0737 | 5813.0737 | 5813.0737 | 5813.0737 | 5813.0737 | 5813.0737 | 5813.0737 | 5813.0737 | 5813.0737 | 5813.0737
F2_Industrial_Petroleum_New_Process_Natural Gas_Gas Boiler - Insulate Steam Lines/Condensate Tank_A_Achievable Technical Potential | F2 | Industrial | Petroleum | New | Process | Natural Gas | Gas Boiler - Insulate Steam Lines/Condensate Tank | A | Original Unit Summer Peak Savings (kW) | Achievable Technical Potential | 0 | 0 | 0 | 0 | 0 | 0 | 0 | 0 | 0 | 0 | 0 | 0 | 0 | 0 | 0 | 0 | 0 | 0 | 0 | 0 | 0 | 0
F3_Industrial_Petroleum_New_Process_Natural Gas_Gas Boiler - Insulate Steam Lines/Condensate Tank_A_Achievable Technical Potential | F3 | Industrial | Petroleum | New | Process | Natural Gas | Gas Boiler - Insulate Steam Lines/Condensate Tank | A | Original Unit Winter Peak Savings (kW) | Achievable Technical Potential | 0 | 0 | 0 | 0 | 0 | 0 | 0 | 0 | 0 | 0 | 0 | 0 | 0 | 0 | 0 | 0 | 0 | 0 | 0 | 0 | 0 | 0
F4_Industrial_Petroleum_New_Process_Natural Gas_Gas Boiler - Insulate Steam Lines/Condensate Tank_A_Achievable Technical Potential | F4 | Industrial | Petroleum | New | Process | Natural Gas | Gas Boiler - Insulate Steam Lines/Condensate Tank | A | Standalone Impact on Baseline Energy (%) | Achievable Technical Potential | 0% | 0% | 0.01727% | 0.02716% | 0.03632% | 0.04447% | 0.0559% | 0.06578% | 0.07545% | 0.08405% | 0.09469% | 0.1041% | 0.1135% | 0.1215% | 0.1325% | 0.1419% | 0.1512% | 0.1592% | 0.1703% | 0.1797% | 0.1893% | 0.1989%
F5_Industrial_Petroleum_New_Process_Natural Gas_Gas Boiler - Insulate Steam Lines/Condensate Tank_A_Achievable Technical Potential | F5 | Industrial | Petroleum | New | Process | Natural Gas | Gas Boiler - Insulate Steam Lines/Condensate Tank | A | Standalone Impact on Baseline Summer Peak (%) | Achievable Technical Potential | bar: 2019 to 2040
F6_Industrial_Petroleum_New_Process_Natural Gas_Gas Boiler - Insulate Steam Lines/Condensate Tank_A_Achievable Technical Potential | F6 | Industrial | Petroleum | New | Process | Natural Gas | Gas Boiler - Insulate Steam Lines/Condensate Tank | A | Standalone Impact on Baseline Winter Peak (%) | Achievable Technical Potential | bar: 2019 to 2040
F7_Industrial_Petroleum_New_Process_Natural Gas_Gas Boiler - Insulate Steam Lines/Condensate Tank_A_Achievable Technical Potential | F7 | Industrial | Petroleum | New | Process | Natural Gas | Gas Boiler - Insulate Steam Lines/Condensate Tank | A | Incremental Energy Savings (MWh or mTherms) | Achievable Technical Potential | 0 | 0 | 0.012693 | 0.022153 | 0.031588 | 0.042164 | 0.048534 | 0.055928 | 0.063228 | 0.071441 | 0.077557 | 0.084592 | 0.091533 | 0.099586 | 0.10505 | 0.11169 | 0.11833 | 0.12606 | 0.13116 | 0.13745 | 0.14357 | 0.14967
F8_Industrial_Petroleum_New_Process_Natural Gas_Gas Boiler - Insulate Steam Lines/Condensate Tank_A_Achievable Technical Potential | F8 | Industrial | Petroleum | New | Process | Natural Gas | Gas Boiler - Insulate Steam Lines/Condensate Tank | A | Incremental Summer Peak Savings (MW) | Achievable Technical Potential | 0 | 0 | 0 | 0 | 0 | 0 | 0 | 0 | 0 | 0 | 0 | 0 | 0 | 0 | 0 | 0 | 0 | 0 | 0 | 0 | 0 | 0
F9_Industrial_Petroleum_New_Process_Natural Gas_Gas Boiler - Insulate Steam Lines/Condensate Tank_A_Achievable Technical Potential | F9 | Industrial | Petroleum | New | Process | Natural Gas | Gas Boiler - Insulate Steam Lines/Condensate Tank | A | Incremental Winter Peak Savings (MW) | Achievable Technical Potential | 0 | 0 | 0 | 0 | 0 | 0 | 0 | 0 | 0 | 0 | 0 | 0 | 0 | 0 | 0 | 0 | 0 | 0 | 0 | 0 | 0 | 0
F10_Industrial_Petroleum_New_Process_Natural Gas_Gas Boiler - Insulate Steam Lines/Condensate Tank_A_Achievable Technical Potential | F10 | Industrial | Petroleum | New | Process | Natural Gas | Gas Boiler - Insulate Steam Lines/Condensate Tank | A | Cumulative Energy Savings (MWh or mTherms) | Achievable Technical Potential | 0 | 0 | 0.012693 | 0.034846 | 0.066434 | 0.1086 | 0.15713 | 0.21306 | 0.27629 | 0.34773 | 0.42529 | 0.50988 | 0.60141 | 0.701 | 0.80605 | 0.91774 | 1.0361 | 1.1621 | 1.2933 | 1.4307 | 1.5743 | 1.724
F11_Industrial_Petroleum_New_Process_Natural Gas_Gas Boiler - Insulate Steam Lines/Condensate Tank_A_Achievable Technical Potential | F11 | Industrial | Petroleum | New | Process | Natural Gas | Gas Boiler - Insulate Steam Lines/Condensate Tank | A | Cumulative Summer Peak Savings (MW) | Achievable Technical Potential | 0 | 0 | 0 | 0 | 0 | 0 | 0 | 0 | 0 | 0 | 0 | 0 | 0 | 0 | 0 | 0 | 0 | 0 | 0 | 0 | 0 | 0
F12_Industrial_Petroleum_New_Process_Natural Gas_Gas Boiler - Insulate Steam Lines/Condensate Tank_A_Achievable Technical Potential | F12 | Industrial | Petroleum | New | Process | Natural Gas | Gas Boiler - Insulate Steam Lines/Condensate Tank | A | Cumulative Winter Peak Savings (MW) | Achievable Technical Potential | 0 | 0 | 0 | 0 | 0 | 0 | 0 | 0 | 0 | 0 | 0 | 0 | 0 | 0 | 0 | 0 | 0 | 0 | 0 | 0 | 0 | 0
F13_Industrial_Petroleum_New_Process_Natural Gas_Gas Boiler - Insulate Steam Lines/Condensate Tank_A_Achievable Technical Potential | F13 | Industrial | Petroleum | New | Process | Natural Gas | Gas Boiler - Insulate Steam Lines/Condensate Tank | A | Purchases (Incremental) | Achievable Technical Potential | 0 | 0 | 0.0021836 | 0.0038108 | 0.005434 | 0.0072534 | 0.0083491 | 0.009621 | 0.010877 | 0.01229 | 0.013342 | 0.014552 | 0.015746 | 0.017131 | 0.018071 | 0.019214 | 0.020356 | 0.021685 | 0.022563 | 0.023645 | 0.024697 | 0.025746
F14_Industrial_Petroleum_New_Process_Natural Gas_Gas Boiler - Insulate Steam Lines/Condensate Tank_A_Achievable Technical Potential | F14 | Industrial | Petroleum | New | Process | Natural Gas | Gas Boiler - Insulate Steam Lines/Condensate Tank | A | Purchases (Cumulative) | Achievable Technical Potential | 0 | 0 | 0.0021836 | 0.0059944 | 0.011428 | 0.018682 | 0.027031 | 0.036652 | 0.047529 | 0.059819 | 0.07316 | 0.087712 | 0.10346 | 0.12059 | 0.13866 | 0.15788 | 0.17823 | 0.19992 | 0.22248 | 0.24612 | 0.27082 | 0.29657
F1_Industrial_Petroleum_New_Space Heating_Natural Gas_Gas Boiler - Insulate Hot Water Lines_A_Achievable Technical Potential | F1 | Industrial | Petroleum | New | Space Heating | Natural Gas | Gas Boiler - Insulate Hot Water Lines | A | Original Unit Energy Savings (kWh or therms) | Achievable Technical Potential | 0 | 0 | 1245.7145 | 1245.7145 | 1245.7145 | 1245.7145 | 1245.7145 | 1245.7145 | 1245.7145 | 1245.7145 | 1245.7145 | 1245.7145 | 1245.7145 | 1245.7145 | 1245.7145 | 1245.7145 | 1245.7145 | 1245.7145 | 1245.7145 | 1245.7145 | 1245.7145 | 1245.7145
F2_Industrial_Petroleum_New_Space Heating_Natural Gas_Gas Boiler - Insulate Hot Water Lines_A_Achievable Technical Potential | F2 | Industrial | Petroleum | New | Space Heating | Natural Gas | Gas Boiler - Insulate Hot Water Lines | A | Original Unit Summer Peak Savings (kW) | Achievable Technical Potential | 0 | 0 | 0 | 0 | 0 | 0 | 0 | 0 | 0 | 0 | 0 | 0 | 0 | 0 | 0 | 0 | 0 | 0 | 0 | 0 | 0 | 0
F3_Industrial_Petroleum_New_Space Heating_Natural Gas_Gas Boiler - Insulate Hot Water Lines_A_Achievable Technical Potential | F3 | Industrial | Petroleum | New | Space Heating | Natural Gas | Gas Boiler - Insulate Hot Water Lines | A | Original Unit Winter Peak Savings (kW) | Achievable Technical Potential | 0 | 0 | 0 | 0 | 0 | 0 | 0 | 0 | 0 | 0 | 0 | 0 | 0 | 0 | 0 | 0 | 0 | 0 | 0 | 0 | 0 | 0
F4_Industrial_Petroleum_New_Space Heating_Natural Gas_Gas Boiler - Insulate Hot Water Lines_A_Achievable Technical Potential | F4 | Industrial | Petroleum | New | Space Heating | Natural Gas | Gas Boiler - Insulate Hot Water Lines | A | Standalone Impact on Baseline Energy (%) | Achievable Technical Potential | 0% | 0% | 0.01268% | 0.01995% | 0.02667% | 0.03266% | 0.04106% | 0.04831% | 0.05541% | 0.06173% | 0.06954% | 0.07644% | 0.08332% | 0.08927% | 0.0973% | 0.1042% | 0.111% | 0.1169% | 0.125% | 0.132% | 0.1391% | 0.1461%
F5_Industrial_Petroleum_New_Space Heating_Natural Gas_Gas Boiler - Insulate Hot Water Lines_A_Achievable Technical Potential | F5 | Industrial | Petroleum | New | Space Heating | Natural Gas | Gas Boiler - Insulate Hot Water Lines | A | Standalone Impact on Baseline Summer Peak (%) | Achievable Technical Potential | bar: 2019 to 2040
F6_Industrial_Petroleum_New_Space Heating_Natural Gas_Gas Boiler - Insulate Hot Water Lines_A_Achievable Technical Potential | F6 | Industrial | Petroleum | New | Space Heating | Natural Gas | Gas Boiler - Insulate Hot Water Lines | A | Standalone Impact on Baseline Winter Peak (%) | Achievable Technical Potential | bar: 2019 to 2040
F7_Industrial_Petroleum_New_Space Heating_Natural Gas_Gas Boiler - Insulate Hot Water Lines_A_Achievable Technical Potential | F7 | Industrial | Petroleum | New | Space Heating | Natural Gas | Gas Boiler - Insulate Hot Water Lines | A | Incremental Energy Savings (MWh or mTherms) | Achievable Technical Potential | 0 | 0 | 3.4253e-05 | 5.9778e-05 | 8.5241e-05 | 0.00011378 | 0.00013097 | 0.00015092 | 0.00017062 | 0.00019278 | 0.00020929 | 0.00022827 | 0.000247 | 0.00026873 | 0.00028348 | 0.0003014 | 0.00031931 | 0.00034016 | 0.00035393 | 0.0003709 | 0.00038741 | 0.00040387
F8_Industrial_Petroleum_New_Space Heating_Natural Gas_Gas Boiler - Insulate Hot Water Lines_A_Achievable Technical Potential | F8 | Industrial | Petroleum | New | Space Heating | Natural Gas | Gas Boiler - Insulate Hot Water Lines | A | Incremental Summer Peak Savings (MW) | Achievable Technical Potential | 0 | 0 | 0 | 0 | 0 | 0 | 0 | 0 | 0 | 0 | 0 | 0 | 0 | 0 | 0 | 0 | 0 | 0 | 0 | 0 | 0 | 0
F9_Industrial_Petroleum_New_Space Heating_Natural Gas_Gas Boiler - Insulate Hot Water Lines_A_Achievable Technical Potential | F9 | Industrial | Petroleum | New | Space Heating | Natural Gas | Gas Boiler - Insulate Hot Water Lines | A | Incremental Winter Peak Savings (MW) | Achievable Technical Potential | 0 | 0 | 0 | 0 | 0 | 0 | 0 | 0 | 0 | 0 | 0 | 0 | 0 | 0 | 0 | 0 | 0 | 0 | 0 | 0 | 0 | 0
F10_Industrial_Petroleum_New_Space Heating_Natural Gas_Gas Boiler - Insulate Hot Water Lines_A_Achievable Technical Potential | F10 | Industrial | Petroleum | New | Space Heating | Natural Gas | Gas Boiler - Insulate Hot Water Lines | A | Cumulative Energy Savings (MWh or mTherms) | Achievable Technical Potential | 0 | 0 | 3.4253e-05 | 9.4032e-05 | 0.00017927 | 0.00029305 | 0.00042402 | 0.00057494 | 0.00074556 | 0.00093835 | 0.0011476 | 0.0013759 | 0.0016229 | 0.0018916 | 0.0021751 | 0.0024765 | 0.0027958 | 0.003136 | 0.0034899 | 0.0038608 | 0.0042482 | 0.0046521
F11_Industrial_Petroleum_New_Space Heating_Natural Gas_Gas Boiler - Insulate Hot Water Lines_A_Achievable Technical Potential | F11 | Industrial | Petroleum | New | Space Heating | Natural Gas | Gas Boiler - Insulate Hot Water Lines | A | Cumulative Summer Peak Savings (MW) | Achievable Technical Potential | 0 | 0 | 0 | 0 | 0 | 0 | 0 | 0 | 0 | 0 | 0 | 0 | 0 | 0 | 0 | 0 | 0 | 0 | 0 | 0 | 0 | 0
F12_Industrial_Petroleum_New_Space Heating_Natural Gas_Gas Boiler - Insulate Hot Water Lines_A_Achievable Technical Potential | F12 | Industrial | Petroleum | New | Space Heating | Natural Gas | Gas Boiler - Insulate Hot Water Lines | A | Cumulative Winter Peak Savings (MW) | Achievable Technical Potential | 0 | 0 | 0 | 0 | 0 | 0 | 0 | 0 | 0 | 0 | 0 | 0 | 0 | 0 | 0 | 0 | 0 | 0 | 0 | 0 | 0 | 0
F13_Industrial_Petroleum_New_Space Heating_Natural Gas_Gas Boiler - Insulate Hot Water Lines_A_Achievable Technical Potential | F13 | Industrial | Petroleum | New | Space Heating | Natural Gas | Gas Boiler - Insulate Hot Water Lines | A | Purchases (Incremental) | Achievable Technical Potential | 0 | 0 | 2.7497e-05 | 4.7987e-05 | 6.8427e-05 | 9.1337e-05 | 0.00010513 | 0.00012115 | 0.00013697 | 0.00015476 | 0.00016801 | 0.00018324 | 0.00019828 | 0.00021572 | 0.00022756 | 0.00024195 | 0.00025633 | 0.00027307 | 0.00028412 | 0.00029774 | 0.000311 | 0.00032421
F14_Industrial_Petroleum_New_Space Heating_Natural Gas_Gas Boiler - Insulate Hot Water Lines_A_Achievable Technical Potential | F14 | Industrial | Petroleum | New | Space Heating | Natural Gas | Gas Boiler - Insulate Hot Water Lines | A | Purchases (Cumulative) | Achievable Technical Potential | 0 | 0 | 2.7497e-05 | 7.5484e-05 | 0.00014391 | 0.00023525 | 0.00034038 | 0.00046154 | 0.0005985 | 0.00075326 | 0.00092127 | 0.0011045 | 0.0013028 | 0.0015185 | 0.0017461 | 0.001988 | 0.0022444 | 0.0025174 | 0.0028015 | 0.0030993 | 0.0034103 | 0.0037345
F1_Industrial_Petroleum_New_Process_Natural Gas_Gas Boiler - Insulate Hot Water Lines_A_Achievable Technical Potential | F1 | Industrial | Petroleum | New | Process | Natural Gas | Gas Boiler - Insulate Hot Water Lines | A | Original Unit Energy Savings (kWh or therms) | Achievable Technical Potential | 0 | 0 | 6570.6015 | 6570.6015 | 6570.6015 | 6570.6015 | 6570.6015 | 6570.6015 | 6570.6015 | 6570.6015 | 6570.6015 | 6570.6015 | 6570.6015 | 6570.6015 | 6570.6015 | 6570.6015 | 6570.6015 | 6570.6015 | 6570.6015 | 6570.6015 | 6570.6015 | 6570.6015
F2_Industrial_Petroleum_New_Process_Natural Gas_Gas Boiler - Insulate Hot Water Lines_A_Achievable Technical Potential | F2 | Industrial | Petroleum | New | Process | Natural Gas | Gas Boiler - Insulate Hot Water Lines | A | Original Unit Summer Peak Savings (kW) | Achievable Technical Potential | 0 | 0 | 0 | 0 | 0 | 0 | 0 | 0 | 0 | 0 | 0 | 0 | 0 | 0 | 0 | 0 | 0 | 0 | 0 | 0 | 0 | 0
F3_Industrial_Petroleum_New_Process_Natural Gas_Gas Boiler - Insulate Hot Water Lines_A_Achievable Technical Potential | F3 | Industrial | Petroleum | New | Process | Natural Gas | Gas Boiler - Insulate Hot Water Lines | A | Original Unit Winter Peak Savings (kW) | Achievable Technical Potential | 0 | 0 | 0 | 0 | 0 | 0 | 0 | 0 | 0 | 0 | 0 | 0 | 0 | 0 | 0 | 0 | 0 | 0 | 0 | 0 | 0 | 0
F4_Industrial_Petroleum_New_Process_Natural Gas_Gas Boiler - Insulate Hot Water Lines_A_Achievable Technical Potential | F4 | Industrial | Petroleum | New | Process | Natural Gas | Gas Boiler - Insulate Hot Water Lines | A | Standalone Impact on Baseline Energy (%) | Achievable Technical Potential | 0% | 0% | 0.01952% | 0.0307% | 0.04105% | 0.05027% | 0.06319% | 0.07435% | 0.08528% | 0.095% | 0.107% | 0.1176% | 0.1282% | 0.1374% | 0.1498% | 0.1604% | 0.1709% | 0.1799% | 0.1924% | 0.2032% | 0.214% | 0.2248%
F5_Industrial_Petroleum_New_Process_Natural Gas_Gas Boiler - Insulate Hot Water Lines_A_Achievable Technical Potential | F5 | Industrial | Petroleum | New | Process | Natural Gas | Gas Boiler - Insulate Hot Water Lines | A | Standalone Impact on Baseline Summer Peak (%) | Achievable Technical Potential | bar: 2019 to 2040
F6_Industrial_Petroleum_New_Process_Natural Gas_Gas Boiler - Insulate Hot Water Lines_A_Achievable Technical Potential | F6 | Industrial | Petroleum | New | Process | Natural Gas | Gas Boiler - Insulate Hot Water Lines | A | Standalone Impact on Baseline Winter Peak (%) | Achievable Technical Potential | bar: 2019 to 2040
F7_Industrial_Petroleum_New_Process_Natural Gas_Gas Boiler - Insulate Hot Water Lines_A_Achievable Technical Potential | F7 | Industrial | Petroleum | New | Process | Natural Gas | Gas Boiler - Insulate Hot Water Lines | A | Incremental Energy Savings (MWh or mTherms) | Achievable Technical Potential | 0 | 0 | 0.014348 | 0.025039 | 0.035705 | 0.047659 | 0.054858 | 0.063216 | 0.071468 | 0.08075 | 0.087664 | 0.095615 | 0.10346 | 0.11256 | 0.11874 | 0.12625 | 0.13375 | 0.14248 | 0.14825 | 0.15536 | 0.16227 | 0.16917
F8_Industrial_Petroleum_New_Process_Natural Gas_Gas Boiler - Insulate Hot Water Lines_A_Achievable Technical Potential | F8 | Industrial | Petroleum | New | Process | Natural Gas | Gas Boiler - Insulate Hot Water Lines | A | Incremental Summer Peak Savings (MW) | Achievable Technical Potential | 0 | 0 | 0 | 0 | 0 | 0 | 0 | 0 | 0 | 0 | 0 | 0 | 0 | 0 | 0 | 0 | 0 | 0 | 0 | 0 | 0 | 0
F9_Industrial_Petroleum_New_Process_Natural Gas_Gas Boiler - Insulate Hot Water Lines_A_Achievable Technical Potential | F9 | Industrial | Petroleum | New | Process | Natural Gas | Gas Boiler - Insulate Hot Water Lines | A | Incremental Winter Peak Savings (MW) | Achievable Technical Potential | 0 | 0 | 0 | 0 | 0 | 0 | 0 | 0 | 0 | 0 | 0 | 0 | 0 | 0 | 0 | 0 | 0 | 0 | 0 | 0 | 0 | 0
F10_Industrial_Petroleum_New_Process_Natural Gas_Gas Boiler - Insulate Hot Water Lines_A_Achievable Technical Potential | F10 | Industrial | Petroleum | New | Process | Natural Gas | Gas Boiler - Insulate Hot Water Lines | A | Cumulative Energy Savings (MWh or mTherms) | Achievable Technical Potential | 0 | 0 | 0.014348 | 0.039387 | 0.075092 | 0.12275 | 0.17761 | 0.24083 | 0.31229 | 0.39304 | 0.48071 | 0.57632 | 0.67978 | 0.79235 | 0.91109 | 1.0373 | 1.1711 | 1.3136 | 1.4618 | 1.6172 | 1.7795 | 1.9486
F11_Industrial_Petroleum_New_Process_Natural Gas_Gas Boiler - Insulate Hot Water Lines_A_Achievable Technical Potential | F11 | Industrial | Petroleum | New | Process | Natural Gas | Gas Boiler - Insulate Hot Water Lines | A | Cumulative Summer Peak Savings (MW) | Achievable Technical Potential | 0 | 0 | 0 | 0 | 0 | 0 | 0 | 0 | 0 | 0 | 0 | 0 | 0 | 0 | 0 | 0 | 0 | 0 | 0 | 0 | 0 | 0
F12_Industrial_Petroleum_New_Process_Natural Gas_Gas Boiler - Insulate Hot Water Lines_A_Achievable Technical Potential | F12 | Industrial | Petroleum | New | Process | Natural Gas | Gas Boiler - Insulate Hot Water Lines | A | Cumulative Winter Peak Savings (MW) | Achievable Technical Potential | 0 | 0 | 0 | 0 | 0 | 0 | 0 | 0 | 0 | 0 | 0 | 0 | 0 | 0 | 0 | 0 | 0 | 0 | 0 | 0 | 0 | 0
F13_Industrial_Petroleum_New_Process_Natural Gas_Gas Boiler - Insulate Hot Water Lines_A_Achievable Technical Potential | F13 | Industrial | Petroleum | New | Process | Natural Gas | Gas Boiler - Insulate Hot Water Lines | A | Purchases (Incremental) | Achievable Technical Potential | 0 | 0 | 0.0021836 | 0.0038108 | 0.005434 | 0.0072534 | 0.0083491 | 0.009621 | 0.010877 | 0.01229 | 0.013342 | 0.014552 | 0.015746 | 0.017131 | 0.018071 | 0.019214 | 0.020356 | 0.021685 | 0.022563 | 0.023645 | 0.024697 | 0.025746
F14_Industrial_Petroleum_New_Process_Natural Gas_Gas Boiler - Insulate Hot Water Lines_A_Achievable Technical Potential | F14 | Industrial | Petroleum | New | Process | Natural Gas | Gas Boiler - Insulate Hot Water Lines | A | Purchases (Cumulative) | Achievable Technical Potential | 0 | 0 | 0.0021836 | 0.0059944 | 0.011428 | 0.018682 | 0.027031 | 0.036652 | 0.047529 | 0.059819 | 0.07316 | 0.087712 | 0.10346 | 0.12059 | 0.13866 | 0.15788 | 0.17823 | 0.19992 | 0.22248 | 0.24612 | 0.27082 | 0.29657
F1_Industrial_Petroleum_New_Process_Natural Gas_Process - Insulate Heated Process Fluids_A_Achievable Technical Potential | F1 | Industrial | Petroleum | New | Process | Natural Gas | Process - Insulate Heated Process Fluids | A | Original Unit Energy Savings (kWh or therms) | Achievable Technical Potential | 0 | 0 | 11059.7224 | 11059.7224 | 11059.7224 | 11059.7224 | 11059.7224 | 11059.7224 | 11059.7224 | 11059.7224 | 11059.7224 | 11059.7224 | 11059.7224 | 11059.7224 | 11059.7224 | 11059.7224 | 11059.7224 | 11059.7224 | 11059.7224 | 11059.7224 | 11059.7224 | 11059.7224
F2_Industrial_Petroleum_New_Process_Natural Gas_Process - Insulate Heated Process Fluids_A_Achievable Technical Potential | F2 | Industrial | Petroleum | New | Process | Natural Gas | Process - Insulate Heated Process Fluids | A | Original Unit Summer Peak Savings (kW) | Achievable Technical Potential | 0 | 0 | 0 | 0 | 0 | 0 | 0 | 0 | 0 | 0 | 0 | 0 | 0 | 0 | 0 | 0 | 0 | 0 | 0 | 0 | 0 | 0
F3_Industrial_Petroleum_New_Process_Natural Gas_Process - Insulate Heated Process Fluids_A_Achievable Technical Potential | F3 | Industrial | Petroleum | New | Process | Natural Gas | Process - Insulate Heated Process Fluids | A | Original Unit Winter Peak Savings (kW) | Achievable Technical Potential | 0 | 0 | 0 | 0 | 0 | 0 | 0 | 0 | 0 | 0 | 0 | 0 | 0 | 0 | 0 | 0 | 0 | 0 | 0 | 0 | 0 | 0
F4_Industrial_Petroleum_New_Process_Natural Gas_Process - Insulate Heated Process Fluids_A_Achievable Technical Potential | F4 | Industrial | Petroleum | New | Process | Natural Gas | Process - Insulate Heated Process Fluids | A | Standalone Impact on Baseline Energy (%) | Achievable Technical Potential | 0% | 0% | 0.07186% | 0.113% | 0.1511% | 0.1851% | 0.2327% | 0.2666% | 0.2875% | 0.2959% | 0.3057% | 0.3067% | 0.3047% | 0.297% | 0.2951% | 0.2884% | 0.2809% | 0.2706% | 0.2602% | 0.2483% | 0.2377% | 0.228%
F5_Industrial_Petroleum_New_Process_Natural Gas_Process - Insulate Heated Process Fluids_A_Achievable Technical Potential | F5 | Industrial | Petroleum | New | Process | Natural Gas | Process - Insulate Heated Process Fluids | A | Standalone Impact on Baseline Summer Peak (%) | Achievable Technical Potential | bar: 2019 to 2040
F6_Industrial_Petroleum_New_Process_Natural Gas_Process - Insulate Heated Process Fluids_A_Achievable Technical Potential | F6 | Industrial | Petroleum | New | Process | Natural Gas | Process - Insulate Heated Process Fluids | A | Standalone Impact on Baseline Winter Peak (%) | Achievable Technical Potential | bar: 2019 to 2040
F7_Industrial_Petroleum_New_Process_Natural Gas_Process - Insulate Heated Process Fluids_A_Achievable Technical Potential | F7 | Industrial | Petroleum | New | Process | Natural Gas | Process - Insulate Heated Process Fluids | A | Incremental Energy Savings (MWh or mTherms) | Achievable Technical Potential | 0 | 0 | 0.052828 | 0.092195 | 0.13147 | 0.17548 | 0.20199 | 0.20949 | 0.18947 | 0.17126 | 0.14874 | 0.12978 | 0.11235 | 0.097783 | 0.082519 | 0.07019 | 0.059488 | 0.050698 | 0.0003598 | 0.00013466 | 4.795e-05 | 1.63e-05
F8_Industrial_Petroleum_New_Process_Natural Gas_Process - Insulate Heated Process Fluids_A_Achievable Technical Potential | F8 | Industrial | Petroleum | New | Process | Natural Gas | Process - Insulate Heated Process Fluids | A | Incremental Summer Peak Savings (MW) | Achievable Technical Potential | 0 | 0 | 0 | 0 | 0 | 0 | 0 | 0 | 0 | 0 | 0 | 0 | 0 | 0 | 0 | 0 | 0 | 0 | 0 | 0 | 0 | 0
F9_Industrial_Petroleum_New_Process_Natural Gas_Process - Insulate Heated Process Fluids_A_Achievable Technical Potential | F9 | Industrial | Petroleum | New | Process | Natural Gas | Process - Insulate Heated Process Fluids | A | Incremental Winter Peak Savings (MW) | Achievable Technical Potential | 0 | 0 | 0 | 0 | 0 | 0 | 0 | 0 | 0 | 0 | 0 | 0 | 0 | 0 | 0 | 0 | 0 | 0 | 0 | 0 | 0 | 0
F10_Industrial_Petroleum_New_Process_Natural Gas_Process - Insulate Heated Process Fluids_A_Achievable Technical Potential | F10 | Industrial | Petroleum | New | Process | Natural Gas | Process - Insulate Heated Process Fluids | A | Cumulative Energy Savings (MWh or mTherms) | Achievable Technical Potential | 0 | 0 | 0.052828 | 0.14502 | 0.27649 | 0.45197 | 0.65396 | 0.86345 | 1.0529 | 1.2242 | 1.3729 | 1.5027 | 1.615 | 1.7128 | 1.7953 | 1.8655 | 1.925 | 1.9757 | 1.9761 | 1.9762 | 1.9763 | 1.9763
F11_Industrial_Petroleum_New_Process_Natural Gas_Process - Insulate Heated Process Fluids_A_Achievable Technical Potential | F11 | Industrial | Petroleum | New | Process | Natural Gas | Process - Insulate Heated Process Fluids | A | Cumulative Summer Peak Savings (MW) | Achievable Technical Potential | 0 | 0 | 0 | 0 | 0 | 0 | 0 | 0 | 0 | 0 | 0 | 0 | 0 | 0 | 0 | 0 | 0 | 0 | 0 | 0 | 0 | 0
F12_Industrial_Petroleum_New_Process_Natural Gas_Process - Insulate Heated Process Fluids_A_Achievable Technical Potential | F12 | Industrial | Petroleum | New | Process | Natural Gas | Process - Insulate Heated Process Fluids | A | Cumulative Winter Peak Savings (MW) | Achievable Technical Potential | 0 | 0 | 0 | 0 | 0 | 0 | 0 | 0 | 0 | 0 | 0 | 0 | 0 | 0 | 0 | 0 | 0 | 0 | 0 | 0 | 0 | 0
F13_Industrial_Petroleum_New_Process_Natural Gas_Process - Insulate Heated Process Fluids_A_Achievable Technical Potential | F13 | Industrial | Petroleum | New | Process | Natural Gas | Process - Insulate Heated Process Fluids | A | Purchases (Incremental) | Achievable Technical Potential | 0 | 0 | 0.0047766 | 0.0083361 | 0.011887 | 0.015867 | 0.018264 | 0.018941 | 0.017131 | 0.015485 | 0.013449 | 0.011735 | 0.010158 | 0.0088414 | 0.0074613 | 0.0063464 | 0.0053788 | 0.004584 | 3.2532e-05 | 1.2176e-05 | 4.3356e-06 | 1.4738e-06
F14_Industrial_Petroleum_New_Process_Natural Gas_Process - Insulate Heated Process Fluids_A_Achievable Technical Potential | F14 | Industrial | Petroleum | New | Process | Natural Gas | Process - Insulate Heated Process Fluids | A | Purchases (Cumulative) | Achievable Technical Potential | 0 | 0 | 0.0047766 | 0.013113 | 0.025 | 0.040866 | 0.05913 | 0.078071 | 0.095202 | 0.11069 | 0.12414 | 0.13587 | 0.14603 | 0.15487 | 0.16233 | 0.16868 | 0.17406 | 0.17864 | 0.17867 | 0.17869 | 0.17869 | 0.17869
F1_Industrial_Petroleum_New_Process_Natural Gas_Process Heat Recovery_A_Achievable Technical Potential | F1 | Industrial | Petroleum | New | Process | Natural Gas | Process Heat Recovery | A | Original Unit Energy Savings (kWh or therms) | Achievable Technical Potential | 0 | 0 | 33.7751 | 33.7751 | 33.7751 | 33.7751 | 33.7751 | 33.7751 | 33.7751 | 33.7751 | 33.7751 | 33.7751 | 33.7751 | 33.7751 | 33.7751 | 33.7751 | 33.7751 | 33.7751 | 33.7751 | 33.7751 | 33.7751 | 33.7751
F2_Industrial_Petroleum_New_Process_Natural Gas_Process Heat Recovery_A_Achievable Technical Potential | F2 | Industrial | Petroleum | New | Process | Natural Gas | Process Heat Recovery | A | Original Unit Summer Peak Savings (kW) | Achievable Technical Potential | 0 | 0 | 0 | 0 | 0 | 0 | 0 | 0 | 0 | 0 | 0 | 0 | 0 | 0 | 0 | 0 | 0 | 0 | 0 | 0 | 0 | 0
F3_Industrial_Petroleum_New_Process_Natural Gas_Process Heat Recovery_A_Achievable Technical Potential | F3 | Industrial | Petroleum | New | Process | Natural Gas | Process Heat Recovery | A | Original Unit Winter Peak Savings (kW) | Achievable Technical Potential | 0 | 0 | 0 | 0 | 0 | 0 | 0 | 0 | 0 | 0 | 0 | 0 | 0 | 0 | 0 | 0 | 0 | 0 | 0 | 0 | 0 | 0
F4_Industrial_Petroleum_New_Process_Natural Gas_Process Heat Recovery_A_Achievable Technical Potential | F4 | Industrial | Petroleum | New | Process | Natural Gas | Process Heat Recovery | A | Standalone Impact on Baseline Energy (%) | Achievable Technical Potential | 0% | 0% | 0.007901% | 0.01243% | 0.01662% | 0.02035% | 0.02558% | 0.02931% | 0.03161% | 0.03253% | 0.0336% | 0.03372% | 0.03349% | 0.03265% | 0.03244% | 0.03171% | 0.03088% | 0.02899% | 0.02786% | 0.02659% | 0.02545% | 0.02442%
F5_Industrial_Petroleum_New_Process_Natural Gas_Process Heat Recovery_A_Achievable Technical Potential | F5 | Industrial | Petroleum | New | Process | Natural Gas | Process Heat Recovery | A | Standalone Impact on Baseline Summer Peak (%) | Achievable Technical Potential | bar: 2019 to 2040
F6_Industrial_Petroleum_New_Process_Natural Gas_Process Heat Recovery_A_Achievable Technical Potential | F6 | Industrial | Petroleum | New | Process | Natural Gas | Process Heat Recovery | A | Standalone Impact on Baseline Winter Peak (%) | Achievable Technical Potential | bar: 2019 to 2040
F7_Industrial_Petroleum_New_Process_Natural Gas_Process Heat Recovery_A_Achievable Technical Potential | F7 | Industrial | Petroleum | New | Process | Natural Gas | Process Heat Recovery | A | Incremental Energy Savings (MWh or mTherms) | Achievable Technical Potential | 0 | 0 | 0.0058079 | 0.010136 | 0.014453 | 0.019292 | 0.022207 | 0.023031 | 0.02083 | 0.018828 | 0.016352 | 0.014268 | 0.012351 | 0.01075 | 0.0090722 | 0.0077166 | 0.0065401 | 0.0058079 | 0.010136 | 0.014453 | 0.019292 | 0.022207
F8_Industrial_Petroleum_New_Process_Natural Gas_Process Heat Recovery_A_Achievable Technical Potential | F8 | Industrial | Petroleum | New | Process | Natural Gas | Process Heat Recovery | A | Incremental Summer Peak Savings (MW) | Achievable Technical Potential | 0 | 0 | 0 | 0 | 0 | 0 | 0 | 0 | 0 | 0 | 0 | 0 | 0 | 0 | 0 | 0 | 0 | 0 | 0 | 0 | 0 | 0
F9_Industrial_Petroleum_New_Process_Natural Gas_Process Heat Recovery_A_Achievable Technical Potential | F9 | Industrial | Petroleum | New | Process | Natural Gas | Process Heat Recovery | A | Incremental Winter Peak Savings (MW) | Achievable Technical Potential | 0 | 0 | 0 | 0 | 0 | 0 | 0 | 0 | 0 | 0 | 0 | 0 | 0 | 0 | 0 | 0 | 0 | 0 | 0 | 0 | 0 | 0
F10_Industrial_Petroleum_New_Process_Natural Gas_Process Heat Recovery_A_Achievable Technical Potential | F10 | Industrial | Petroleum | New | Process | Natural Gas | Process Heat Recovery | A | Cumulative Energy Savings (MWh or mTherms) | Achievable Technical Potential | 0 | 0 | 0.0058079 | 0.015944 | 0.030397 | 0.049689 | 0.071896 | 0.094927 | 0.11576 | 0.13458 | 0.15094 | 0.16521 | 0.17756 | 0.18831 | 0.19738 | 0.2051 | 0.21164 | 0.21164 | 0.21164 | 0.21164 | 0.21164 | 0.21164
F11_Industrial_Petroleum_New_Process_Natural Gas_Process Heat Recovery_A_Achievable Technical Potential | F11 | Industrial | Petroleum | New | Process | Natural Gas | Process Heat Recovery | A | Cumulative Summer Peak Savings (MW) | Achievable Technical Potential | 0 | 0 | 0 | 0 | 0 | 0 | 0 | 0 | 0 | 0 | 0 | 0 | 0 | 0 | 0 | 0 | 0 | 0 | 0 | 0 | 0 | 0
F12_Industrial_Petroleum_New_Process_Natural Gas_Process Heat Recovery_A_Achievable Technical Potential | F12 | Industrial | Petroleum | New | Process | Natural Gas | Process Heat Recovery | A | Cumulative Winter Peak Savings (MW) | Achievable Technical Potential | 0 | 0 | 0 | 0 | 0 | 0 | 0 | 0 | 0 | 0 | 0 | 0 | 0 | 0 | 0 | 0 | 0 | 0 | 0 | 0 | 0 | 0
F13_Industrial_Petroleum_New_Process_Natural Gas_Process Heat Recovery_A_Achievable Technical Potential | F13 | Industrial | Petroleum | New | Process | Natural Gas | Process Heat Recovery | A | Purchases (Incremental) | Achievable Technical Potential | 0 | 0 | 0.17196 | 0.3001 | 0.42793 | 0.5712 | 0.65749 | 0.68189 | 0.61672 | 0.55746 | 0.48415 | 0.42245 | 0.36569 | 0.31829 | 0.26861 | 0.22847 | 0.19364 | 0.17196 | 0.3001 | 0.42793 | 0.5712 | 0.65749
F14_Industrial_Petroleum_New_Process_Natural Gas_Process Heat Recovery_A_Achievable Technical Potential | F14 | Industrial | Petroleum | New | Process | Natural Gas | Process Heat Recovery | A | Purchases (Cumulative) | Achievable Technical Potential | 0 | 0 | 0.17196 | 0.47206 | 0.89999 | 1.4712 | 2.1287 | 2.8106 | 3.4273 | 3.9847 | 4.4689 | 4.8913 | 5.257 | 5.5753 | 5.8439 | 6.0724 | 6.266 | 6.266 | 6.266 | 6.266 | 6.266 | 6.266
F1_Industrial_Petroleum_New_Space Heating_Natural Gas_Building Automation System_A_Achievable Technical Potential | F1 | Industrial | Petroleum | New | Space Heating | Natural Gas | Building Automation System | A | Original Unit Energy Savings (kWh or therms) | Achievable Technical Potential | 0 | 0 | 0.013981 | 0.013981 | 0.013981 | 0.013981 | 0.013981 | 0.013981 | 0.013981 | 0.013981 | 0.013981 | 0.013981 | 0.013981 | 0.013981 | 0.013981 | 0.013981 | 0.013981 | 0.013981 | 0.013981 | 0.013981 | 0.013981 | 0.013981
F2_Industrial_Petroleum_New_Space Heating_Natural Gas_Building Automation System_A_Achievable Technical Potential | F2 | Industrial | Petroleum | New | Space Heating | Natural Gas | Building Automation System | A | Original Unit Summer Peak Savings (kW) | Achievable Technical Potential | 0 | 0 | 0 | 0 | 0 | 0 | 0 | 0 | 0 | 0 | 0 | 0 | 0 | 0 | 0 | 0 | 0 | 0 | 0 | 0 | 0 | 0
F3_Industrial_Petroleum_New_Space Heating_Natural Gas_Building Automation System_A_Achievable Technical Potential | F3 | Industrial | Petroleum | New | Space Heating | Natural Gas | Building Automation System | A | Original Unit Winter Peak Savings (kW) | Achievable Technical Potential | 0 | 0 | 0 | 0 | 0 | 0 | 0 | 0 | 0 | 0 | 0 | 0 | 0 | 0 | 0 | 0 | 0 | 0 | 0 | 0 | 0 | 0
F4_Industrial_Petroleum_New_Space Heating_Natural Gas_Building Automation System_A_Achievable Technical Potential | F4 | Industrial | Petroleum | New | Space Heating | Natural Gas | Building Automation System | A | Standalone Impact on Baseline Energy (%) | Achievable Technical Potential | 0% | 0% | 0.01308% | 0.03364% | 0.07001% | 0.128% | 0.2258% | 0.3601% | 0.5418% | 0.7689% | 1.066% | 1.4% | 1.767% | 2.128% | 2.523% | 2.85% | 3.11% | 3.265% | 3.398% | 3.416% | 3.365% | 3.268%
F5_Industrial_Petroleum_New_Space Heating_Natural Gas_Building Automation System_A_Achievable Technical Potential | F5 | Industrial | Petroleum | New | Space Heating | Natural Gas | Building Automation System | A | Standalone Impact on Baseline Summer Peak (%) | Achievable Technical Potential | bar: 2019 to 2040
F6_Industrial_Petroleum_New_Space Heating_Natural Gas_Building Automation System_A_Achievable Technical Potential | F6 | Industrial | Petroleum | New | Space Heating | Natural Gas | Building Automation System | A | Standalone Impact on Baseline Winter Peak (%) | Achievable Technical Potential | bar: 2019 to 2040
F7_Industrial_Petroleum_New_Space Heating_Natural Gas_Building Automation System_A_Achievable Technical Potential | F7 | Industrial | Petroleum | New | Space Heating | Natural Gas | Building Automation System | A | Incremental Energy Savings (MWh or mTherms) | Achievable Technical Potential | 0 | 0 | 3.5326e-05 | 0.00012323 | 0.00031201 | 0.00067745 | 0.0011836 | 0.0019534 | 0.0030041 | 0.0044002 | 0.0059082 | 0.0075991 | 0.0092253 | 0.010677 | 0.01131 | 0.011336 | 0.010559 | 0.0093025 | 0.0074017 | 0.0053699 | 0.0035835 | 0.0024363
F8_Industrial_Petroleum_New_Space Heating_Natural Gas_Building Automation System_A_Achievable Technical Potential | F8 | Industrial | Petroleum | New | Space Heating | Natural Gas | Building Automation System | A | Incremental Summer Peak Savings (MW) | Achievable Technical Potential | 0 | 0 | 0 | 0 | 0 | 0 | 0 | 0 | 0 | 0 | 0 | 0 | 0 | 0 | 0 | 0 | 0 | 0 | 0 | 0 | 0 | 0
F9_Industrial_Petroleum_New_Space Heating_Natural Gas_Building Automation System_A_Achievable Technical Potential | F9 | Industrial | Petroleum | New | Space Heating | Natural Gas | Building Automation System | A | Incremental Winter Peak Savings (MW) | Achievable Technical Potential | 0 | 0 | 0 | 0 | 0 | 0 | 0 | 0 | 0 | 0 | 0 | 0 | 0 | 0 | 0 | 0 | 0 | 0 | 0 | 0 | 0 | 0
F10_Industrial_Petroleum_New_Space Heating_Natural Gas_Building Automation System_A_Achievable Technical Potential | F10 | Industrial | Petroleum | New | Space Heating | Natural Gas | Building Automation System | A | Cumulative Energy Savings (MWh or mTherms) | Achievable Technical Potential | 0 | 0 | 3.5326e-05 | 0.00015856 | 0.00047057 | 0.001148 | 0.0023316 | 0.0042851 | 0.0072891 | 0.011689 | 0.017598 | 0.025197 | 0.034422 | 0.045099 | 0.05641 | 0.067746 | 0.078305 | 0.087572 | 0.09485 | 0.099908 | 0.10281 | 0.10407
F11_Industrial_Petroleum_New_Space Heating_Natural Gas_Building Automation System_A_Achievable Technical Potential | F11 | Industrial | Petroleum | New | Space Heating | Natural Gas | Building Automation System | A | Cumulative Summer Peak Savings (MW) | Achievable Technical Potential | 0 | 0 | 0 | 0 | 0 | 0 | 0 | 0 | 0 | 0 | 0 | 0 | 0 | 0 | 0 | 0 | 0 | 0 | 0 | 0 | 0 | 0
F12_Industrial_Petroleum_New_Space Heating_Natural Gas_Building Automation System_A_Achievable Technical Potential | F12 | Industrial | Petroleum | New | Space Heating | Natural Gas | Building Automation System | A | Cumulative Winter Peak Savings (MW) | Achievable Technical Potential | 0 | 0 | 0 | 0 | 0 | 0 | 0 | 0 | 0 | 0 | 0 | 0 | 0 | 0 | 0 | 0 | 0 | 0 | 0 | 0 | 0 | 0
F13_Industrial_Petroleum_New_Space Heating_Natural Gas_Building Automation System_A_Achievable Technical Potential | F13 | Industrial | Petroleum | New | Space Heating | Natural Gas | Building Automation System | A | Purchases (Incremental) | Achievable Technical Potential | 0 | 0 | 2.5268 | 8.8147 | 22.3174 | 48.4566 | 84.6609 | 139.7249 | 214.8751 | 314.7351 | 422.6009 | 543.5488 | 659.8676 | 763.7281 | 809.0037 | 810.841 | 755.2733 | 665.3865 | 529.4253 | 384.0991 | 256.3186 | 174.2663
F14_Industrial_Petroleum_New_Space Heating_Natural Gas_Building Automation System_A_Achievable Technical Potential | F14 | Industrial | Petroleum | New | Space Heating | Natural Gas | Building Automation System | A | Purchases (Cumulative) | Achievable Technical Potential | 0 | 0 | 2.5268 | 11.3415 | 33.6589 | 82.1155 | 166.7764 | 306.5013 | 521.3764 | 836.1115 | 1258.7124 | 1802.2613 | 2462.1288 | 3225.8569 | 4034.8607 | 4845.7017 | 5600.975 | 6263.8347 | 6784.4453 | 7146.227 | 7354.089 | 7443.6943
F1_Industrial_Petroleum_New_Space Heating_Natural Gas_Steam System Efficiency Improvements_A_Achievable Technical Potential | F1 | Industrial | Petroleum | New | Space Heating | Natural Gas | Steam System Efficiency Improvements | A | Original Unit Energy Savings (kWh or therms) | Achievable Technical Potential | 0 | 0 | 0.13322 | 0.13322 | 0.13322 | 0.13322 | 0.13322 | 0.13322 | 0.13322 | 0.13322 | 0.13322 | 0.13322 | 0.13322 | 0.13322 | 0.13322 | 0.13322 | 0.13322 | 0.13322 | 0.13322 | 0.13322 | 0.13322 | 0.13322
F2_Industrial_Petroleum_New_Space Heating_Natural Gas_Steam System Efficiency Improvements_A_Achievable Technical Potential | F2 | Industrial | Petroleum | New | Space Heating | Natural Gas | Steam System Efficiency Improvements | A | Original Unit Summer Peak Savings (kW) | Achievable Technical Potential | 0 | 0 | 0 | 0 | 0 | 0 | 0 | 0 | 0 | 0 | 0 | 0 | 0 | 0 | 0 | 0 | 0 | 0 | 0 | 0 | 0 | 0
F3_Industrial_Petroleum_New_Space Heating_Natural Gas_Steam System Efficiency Improvements_A_Achievable Technical Potential | F3 | Industrial | Petroleum | New | Space Heating | Natural Gas | Steam System Efficiency Improvements | A | Original Unit Winter Peak Savings (kW) | Achievable Technical Potential | 0 | 0 | 0 | 0 | 0 | 0 | 0 | 0 | 0 | 0 | 0 | 0 | 0 | 0 | 0 | 0 | 0 | 0 | 0 | 0 | 0 | 0
F4_Industrial_Petroleum_New_Space Heating_Natural Gas_Steam System Efficiency Improvements_A_Achievable Technical Potential | F4 | Industrial | Petroleum | New | Space Heating | Natural Gas | Steam System Efficiency Improvements | A | Standalone Impact on Baseline Energy (%) | Achievable Technical Potential | 0% | 0% | 0.001811% | 0.004659% | 0.009696% | 0.01772% | 0.03127% | 0.04946% | 0.0734% | 0.1022% | 0.138% | 0.1759% | 0.2143% | 0.2471% | 0.2771% | 0.2922% | 0.2921% | 0.2744% | 0.2637% | 0.2517% | 0.241% | 0.2311%
F5_Industrial_Petroleum_New_Space Heating_Natural Gas_Steam System Efficiency Improvements_A_Achievable Technical Potential | F5 | Industrial | Petroleum | New | Space Heating | Natural Gas | Steam System Efficiency Improvements | A | Standalone Impact on Baseline Summer Peak (%) | Achievable Technical Potential | bar: 2019 to 2040
F6_Industrial_Petroleum_New_Space Heating_Natural Gas_Steam System Efficiency Improvements_A_Achievable Technical Potential | F6 | Industrial | Petroleum | New | Space Heating | Natural Gas | Steam System Efficiency Improvements | A | Standalone Impact on Baseline Winter Peak (%) | Achievable Technical Potential | bar: 2019 to 2040
F7_Industrial_Petroleum_New_Space Heating_Natural Gas_Steam System Efficiency Improvements_A_Achievable Technical Potential | F7 | Industrial | Petroleum | New | Space Heating | Natural Gas | Steam System Efficiency Improvements | A | Incremental Energy Savings (MWh or mTherms) | Achievable Technical Potential | 0 | 0 | 4.8925e-06 | 1.7068e-05 | 4.3213e-05 | 9.3825e-05 | 0.00016393 | 0.00027055 | 0.00041606 | 0.00060941 | 0.00081827 | 0.0010525 | 0.0012777 | 0.0014788 | 0.0015665 | 0.00157 | 0.0014624 | 0.0012884 | 0.0014959 | 0.0016097 | 0.0016638 | 0.0016263
F8_Industrial_Petroleum_New_Space Heating_Natural Gas_Steam System Efficiency Improvements_A_Achievable Technical Potential | F8 | Industrial | Petroleum | New | Space Heating | Natural Gas | Steam System Efficiency Improvements | A | Incremental Summer Peak Savings (MW) | Achievable Technical Potential | 0 | 0 | 0 | 0 | 0 | 0 | 0 | 0 | 0 | 0 | 0 | 0 | 0 | 0 | 0 | 0 | 0 | 0 | 0 | 0 | 0 | 0
F9_Industrial_Petroleum_New_Space Heating_Natural Gas_Steam System Efficiency Improvements_A_Achievable Technical Potential | F9 | Industrial | Petroleum | New | Space Heating | Natural Gas | Steam System Efficiency Improvements | A | Incremental Winter Peak Savings (MW) | Achievable Technical Potential | 0 | 0 | 0 | 0 | 0 | 0 | 0 | 0 | 0 | 0 | 0 | 0 | 0 | 0 | 0 | 0 | 0 | 0 | 0 | 0 | 0 | 0
F10_Industrial_Petroleum_New_Space Heating_Natural Gas_Steam System Efficiency Improvements_A_Achievable Technical Potential | F10 | Industrial | Petroleum | New | Space Heating | Natural Gas | Steam System Efficiency Improvements | A | Cumulative Energy Savings (MWh or mTherms) | Achievable Technical Potential | 0 | 0 | 4.8925e-06 | 2.196e-05 | 6.5173e-05 | 0.000159 | 0.00032292 | 0.00058858 | 0.00098757 | 0.0015538 | 0.0022782 | 0.0031667 | 0.0041739 | 0.0052366 | 0.0061937 | 0.0069454 | 0.0073554 | 0.0073611 | 0.0073611 | 0.0073611 | 0.0073611 | 0.0073611
F11_Industrial_Petroleum_New_Space Heating_Natural Gas_Steam System Efficiency Improvements_A_Achievable Technical Potential | F11 | Industrial | Petroleum | New | Space Heating | Natural Gas | Steam System Efficiency Improvements | A | Cumulative Summer Peak Savings (MW) | Achievable Technical Potential | 0 | 0 | 0 | 0 | 0 | 0 | 0 | 0 | 0 | 0 | 0 | 0 | 0 | 0 | 0 | 0 | 0 | 0 | 0 | 0 | 0 | 0
F12_Industrial_Petroleum_New_Space Heating_Natural Gas_Steam System Efficiency Improvements_A_Achievable Technical Potential | F12 | Industrial | Petroleum | New | Space Heating | Natural Gas | Steam System Efficiency Improvements | A | Cumulative Winter Peak Savings (MW) | Achievable Technical Potential | 0 | 0 | 0 | 0 | 0 | 0 | 0 | 0 | 0 | 0 | 0 | 0 | 0 | 0 | 0 | 0 | 0 | 0 | 0 | 0 | 0 | 0
F13_Industrial_Petroleum_New_Space Heating_Natural Gas_Steam System Efficiency Improvements_A_Achievable Technical Potential | F13 | Industrial | Petroleum | New | Space Heating | Natural Gas | Steam System Efficiency Improvements | A | Purchases (Incremental) | Achievable Technical Potential | 0 | 0 | 0.036725 | 0.12811 | 0.32436 | 0.70428 | 1.2305 | 2.0308 | 3.123 | 4.5744 | 6.1421 | 7.9 | 9.5906 | 11.1001 | 11.7582 | 11.7849 | 10.9773 | 9.6708 | 11.2282 | 12.0825 | 12.4892 | 12.2077
F14_Industrial_Petroleum_New_Space Heating_Natural Gas_Steam System Efficiency Improvements_A_Achievable Technical Potential | F14 | Industrial | Petroleum | New | Space Heating | Natural Gas | Steam System Efficiency Improvements | A | Purchases (Cumulative) | Achievable Technical Potential | 0 | 0 | 0.036725 | 0.16484 | 0.4892 | 1.1935 | 2.424 | 4.418 | 7.4129 | 11.663 | 17.1008 | 23.7704 | 31.3302 | 39.3073 | 46.4911 | 52.1338 | 55.211 | 55.2545 | 55.2545 | 55.2545 | 55.2545 | 55.2545
F1_Industrial_Petroleum_New_Process_Natural Gas_Steam System Efficiency Improvements_A_Achievable Technical Potential | F1 | Industrial | Petroleum | New | Process | Natural Gas | Steam System Efficiency Improvements | A | Original Unit Energy Savings (kWh or therms) | Achievable Technical Potential | 0 | 0 | 0.70269 | 0.70269 | 0.70269 | 0.70269 | 0.70269 | 0.70269 | 0.70269 | 0.70269 | 0.70269 | 0.70269 | 0.70269 | 0.70269 | 0.70269 | 0.70269 | 0.70269 | 0.70269 | 0.70269 | 0.70269 | 0.70269 | 0.70269
F2_Industrial_Petroleum_New_Process_Natural Gas_Steam System Efficiency Improvements_A_Achievable Technical Potential | F2 | Industrial | Petroleum | New | Process | Natural Gas | Steam System Efficiency Improvements | A | Original Unit Summer Peak Savings (kW) | Achievable Technical Potential | 0 | 0 | 0 | 0 | 0 | 0 | 0 | 0 | 0 | 0 | 0 | 0 | 0 | 0 | 0 | 0 | 0 | 0 | 0 | 0 | 0 | 0
F3_Industrial_Petroleum_New_Process_Natural Gas_Steam System Efficiency Improvements_A_Achievable Technical Potential | F3 | Industrial | Petroleum | New | Process | Natural Gas | Steam System Efficiency Improvements | A | Original Unit Winter Peak Savings (kW) | Achievable Technical Potential | 0 | 0 | 0 | 0 | 0 | 0 | 0 | 0 | 0 | 0 | 0 | 0 | 0 | 0 | 0 | 0 | 0 | 0 | 0 | 0 | 0 | 0
F4_Industrial_Petroleum_New_Process_Natural Gas_Steam System Efficiency Improvements_A_Achievable Technical Potential | F4 | Industrial | Petroleum | New | Process | Natural Gas | Steam System Efficiency Improvements | A | Standalone Impact on Baseline Energy (%) | Achievable Technical Potential | 0% | 0% | 6.423e-07% | 1.652e-06% | 3.438e-06% | 6.284e-06% | 1.109e-05% | 1.754e-05% | 2.603e-05% | 3.624e-05% | 4.895e-05% | 6.238e-05% | 7.599e-05% | 8.763e-05% | 9.825e-05% | 0.0001036% | 0.0001036% | 9.731e-05% | 9.353e-05% | 8.925e-05% | 8.545e-05% | 8.196e-05%
F5_Industrial_Petroleum_New_Process_Natural Gas_Steam System Efficiency Improvements_A_Achievable Technical Potential | F5 | Industrial | Petroleum | New | Process | Natural Gas | Steam System Efficiency Improvements | A | Standalone Impact on Baseline Summer Peak (%) | Achievable Technical Potential | bar: 2019 to 2040
F6_Industrial_Petroleum_New_Process_Natural Gas_Steam System Efficiency Improvements_A_Achievable Technical Potential | F6 | Industrial | Petroleum | New | Process | Natural Gas | Steam System Efficiency Improvements | A | Standalone Impact on Baseline Winter Peak (%) | Achievable Technical Potential | bar: 2019 to 2040
F7_Industrial_Petroleum_New_Process_Natural Gas_Steam System Efficiency Improvements_A_Achievable Technical Potential | F7 | Industrial | Petroleum | New | Process | Natural Gas | Steam System Efficiency Improvements | A | Incremental Energy Savings (MWh or mTherms) | Achievable Technical Potential | 0 | 0 | 4.7218e-07 | 1.6472e-06 | 4.1704e-06 | 9.0551e-06 | 1.5821e-05 | 2.611e-05 | 4.0154e-05 | 5.8814e-05 | 7.8971e-05 | 0.00010157 | 0.00012331 | 0.00014272 | 0.00015118 | 0.00015152 | 0.00014114 | 0.00012434 | 0.00014436 | 0.00015535 | 0.00016058 | 0.00015696
F8_Industrial_Petroleum_New_Process_Natural Gas_Steam System Efficiency Improvements_A_Achievable Technical Potential | F8 | Industrial | Petroleum | New | Process | Natural Gas | Steam System Efficiency Improvements | A | Incremental Summer Peak Savings (MW) | Achievable Technical Potential | 0 | 0 | 0 | 0 | 0 | 0 | 0 | 0 | 0 | 0 | 0 | 0 | 0 | 0 | 0 | 0 | 0 | 0 | 0 | 0 | 0 | 0
F9_Industrial_Petroleum_New_Process_Natural Gas_Steam System Efficiency Improvements_A_Achievable Technical Potential | F9 | Industrial | Petroleum | New | Process | Natural Gas | Steam System Efficiency Improvements | A | Incremental Winter Peak Savings (MW) | Achievable Technical Potential | 0 | 0 | 0 | 0 | 0 | 0 | 0 | 0 | 0 | 0 | 0 | 0 | 0 | 0 | 0 | 0 | 0 | 0 | 0 | 0 | 0 | 0
F10_Industrial_Petroleum_New_Process_Natural Gas_Steam System Efficiency Improvements_A_Achievable Technical Potential | F10 | Industrial | Petroleum | New | Process | Natural Gas | Steam System Efficiency Improvements | A | Cumulative Energy Savings (MWh or mTherms) | Achievable Technical Potential | 0 | 0 | 4.7218e-07 | 2.1194e-06 | 6.2898e-06 | 1.5345e-05 | 3.1165e-05 | 5.6804e-05 | 9.531e-05 | 0.00014995 | 0.00021987 | 0.00030562 | 0.00040282 | 0.00050539 | 0.00059775 | 0.0006703 | 0.00070986 | 0.00071042 | 0.00071042 | 0.00071042 | 0.00071042 | 0.00071042
F11_Industrial_Petroleum_New_Process_Natural Gas_Steam System Efficiency Improvements_A_Achievable Technical Potential | F11 | Industrial | Petroleum | New | Process | Natural Gas | Steam System Efficiency Improvements | A | Cumulative Summer Peak Savings (MW) | Achievable Technical Potential | 0 | 0 | 0 | 0 | 0 | 0 | 0 | 0 | 0 | 0 | 0 | 0 | 0 | 0 | 0 | 0 | 0 | 0 | 0 | 0 | 0 | 0
F12_Industrial_Petroleum_New_Process_Natural Gas_Steam System Efficiency Improvements_A_Achievable Technical Potential | F12 | Industrial | Petroleum | New | Process | Natural Gas | Steam System Efficiency Improvements | A | Cumulative Winter Peak Savings (MW) | Achievable Technical Potential | 0 | 0 | 0 | 0 | 0 | 0 | 0 | 0 | 0 | 0 | 0 | 0 | 0 | 0 | 0 | 0 | 0 | 0 | 0 | 0 | 0 | 0
F13_Industrial_Petroleum_New_Process_Natural Gas_Steam System Efficiency Improvements_A_Achievable Technical Potential | F13 | Industrial | Petroleum | New | Process | Natural Gas | Steam System Efficiency Improvements | A | Purchases (Incremental) | Achievable Technical Potential | 0 | 0 | 0.00067196 | 0.0023441 | 0.005935 | 0.012886 | 0.022514 | 0.037158 | 0.057143 | 0.083699 | 0.11238 | 0.14455 | 0.17548 | 0.2031 | 0.21514 | 0.21563 | 0.20085 | 0.17695 | 0.20545 | 0.22108 | 0.22852 | 0.22337
F14_Industrial_Petroleum_New_Process_Natural Gas_Steam System Efficiency Improvements_A_Achievable Technical Potential | F14 | Industrial | Petroleum | New | Process | Natural Gas | Steam System Efficiency Improvements | A | Purchases (Cumulative) | Achievable Technical Potential | 0 | 0 | 0.00067196 | 0.0030161 | 0.0089511 | 0.021837 | 0.044352 | 0.080837 | 0.13564 | 0.2134 | 0.3129 | 0.43493 | 0.57326 | 0.71921 | 0.85066 | 0.9539 | 1.0102 | 1.011 | 1.011 | 1.011 | 1.011 | 1.011
F1_Industrial_Petroleum_New_Space Heating_Natural Gas_Strategic Energy Management_A_Achievable Technical Potential | F1 | Industrial | Petroleum | New | Space Heating | Natural Gas | Strategic Energy Management | A | Original Unit Energy Savings (kWh or therms) | Achievable Technical Potential | 0 | 0 | 731.763 | 731.763 | 731.763 | 731.763 | 731.763 | 731.763 | 731.763 | 731.763 | 731.763 | 731.763 | 731.763 | 731.763 | 731.763 | 731.763 | 731.763 | 731.763 | 731.763 | 731.763 | 731.763 | 731.763
F2_Industrial_Petroleum_New_Space Heating_Natural Gas_Strategic Energy Management_A_Achievable Technical Potential | F2 | Industrial | Petroleum | New | Space Heating | Natural Gas | Strategic Energy Management | A | Original Unit Summer Peak Savings (kW) | Achievable Technical Potential | 0 | 0 | 0 | 0 | 0 | 0 | 0 | 0 | 0 | 0 | 0 | 0 | 0 | 0 | 0 | 0 | 0 | 0 | 0 | 0 | 0 | 0
F3_Industrial_Petroleum_New_Space Heating_Natural Gas_Strategic Energy Management_A_Achievable Technical Potential | F3 | Industrial | Petroleum | New | Space Heating | Natural Gas | Strategic Energy Management | A | Original Unit Winter Peak Savings (kW) | Achievable Technical Potential | 0 | 0 | 0 | 0 | 0 | 0 | 0 | 0 | 0 | 0 | 0 | 0 | 0 | 0 | 0 | 0 | 0 | 0 | 0 | 0 | 0 | 0
F4_Industrial_Petroleum_New_Space Heating_Natural Gas_Strategic Energy Management_A_Achievable Technical Potential | F4 | Industrial | Petroleum | New | Space Heating | Natural Gas | Strategic Energy Management | A | Standalone Impact on Baseline Energy (%) | Achievable Technical Potential | 0% | 0% | 0.08224% | 0.1294% | 0.173% | 0.2118% | 0.2663% | 0.2946% | 0.314% | 0.3238% | 0.3358% | 0.3429% | 0.3489% | 0.3507% | 0.3588% | 0.3626% | 0.3657% | 0.3575% | 0.3495% | 0.334% | 0.3198% | 0.3067%
F5_Industrial_Petroleum_New_Space Heating_Natural Gas_Strategic Energy Management_A_Achievable Technical Potential | F5 | Industrial | Petroleum | New | Space Heating | Natural Gas | Strategic Energy Management | A | Standalone Impact on Baseline Summer Peak (%) | Achievable Technical Potential | bar: 2019 to 2040
F6_Industrial_Petroleum_New_Space Heating_Natural Gas_Strategic Energy Management_A_Achievable Technical Potential | F6 | Industrial | Petroleum | New | Space Heating | Natural Gas | Strategic Energy Management | A | Standalone Impact on Baseline Winter Peak (%) | Achievable Technical Potential | bar: 2019 to 2040
F7_Industrial_Petroleum_New_Space Heating_Natural Gas_Strategic Energy Management_A_Achievable Technical Potential | F7 | Industrial | Petroleum | New | Space Heating | Natural Gas | Strategic Energy Management | A | Incremental Energy Savings (MWh or mTherms) | Achievable Technical Potential | 0 | 0 | 0.00022213 | 0.00038766 | 0.00055278 | 0.00073786 | 0.00084932 | 0.00097871 | 0.0011065 | 0.0012502 | 0.0013572 | 0.0014803 | 0.0016018 | 0.0017427 | 0.0018383 | 0.0019546 | 0.0020707 | 0.0022059 | 0.0022952 | 0.0024053 | 0.0026924 | 0.00292
F8_Industrial_Petroleum_New_Space Heating_Natural Gas_Strategic Energy Management_A_Achievable Technical Potential | F8 | Industrial | Petroleum | New | Space Heating | Natural Gas | Strategic Energy Management | A | Incremental Summer Peak Savings (MW) | Achievable Technical Potential | 0 | 0 | 0 | 0 | 0 | 0 | 0 | 0 | 0 | 0 | 0 | 0 | 0 | 0 | 0 | 0 | 0 | 0 | 0 | 0 | 0 | 0
F9_Industrial_Petroleum_New_Space Heating_Natural Gas_Strategic Energy Management_A_Achievable Technical Potential | F9 | Industrial | Petroleum | New | Space Heating | Natural Gas | Strategic Energy Management | A | Incremental Winter Peak Savings (MW) | Achievable Technical Potential | 0 | 0 | 0 | 0 | 0 | 0 | 0 | 0 | 0 | 0 | 0 | 0 | 0 | 0 | 0 | 0 | 0 | 0 | 0 | 0 | 0 | 0
F10_Industrial_Petroleum_New_Space Heating_Natural Gas_Strategic Energy Management_A_Achievable Technical Potential | F10 | Industrial | Petroleum | New | Space Heating | Natural Gas | Strategic Energy Management | A | Cumulative Energy Savings (MWh or mTherms) | Achievable Technical Potential | 0 | 0 | 0.00022213 | 0.00060979 | 0.0011626 | 0.0019004 | 0.0027497 | 0.0035063 | 0.0042251 | 0.0049225 | 0.0055419 | 0.0061729 | 0.006796 | 0.0074322 | 0.0080203 | 0.0086177 | 0.0092081 | 0.0095901 | 0.009755 | 0.0097691 | 0.0097691 | 0.0097691
F11_Industrial_Petroleum_New_Space Heating_Natural Gas_Strategic Energy Management_A_Achievable Technical Potential | F11 | Industrial | Petroleum | New | Space Heating | Natural Gas | Strategic Energy Management | A | Cumulative Summer Peak Savings (MW) | Achievable Technical Potential | 0 | 0 | 0 | 0 | 0 | 0 | 0 | 0 | 0 | 0 | 0 | 0 | 0 | 0 | 0 | 0 | 0 | 0 | 0 | 0 | 0 | 0
F12_Industrial_Petroleum_New_Space Heating_Natural Gas_Strategic Energy Management_A_Achievable Technical Potential | F12 | Industrial | Petroleum | New | Space Heating | Natural Gas | Strategic Energy Management | A | Cumulative Winter Peak Savings (MW) | Achievable Technical Potential | 0 | 0 | 0 | 0 | 0 | 0 | 0 | 0 | 0 | 0 | 0 | 0 | 0 | 0 | 0 | 0 | 0 | 0 | 0 | 0 | 0 | 0
F13_Industrial_Petroleum_New_Space Heating_Natural Gas_Strategic Energy Management_A_Achievable Technical Potential | F13 | Industrial | Petroleum | New | Space Heating | Natural Gas | Strategic Energy Management | A | Purchases (Incremental) | Achievable Technical Potential | 0 | 0 | 0.00030355 | 0.00052976 | 0.00075541 | 0.0010083 | 0.0011606 | 0.0013375 | 0.0015121 | 0.0017084 | 0.0018547 | 0.0020229 | 0.0021889 | 0.0023815 | 0.0025122 | 0.002671 | 0.0028298 | 0.0030145 | 0.0031366 | 0.003287 | 0.0036794 | 0.0039904
F14_Industrial_Petroleum_New_Space Heating_Natural Gas_Strategic Energy Management_A_Achievable Technical Potential | F14 | Industrial | Petroleum | New | Space Heating | Natural Gas | Strategic Energy Management | A | Purchases (Cumulative) | Achievable Technical Potential | 0 | 0 | 0.00030355 | 0.00083331 | 0.0015887 | 0.002597 | 0.0037577 | 0.0047916 | 0.0057739 | 0.0067269 | 0.0075733 | 0.0084356 | 0.0092871 | 0.010157 | 0.01096 | 0.011777 | 0.012583 | 0.013105 | 0.013331 | 0.01335 | 0.01335 | 0.01335
F1_Industrial_Petroleum_New_Process_Natural Gas_Strategic Energy Management_A_Achievable Technical Potential | F1 | Industrial | Petroleum | New | Process | Natural Gas | Strategic Energy Management | A | Original Unit Energy Savings (kWh or therms) | Achievable Technical Potential | 0 | 0 | 769.0432 | 769.0432 | 769.0432 | 769.0432 | 769.0432 | 769.0432 | 769.0432 | 769.0432 | 769.0432 | 769.0432 | 769.0432 | 769.0432 | 769.0432 | 769.0432 | 769.0432 | 769.0432 | 769.0432 | 769.0432 | 769.0432 | 769.0432
F2_Industrial_Petroleum_New_Process_Natural Gas_Strategic Energy Management_A_Achievable Technical Potential | F2 | Industrial | Petroleum | New | Process | Natural Gas | Strategic Energy Management | A | Original Unit Summer Peak Savings (kW) | Achievable Technical Potential | 0 | 0 | 0 | 0 | 0 | 0 | 0 | 0 | 0 | 0 | 0 | 0 | 0 | 0 | 0 | 0 | 0 | 0 | 0 | 0 | 0 | 0
F3_Industrial_Petroleum_New_Process_Natural Gas_Strategic Energy Management_A_Achievable Technical Potential | F3 | Industrial | Petroleum | New | Process | Natural Gas | Strategic Energy Management | A | Original Unit Winter Peak Savings (kW) | Achievable Technical Potential | 0 | 0 | 0 | 0 | 0 | 0 | 0 | 0 | 0 | 0 | 0 | 0 | 0 | 0 | 0 | 0 | 0 | 0 | 0 | 0 | 0 | 0
F4_Industrial_Petroleum_New_Process_Natural Gas_Strategic Energy Management_A_Achievable Technical Potential | F4 | Industrial | Petroleum | New | Process | Natural Gas | Strategic Energy Management | A | Standalone Impact on Baseline Energy (%) | Achievable Technical Potential | 0% | 0% | 0.08224% | 0.1294% | 0.173% | 0.2118% | 0.2663% | 0.2946% | 0.314% | 0.3238% | 0.3358% | 0.3429% | 0.3489% | 0.3507% | 0.3588% | 0.3626% | 0.3657% | 0.3575% | 0.3495% | 0.334% | 0.3198% | 0.3067%
F5_Industrial_Petroleum_New_Process_Natural Gas_Strategic Energy Management_A_Achievable Technical Potential | F5 | Industrial | Petroleum | New | Process | Natural Gas | Strategic Energy Management | A | Standalone Impact on Baseline Summer Peak (%) | Achievable Technical Potential | bar: 2019 to 2040
F6_Industrial_Petroleum_New_Process_Natural Gas_Strategic Energy Management_A_Achievable Technical Potential | F6 | Industrial | Petroleum | New | Process | Natural Gas | Strategic Energy Management | A | Standalone Impact on Baseline Winter Peak (%) | Achievable Technical Potential | bar: 2019 to 2040
F7_Industrial_Petroleum_New_Process_Natural Gas_Strategic Energy Management_A_Achievable Technical Potential | F7 | Industrial | Petroleum | New | Process | Natural Gas | Strategic Energy Management | A | Incremental Energy Savings (MWh or mTherms) | Achievable Technical Potential | 0 | 0 | 0.060454 | 0.1055 | 0.15044 | 0.20081 | 0.23115 | 0.26636 | 0.30113 | 0.34025 | 0.36938 | 0.40288 | 0.43594 | 0.47429 | 0.50032 | 0.53195 | 0.56356 | 0.60036 | 0.62467 | 0.65462 | 0.73277 | 0.79471
F8_Industrial_Petroleum_New_Process_Natural Gas_Strategic Energy Management_A_Achievable Technical Potential | F8 | Industrial | Petroleum | New | Process | Natural Gas | Strategic Energy Management | A | Incremental Summer Peak Savings (MW) | Achievable Technical Potential | 0 | 0 | 0 | 0 | 0 | 0 | 0 | 0 | 0 | 0 | 0 | 0 | 0 | 0 | 0 | 0 | 0 | 0 | 0 | 0 | 0 | 0
F9_Industrial_Petroleum_New_Process_Natural Gas_Strategic Energy Management_A_Achievable Technical Potential | F9 | Industrial | Petroleum | New | Process | Natural Gas | Strategic Energy Management | A | Incremental Winter Peak Savings (MW) | Achievable Technical Potential | 0 | 0 | 0 | 0 | 0 | 0 | 0 | 0 | 0 | 0 | 0 | 0 | 0 | 0 | 0 | 0 | 0 | 0 | 0 | 0 | 0 | 0
F10_Industrial_Petroleum_New_Process_Natural Gas_Strategic Energy Management_A_Achievable Technical Potential | F10 | Industrial | Petroleum | New | Process | Natural Gas | Strategic Energy Management | A | Cumulative Energy Savings (MWh or mTherms) | Achievable Technical Potential | 0 | 0 | 0.060454 | 0.16596 | 0.3164 | 0.51722 | 0.74837 | 0.95427 | 1.1499 | 1.3397 | 1.5083 | 1.68 | 1.8496 | 2.0227 | 2.1828 | 2.3454 | 2.5061 | 2.61 | 2.6549 | 2.6588 | 2.6588 | 2.6588
F11_Industrial_Petroleum_New_Process_Natural Gas_Strategic Energy Management_A_Achievable Technical Potential | F11 | Industrial | Petroleum | New | Process | Natural Gas | Strategic Energy Management | A | Cumulative Summer Peak Savings (MW) | Achievable Technical Potential | 0 | 0 | 0 | 0 | 0 | 0 | 0 | 0 | 0 | 0 | 0 | 0 | 0 | 0 | 0 | 0 | 0 | 0 | 0 | 0 | 0 | 0
F12_Industrial_Petroleum_New_Process_Natural Gas_Strategic Energy Management_A_Achievable Technical Potential | F12 | Industrial | Petroleum | New | Process | Natural Gas | Strategic Energy Management | A | Cumulative Winter Peak Savings (MW) | Achievable Technical Potential | 0 | 0 | 0 | 0 | 0 | 0 | 0 | 0 | 0 | 0 | 0 | 0 | 0 | 0 | 0 | 0 | 0 | 0 | 0 | 0 | 0 | 0
F13_Industrial_Petroleum_New_Process_Natural Gas_Strategic Energy Management_A_Achievable Technical Potential | F13 | Industrial | Petroleum | New | Process | Natural Gas | Strategic Energy Management | A | Purchases (Incremental) | Achievable Technical Potential | 0 | 0 | 0.07861 | 0.13719 | 0.19562 | 0.26112 | 0.30057 | 0.34636 | 0.39157 | 0.44243 | 0.48031 | 0.52387 | 0.56686 | 0.61673 | 0.65057 | 0.69171 | 0.73281 | 0.78066 | 0.81226 | 0.85121 | 0.95283 | 1.0334
F14_Industrial_Petroleum_New_Process_Natural Gas_Strategic Energy Management_A_Achievable Technical Potential | F14 | Industrial | Petroleum | New | Process | Natural Gas | Strategic Energy Management | A | Purchases (Cumulative) | Achievable Technical Potential | 0 | 0 | 0.07861 | 0.2158 | 0.41142 | 0.67255 | 0.97311 | 1.2409 | 1.4952 | 1.742 | 1.9612 | 2.1845 | 2.405 | 2.6302 | 2.8383 | 3.0497 | 3.2587 | 3.3939 | 3.4522 | 3.4572 | 3.4572 | 3.4572
F1_Industrial_Petroleum_New_Miscellaneous_Natural Gas_Strategic Energy Management_A_Achievable Technical Potential | F1 | Industrial | Petroleum | New | Miscellaneous | Natural Gas | Strategic Energy Management | A | Original Unit Energy Savings (kWh or therms) | Achievable Technical Potential | 0 | 0 | 160.7723 | 160.7723 | 160.7723 | 160.7723 | 160.7723 | 160.7723 | 160.7723 | 160.7723 | 160.7723 | 160.7723 | 160.7723 | 160.7723 | 160.7723 | 160.7723 | 160.7723 | 160.7723 | 160.7723 | 160.7723 | 160.7723 | 160.7723
F2_Industrial_Petroleum_New_Miscellaneous_Natural Gas_Strategic Energy Management_A_Achievable Technical Potential | F2 | Industrial | Petroleum | New | Miscellaneous | Natural Gas | Strategic Energy Management | A | Original Unit Summer Peak Savings (kW) | Achievable Technical Potential | 0 | 0 | 0 | 0 | 0 | 0 | 0 | 0 | 0 | 0 | 0 | 0 | 0 | 0 | 0 | 0 | 0 | 0 | 0 | 0 | 0 | 0
F3_Industrial_Petroleum_New_Miscellaneous_Natural Gas_Strategic Energy Management_A_Achievable Technical Potential | F3 | Industrial | Petroleum | New | Miscellaneous | Natural Gas | Strategic Energy Management | A | Original Unit Winter Peak Savings (kW) | Achievable Technical Potential | 0 | 0 | 0 | 0 | 0 | 0 | 0 | 0 | 0 | 0 | 0 | 0 | 0 | 0 | 0 | 0 | 0 | 0 | 0 | 0 | 0 | 0
F4_Industrial_Petroleum_New_Miscellaneous_Natural Gas_Strategic Energy Management_A_Achievable Technical Potential | F4 | Industrial | Petroleum | New | Miscellaneous | Natural Gas | Strategic Energy Management | A | Standalone Impact on Baseline Energy (%) | Achievable Technical Potential | 0% | 0% | 0.08224% | 0.1294% | 0.173% | 0.2118% | 0.2663% | 0.2946% | 0.314% | 0.3238% | 0.3358% | 0.3429% | 0.3489% | 0.3507% | 0.3588% | 0.3626% | 0.3657% | 0.3575% | 0.3495% | 0.334% | 0.3198% | 0.3067%
F5_Industrial_Petroleum_New_Miscellaneous_Natural Gas_Strategic Energy Management_A_Achievable Technical Potential | F5 | Industrial | Petroleum | New | Miscellaneous | Natural Gas | Strategic Energy Management | A | Standalone Impact on Baseline Summer Peak (%) | Achievable Technical Potential | bar: 2019 to 2040
F6_Industrial_Petroleum_New_Miscellaneous_Natural Gas_Strategic Energy Management_A_Achievable Technical Potential | F6 | Industrial | Petroleum | New | Miscellaneous | Natural Gas | Strategic Energy Management | A | Standalone Impact on Baseline Winter Peak (%) | Achievable Technical Potential | bar: 2019 to 2040
F7_Industrial_Petroleum_New_Miscellaneous_Natural Gas_Strategic Energy Management_A_Achievable Technical Potential | F7 | Industrial | Petroleum | New | Miscellaneous | Natural Gas | Strategic Energy Management | A | Incremental Energy Savings (MWh or mTherms) | Achievable Technical Potential | 0 | 0 | 0.0031596 | 0.0055141 | 0.0078628 | 0.010495 | 0.012081 | 0.013921 | 0.015738 | 0.017783 | 0.019305 | 0.021056 | 0.022784 | 0.024788 | 0.026148 | 0.027802 | 0.029454 | 0.031377 | 0.032647 | 0.034213 | 0.038297 | 0.041535
F8_Industrial_Petroleum_New_Miscellaneous_Natural Gas_Strategic Energy Management_A_Achievable Technical Potential | F8 | Industrial | Petroleum | New | Miscellaneous | Natural Gas | Strategic Energy Management | A | Incremental Summer Peak Savings (MW) | Achievable Technical Potential | 0 | 0 | 0 | 0 | 0 | 0 | 0 | 0 | 0 | 0 | 0 | 0 | 0 | 0 | 0 | 0 | 0 | 0 | 0 | 0 | 0 | 0
F9_Industrial_Petroleum_New_Miscellaneous_Natural Gas_Strategic Energy Management_A_Achievable Technical Potential | F9 | Industrial | Petroleum | New | Miscellaneous | Natural Gas | Strategic Energy Management | A | Incremental Winter Peak Savings (MW) | Achievable Technical Potential | 0 | 0 | 0 | 0 | 0 | 0 | 0 | 0 | 0 | 0 | 0 | 0 | 0 | 0 | 0 | 0 | 0 | 0 | 0 | 0 | 0 | 0
F10_Industrial_Petroleum_New_Miscellaneous_Natural Gas_Strategic Energy Management_A_Achievable Technical Potential | F10 | Industrial | Petroleum | New | Miscellaneous | Natural Gas | Strategic Energy Management | A | Cumulative Energy Savings (MWh or mTherms) | Achievable Technical Potential | 0 | 0 | 0.0031596 | 0.0086736 | 0.016536 | 0.027032 | 0.039112 | 0.049874 | 0.060098 | 0.070018 | 0.078828 | 0.087803 | 0.096666 | 0.10572 | 0.11408 | 0.12258 | 0.13098 | 0.13641 | 0.13875 | 0.13896 | 0.13896 | 0.13896
F11_Industrial_Petroleum_New_Miscellaneous_Natural Gas_Strategic Energy Management_A_Achievable Technical Potential | F11 | Industrial | Petroleum | New | Miscellaneous | Natural Gas | Strategic Energy Management | A | Cumulative Summer Peak Savings (MW) | Achievable Technical Potential | 0 | 0 | 0 | 0 | 0 | 0 | 0 | 0 | 0 | 0 | 0 | 0 | 0 | 0 | 0 | 0 | 0 | 0 | 0 | 0 | 0 | 0
F12_Industrial_Petroleum_New_Miscellaneous_Natural Gas_Strategic Energy Management_A_Achievable Technical Potential | F12 | Industrial | Petroleum | New | Miscellaneous | Natural Gas | Strategic Energy Management | A | Cumulative Winter Peak Savings (MW) | Achievable Technical Potential | 0 | 0 | 0 | 0 | 0 | 0 | 0 | 0 | 0 | 0 | 0 | 0 | 0 | 0 | 0 | 0 | 0 | 0 | 0 | 0 | 0 | 0
F13_Industrial_Petroleum_New_Miscellaneous_Natural Gas_Strategic Energy Management_A_Achievable Technical Potential | F13 | Industrial | Petroleum | New | Miscellaneous | Natural Gas | Strategic Energy Management | A | Purchases (Incremental) | Achievable Technical Potential | 0 | 0 | 0.019652 | 0.034297 | 0.048906 | 0.06528 | 0.075142 | 0.086589 | 0.097893 | 0.11061 | 0.12008 | 0.13097 | 0.14172 | 0.15418 | 0.16264 | 0.17293 | 0.1832 | 0.19516 | 0.20307 | 0.2128 | 0.23821 | 0.25834
F14_Industrial_Petroleum_New_Miscellaneous_Natural Gas_Strategic Energy Management_A_Achievable Technical Potential | F14 | Industrial | Petroleum | New | Miscellaneous | Natural Gas | Strategic Energy Management | A | Purchases (Cumulative) | Achievable Technical Potential | 0 | 0 | 0.019652 | 0.05395 | 0.10286 | 0.16814 | 0.24328 | 0.31021 | 0.37381 | 0.43551 | 0.49031 | 0.54613 | 0.60126 | 0.65755 | 0.70958 | 0.76243 | 0.81467 | 0.84847 | 0.86305 | 0.86431 | 0.86431 | 0.86431
F1_Industrial_Petroleum_New_Space Heating_Natural Gas_Commissioning_A_Achievable Technical Potential | F1 | Industrial | Petroleum | New | Space Heating | Natural Gas | Commissioning | A | Original Unit Energy Savings (kWh or therms) | Achievable Technical Potential | 0 | 0 | 15.7714 | 15.7714 | 15.7714 | 15.7714 | 15.7714 | 15.7714 | 15.7714 | 15.7714 | 15.7714 | 15.7714 | 15.7714 | 15.7714 | 15.7714 | 15.7714 | 15.7714 | 15.7714 | 15.7714 | 15.7714 | 15.7714 | 15.7714
F2_Industrial_Petroleum_New_Space Heating_Natural Gas_Commissioning_A_Achievable Technical Potential | F2 | Industrial | Petroleum | New | Space Heating | Natural Gas | Commissioning | A | Original Unit Summer Peak Savings (kW) | Achievable Technical Potential | 0 | 0 | 0 | 0 | 0 | 0 | 0 | 0 | 0 | 0 | 0 | 0 | 0 | 0 | 0 | 0 | 0 | 0 | 0 | 0 | 0 | 0
F3_Industrial_Petroleum_New_Space Heating_Natural Gas_Commissioning_A_Achievable Technical Potential | F3 | Industrial | Petroleum | New | Space Heating | Natural Gas | Commissioning | A | Original Unit Winter Peak Savings (kW) | Achievable Technical Potential | 0 | 0 | 0 | 0 | 0 | 0 | 0 | 0 | 0 | 0 | 0 | 0 | 0 | 0 | 0 | 0 | 0 | 0 | 0 | 0 | 0 | 0
F4_Industrial_Petroleum_New_Space Heating_Natural Gas_Commissioning_A_Achievable Technical Potential | F4 | Industrial | Petroleum | New | Space Heating | Natural Gas | Commissioning | A | Standalone Impact on Baseline Energy (%) | Achievable Technical Potential | bar: 2019 to 2040
F5_Industrial_Petroleum_New_Space Heating_Natural Gas_Commissioning_A_Achievable Technical Potential | F5 | Industrial | Petroleum | New | Space Heating | Natural Gas | Commissioning | A | Standalone Impact on Baseline Summer Peak (%) | Achievable Technical Potential | bar: 2019 to 2040
F6_Industrial_Petroleum_New_Space Heating_Natural Gas_Commissioning_A_Achievable Technical Potential | F6 | Industrial | Petroleum | New | Space Heating | Natural Gas | Commissioning | A | Standalone Impact on Baseline Winter Peak (%) | Achievable Technical Potential | bar: 2019 to 2040
F7_Industrial_Petroleum_New_Space Heating_Natural Gas_Commissioning_A_Achievable Technical Potential | F7 | Industrial | Petroleum | New | Space Heating | Natural Gas | Commissioning | A | Incremental Energy Savings (MWh or mTherms) | Achievable Technical Potential | 0 | 0 | 0 | 0 | 0 | 0 | 0 | 0 | 0 | 0 | 0 | 0 | 0 | 0 | 0 | 0 | 0 | 0 | 0 | 0 | 0 | 0
F8_Industrial_Petroleum_New_Space Heating_Natural Gas_Commissioning_A_Achievable Technical Potential | F8 | Industrial | Petroleum | New | Space Heating | Natural Gas | Commissioning | A | Incremental Summer Peak Savings (MW) | Achievable Technical Potential | 0 | 0 | 0 | 0 | 0 | 0 | 0 | 0 | 0 | 0 | 0 | 0 | 0 | 0 | 0 | 0 | 0 | 0 | 0 | 0 | 0 | 0
F9_Industrial_Petroleum_New_Space Heating_Natural Gas_Commissioning_A_Achievable Technical Potential | F9 | Industrial | Petroleum | New | Space Heating | Natural Gas | Commissioning | A | Incremental Winter Peak Savings (MW) | Achievable Technical Potential | 0 | 0 | 0 | 0 | 0 | 0 | 0 | 0 | 0 | 0 | 0 | 0 | 0 | 0 | 0 | 0 | 0 | 0 | 0 | 0 | 0 | 0
F10_Industrial_Petroleum_New_Space Heating_Natural Gas_Commissioning_A_Achievable Technical Potential | F10 | Industrial | Petroleum | New | Space Heating | Natural Gas | Commissioning | A | Cumulative Energy Savings (MWh or mTherms) | Achievable Technical Potential | 0 | 0 | 0 | 0 | 0 | 0 | 0 | 0 | 0 | 0 | 0 | 0 | 0 | 0 | 0 | 0 | 0 | 0 | 0 | 0 | 0 | 0
F11_Industrial_Petroleum_New_Space Heating_Natural Gas_Commissioning_A_Achievable Technical Potential | F11 | Industrial | Petroleum | New | Space Heating | Natural Gas | Commissioning | A | Cumulative Summer Peak Savings (MW) | Achievable Technical Potential | 0 | 0 | 0 | 0 | 0 | 0 | 0 | 0 | 0 | 0 | 0 | 0 | 0 | 0 | 0 | 0 | 0 | 0 | 0 | 0 | 0 | 0
F12_Industrial_Petroleum_New_Space Heating_Natural Gas_Commissioning_A_Achievable Technical Potential | F12 | Industrial | Petroleum | New | Space Heating | Natural Gas | Commissioning | A | Cumulative Winter Peak Savings (MW) | Achievable Technical Potential | 0 | 0 | 0 | 0 | 0 | 0 | 0 | 0 | 0 | 0 | 0 | 0 | 0 | 0 | 0 | 0 | 0 | 0 | 0 | 0 | 0 | 0
F13_Industrial_Petroleum_New_Space Heating_Natural Gas_Commissioning_A_Achievable Technical Potential | F13 | Industrial | Petroleum | New | Space Heating | Natural Gas | Commissioning | A | Purchases (Incremental) | Achievable Technical Potential | 0 | 0 | 0 | 0 | 0 | 0 | 0 | 0 | 0 | 0 | 0 | 0 | 0 | 0 | 0 | 0 | 0 | 0 | 0 | 0 | 0 | 0
F14_Industrial_Petroleum_New_Space Heating_Natural Gas_Commissioning_A_Achievable Technical Potential | F14 | Industrial | Petroleum | New | Space Heating | Natural Gas | Commissioning | A | Purchases (Cumulative) | Achievable Technical Potential | 0 | 0 | 0 | 0 | 0 | 0 | 0 | 0 | 0 | 0 | 0 | 0 | 0 | 0 | 0 | 0 | 0 | 0 | 0 | 0 | 0 | 0
F1_Industrial_Petroleum_New_Process_Natural Gas_Commissioning_A_Achievable Technical Potential | F1 | Industrial | Petroleum | New | Process | Natural Gas | Commissioning | A | Original Unit Energy Savings (kWh or therms) | Achievable Technical Potential | 0 | 0 | 4292.3343 | 4292.3343 | 4292.3343 | 4292.3343 | 4292.3343 | 4292.3343 | 4292.3343 | 4292.3343 | 4292.3343 | 4292.3343 | 4292.3343 | 4292.3343 | 4292.3343 | 4292.3343 | 4292.3343 | 4292.3343 | 4292.3343 | 4292.3343 | 4292.3343 | 4292.3343
F2_Industrial_Petroleum_New_Process_Natural Gas_Commissioning_A_Achievable Technical Potential | F2 | Industrial | Petroleum | New | Process | Natural Gas | Commissioning | A | Original Unit Summer Peak Savings (kW) | Achievable Technical Potential | 0 | 0 | 0 | 0 | 0 | 0 | 0 | 0 | 0 | 0 | 0 | 0 | 0 | 0 | 0 | 0 | 0 | 0 | 0 | 0 | 0 | 0
F3_Industrial_Petroleum_New_Process_Natural Gas_Commissioning_A_Achievable Technical Potential | F3 | Industrial | Petroleum | New | Process | Natural Gas | Commissioning | A | Original Unit Winter Peak Savings (kW) | Achievable Technical Potential | 0 | 0 | 0 | 0 | 0 | 0 | 0 | 0 | 0 | 0 | 0 | 0 | 0 | 0 | 0 | 0 | 0 | 0 | 0 | 0 | 0 | 0
F4_Industrial_Petroleum_New_Process_Natural Gas_Commissioning_A_Achievable Technical Potential | F4 | Industrial | Petroleum | New | Process | Natural Gas | Commissioning | A | Standalone Impact on Baseline Energy (%) | Achievable Technical Potential | bar: 2019 to 2040
F5_Industrial_Petroleum_New_Process_Natural Gas_Commissioning_A_Achievable Technical Potential | F5 | Industrial | Petroleum | New | Process | Natural Gas | Commissioning | A | Standalone Impact on Baseline Summer Peak (%) | Achievable Technical Potential | bar: 2019 to 2040
F6_Industrial_Petroleum_New_Process_Natural Gas_Commissioning_A_Achievable Technical Potential | F6 | Industrial | Petroleum | New | Process | Natural Gas | Commissioning | A | Standalone Impact on Baseline Winter Peak (%) | Achievable Technical Potential | bar: 2019 to 2040
F7_Industrial_Petroleum_New_Process_Natural Gas_Commissioning_A_Achievable Technical Potential | F7 | Industrial | Petroleum | New | Process | Natural Gas | Commissioning | A | Incremental Energy Savings (MWh or mTherms) | Achievable Technical Potential | 0 | 0 | 0 | 0 | 0 | 0 | 0 | 0 | 0 | 0 | 0 | 0 | 0 | 0 | 0 | 0 | 0 | 0 | 0 | 0 | 0 | 0
F8_Industrial_Petroleum_New_Process_Natural Gas_Commissioning_A_Achievable Technical Potential | F8 | Industrial | Petroleum | New | Process | Natural Gas | Commissioning | A | Incremental Summer Peak Savings (MW) | Achievable Technical Potential | 0 | 0 | 0 | 0 | 0 | 0 | 0 | 0 | 0 | 0 | 0 | 0 | 0 | 0 | 0 | 0 | 0 | 0 | 0 | 0 | 0 | 0
F9_Industrial_Petroleum_New_Process_Natural Gas_Commissioning_A_Achievable Technical Potential | F9 | Industrial | Petroleum | New | Process | Natural Gas | Commissioning | A | Incremental Winter Peak Savings (MW) | Achievable Technical Potential | 0 | 0 | 0 | 0 | 0 | 0 | 0 | 0 | 0 | 0 | 0 | 0 | 0 | 0 | 0 | 0 | 0 | 0 | 0 | 0 | 0 | 0
F10_Industrial_Petroleum_New_Process_Natural Gas_Commissioning_A_Achievable Technical Potential | F10 | Industrial | Petroleum | New | Process | Natural Gas | Commissioning | A | Cumulative Energy Savings (MWh or mTherms) | Achievable Technical Potential | 0 | 0 | 0 | 0 | 0 | 0 | 0 | 0 | 0 | 0 | 0 | 0 | 0 | 0 | 0 | 0 | 0 | 0 | 0 | 0 | 0 | 0
F11_Industrial_Petroleum_New_Process_Natural Gas_Commissioning_A_Achievable Technical Potential | F11 | Industrial | Petroleum | New | Process | Natural Gas | Commissioning | A | Cumulative Summer Peak Savings (MW) | Achievable Technical Potential | 0 | 0 | 0 | 0 | 0 | 0 | 0 | 0 | 0 | 0 | 0 | 0 | 0 | 0 | 0 | 0 | 0 | 0 | 0 | 0 | 0 | 0
F12_Industrial_Petroleum_New_Process_Natural Gas_Commissioning_A_Achievable Technical Potential | F12 | Industrial | Petroleum | New | Process | Natural Gas | Commissioning | A | Cumulative Winter Peak Savings (MW) | Achievable Technical Potential | 0 | 0 | 0 | 0 | 0 | 0 | 0 | 0 | 0 | 0 | 0 | 0 | 0 | 0 | 0 | 0 | 0 | 0 | 0 | 0 | 0 | 0
F13_Industrial_Petroleum_New_Process_Natural Gas_Commissioning_A_Achievable Technical Potential | F13 | Industrial | Petroleum | New | Process | Natural Gas | Commissioning | A | Purchases (Incremental) | Achievable Technical Potential | 0 | 0 | 0 | 0 | 0 | 0 | 0 | 0 | 0 | 0 | 0 | 0 | 0 | 0 | 0 | 0 | 0 | 0 | 0 | 0 | 0 | 0
F14_Industrial_Petroleum_New_Process_Natural Gas_Commissioning_A_Achievable Technical Potential | F14 | Industrial | Petroleum | New | Process | Natural Gas | Commissioning | A | Purchases (Cumulative) | Achievable Technical Potential | 0 | 0 | 0 | 0 | 0 | 0 | 0 | 0 | 0 | 0 | 0 | 0 | 0 | 0 | 0 | 0 | 0 | 0 | 0 | 0 | 0 | 0
F1_Industrial_Petroleum_New_Space Heating_Natural Gas_Retrocommissioning_A_Achievable Technical Potential | F1 | Industrial | Petroleum | New | Space Heating | Natural Gas | Retrocommissioning | A | Original Unit Energy Savings (kWh or therms) | Achievable Technical Potential | 0 | 0 | 0 | 0 | 0 | 0 | 0 | 0 | 0 | 0 | 0 | 0 | 0 | 0 | 0 | 0 | 0 | 0 | 0 | 0 | 0 | 0
F2_Industrial_Petroleum_New_Space Heating_Natural Gas_Retrocommissioning_A_Achievable Technical Potential | F2 | Industrial | Petroleum | New | Space Heating | Natural Gas | Retrocommissioning | A | Original Unit Summer Peak Savings (kW) | Achievable Technical Potential | 0 | 0 | 0 | 0 | 0 | 0 | 0 | 0 | 0 | 0 | 0 | 0 | 0 | 0 | 0 | 0 | 0 | 0 | 0 | 0 | 0 | 0
F3_Industrial_Petroleum_New_Space Heating_Natural Gas_Retrocommissioning_A_Achievable Technical Potential | F3 | Industrial | Petroleum | New | Space Heating | Natural Gas | Retrocommissioning | A | Original Unit Winter Peak Savings (kW) | Achievable Technical Potential | 0 | 0 | 0 | 0 | 0 | 0 | 0 | 0 | 0 | 0 | 0 | 0 | 0 | 0 | 0 | 0 | 0 | 0 | 0 | 0 | 0 | 0
F4_Industrial_Petroleum_New_Space Heating_Natural Gas_Retrocommissioning_A_Achievable Technical Potential | F4 | Industrial | Petroleum | New | Space Heating | Natural Gas | Retrocommissioning | A | Standalone Impact on Baseline Energy (%) | Achievable Technical Potential | bar: 2019 to 2040
F5_Industrial_Petroleum_New_Space Heating_Natural Gas_Retrocommissioning_A_Achievable Technical Potential | F5 | Industrial | Petroleum | New | Space Heating | Natural Gas | Retrocommissioning | A | Standalone Impact on Baseline Summer Peak (%) | Achievable Technical Potential | bar: 2019 to 2040
F6_Industrial_Petroleum_New_Space Heating_Natural Gas_Retrocommissioning_A_Achievable Technical Potential | F6 | Industrial | Petroleum | New | Space Heating | Natural Gas | Retrocommissioning | A | Standalone Impact on Baseline Winter Peak (%) | Achievable Technical Potential | bar: 2019 to 2040
F7_Industrial_Petroleum_New_Space Heating_Natural Gas_Retrocommissioning_A_Achievable Technical Potential | F7 | Industrial | Petroleum | New | Space Heating | Natural Gas | Retrocommissioning | A | Incremental Energy Savings (MWh or mTherms) | Achievable Technical Potential | 0 | 0 | 0 | 0 | 0 | 0 | 0 | 0 | 0 | 0 | 0 | 0 | 0 | 0 | 0 | 0 | 0 | 0 | 0 | 0 | 0 | 0
F8_Industrial_Petroleum_New_Space Heating_Natural Gas_Retrocommissioning_A_Achievable Technical Potential | F8 | Industrial | Petroleum | New | Space Heating | Natural Gas | Retrocommissioning | A | Incremental Summer Peak Savings (MW) | Achievable Technical Potential | 0 | 0 | 0 | 0 | 0 | 0 | 0 | 0 | 0 | 0 | 0 | 0 | 0 | 0 | 0 | 0 | 0 | 0 | 0 | 0 | 0 | 0
F9_Industrial_Petroleum_New_Space Heating_Natural Gas_Retrocommissioning_A_Achievable Technical Potential | F9 | Industrial | Petroleum | New | Space Heating | Natural Gas | Retrocommissioning | A | Incremental Winter Peak Savings (MW) | Achievable Technical Potential | 0 | 0 | 0 | 0 | 0 | 0 | 0 | 0 | 0 | 0 | 0 | 0 | 0 | 0 | 0 | 0 | 0 | 0 | 0 | 0 | 0 | 0
F10_Industrial_Petroleum_New_Space Heating_Natural Gas_Retrocommissioning_A_Achievable Technical Potential | F10 | Industrial | Petroleum | New | Space Heating | Natural Gas | Retrocommissioning | A | Cumulative Energy Savings (MWh or mTherms) | Achievable Technical Potential | 0 | 0 | 0 | 0 | 0 | 0 | 0 | 0 | 0 | 0 | 0 | 0 | 0 | 0 | 0 | 0 | 0 | 0 | 0 | 0 | 0 | 0
F11_Industrial_Petroleum_New_Space Heating_Natural Gas_Retrocommissioning_A_Achievable Technical Potential | F11 | Industrial | Petroleum | New | Space Heating | Natural Gas | Retrocommissioning | A | Cumulative Summer Peak Savings (MW) | Achievable Technical Potential | 0 | 0 | 0 | 0 | 0 | 0 | 0 | 0 | 0 | 0 | 0 | 0 | 0 | 0 | 0 | 0 | 0 | 0 | 0 | 0 | 0 | 0
F12_Industrial_Petroleum_New_Space Heating_Natural Gas_Retrocommissioning_A_Achievable Technical Potential | F12 | Industrial | Petroleum | New | Space Heating | Natural Gas | Retrocommissioning | A | Cumulative Winter Peak Savings (MW) | Achievable Technical Potential | 0 | 0 | 0 | 0 | 0 | 0 | 0 | 0 | 0 | 0 | 0 | 0 | 0 | 0 | 0 | 0 | 0 | 0 | 0 | 0 | 0 | 0
F13_Industrial_Petroleum_New_Space Heating_Natural Gas_Retrocommissioning_A_Achievable Technical Potential | F13 | Industrial | Petroleum | New | Space Heating | Natural Gas | Retrocommissioning | A | Purchases (Incremental) | Achievable Technical Potential | 0 | 0 | 0 | 0 | 0 | 0 | 0 | 0 | 0 | 0 | 0 | 0 | 0 | 0 | 0 | 0 | 0 | 0 | 0 | 0 | 0 | 0
F14_Industrial_Petroleum_New_Space Heating_Natural Gas_Retrocommissioning_A_Achievable Technical Potential | F14 | Industrial | Petroleum | New | Space Heating | Natural Gas | Retrocommissioning | A | Purchases (Cumulative) | Achievable Technical Potential | 0 | 0 | 0 | 0 | 0 | 0 | 0 | 0 | 0 | 0 | 0 | 0 | 0 | 0 | 0 | 0 | 0 | 0 | 0 | 0 | 0 | 0
F1_Industrial_Petroleum_New_Process_Natural Gas_Retrocommissioning_A_Achievable Technical Potential | F1 | Industrial | Petroleum | New | Process | Natural Gas | Retrocommissioning | A | Original Unit Energy Savings (kWh or therms) | Achievable Technical Potential | 0 | 0 | 0 | 0 | 0 | 0 | 0 | 0 | 0 | 0 | 0 | 0 | 0 | 0 | 0 | 0 | 0 | 0 | 0 | 0 | 0 | 0
F2_Industrial_Petroleum_New_Process_Natural Gas_Retrocommissioning_A_Achievable Technical Potential | F2 | Industrial | Petroleum | New | Process | Natural Gas | Retrocommissioning | A | Original Unit Summer Peak Savings (kW) | Achievable Technical Potential | 0 | 0 | 0 | 0 | 0 | 0 | 0 | 0 | 0 | 0 | 0 | 0 | 0 | 0 | 0 | 0 | 0 | 0 | 0 | 0 | 0 | 0
F3_Industrial_Petroleum_New_Process_Natural Gas_Retrocommissioning_A_Achievable Technical Potential | F3 | Industrial | Petroleum | New | Process | Natural Gas | Retrocommissioning | A | Original Unit Winter Peak Savings (kW) | Achievable Technical Potential | 0 | 0 | 0 | 0 | 0 | 0 | 0 | 0 | 0 | 0 | 0 | 0 | 0 | 0 | 0 | 0 | 0 | 0 | 0 | 0 | 0 | 0
F4_Industrial_Petroleum_New_Process_Natural Gas_Retrocommissioning_A_Achievable Technical Potential | F4 | Industrial | Petroleum | New | Process | Natural Gas | Retrocommissioning | A | Standalone Impact on Baseline Energy (%) | Achievable Technical Potential | bar: 2019 to 2040
F5_Industrial_Petroleum_New_Process_Natural Gas_Retrocommissioning_A_Achievable Technical Potential | F5 | Industrial | Petroleum | New | Process | Natural Gas | Retrocommissioning | A | Standalone Impact on Baseline Summer Peak (%) | Achievable Technical Potential | bar: 2019 to 2040
F6_Industrial_Petroleum_New_Process_Natural Gas_Retrocommissioning_A_Achievable Technical Potential | F6 | Industrial | Petroleum | New | Process | Natural Gas | Retrocommissioning | A | Standalone Impact on Baseline Winter Peak (%) | Achievable Technical Potential | bar: 2019 to 2040
F7_Industrial_Petroleum_New_Process_Natural Gas_Retrocommissioning_A_Achievable Technical Potential | F7 | Industrial | Petroleum | New | Process | Natural Gas | Retrocommissioning | A | Incremental Energy Savings (MWh or mTherms) | Achievable Technical Potential | 0 | 0 | 0 | 0 | 0 | 0 | 0 | 0 | 0 | 0 | 0 | 0 | 0 | 0 | 0 | 0 | 0 | 0 | 0 | 0 | 0 | 0
F8_Industrial_Petroleum_New_Process_Natural Gas_Retrocommissioning_A_Achievable Technical Potential | F8 | Industrial | Petroleum | New | Process | Natural Gas | Retrocommissioning | A | Incremental Summer Peak Savings (MW) | Achievable Technical Potential | 0 | 0 | 0 | 0 | 0 | 0 | 0 | 0 | 0 | 0 | 0 | 0 | 0 | 0 | 0 | 0 | 0 | 0 | 0 | 0 | 0 | 0
F9_Industrial_Petroleum_New_Process_Natural Gas_Retrocommissioning_A_Achievable Technical Potential | F9 | Industrial | Petroleum | New | Process | Natural Gas | Retrocommissioning | A | Incremental Winter Peak Savings (MW) | Achievable Technical Potential | 0 | 0 | 0 | 0 | 0 | 0 | 0 | 0 | 0 | 0 | 0 | 0 | 0 | 0 | 0 | 0 | 0 | 0 | 0 | 0 | 0 | 0
F10_Industrial_Petroleum_New_Process_Natural Gas_Retrocommissioning_A_Achievable Technical Potential | F10 | Industrial | Petroleum | New | Process | Natural Gas | Retrocommissioning | A | Cumulative Energy Savings (MWh or mTherms) | Achievable Technical Potential | 0 | 0 | 0 | 0 | 0 | 0 | 0 | 0 | 0 | 0 | 0 | 0 | 0 | 0 | 0 | 0 | 0 | 0 | 0 | 0 | 0 | 0
F11_Industrial_Petroleum_New_Process_Natural Gas_Retrocommissioning_A_Achievable Technical Potential | F11 | Industrial | Petroleum | New | Process | Natural Gas | Retrocommissioning | A | Cumulative Summer Peak Savings (MW) | Achievable Technical Potential | 0 | 0 | 0 | 0 | 0 | 0 | 0 | 0 | 0 | 0 | 0 | 0 | 0 | 0 | 0 | 0 | 0 | 0 | 0 | 0 | 0 | 0
F12_Industrial_Petroleum_New_Process_Natural Gas_Retrocommissioning_A_Achievable Technical Potential | F12 | Industrial | Petroleum | New | Process | Natural Gas | Retrocommissioning | A | Cumulative Winter Peak Savings (MW) | Achievable Technical Potential | 0 | 0 | 0 | 0 | 0 | 0 | 0 | 0 | 0 | 0 | 0 | 0 | 0 | 0 | 0 | 0 | 0 | 0 | 0 | 0 | 0 | 0
F13_Industrial_Petroleum_New_Process_Natural Gas_Retrocommissioning_A_Achievable Technical Potential | F13 | Industrial | Petroleum | New | Process | Natural Gas | Retrocommissioning | A | Purchases (Incremental) | Achievable Technical Potential | 0 | 0 | 0 | 0 | 0 | 0 | 0 | 0 | 0 | 0 | 0 | 0 | 0 | 0 | 0 | 0 | 0 | 0 | 0 | 0 | 0 | 0
F14_Industrial_Petroleum_New_Process_Natural Gas_Retrocommissioning_A_Achievable Technical Potential | F14 | Industrial | Petroleum | New | Process | Natural Gas | Retrocommissioning | A | Purchases (Cumulative) | Achievable Technical Potential | 0 | 0 | 0 | 0 | 0 | 0 | 0 | 0 | 0 | 0 | 0 | 0 | 0 | 0 | 0 | 0 | 0 | 0 | 0 | 0 | 0 | 0
F1_Industrial_Paper and Printing_Existing_Space Heating_Natural Gas_Insulation - Roof/Ceiling_A_Achievable Technical Potential | F1 | Industrial | Paper and Printing | Existing | Space Heating | Natural Gas | Insulation - Roof/Ceiling | A | Original Unit Energy Savings (kWh or therms) | Achievable Technical Potential | 0 | 0 | 0.083035 | 0.082838 | 0.082641 | 0.082447 | 0.082256 | 0.08207 | 0.08189 | 0.081718 | 0.081553 | 0.081398 | 0.081252 | 0.081115 | 0.080985 | 0.080863 | 0.080748 | 0.08064 | 0.080538 | 0.080442 | 0.080353 | 0.080269
F2_Industrial_Paper and Printing_Existing_Space Heating_Natural Gas_Insulation - Roof/Ceiling_A_Achievable Technical Potential | F2 | Industrial | Paper and Printing | Existing | Space Heating | Natural Gas | Insulation - Roof/Ceiling | A | Original Unit Summer Peak Savings (kW) | Achievable Technical Potential | 0 | 0 | 0 | 0 | 0 | 0 | 0 | 0 | 0 | 0 | 0 | 0 | 0 | 0 | 0 | 0 | 0 | 0 | 0 | 0 | 0 | 0
F3_Industrial_Paper and Printing_Existing_Space Heating_Natural Gas_Insulation - Roof/Ceiling_A_Achievable Technical Potential | F3 | Industrial | Paper and Printing | Existing | Space Heating | Natural Gas | Insulation - Roof/Ceiling | A | Original Unit Winter Peak Savings (kW) | Achievable Technical Potential | 0 | 0 | 0 | 0 | 0 | 0 | 0 | 0 | 0 | 0 | 0 | 0 | 0 | 0 | 0 | 0 | 0 | 0 | 0 | 0 | 0 | 0
F4_Industrial_Paper and Printing_Existing_Space Heating_Natural Gas_Insulation - Roof/Ceiling_A_Achievable Technical Potential | F4 | Industrial | Paper and Printing | Existing | Space Heating | Natural Gas | Insulation - Roof/Ceiling | A | Standalone Impact on Baseline Energy (%) | Achievable Technical Potential | 0% | 0% | 0.3143% | 0.8697% | 1.74% | 2.969% | 4.545% | 6.403% | 8.431% | 10.49% | 12.47% | 14.25% | 15.79% | 17.06% | 18.1% | 18.94% | 19.61% | 20.18% | 20.66% | 21.12% | 21.49% | 21.86%
F5_Industrial_Paper and Printing_Existing_Space Heating_Natural Gas_Insulation - Roof/Ceiling_A_Achievable Technical Potential | F5 | Industrial | Paper and Printing | Existing | Space Heating | Natural Gas | Insulation - Roof/Ceiling | A | Standalone Impact on Baseline Summer Peak (%) | Achievable Technical Potential | bar: 2019 to 2040
F6_Industrial_Paper and Printing_Existing_Space Heating_Natural Gas_Insulation - Roof/Ceiling_A_Achievable Technical Potential | F6 | Industrial | Paper and Printing | Existing | Space Heating | Natural Gas | Insulation - Roof/Ceiling | A | Standalone Impact on Baseline Winter Peak (%) | Achievable Technical Potential | bar: 2019 to 2040
F7_Industrial_Paper and Printing_Existing_Space Heating_Natural Gas_Insulation - Roof/Ceiling_A_Achievable Technical Potential | F7 | Industrial | Paper and Printing | Existing | Space Heating | Natural Gas | Insulation - Roof/Ceiling | A | Incremental Energy Savings (MWh or mTherms) | Achievable Technical Potential | 0 | 0 | 0.21629 | 0.3711 | 0.56596 | 0.77686 | 0.96943 | 1.109 | 1.1711 | 1.1485 | 1.0513 | 0.90235 | 0.72899 | 0.55627 | 0.40217 | 0.27625 | 0.18073 | 0.11288 | 0.067439 | 0.044821 | 0 | 0
F8_Industrial_Paper and Printing_Existing_Space Heating_Natural Gas_Insulation - Roof/Ceiling_A_Achievable Technical Potential | F8 | Industrial | Paper and Printing | Existing | Space Heating | Natural Gas | Insulation - Roof/Ceiling | A | Incremental Summer Peak Savings (MW) | Achievable Technical Potential | 0 | 0 | 0 | 0 | 0 | 0 | 0 | 0 | 0 | 0 | 0 | 0 | 0 | 0 | 0 | 0 | 0 | 0 | 0 | 0 | 0 | 0
F9_Industrial_Paper and Printing_Existing_Space Heating_Natural Gas_Insulation - Roof/Ceiling_A_Achievable Technical Potential | F9 | Industrial | Paper and Printing | Existing | Space Heating | Natural Gas | Insulation - Roof/Ceiling | A | Incremental Winter Peak Savings (MW) | Achievable Technical Potential | 0 | 0 | 0 | 0 | 0 | 0 | 0 | 0 | 0 | 0 | 0 | 0 | 0 | 0 | 0 | 0 | 0 | 0 | 0 | 0 | 0 | 0
F10_Industrial_Paper and Printing_Existing_Space Heating_Natural Gas_Insulation - Roof/Ceiling_A_Achievable Technical Potential | F10 | Industrial | Paper and Printing | Existing | Space Heating | Natural Gas | Insulation - Roof/Ceiling | A | Cumulative Energy Savings (MWh or mTherms) | Achievable Technical Potential | 0 | 0 | 0.21629 | 0.58687 | 1.1514 | 1.9256 | 2.8906 | 3.993 | 5.1554 | 6.293 | 7.3317 | 8.2202 | 8.9344 | 9.4755 | 9.8625 | 10.1239 | 10.2903 | 10.3894 | 10.4437 | 10.4761 | 10.4645 | 10.4535
F11_Industrial_Paper and Printing_Existing_Space Heating_Natural Gas_Insulation - Roof/Ceiling_A_Achievable Technical Potential | F11 | Industrial | Paper and Printing | Existing | Space Heating | Natural Gas | Insulation - Roof/Ceiling | A | Cumulative Summer Peak Savings (MW) | Achievable Technical Potential | 0 | 0 | 0 | 0 | 0 | 0 | 0 | 0 | 0 | 0 | 0 | 0 | 0 | 0 | 0 | 0 | 0 | 0 | 0 | 0 | 0 | 0
F12_Industrial_Paper and Printing_Existing_Space Heating_Natural Gas_Insulation - Roof/Ceiling_A_Achievable Technical Potential | F12 | Industrial | Paper and Printing | Existing | Space Heating | Natural Gas | Insulation - Roof/Ceiling | A | Cumulative Winter Peak Savings (MW) | Achievable Technical Potential | 0 | 0 | 0 | 0 | 0 | 0 | 0 | 0 | 0 | 0 | 0 | 0 | 0 | 0 | 0 | 0 | 0 | 0 | 0 | 0 | 0 | 0
F13_Industrial_Paper and Printing_Existing_Space Heating_Natural Gas_Insulation - Roof/Ceiling_A_Achievable Technical Potential | F13 | Industrial | Paper and Printing | Existing | Space Heating | Natural Gas | Insulation - Roof/Ceiling | A | Purchases (Incremental) | Achievable Technical Potential | 0 | 0 | 2604.7988 | 4479.8048 | 6848.4373 | 9422.5051 | 11785.5158 | 13512.7034 | 14301.2432 | 14054.67 | 12891.5249 | 11085.6001 | 8971.9157 | 6857.8436 | 4966.0247 | 3416.2825 | 2238.254 | 1399.7858 | 837.3531 | 557.183 | 0 | 0
F14_Industrial_Paper and Printing_Existing_Space Heating_Natural Gas_Insulation - Roof/Ceiling_A_Achievable Technical Potential | F14 | Industrial | Paper and Printing | Existing | Space Heating | Natural Gas | Insulation - Roof/Ceiling | A | Purchases (Cumulative) | Achievable Technical Potential | 0 | 0 | 2604.7988 | 7084.6037 | 13933.0409 | 23355.546 | 35141.0618 | 48653.7653 | 62955.0084 | 77009.6784 | 89901.2034 | 100986.8034 | 109958.7191 | 116816.5627 | 121782.5874 | 125198.8699 | 127437.1239 | 128836.9098 | 129674.2629 | 130231.4459 | 130231.4459 | 130231.4459
F1_Industrial_Paper and Printing_Existing_Space Heating_Natural Gas_Insulation - Wall Cavity_A_Achievable Technical Potential | F1 | Industrial | Paper and Printing | Existing | Space Heating | Natural Gas | Insulation - Wall Cavity | A | Original Unit Energy Savings (kWh or therms) | Achievable Technical Potential | 0 | 0 | 0.018165 | 0.018122 | 0.018079 | 0.018037 | 0.017995 | 0.017954 | 0.017915 | 0.017877 | 0.017841 | 0.017807 | 0.017775 | 0.017745 | 0.017717 | 0.01769 | 0.017665 | 0.017641 | 0.017619 | 0.017598 | 0.017579 | 0.01756
F2_Industrial_Paper and Printing_Existing_Space Heating_Natural Gas_Insulation - Wall Cavity_A_Achievable Technical Potential | F2 | Industrial | Paper and Printing | Existing | Space Heating | Natural Gas | Insulation - Wall Cavity | A | Original Unit Summer Peak Savings (kW) | Achievable Technical Potential | 0 | 0 | 0 | 0 | 0 | 0 | 0 | 0 | 0 | 0 | 0 | 0 | 0 | 0 | 0 | 0 | 0 | 0 | 0 | 0 | 0 | 0
F3_Industrial_Paper and Printing_Existing_Space Heating_Natural Gas_Insulation - Wall Cavity_A_Achievable Technical Potential | F3 | Industrial | Paper and Printing | Existing | Space Heating | Natural Gas | Insulation - Wall Cavity | A | Original Unit Winter Peak Savings (kW) | Achievable Technical Potential | 0 | 0 | 0 | 0 | 0 | 0 | 0 | 0 | 0 | 0 | 0 | 0 | 0 | 0 | 0 | 0 | 0 | 0 | 0 | 0 | 0 | 0
F4_Industrial_Paper and Printing_Existing_Space Heating_Natural Gas_Insulation - Wall Cavity_A_Achievable Technical Potential | F4 | Industrial | Paper and Printing | Existing | Space Heating | Natural Gas | Insulation - Wall Cavity | A | Standalone Impact on Baseline Energy (%) | Achievable Technical Potential | 0% | 0% | 0.06875% | 0.1903% | 0.3808% | 0.6494% | 0.9943% | 1.401% | 1.844% | 2.296% | 2.727% | 3.117% | 3.453% | 3.733% | 3.96% | 4.143% | 4.291% | 4.414% | 4.521% | 4.62% | 4.701% | 4.783%
F5_Industrial_Paper and Printing_Existing_Space Heating_Natural Gas_Insulation - Wall Cavity_A_Achievable Technical Potential | F5 | Industrial | Paper and Printing | Existing | Space Heating | Natural Gas | Insulation - Wall Cavity | A | Standalone Impact on Baseline Summer Peak (%) | Achievable Technical Potential | bar: 2019 to 2040
F6_Industrial_Paper and Printing_Existing_Space Heating_Natural Gas_Insulation - Wall Cavity_A_Achievable Technical Potential | F6 | Industrial | Paper and Printing | Existing | Space Heating | Natural Gas | Insulation - Wall Cavity | A | Standalone Impact on Baseline Winter Peak (%) | Achievable Technical Potential | bar: 2019 to 2040
F7_Industrial_Paper and Printing_Existing_Space Heating_Natural Gas_Insulation - Wall Cavity_A_Achievable Technical Potential | F7 | Industrial | Paper and Printing | Existing | Space Heating | Natural Gas | Insulation - Wall Cavity | A | Incremental Energy Savings (MWh or mTherms) | Achievable Technical Potential | 0 | 0 | 0.047317 | 0.081184 | 0.12381 | 0.16995 | 0.21208 | 0.24261 | 0.2562 | 0.25126 | 0.23 | 0.1974 | 0.15948 | 0.12169 | 0.087982 | 0.060434 | 0.039539 | 0.024694 | 0.014753 | 0.0098054 | 0 | 0
F8_Industrial_Paper and Printing_Existing_Space Heating_Natural Gas_Insulation - Wall Cavity_A_Achievable Technical Potential | F8 | Industrial | Paper and Printing | Existing | Space Heating | Natural Gas | Insulation - Wall Cavity | A | Incremental Summer Peak Savings (MW) | Achievable Technical Potential | 0 | 0 | 0 | 0 | 0 | 0 | 0 | 0 | 0 | 0 | 0 | 0 | 0 | 0 | 0 | 0 | 0 | 0 | 0 | 0 | 0 | 0
F9_Industrial_Paper and Printing_Existing_Space Heating_Natural Gas_Insulation - Wall Cavity_A_Achievable Technical Potential | F9 | Industrial | Paper and Printing | Existing | Space Heating | Natural Gas | Insulation - Wall Cavity | A | Incremental Winter Peak Savings (MW) | Achievable Technical Potential | 0 | 0 | 0 | 0 | 0 | 0 | 0 | 0 | 0 | 0 | 0 | 0 | 0 | 0 | 0 | 0 | 0 | 0 | 0 | 0 | 0 | 0
F10_Industrial_Paper and Printing_Existing_Space Heating_Natural Gas_Insulation - Wall Cavity_A_Achievable Technical Potential | F10 | Industrial | Paper and Printing | Existing | Space Heating | Natural Gas | Insulation - Wall Cavity | A | Cumulative Energy Savings (MWh or mTherms) | Achievable Technical Potential | 0 | 0 | 0.047317 | 0.12839 | 0.2519 | 0.42126 | 0.63236 | 0.87354 | 1.1278 | 1.3767 | 1.6039 | 1.7983 | 1.9545 | 2.0729 | 2.1576 | 2.2148 | 2.2512 | 2.2728 | 2.2847 | 2.2918 | 2.2893 | 2.2869
F11_Industrial_Paper and Printing_Existing_Space Heating_Natural Gas_Insulation - Wall Cavity_A_Achievable Technical Potential | F11 | Industrial | Paper and Printing | Existing | Space Heating | Natural Gas | Insulation - Wall Cavity | A | Cumulative Summer Peak Savings (MW) | Achievable Technical Potential | 0 | 0 | 0 | 0 | 0 | 0 | 0 | 0 | 0 | 0 | 0 | 0 | 0 | 0 | 0 | 0 | 0 | 0 | 0 | 0 | 0 | 0
F12_Industrial_Paper and Printing_Existing_Space Heating_Natural Gas_Insulation - Wall Cavity_A_Achievable Technical Potential | F12 | Industrial | Paper and Printing | Existing | Space Heating | Natural Gas | Insulation - Wall Cavity | A | Cumulative Winter Peak Savings (MW) | Achievable Technical Potential | 0 | 0 | 0 | 0 | 0 | 0 | 0 | 0 | 0 | 0 | 0 | 0 | 0 | 0 | 0 | 0 | 0 | 0 | 0 | 0 | 0 | 0
F13_Industrial_Paper and Printing_Existing_Space Heating_Natural Gas_Insulation - Wall Cavity_A_Achievable Technical Potential | F13 | Industrial | Paper and Printing | Existing | Space Heating | Natural Gas | Insulation - Wall Cavity | A | Purchases (Incremental) | Achievable Technical Potential | 0 | 0 | 2604.7988 | 4479.8048 | 6848.4373 | 9422.5051 | 11785.5158 | 13512.7034 | 14301.2432 | 14054.67 | 12891.5249 | 11085.6001 | 8971.9157 | 6857.8436 | 4966.0247 | 3416.2825 | 2238.254 | 1399.7858 | 837.3531 | 557.183 | 0 | 0
F14_Industrial_Paper and Printing_Existing_Space Heating_Natural Gas_Insulation - Wall Cavity_A_Achievable Technical Potential | F14 | Industrial | Paper and Printing | Existing | Space Heating | Natural Gas | Insulation - Wall Cavity | A | Purchases (Cumulative) | Achievable Technical Potential | 0 | 0 | 2604.7988 | 7084.6037 | 13933.0409 | 23355.546 | 35141.0618 | 48653.7653 | 62955.0084 | 77009.6784 | 89901.2034 | 100986.8034 | 109958.7191 | 116816.5627 | 121782.5874 | 125198.8699 | 127437.1239 | 128836.9098 | 129674.2629 | 130231.4459 | 130231.4459 | 130231.4459
F1_Industrial_Paper and Printing_Existing_Space Heating_Natural Gas_Insulation - Ducting_A_Achievable Technical Potential | F1 | Industrial | Paper and Printing | Existing | Space Heating | Natural Gas | Insulation - Ducting | A | Original Unit Energy Savings (kWh or therms) | Achievable Technical Potential | 0 | 0 | 0.0014398 | 0.0014319 | 0.0014239 | 0.0014161 | 0.0014083 | 0.0014008 | 0.0013935 | 0.0013865 | 0.0013799 | 0.0013736 | 0.0013677 | 0.0013622 | 0.001357 | 0.0013521 | 0.0013475 | 0.0013431 | 0.001339 | 0.0013352 | 0.0013316 | 0.0013281
F2_Industrial_Paper and Printing_Existing_Space Heating_Natural Gas_Insulation - Ducting_A_Achievable Technical Potential | F2 | Industrial | Paper and Printing | Existing | Space Heating | Natural Gas | Insulation - Ducting | A | Original Unit Summer Peak Savings (kW) | Achievable Technical Potential | 0 | 0 | 0 | 0 | 0 | 0 | 0 | 0 | 0 | 0 | 0 | 0 | 0 | 0 | 0 | 0 | 0 | 0 | 0 | 0 | 0 | 0
F3_Industrial_Paper and Printing_Existing_Space Heating_Natural Gas_Insulation - Ducting_A_Achievable Technical Potential | F3 | Industrial | Paper and Printing | Existing | Space Heating | Natural Gas | Insulation - Ducting | A | Original Unit Winter Peak Savings (kW) | Achievable Technical Potential | 0 | 0 | 0 | 0 | 0 | 0 | 0 | 0 | 0 | 0 | 0 | 0 | 0 | 0 | 0 | 0 | 0 | 0 | 0 | 0 | 0 | 0
F4_Industrial_Paper and Printing_Existing_Space Heating_Natural Gas_Insulation - Ducting_A_Achievable Technical Potential | F4 | Industrial | Paper and Printing | Existing | Space Heating | Natural Gas | Insulation - Ducting | A | Standalone Impact on Baseline Energy (%) | Achievable Technical Potential | 0% | 0% | 0.000688% | 0.00154% | 0.002589% | 0.003815% | 0.005221% | 0.006872% | 0.008694% | 0.01058% | 0.01238% | 0.01398% | 0.01528% | 0.01623% | 0.0169% | 0.01736% | 0.01771% | 0.01802% | 0.01831% | 0.0186% | 0.0189% | 0.0192%
F5_Industrial_Paper and Printing_Existing_Space Heating_Natural Gas_Insulation - Ducting_A_Achievable Technical Potential | F5 | Industrial | Paper and Printing | Existing | Space Heating | Natural Gas | Insulation - Ducting | A | Standalone Impact on Baseline Summer Peak (%) | Achievable Technical Potential | bar: 2019 to 2040
F6_Industrial_Paper and Printing_Existing_Space Heating_Natural Gas_Insulation - Ducting_A_Achievable Technical Potential | F6 | Industrial | Paper and Printing | Existing | Space Heating | Natural Gas | Insulation - Ducting | A | Standalone Impact on Baseline Winter Peak (%) | Achievable Technical Potential | bar: 2019 to 2040
F7_Industrial_Paper and Printing_Existing_Space Heating_Natural Gas_Insulation - Ducting_A_Achievable Technical Potential | F7 | Industrial | Paper and Printing | Existing | Space Heating | Natural Gas | Insulation - Ducting | A | Incremental Energy Savings (MWh or mTherms) | Achievable Technical Potential | 0 | 0 | 0.00047355 | 0.00056825 | 0.00067959 | 0.00077101 | 0.00085956 | 0.00098231 | 0.0010535 | 0.0010524 | 0.00096998 | 0.00081569 | 0.00061768 | 0.00040012 | 0.00022745 | 0.00010723 | 4.4434e-05 | 1.5828e-05 | 4.8439e-06 | 1.0346e-06 | 1.6667e-07 | 1.9611e-08
F8_Industrial_Paper and Printing_Existing_Space Heating_Natural Gas_Insulation - Ducting_A_Achievable Technical Potential | F8 | Industrial | Paper and Printing | Existing | Space Heating | Natural Gas | Insulation - Ducting | A | Incremental Summer Peak Savings (MW) | Achievable Technical Potential | 0 | 0 | 0 | 0 | 0 | 0 | 0 | 0 | 0 | 0 | 0 | 0 | 0 | 0 | 0 | 0 | 0 | 0 | 0 | 0 | 0 | 0
F9_Industrial_Paper and Printing_Existing_Space Heating_Natural Gas_Insulation - Ducting_A_Achievable Technical Potential | F9 | Industrial | Paper and Printing | Existing | Space Heating | Natural Gas | Insulation - Ducting | A | Incremental Winter Peak Savings (MW) | Achievable Technical Potential | 0 | 0 | 0 | 0 | 0 | 0 | 0 | 0 | 0 | 0 | 0 | 0 | 0 | 0 | 0 | 0 | 0 | 0 | 0 | 0 | 0 | 0
F10_Industrial_Paper and Printing_Existing_Space Heating_Natural Gas_Insulation - Ducting_A_Achievable Technical Potential | F10 | Industrial | Paper and Printing | Existing | Space Heating | Natural Gas | Insulation - Ducting | A | Cumulative Energy Savings (MWh or mTherms) | Achievable Technical Potential | 0 | 0 | 0.00047355 | 0.0010392 | 0.001713 | 0.0024746 | 0.0033206 | 0.0042851 | 0.0053164 | 0.0063421 | 0.0072817 | 0.0080644 | 0.0086475 | 0.0090126 | 0.0092056 | 0.0092795 | 0.0092923 | 0.0092781 | 0.0092547 | 0.0092291 | 0.0092043 | 0.0091807
F11_Industrial_Paper and Printing_Existing_Space Heating_Natural Gas_Insulation - Ducting_A_Achievable Technical Potential | F11 | Industrial | Paper and Printing | Existing | Space Heating | Natural Gas | Insulation - Ducting | A | Cumulative Summer Peak Savings (MW) | Achievable Technical Potential | 0 | 0 | 0 | 0 | 0 | 0 | 0 | 0 | 0 | 0 | 0 | 0 | 0 | 0 | 0 | 0 | 0 | 0 | 0 | 0 | 0 | 0
F12_Industrial_Paper and Printing_Existing_Space Heating_Natural Gas_Insulation - Ducting_A_Achievable Technical Potential | F12 | Industrial | Paper and Printing | Existing | Space Heating | Natural Gas | Insulation - Ducting | A | Cumulative Winter Peak Savings (MW) | Achievable Technical Potential | 0 | 0 | 0 | 0 | 0 | 0 | 0 | 0 | 0 | 0 | 0 | 0 | 0 | 0 | 0 | 0 | 0 | 0 | 0 | 0 | 0 | 0
F13_Industrial_Paper and Printing_Existing_Space Heating_Natural Gas_Insulation - Ducting_A_Achievable Technical Potential | F13 | Industrial | Paper and Printing | Existing | Space Heating | Natural Gas | Insulation - Ducting | A | Purchases (Incremental) | Achievable Technical Potential | 0 | 0 | 328.8871 | 396.8584 | 477.2655 | 544.4778 | 610.3382 | 701.256 | 756.0251 | 759.017 | 702.9499 | 593.827 | 451.6055 | 293.729 | 167.6117 | 79.3105 | 32.9759 | 11.7845 | 3.6175 | 0.77485 | 0.12517 | 0.014765
F14_Industrial_Paper and Printing_Existing_Space Heating_Natural Gas_Insulation - Ducting_A_Achievable Technical Potential | F14 | Industrial | Paper and Printing | Existing | Space Heating | Natural Gas | Insulation - Ducting | A | Purchases (Cumulative) | Achievable Technical Potential | 0 | 0 | 328.8871 | 725.7455 | 1203.011 | 1747.4888 | 2357.827 | 3059.083 | 3815.1081 | 4574.125 | 5277.075 | 5870.902 | 6322.5075 | 6616.2364 | 6783.8482 | 6863.1587 | 6896.1346 | 6907.9191 | 6911.5366 | 6912.3115 | 6912.4367 | 6912.4514
F1_Industrial_Paper and Printing_Existing_Space Heating_Natural Gas_HVAC - Duct Repair and Sealing_A_Achievable Technical Potential | F1 | Industrial | Paper and Printing | Existing | Space Heating | Natural Gas | HVAC - Duct Repair and Sealing | A | Original Unit Energy Savings (kWh or therms) | Achievable Technical Potential | 0 | 0 | 0.0040723 | 0.0040498 | 0.0040273 | 0.004005 | 0.0039832 | 0.0039618 | 0.0039412 | 0.0039215 | 0.0039027 | 0.003885 | 0.0038683 | 0.0038527 | 0.0038379 | 0.0038241 | 0.003811 | 0.0037987 | 0.0037871 | 0.0037763 | 0.003766 | 0.0037564
F2_Industrial_Paper and Printing_Existing_Space Heating_Natural Gas_HVAC - Duct Repair and Sealing_A_Achievable Technical Potential | F2 | Industrial | Paper and Printing | Existing | Space Heating | Natural Gas | HVAC - Duct Repair and Sealing | A | Original Unit Summer Peak Savings (kW) | Achievable Technical Potential | 0 | 0 | 0 | 0 | 0 | 0 | 0 | 0 | 0 | 0 | 0 | 0 | 0 | 0 | 0 | 0 | 0 | 0 | 0 | 0 | 0 | 0
F3_Industrial_Paper and Printing_Existing_Space Heating_Natural Gas_HVAC - Duct Repair and Sealing_A_Achievable Technical Potential | F3 | Industrial | Paper and Printing | Existing | Space Heating | Natural Gas | HVAC - Duct Repair and Sealing | A | Original Unit Winter Peak Savings (kW) | Achievable Technical Potential | 0 | 0 | 0 | 0 | 0 | 0 | 0 | 0 | 0 | 0 | 0 | 0 | 0 | 0 | 0 | 0 | 0 | 0 | 0 | 0 | 0 | 0
F4_Industrial_Paper and Printing_Existing_Space Heating_Natural Gas_HVAC - Duct Repair and Sealing_A_Achievable Technical Potential | F4 | Industrial | Paper and Printing | Existing | Space Heating | Natural Gas | HVAC - Duct Repair and Sealing | A | Standalone Impact on Baseline Energy (%) | Achievable Technical Potential | 0% | 0% | 0.00396% | 0.007964% | 0.01201% | 0.01611% | 0.02025% | 0.02444% | 0.02868% | 0.03297% | 0.03732% | 0.04173% | 0.0462% | 0.05073% | 0.05533% | 0.06% | 0.06474% | 0.06956% | 0.07445% | 0.07942% | 0.08447% | 0.0896%
F5_Industrial_Paper and Printing_Existing_Space Heating_Natural Gas_HVAC - Duct Repair and Sealing_A_Achievable Technical Potential | F5 | Industrial | Paper and Printing | Existing | Space Heating | Natural Gas | HVAC - Duct Repair and Sealing | A | Standalone Impact on Baseline Summer Peak (%) | Achievable Technical Potential | bar: 2019 to 2040
F6_Industrial_Paper and Printing_Existing_Space Heating_Natural Gas_HVAC - Duct Repair and Sealing_A_Achievable Technical Potential | F6 | Industrial | Paper and Printing | Existing | Space Heating | Natural Gas | HVAC - Duct Repair and Sealing | A | Standalone Impact on Baseline Winter Peak (%) | Achievable Technical Potential | bar: 2019 to 2040
F7_Industrial_Paper and Printing_Existing_Space Heating_Natural Gas_HVAC - Duct Repair and Sealing_A_Achievable Technical Potential | F7 | Industrial | Paper and Printing | Existing | Space Heating | Natural Gas | HVAC - Duct Repair and Sealing | A | Incremental Energy Savings (MWh or mTherms) | Achievable Technical Potential | 0 | 0 | 0.0027254 | 0.0026636 | 0.0026031 | 0.0025441 | 0.0024866 | 0.0024306 | 0.0023763 | 0.0023236 | 0.0022726 | 0.0022233 | 0.0021756 | 0.0021294 | 0.0020847 | 0.0020414 | 0.0019993 | 0.0019585 | 0.0019189 | 0.0018804 | 0.0018429 | 0.0018065
F8_Industrial_Paper and Printing_Existing_Space Heating_Natural Gas_HVAC - Duct Repair and Sealing_A_Achievable Technical Potential | F8 | Industrial | Paper and Printing | Existing | Space Heating | Natural Gas | HVAC - Duct Repair and Sealing | A | Incremental Summer Peak Savings (MW) | Achievable Technical Potential | 0 | 0 | 0 | 0 | 0 | 0 | 0 | 0 | 0 | 0 | 0 | 0 | 0 | 0 | 0 | 0 | 0 | 0 | 0 | 0 | 0 | 0
F9_Industrial_Paper and Printing_Existing_Space Heating_Natural Gas_HVAC - Duct Repair and Sealing_A_Achievable Technical Potential | F9 | Industrial | Paper and Printing | Existing | Space Heating | Natural Gas | HVAC - Duct Repair and Sealing | A | Incremental Winter Peak Savings (MW) | Achievable Technical Potential | 0 | 0 | 0 | 0 | 0 | 0 | 0 | 0 | 0 | 0 | 0 | 0 | 0 | 0 | 0 | 0 | 0 | 0 | 0 | 0 | 0 | 0
F10_Industrial_Paper and Printing_Existing_Space Heating_Natural Gas_HVAC - Duct Repair and Sealing_A_Achievable Technical Potential | F10 | Industrial | Paper and Printing | Existing | Space Heating | Natural Gas | HVAC - Duct Repair and Sealing | A | Cumulative Energy Savings (MWh or mTherms) | Achievable Technical Potential | 0 | 0 | 0.0027254 | 0.0053739 | 0.0079471 | 0.010447 | 0.012877 | 0.015239 | 0.017536 | 0.019771 | 0.021949 | 0.024073 | 0.026145 | 0.028169 | 0.030146 | 0.032078 | 0.033968 | 0.035817 | 0.037627 | 0.039399 | 0.041135 | 0.042836
F11_Industrial_Paper and Printing_Existing_Space Heating_Natural Gas_HVAC - Duct Repair and Sealing_A_Achievable Technical Potential | F11 | Industrial | Paper and Printing | Existing | Space Heating | Natural Gas | HVAC - Duct Repair and Sealing | A | Cumulative Summer Peak Savings (MW) | Achievable Technical Potential | 0 | 0 | 0 | 0 | 0 | 0 | 0 | 0 | 0 | 0 | 0 | 0 | 0 | 0 | 0 | 0 | 0 | 0 | 0 | 0 | 0 | 0
F12_Industrial_Paper and Printing_Existing_Space Heating_Natural Gas_HVAC - Duct Repair and Sealing_A_Achievable Technical Potential | F12 | Industrial | Paper and Printing | Existing | Space Heating | Natural Gas | HVAC - Duct Repair and Sealing | A | Cumulative Winter Peak Savings (MW) | Achievable Technical Potential | 0 | 0 | 0 | 0 | 0 | 0 | 0 | 0 | 0 | 0 | 0 | 0 | 0 | 0 | 0 | 0 | 0 | 0 | 0 | 0 | 0 | 0
F13_Industrial_Paper and Printing_Existing_Space Heating_Natural Gas_HVAC - Duct Repair and Sealing_A_Achievable Technical Potential | F13 | Industrial | Paper and Printing | Existing | Space Heating | Natural Gas | HVAC - Duct Repair and Sealing | A | Purchases (Incremental) | Achievable Technical Potential | 0 | 0 | 669.2469 | 657.7082 | 646.3684 | 635.2241 | 624.272 | 613.5087 | 602.9309 | 592.5356 | 582.3194 | 572.2794 | 562.4126 | 552.7158 | 543.1862 | 533.8209 | 524.6171 | 515.572 | 506.6828 | 497.9469 | 489.3616 | 480.9243
F14_Industrial_Paper and Printing_Existing_Space Heating_Natural Gas_HVAC - Duct Repair and Sealing_A_Achievable Technical Potential | F14 | Industrial | Paper and Printing | Existing | Space Heating | Natural Gas | HVAC - Duct Repair and Sealing | A | Purchases (Cumulative) | Achievable Technical Potential | 0 | 0 | 669.2469 | 1326.9551 | 1973.3235 | 2608.5476 | 3232.8196 | 3846.3282 | 4449.2591 | 5041.7947 | 5624.1141 | 6196.3936 | 6758.8061 | 7311.5219 | 7854.7081 | 8388.529 | 8913.1462 | 9428.7181 | 9935.401 | 10433.3479 | 10922.7095 | 11403.6338
F1_Industrial_Paper and Printing_Existing_Space Heating_Natural Gas_Windows - High Efficiency_A_Achievable Technical Potential | F1 | Industrial | Paper and Printing | Existing | Space Heating | Natural Gas | Windows - High Efficiency | A | Original Unit Energy Savings (kWh or therms) | Achievable Technical Potential | 0 | 0 | 0.0077675 | 0.0077491 | 0.0077307 | 0.0077125 | 0.0076946 | 0.0076772 | 0.0076604 | 0.0076442 | 0.0076289 | 0.0076144 | 0.0076007 | 0.0075878 | 0.0075757 | 0.0075643 | 0.0075535 | 0.0075434 | 0.0075339 | 0.007525 | 0.0075166 | 0.0075087
F2_Industrial_Paper and Printing_Existing_Space Heating_Natural Gas_Windows - High Efficiency_A_Achievable Technical Potential | F2 | Industrial | Paper and Printing | Existing | Space Heating | Natural Gas | Windows - High Efficiency | A | Original Unit Summer Peak Savings (kW) | Achievable Technical Potential | 0 | 0 | 0 | 0 | 0 | 0 | 0 | 0 | 0 | 0 | 0 | 0 | 0 | 0 | 0 | 0 | 0 | 0 | 0 | 0 | 0 | 0
F3_Industrial_Paper and Printing_Existing_Space Heating_Natural Gas_Windows - High Efficiency_A_Achievable Technical Potential | F3 | Industrial | Paper and Printing | Existing | Space Heating | Natural Gas | Windows - High Efficiency | A | Original Unit Winter Peak Savings (kW) | Achievable Technical Potential | 0 | 0 | 0 | 0 | 0 | 0 | 0 | 0 | 0 | 0 | 0 | 0 | 0 | 0 | 0 | 0 | 0 | 0 | 0 | 0 | 0 | 0
F4_Industrial_Paper and Printing_Existing_Space Heating_Natural Gas_Windows - High Efficiency_A_Achievable Technical Potential | F4 | Industrial | Paper and Printing | Existing | Space Heating | Natural Gas | Windows - High Efficiency | A | Standalone Impact on Baseline Energy (%) | Achievable Technical Potential | 0% | 0% | 0.00596% | 0.01798% | 0.03945% | 0.07455% | 0.1281% | 0.2051% | 0.3105% | 0.4478% | 0.6188% | 0.8221% | 1.052% | 1.3% | 1.554% | 1.798% | 2.021% | 2.215% | 2.374% | 2.5% | 2.597% | 2.677%
F5_Industrial_Paper and Printing_Existing_Space Heating_Natural Gas_Windows - High Efficiency_A_Achievable Technical Potential | F5 | Industrial | Paper and Printing | Existing | Space Heating | Natural Gas | Windows - High Efficiency | A | Standalone Impact on Baseline Summer Peak (%) | Achievable Technical Potential | bar: 2019 to 2040
F6_Industrial_Paper and Printing_Existing_Space Heating_Natural Gas_Windows - High Efficiency_A_Achievable Technical Potential | F6 | Industrial | Paper and Printing | Existing | Space Heating | Natural Gas | Windows - High Efficiency | A | Standalone Impact on Baseline Winter Peak (%) | Achievable Technical Potential | bar: 2019 to 2040
F7_Industrial_Paper and Printing_Existing_Space Heating_Natural Gas_Windows - High Efficiency_A_Achievable Technical Potential | F7 | Industrial | Paper and Printing | Existing | Space Heating | Natural Gas | Windows - High Efficiency | A | Incremental Energy Savings (MWh or mTherms) | Achievable Technical Potential | 0 | 0 | 0.0041021 | 0.0080392 | 0.013995 | 0.022319 | 0.033216 | 0.046646 | 0.062221 | 0.079103 | 0.095957 | 0.11099 | 0.12216 | 0.1275 | 0.12562 | 0.1162 | 0.10026 | 0.081379 | 0.061081 | 0.041509 | 0.026033 | 0.016668
F8_Industrial_Paper and Printing_Existing_Space Heating_Natural Gas_Windows - High Efficiency_A_Achievable Technical Potential | F8 | Industrial | Paper and Printing | Existing | Space Heating | Natural Gas | Windows - High Efficiency | A | Incremental Summer Peak Savings (MW) | Achievable Technical Potential | 0 | 0 | 0 | 0 | 0 | 0 | 0 | 0 | 0 | 0 | 0 | 0 | 0 | 0 | 0 | 0 | 0 | 0 | 0 | 0 | 0 | 0
F9_Industrial_Paper and Printing_Existing_Space Heating_Natural Gas_Windows - High Efficiency_A_Achievable Technical Potential | F9 | Industrial | Paper and Printing | Existing | Space Heating | Natural Gas | Windows - High Efficiency | A | Incremental Winter Peak Savings (MW) | Achievable Technical Potential | 0 | 0 | 0 | 0 | 0 | 0 | 0 | 0 | 0 | 0 | 0 | 0 | 0 | 0 | 0 | 0 | 0 | 0 | 0 | 0 | 0 | 0
F10_Industrial_Paper and Printing_Existing_Space Heating_Natural Gas_Windows - High Efficiency_A_Achievable Technical Potential | F10 | Industrial | Paper and Printing | Existing | Space Heating | Natural Gas | Windows - High Efficiency | A | Cumulative Energy Savings (MWh or mTherms) | Achievable Technical Potential | 0 | 0 | 0.0041021 | 0.012132 | 0.026097 | 0.048355 | 0.081459 | 0.12792 | 0.18986 | 0.26857 | 0.36398 | 0.47428 | 0.59559 | 0.72209 | 0.84655 | 0.96148 | 1.0604 | 1.1403 | 1.2 | 1.2401 | 1.2647 | 1.2801
F11_Industrial_Paper and Printing_Existing_Space Heating_Natural Gas_Windows - High Efficiency_A_Achievable Technical Potential | F11 | Industrial | Paper and Printing | Existing | Space Heating | Natural Gas | Windows - High Efficiency | A | Cumulative Summer Peak Savings (MW) | Achievable Technical Potential | 0 | 0 | 0 | 0 | 0 | 0 | 0 | 0 | 0 | 0 | 0 | 0 | 0 | 0 | 0 | 0 | 0 | 0 | 0 | 0 | 0 | 0
F12_Industrial_Paper and Printing_Existing_Space Heating_Natural Gas_Windows - High Efficiency_A_Achievable Technical Potential | F12 | Industrial | Paper and Printing | Existing | Space Heating | Natural Gas | Windows - High Efficiency | A | Cumulative Winter Peak Savings (MW) | Achievable Technical Potential | 0 | 0 | 0 | 0 | 0 | 0 | 0 | 0 | 0 | 0 | 0 | 0 | 0 | 0 | 0 | 0 | 0 | 0 | 0 | 0 | 0 | 0
F13_Industrial_Paper and Printing_Existing_Space Heating_Natural Gas_Windows - High Efficiency_A_Achievable Technical Potential | F13 | Industrial | Paper and Printing | Existing | Space Heating | Natural Gas | Windows - High Efficiency | A | Purchases (Incremental) | Achievable Technical Potential | 0 | 0 | 528.1037 | 1037.4438 | 1810.2694 | 2893.8814 | 4316.7749 | 6075.9485 | 8122.4593 | 10348.0954 | 12578.1413 | 14576.8818 | 16072.3431 | 16803.1548 | 16582.3867 | 15362.1841 | 13273.9198 | 10788.1198 | 8107.5018 | 5516.112 | 3463.4209 | 2219.8087
F14_Industrial_Paper and Printing_Existing_Space Heating_Natural Gas_Windows - High Efficiency_A_Achievable Technical Potential | F14 | Industrial | Paper and Printing | Existing | Space Heating | Natural Gas | Windows - High Efficiency | A | Purchases (Cumulative) | Achievable Technical Potential | 0 | 0 | 528.1037 | 1565.5475 | 3375.8169 | 6269.6984 | 10586.4733 | 16662.4218 | 24784.8811 | 35132.9765 | 47711.1178 | 62287.9996 | 78360.3428 | 95163.4976 | 111745.8843 | 127108.0684 | 140381.9882 | 151170.108 | 159277.6098 | 164793.7218 | 168257.1427 | 170476.9514
F1_Industrial_Paper and Printing_Existing_Space Heating_Natural Gas_Gas Boiler - Maintenance_A_Achievable Technical Potential | F1 | Industrial | Paper and Printing | Existing | Space Heating | Natural Gas | Gas Boiler - Maintenance | A | Original Unit Energy Savings (kWh or therms) | Achievable Technical Potential | 0 | 0 | 101.1284 | 100.8746 | 100.6259 | 100.3831 | 100.1466 | 99.917 | 99.6945 | 99.4797 | 99.2729 | 99.0744 | 98.8845 | 98.7034 | 98.5315 | 98.3689 | 98.2158 | 98.0725 | 97.939 | 97.8156 | 97.7023 | 97.5993
F2_Industrial_Paper and Printing_Existing_Space Heating_Natural Gas_Gas Boiler - Maintenance_A_Achievable Technical Potential | F2 | Industrial | Paper and Printing | Existing | Space Heating | Natural Gas | Gas Boiler - Maintenance | A | Original Unit Summer Peak Savings (kW) | Achievable Technical Potential | 0 | 0 | 0 | 0 | 0 | 0 | 0 | 0 | 0 | 0 | 0 | 0 | 0 | 0 | 0 | 0 | 0 | 0 | 0 | 0 | 0 | 0
F3_Industrial_Paper and Printing_Existing_Space Heating_Natural Gas_Gas Boiler - Maintenance_A_Achievable Technical Potential | F3 | Industrial | Paper and Printing | Existing | Space Heating | Natural Gas | Gas Boiler - Maintenance | A | Original Unit Winter Peak Savings (kW) | Achievable Technical Potential | 0 | 0 | 0 | 0 | 0 | 0 | 0 | 0 | 0 | 0 | 0 | 0 | 0 | 0 | 0 | 0 | 0 | 0 | 0 | 0 | 0 | 0
F4_Industrial_Paper and Printing_Existing_Space Heating_Natural Gas_Gas Boiler - Maintenance_A_Achievable Technical Potential | F4 | Industrial | Paper and Printing | Existing | Space Heating | Natural Gas | Gas Boiler - Maintenance | A | Standalone Impact on Baseline Energy (%) | Achievable Technical Potential | 0% | 0% | 0.004189% | 0.007197% | 0.009355% | 0.0111% | 0.01268% | 0.0141% | 0.01538% | 0.01652% | 0.01754% | 0.01847% | 0.01931% | 0.02004% | 0.0207% | 0.02131% | 0.02187% | 0.02242% | 0.02295% | 0.02347% | 0.02398% | 0.02448%
F5_Industrial_Paper and Printing_Existing_Space Heating_Natural Gas_Gas Boiler - Maintenance_A_Achievable Technical Potential | F5 | Industrial | Paper and Printing | Existing | Space Heating | Natural Gas | Gas Boiler - Maintenance | A | Standalone Impact on Baseline Summer Peak (%) | Achievable Technical Potential | bar: 2019 to 2040
F6_Industrial_Paper and Printing_Existing_Space Heating_Natural Gas_Gas Boiler - Maintenance_A_Achievable Technical Potential | F6 | Industrial | Paper and Printing | Existing | Space Heating | Natural Gas | Gas Boiler - Maintenance | A | Standalone Impact on Baseline Winter Peak (%) | Achievable Technical Potential | bar: 2019 to 2040
F7_Industrial_Paper and Printing_Existing_Space Heating_Natural Gas_Gas Boiler - Maintenance_A_Achievable Technical Potential | F7 | Industrial | Paper and Printing | Existing | Space Heating | Natural Gas | Gas Boiler - Maintenance | A | Incremental Energy Savings (MWh or mTherms) | Achievable Technical Potential | 0 | 0 | 0.0028828 | 0.0019808 | 0.0013443 | 0.0010264 | 0.00088169 | 0.00074809 | 0.00062842 | 0.00052357 | 0.00043322 | 0.00035636 | 0.00029167 | 0.00022283 | 0.00017025 | 0.00013009 | 9.9413e-05 | 8.9578e-05 | 6.8802e-05 | 5.8151e-05 | 4.7876e-05 | 3.7962e-05
F8_Industrial_Paper and Printing_Existing_Space Heating_Natural Gas_Gas Boiler - Maintenance_A_Achievable Technical Potential | F8 | Industrial | Paper and Printing | Existing | Space Heating | Natural Gas | Gas Boiler - Maintenance | A | Incremental Summer Peak Savings (MW) | Achievable Technical Potential | 0 | 0 | 0 | 0 | 0 | 0 | 0 | 0 | 0 | 0 | 0 | 0 | 0 | 0 | 0 | 0 | 0 | 0 | 0 | 0 | 0 | 0
F9_Industrial_Paper and Printing_Existing_Space Heating_Natural Gas_Gas Boiler - Maintenance_A_Achievable Technical Potential | F9 | Industrial | Paper and Printing | Existing | Space Heating | Natural Gas | Gas Boiler - Maintenance | A | Incremental Winter Peak Savings (MW) | Achievable Technical Potential | 0 | 0 | 0 | 0 | 0 | 0 | 0 | 0 | 0 | 0 | 0 | 0 | 0 | 0 | 0 | 0 | 0 | 0 | 0 | 0 | 0 | 0
F10_Industrial_Paper and Printing_Existing_Space Heating_Natural Gas_Gas Boiler - Maintenance_A_Achievable Technical Potential | F10 | Industrial | Paper and Printing | Existing | Space Heating | Natural Gas | Gas Boiler - Maintenance | A | Cumulative Energy Savings (MWh or mTherms) | Achievable Technical Potential | 0 | 0 | 0.0028828 | 0.0048564 | 0.0061887 | 0.0072002 | 0.0080649 | 0.0087945 | 0.0094034 | 0.0099067 | 0.010319 | 0.010655 | 0.010926 | 0.011129 | 0.01128 | 0.011391 | 0.011473 | 0.011546 | 0.011599 | 0.011643 | 0.011677 | 0.011703
F11_Industrial_Paper and Printing_Existing_Space Heating_Natural Gas_Gas Boiler - Maintenance_A_Achievable Technical Potential | F11 | Industrial | Paper and Printing | Existing | Space Heating | Natural Gas | Gas Boiler - Maintenance | A | Cumulative Summer Peak Savings (MW) | Achievable Technical Potential | 0 | 0 | 0 | 0 | 0 | 0 | 0 | 0 | 0 | 0 | 0 | 0 | 0 | 0 | 0 | 0 | 0 | 0 | 0 | 0 | 0 | 0
F12_Industrial_Paper and Printing_Existing_Space Heating_Natural Gas_Gas Boiler - Maintenance_A_Achievable Technical Potential | F12 | Industrial | Paper and Printing | Existing | Space Heating | Natural Gas | Gas Boiler - Maintenance | A | Cumulative Winter Peak Savings (MW) | Achievable Technical Potential | 0 | 0 | 0 | 0 | 0 | 0 | 0 | 0 | 0 | 0 | 0 | 0 | 0 | 0 | 0 | 0 | 0 | 0 | 0 | 0 | 0 | 0
F13_Industrial_Paper and Printing_Existing_Space Heating_Natural Gas_Gas Boiler - Maintenance_A_Achievable Technical Potential | F13 | Industrial | Paper and Printing | Existing | Space Heating | Natural Gas | Gas Boiler - Maintenance | A | Purchases (Incremental) | Achievable Technical Potential | 0 | 0 | 0.028507 | 0.019636 | 0.013359 | 0.010225 | 0.008804 | 0.0074871 | 0.0063035 | 0.0052631 | 0.0043639 | 0.0035969 | 0.0029496 | 0.0022576 | 0.0017279 | 0.0013225 | 0.0010122 | 0.00091338 | 0.0007025 | 0.0005945 | 0.00049002 | 0.00038896
F14_Industrial_Paper and Printing_Existing_Space Heating_Natural Gas_Gas Boiler - Maintenance_A_Achievable Technical Potential | F14 | Industrial | Paper and Printing | Existing | Space Heating | Natural Gas | Gas Boiler - Maintenance | A | Purchases (Cumulative) | Achievable Technical Potential | 0 | 0 | 0.028507 | 0.048143 | 0.061502 | 0.071727 | 0.080531 | 0.088018 | 0.094322 | 0.099585 | 0.10395 | 0.10755 | 0.1105 | 0.11275 | 0.11448 | 0.1158 | 0.11682 | 0.11773 | 0.11843 | 0.11903 | 0.11952 | 0.1199
F1_Industrial_Paper and Printing_Existing_Process_Natural Gas_Gas Boiler - Maintenance_A_Achievable Technical Potential | F1 | Industrial | Paper and Printing | Existing | Process | Natural Gas | Gas Boiler - Maintenance | A | Original Unit Energy Savings (kWh or therms) | Achievable Technical Potential | 0 | 0 | 55.8015 | 55.8015 | 55.8015 | 55.8015 | 55.8015 | 55.8015 | 55.8015 | 55.8015 | 55.8015 | 55.8015 | 55.8015 | 55.8015 | 55.8015 | 55.8015 | 55.8015 | 55.8015 | 55.8015 | 55.8015 | 55.8015 | 55.8015
F2_Industrial_Paper and Printing_Existing_Process_Natural Gas_Gas Boiler - Maintenance_A_Achievable Technical Potential | F2 | Industrial | Paper and Printing | Existing | Process | Natural Gas | Gas Boiler - Maintenance | A | Original Unit Summer Peak Savings (kW) | Achievable Technical Potential | 0 | 0 | 0 | 0 | 0 | 0 | 0 | 0 | 0 | 0 | 0 | 0 | 0 | 0 | 0 | 0 | 0 | 0 | 0 | 0 | 0 | 0
F3_Industrial_Paper and Printing_Existing_Process_Natural Gas_Gas Boiler - Maintenance_A_Achievable Technical Potential | F3 | Industrial | Paper and Printing | Existing | Process | Natural Gas | Gas Boiler - Maintenance | A | Original Unit Winter Peak Savings (kW) | Achievable Technical Potential | 0 | 0 | 0 | 0 | 0 | 0 | 0 | 0 | 0 | 0 | 0 | 0 | 0 | 0 | 0 | 0 | 0 | 0 | 0 | 0 | 0 | 0
F4_Industrial_Paper and Printing_Existing_Process_Natural Gas_Gas Boiler - Maintenance_A_Achievable Technical Potential | F4 | Industrial | Paper and Printing | Existing | Process | Natural Gas | Gas Boiler - Maintenance | A | Standalone Impact on Baseline Energy (%) | Achievable Technical Potential | 0% | 0% | 0.01983% | 0.03407% | 0.04429% | 0.05256% | 0.06004% | 0.06678% | 0.07282% | 0.07823% | 0.08309% | 0.08747% | 0.09145% | 0.09495% | 0.0981% | 0.101% | 0.1036% | 0.1063% | 0.1088% | 0.1113% | 0.1137% | 0.116%
F5_Industrial_Paper and Printing_Existing_Process_Natural Gas_Gas Boiler - Maintenance_A_Achievable Technical Potential | F5 | Industrial | Paper and Printing | Existing | Process | Natural Gas | Gas Boiler - Maintenance | A | Standalone Impact on Baseline Summer Peak (%) | Achievable Technical Potential | bar: 2019 to 2040
F6_Industrial_Paper and Printing_Existing_Process_Natural Gas_Gas Boiler - Maintenance_A_Achievable Technical Potential | F6 | Industrial | Paper and Printing | Existing | Process | Natural Gas | Gas Boiler - Maintenance | A | Standalone Impact on Baseline Winter Peak (%) | Achievable Technical Potential | bar: 2019 to 2040
F7_Industrial_Paper and Printing_Existing_Process_Natural Gas_Gas Boiler - Maintenance_A_Achievable Technical Potential | F7 | Industrial | Paper and Printing | Existing | Process | Natural Gas | Gas Boiler - Maintenance | A | Incremental Energy Savings (MWh or mTherms) | Achievable Technical Potential | 0 | 0 | 0.063474 | 0.043723 | 0.029746 | 0.022767 | 0.019603 | 0.016671 | 0.014036 | 0.011719 | 0.0097169 | 0.0080091 | 0.0065678 | 0.0050268 | 0.0038474 | 0.0029447 | 0.0022538 | 0.0020338 | 0.0015642 | 0.0013237 | 0.0010911 | 0.00086607
F8_Industrial_Paper and Printing_Existing_Process_Natural Gas_Gas Boiler - Maintenance_A_Achievable Technical Potential | F8 | Industrial | Paper and Printing | Existing | Process | Natural Gas | Gas Boiler - Maintenance | A | Incremental Summer Peak Savings (MW) | Achievable Technical Potential | 0 | 0 | 0 | 0 | 0 | 0 | 0 | 0 | 0 | 0 | 0 | 0 | 0 | 0 | 0 | 0 | 0 | 0 | 0 | 0 | 0 | 0
F9_Industrial_Paper and Printing_Existing_Process_Natural Gas_Gas Boiler - Maintenance_A_Achievable Technical Potential | F9 | Industrial | Paper and Printing | Existing | Process | Natural Gas | Gas Boiler - Maintenance | A | Incremental Winter Peak Savings (MW) | Achievable Technical Potential | 0 | 0 | 0 | 0 | 0 | 0 | 0 | 0 | 0 | 0 | 0 | 0 | 0 | 0 | 0 | 0 | 0 | 0 | 0 | 0 | 0 | 0
F10_Industrial_Paper and Printing_Existing_Process_Natural Gas_Gas Boiler - Maintenance_A_Achievable Technical Potential | F10 | Industrial | Paper and Printing | Existing | Process | Natural Gas | Gas Boiler - Maintenance | A | Cumulative Energy Savings (MWh or mTherms) | Achievable Technical Potential | 0 | 0 | 0.063474 | 0.1072 | 0.13694 | 0.15971 | 0.17931 | 0.19599 | 0.21002 | 0.22174 | 0.23146 | 0.23947 | 0.24603 | 0.25106 | 0.25491 | 0.25785 | 0.26011 | 0.26214 | 0.2637 | 0.26503 | 0.26612 | 0.26699
F11_Industrial_Paper and Printing_Existing_Process_Natural Gas_Gas Boiler - Maintenance_A_Achievable Technical Potential | F11 | Industrial | Paper and Printing | Existing | Process | Natural Gas | Gas Boiler - Maintenance | A | Cumulative Summer Peak Savings (MW) | Achievable Technical Potential | 0 | 0 | 0 | 0 | 0 | 0 | 0 | 0 | 0 | 0 | 0 | 0 | 0 | 0 | 0 | 0 | 0 | 0 | 0 | 0 | 0 | 0
F12_Industrial_Paper and Printing_Existing_Process_Natural Gas_Gas Boiler - Maintenance_A_Achievable Technical Potential | F12 | Industrial | Paper and Printing | Existing | Process | Natural Gas | Gas Boiler - Maintenance | A | Cumulative Winter Peak Savings (MW) | Achievable Technical Potential | 0 | 0 | 0 | 0 | 0 | 0 | 0 | 0 | 0 | 0 | 0 | 0 | 0 | 0 | 0 | 0 | 0 | 0 | 0 | 0 | 0 | 0
F13_Industrial_Paper and Printing_Existing_Process_Natural Gas_Gas Boiler - Maintenance_A_Achievable Technical Potential | F13 | Industrial | Paper and Printing | Existing | Process | Natural Gas | Gas Boiler - Maintenance | A | Purchases (Incremental) | Achievable Technical Potential | 0 | 0 | 1.1375 | 0.78355 | 0.53307 | 0.408 | 0.35131 | 0.29876 | 0.25153 | 0.21001 | 0.17413 | 0.14353 | 0.1177 | 0.090084 | 0.068948 | 0.052771 | 0.040389 | 0.036447 | 0.028032 | 0.023722 | 0.019553 | 0.015521
F14_Industrial_Paper and Printing_Existing_Process_Natural Gas_Gas Boiler - Maintenance_A_Achievable Technical Potential | F14 | Industrial | Paper and Printing | Existing | Process | Natural Gas | Gas Boiler - Maintenance | A | Purchases (Cumulative) | Achievable Technical Potential | 0 | 0 | 1.1375 | 1.921 | 2.4541 | 2.8621 | 3.2134 | 3.5122 | 3.7637 | 3.9737 | 4.1479 | 4.2914 | 4.4091 | 4.4992 | 4.5681 | 4.6209 | 4.6613 | 4.6977 | 4.7258 | 4.7495 | 4.769 | 4.7846
F1_Industrial_Paper and Printing_Existing_Space Heating_Natural Gas_Gas Furnace - Maintenance_A_Achievable Technical Potential | F1 | Industrial | Paper and Printing | Existing | Space Heating | Natural Gas | Gas Furnace - Maintenance | A | Original Unit Energy Savings (kWh or therms) | Achievable Technical Potential | 0 | 0 | 0.0093975 | 0.0093456 | 0.0092937 | 0.0092423 | 0.0091918 | 0.0091426 | 0.0090951 | 0.0090495 | 0.0090061 | 0.0089653 | 0.0089269 | 0.0088907 | 0.0088567 | 0.0088247 | 0.0087946 | 0.0087662 | 0.0087395 | 0.0087144 | 0.0086907 | 0.0086685
F2_Industrial_Paper and Printing_Existing_Space Heating_Natural Gas_Gas Furnace - Maintenance_A_Achievable Technical Potential | F2 | Industrial | Paper and Printing | Existing | Space Heating | Natural Gas | Gas Furnace - Maintenance | A | Original Unit Summer Peak Savings (kW) | Achievable Technical Potential | 0 | 0 | 0 | 0 | 0 | 0 | 0 | 0 | 0 | 0 | 0 | 0 | 0 | 0 | 0 | 0 | 0 | 0 | 0 | 0 | 0 | 0
F3_Industrial_Paper and Printing_Existing_Space Heating_Natural Gas_Gas Furnace - Maintenance_A_Achievable Technical Potential | F3 | Industrial | Paper and Printing | Existing | Space Heating | Natural Gas | Gas Furnace - Maintenance | A | Original Unit Winter Peak Savings (kW) | Achievable Technical Potential | 0 | 0 | 0 | 0 | 0 | 0 | 0 | 0 | 0 | 0 | 0 | 0 | 0 | 0 | 0 | 0 | 0 | 0 | 0 | 0 | 0 | 0
F4_Industrial_Paper and Printing_Existing_Space Heating_Natural Gas_Gas Furnace - Maintenance_A_Achievable Technical Potential | F4 | Industrial | Paper and Printing | Existing | Space Heating | Natural Gas | Gas Furnace - Maintenance | A | Standalone Impact on Baseline Energy (%) | Achievable Technical Potential | 0% | 0% | 5.902e-06% | 1.011e-05% | 1.31e-05% | 1.55e-05% | 1.765e-05% | 1.957e-05% | 2.127e-05% | 2.279e-05% | 2.414e-05% | 2.534e-05% | 2.643e-05% | 2.738e-05% | 2.822e-05% | 2.899e-05% | 2.969e-05% | 3.039e-05% | 3.105e-05% | 3.17e-05% | 3.234e-05% | 3.297e-05%
F5_Industrial_Paper and Printing_Existing_Space Heating_Natural Gas_Gas Furnace - Maintenance_A_Achievable Technical Potential | F5 | Industrial | Paper and Printing | Existing | Space Heating | Natural Gas | Gas Furnace - Maintenance | A | Standalone Impact on Baseline Summer Peak (%) | Achievable Technical Potential | bar: 2019 to 2040
F6_Industrial_Paper and Printing_Existing_Space Heating_Natural Gas_Gas Furnace - Maintenance_A_Achievable Technical Potential | F6 | Industrial | Paper and Printing | Existing | Space Heating | Natural Gas | Gas Furnace - Maintenance | A | Standalone Impact on Baseline Winter Peak (%) | Achievable Technical Potential | bar: 2019 to 2040
F7_Industrial_Paper and Printing_Existing_Space Heating_Natural Gas_Gas Furnace - Maintenance_A_Achievable Technical Potential | F7 | Industrial | Paper and Printing | Existing | Space Heating | Natural Gas | Gas Furnace - Maintenance | A | Incremental Energy Savings (MWh or mTherms) | Achievable Technical Potential | 0 | 0 | 4.0623e-06 | 2.7828e-06 | 1.8827e-06 | 1.433e-06 | 1.2271e-06 | 1.038e-06 | 8.6936e-07 | 7.2223e-07 | 5.9597e-07 | 4.89e-07 | 3.9929e-07 | 3.0436e-07 | 2.3206e-07 | 1.7697e-07 | 1.3499e-07 | 1.2142e-07 | 9.3099e-08 | 7.856e-08 | 6.4577e-08 | 5.1128e-08
F8_Industrial_Paper and Printing_Existing_Space Heating_Natural Gas_Gas Furnace - Maintenance_A_Achievable Technical Potential | F8 | Industrial | Paper and Printing | Existing | Space Heating | Natural Gas | Gas Furnace - Maintenance | A | Incremental Summer Peak Savings (MW) | Achievable Technical Potential | 0 | 0 | 0 | 0 | 0 | 0 | 0 | 0 | 0 | 0 | 0 | 0 | 0 | 0 | 0 | 0 | 0 | 0 | 0 | 0 | 0 | 0
F9_Industrial_Paper and Printing_Existing_Space Heating_Natural Gas_Gas Furnace - Maintenance_A_Achievable Technical Potential | F9 | Industrial | Paper and Printing | Existing | Space Heating | Natural Gas | Gas Furnace - Maintenance | A | Incremental Winter Peak Savings (MW) | Achievable Technical Potential | 0 | 0 | 0 | 0 | 0 | 0 | 0 | 0 | 0 | 0 | 0 | 0 | 0 | 0 | 0 | 0 | 0 | 0 | 0 | 0 | 0 | 0
F10_Industrial_Paper and Printing_Existing_Space Heating_Natural Gas_Gas Furnace - Maintenance_A_Achievable Technical Potential | F10 | Industrial | Paper and Printing | Existing | Space Heating | Natural Gas | Gas Furnace - Maintenance | A | Cumulative Energy Savings (MWh or mTherms) | Achievable Technical Potential | 0 | 0 | 4.0623e-06 | 6.8226e-06 | 8.6675e-06 | 1.0053e-05 | 1.1225e-05 | 1.2203e-05 | 1.3009e-05 | 1.3666e-05 | 1.4196e-05 | 1.4621e-05 | 1.4957e-05 | 1.5201e-05 | 1.5375e-05 | 1.5497e-05 | 1.5579e-05 | 1.565e-05 | 1.5695e-05 | 1.5729e-05 | 1.5751e-05 | 1.5761e-05
F11_Industrial_Paper and Printing_Existing_Space Heating_Natural Gas_Gas Furnace - Maintenance_A_Achievable Technical Potential | F11 | Industrial | Paper and Printing | Existing | Space Heating | Natural Gas | Gas Furnace - Maintenance | A | Cumulative Summer Peak Savings (MW) | Achievable Technical Potential | 0 | 0 | 0 | 0 | 0 | 0 | 0 | 0 | 0 | 0 | 0 | 0 | 0 | 0 | 0 | 0 | 0 | 0 | 0 | 0 | 0 | 0
F12_Industrial_Paper and Printing_Existing_Space Heating_Natural Gas_Gas Furnace - Maintenance_A_Achievable Technical Potential | F12 | Industrial | Paper and Printing | Existing | Space Heating | Natural Gas | Gas Furnace - Maintenance | A | Cumulative Winter Peak Savings (MW) | Achievable Technical Potential | 0 | 0 | 0 | 0 | 0 | 0 | 0 | 0 | 0 | 0 | 0 | 0 | 0 | 0 | 0 | 0 | 0 | 0 | 0 | 0 | 0 | 0
F13_Industrial_Paper and Printing_Existing_Space Heating_Natural Gas_Gas Furnace - Maintenance_A_Achievable Technical Potential | F13 | Industrial | Paper and Printing | Existing | Space Heating | Natural Gas | Gas Furnace - Maintenance | A | Purchases (Incremental) | Achievable Technical Potential | 0 | 0 | 0.43227 | 0.29777 | 0.20258 | 0.15505 | 0.1335 | 0.11353 | 0.095585 | 0.079809 | 0.066174 | 0.054544 | 0.044728 | 0.034234 | 0.026202 | 0.020054 | 0.015349 | 0.013851 | 0.010653 | 0.009015 | 0.0074306 | 0.0058981
F14_Industrial_Paper and Printing_Existing_Space Heating_Natural Gas_Gas Furnace - Maintenance_A_Achievable Technical Potential | F14 | Industrial | Paper and Printing | Existing | Space Heating | Natural Gas | Gas Furnace - Maintenance | A | Purchases (Cumulative) | Achievable Technical Potential | 0 | 0 | 0.43227 | 0.73004 | 0.93262 | 1.0877 | 1.2212 | 1.3347 | 1.4303 | 1.5101 | 1.5763 | 1.6308 | 1.6755 | 1.7098 | 1.736 | 1.756 | 1.7714 | 1.7852 | 1.7959 | 1.8049 | 1.8123 | 1.8182
F1_Industrial_Paper and Printing_Existing_Space Heating_Natural Gas_Gas Boiler - Hot Water Reset_A_Achievable Technical Potential | F1 | Industrial | Paper and Printing | Existing | Space Heating | Natural Gas | Gas Boiler - Hot Water Reset | A | Original Unit Energy Savings (kWh or therms) | Achievable Technical Potential | 0 | 0 | 367.7397 | 366.8166 | 365.9125 | 365.0296 | 364.1696 | 363.3345 | 362.5256 | 361.7445 | 360.9924 | 360.2705 | 359.5799 | 358.9215 | 358.2963 | 357.705 | 357.1484 | 356.6271 | 356.1418 | 355.693 | 355.2811 | 354.9067
F2_Industrial_Paper and Printing_Existing_Space Heating_Natural Gas_Gas Boiler - Hot Water Reset_A_Achievable Technical Potential | F2 | Industrial | Paper and Printing | Existing | Space Heating | Natural Gas | Gas Boiler - Hot Water Reset | A | Original Unit Summer Peak Savings (kW) | Achievable Technical Potential | 0 | 0 | 0 | 0 | 0 | 0 | 0 | 0 | 0 | 0 | 0 | 0 | 0 | 0 | 0 | 0 | 0 | 0 | 0 | 0 | 0 | 0
F3_Industrial_Paper and Printing_Existing_Space Heating_Natural Gas_Gas Boiler - Hot Water Reset_A_Achievable Technical Potential | F3 | Industrial | Paper and Printing | Existing | Space Heating | Natural Gas | Gas Boiler - Hot Water Reset | A | Original Unit Winter Peak Savings (kW) | Achievable Technical Potential | 0 | 0 | 0 | 0 | 0 | 0 | 0 | 0 | 0 | 0 | 0 | 0 | 0 | 0 | 0 | 0 | 0 | 0 | 0 | 0 | 0 | 0
F4_Industrial_Paper and Printing_Existing_Space Heating_Natural Gas_Gas Boiler - Hot Water Reset_A_Achievable Technical Potential | F4 | Industrial | Paper and Printing | Existing | Space Heating | Natural Gas | Gas Boiler - Hot Water Reset | A | Standalone Impact on Baseline Energy (%) | Achievable Technical Potential | 0% | 0% | 0.007402% | 0.01662% | 0.02803% | 0.04143% | 0.05687% | 0.07508% | 0.09527% | 0.1162% | 0.1364% | 0.1544% | 0.1692% | 0.1801% | 0.1879% | 0.1934% | 0.1977% | 0.2015% | 0.2052% | 0.2088% | 0.2124% | 0.2161%
F5_Industrial_Paper and Printing_Existing_Space Heating_Natural Gas_Gas Boiler - Hot Water Reset_A_Achievable Technical Potential | F5 | Industrial | Paper and Printing | Existing | Space Heating | Natural Gas | Gas Boiler - Hot Water Reset | A | Standalone Impact on Baseline Summer Peak (%) | Achievable Technical Potential | bar: 2019 to 2040
F6_Industrial_Paper and Printing_Existing_Space Heating_Natural Gas_Gas Boiler - Hot Water Reset_A_Achievable Technical Potential | F6 | Industrial | Paper and Printing | Existing | Space Heating | Natural Gas | Gas Boiler - Hot Water Reset | A | Standalone Impact on Baseline Winter Peak (%) | Achievable Technical Potential | bar: 2019 to 2040
F7_Industrial_Paper and Printing_Existing_Space Heating_Natural Gas_Gas Boiler - Hot Water Reset_A_Achievable Technical Potential | F7 | Industrial | Paper and Printing | Existing | Space Heating | Natural Gas | Gas Boiler - Hot Water Reset | A | Incremental Energy Savings (MWh or mTherms) | Achievable Technical Potential | 0 | 0 | 0.0050946 | 0.0061321 | 0.0073563 | 0.0083721 | 0.0093627 | 0.010733 | 0.011545 | 0.011566 | 0.010689 | 0.0090118 | 0.0068404 | 0.0044409 | 0.0025297 | 0.001195 | 0.0004961 | 0.00017703 | 5.4269e-05 | 1.161e-05 | 1.8732e-06 | 2.2074e-07
F8_Industrial_Paper and Printing_Existing_Space Heating_Natural Gas_Gas Boiler - Hot Water Reset_A_Achievable Technical Potential | F8 | Industrial | Paper and Printing | Existing | Space Heating | Natural Gas | Gas Boiler - Hot Water Reset | A | Incremental Summer Peak Savings (MW) | Achievable Technical Potential | 0 | 0 | 0 | 0 | 0 | 0 | 0 | 0 | 0 | 0 | 0 | 0 | 0 | 0 | 0 | 0 | 0 | 0 | 0 | 0 | 0 | 0
F9_Industrial_Paper and Printing_Existing_Space Heating_Natural Gas_Gas Boiler - Hot Water Reset_A_Achievable Technical Potential | F9 | Industrial | Paper and Printing | Existing | Space Heating | Natural Gas | Gas Boiler - Hot Water Reset | A | Incremental Winter Peak Savings (MW) | Achievable Technical Potential | 0 | 0 | 0 | 0 | 0 | 0 | 0 | 0 | 0 | 0 | 0 | 0 | 0 | 0 | 0 | 0 | 0 | 0 | 0 | 0 | 0 | 0
F10_Industrial_Paper and Printing_Existing_Space Heating_Natural Gas_Gas Boiler - Hot Water Reset_A_Achievable Technical Potential | F10 | Industrial | Paper and Printing | Existing | Space Heating | Natural Gas | Gas Boiler - Hot Water Reset | A | Cumulative Energy Savings (MWh or mTherms) | Achievable Technical Potential | 0 | 0 | 0.0050946 | 0.011214 | 0.018543 | 0.02687 | 0.036169 | 0.046819 | 0.05826 | 0.0697 | 0.080245 | 0.089096 | 0.095766 | 0.10003 | 0.10239 | 0.10341 | 0.10375 | 0.10377 | 0.10369 | 0.10357 | 0.10345 | 0.10334
F11_Industrial_Paper and Printing_Existing_Space Heating_Natural Gas_Gas Boiler - Hot Water Reset_A_Achievable Technical Potential | F11 | Industrial | Paper and Printing | Existing | Space Heating | Natural Gas | Gas Boiler - Hot Water Reset | A | Cumulative Summer Peak Savings (MW) | Achievable Technical Potential | 0 | 0 | 0 | 0 | 0 | 0 | 0 | 0 | 0 | 0 | 0 | 0 | 0 | 0 | 0 | 0 | 0 | 0 | 0 | 0 | 0 | 0
F12_Industrial_Paper and Printing_Existing_Space Heating_Natural Gas_Gas Boiler - Hot Water Reset_A_Achievable Technical Potential | F12 | Industrial | Paper and Printing | Existing | Space Heating | Natural Gas | Gas Boiler - Hot Water Reset | A | Cumulative Winter Peak Savings (MW) | Achievable Technical Potential | 0 | 0 | 0 | 0 | 0 | 0 | 0 | 0 | 0 | 0 | 0 | 0 | 0 | 0 | 0 | 0 | 0 | 0 | 0 | 0 | 0 | 0
F13_Industrial_Paper and Printing_Existing_Space Heating_Natural Gas_Gas Boiler - Hot Water Reset_A_Achievable Technical Potential | F13 | Industrial | Paper and Printing | Existing | Space Heating | Natural Gas | Gas Boiler - Hot Water Reset | A | Purchases (Incremental) | Achievable Technical Potential | 0 | 0 | 0.013854 | 0.016717 | 0.020104 | 0.022935 | 0.02571 | 0.029539 | 0.031846 | 0.031972 | 0.029611 | 0.025014 | 0.019023 | 0.012373 | 0.0070604 | 0.0033408 | 0.0013891 | 0.0004964 | 0.00015238 | 3.264e-05 | 5.2725e-06 | 6.2197e-07
F14_Industrial_Paper and Printing_Existing_Space Heating_Natural Gas_Gas Boiler - Hot Water Reset_A_Achievable Technical Potential | F14 | Industrial | Paper and Printing | Existing | Space Heating | Natural Gas | Gas Boiler - Hot Water Reset | A | Purchases (Cumulative) | Achievable Technical Potential | 0 | 0 | 0.013854 | 0.030571 | 0.050675 | 0.07361 | 0.09932 | 0.12886 | 0.16071 | 0.19268 | 0.22229 | 0.2473 | 0.26633 | 0.2787 | 0.28576 | 0.2891 | 0.29049 | 0.29099 | 0.29114 | 0.29117 | 0.29118 | 0.29118
F1_Industrial_Paper and Printing_Existing_Process_Natural Gas_Gas Boiler - Hot Water Reset_A_Achievable Technical Potential | F1 | Industrial | Paper and Printing | Existing | Process | Natural Gas | Gas Boiler - Hot Water Reset | A | Original Unit Energy Savings (kWh or therms) | Achievable Technical Potential | 0 | 0 | 101.4573 | 101.4573 | 101.4573 | 101.4573 | 101.4573 | 101.4573 | 101.4573 | 101.4573 | 101.4573 | 101.4573 | 101.4573 | 101.4573 | 101.4573 | 101.4573 | 101.4573 | 101.4573 | 101.4573 | 101.4573 | 101.4573 | 101.4573
F2_Industrial_Paper and Printing_Existing_Process_Natural Gas_Gas Boiler - Hot Water Reset_A_Achievable Technical Potential | F2 | Industrial | Paper and Printing | Existing | Process | Natural Gas | Gas Boiler - Hot Water Reset | A | Original Unit Summer Peak Savings (kW) | Achievable Technical Potential | 0 | 0 | 0 | 0 | 0 | 0 | 0 | 0 | 0 | 0 | 0 | 0 | 0 | 0 | 0 | 0 | 0 | 0 | 0 | 0 | 0 | 0
F3_Industrial_Paper and Printing_Existing_Process_Natural Gas_Gas Boiler - Hot Water Reset_A_Achievable Technical Potential | F3 | Industrial | Paper and Printing | Existing | Process | Natural Gas | Gas Boiler - Hot Water Reset | A | Original Unit Winter Peak Savings (kW) | Achievable Technical Potential | 0 | 0 | 0 | 0 | 0 | 0 | 0 | 0 | 0 | 0 | 0 | 0 | 0 | 0 | 0 | 0 | 0 | 0 | 0 | 0 | 0 | 0
F4_Industrial_Paper and Printing_Existing_Process_Natural Gas_Gas Boiler - Hot Water Reset_A_Achievable Technical Potential | F4 | Industrial | Paper and Printing | Existing | Process | Natural Gas | Gas Boiler - Hot Water Reset | A | Standalone Impact on Baseline Energy (%) | Achievable Technical Potential | 0% | 0% | 0.01752% | 0.03934% | 0.06635% | 0.09807% | 0.1346% | 0.1778% | 0.2256% | 0.2752% | 0.3231% | 0.3657% | 0.4008% | 0.4267% | 0.4452% | 0.4583% | 0.4686% | 0.4776% | 0.4863% | 0.4949% | 0.5035% | 0.5124%
F5_Industrial_Paper and Printing_Existing_Process_Natural Gas_Gas Boiler - Hot Water Reset_A_Achievable Technical Potential | F5 | Industrial | Paper and Printing | Existing | Process | Natural Gas | Gas Boiler - Hot Water Reset | A | Standalone Impact on Baseline Summer Peak (%) | Achievable Technical Potential | bar: 2019 to 2040
F6_Industrial_Paper and Printing_Existing_Process_Natural Gas_Gas Boiler - Hot Water Reset_A_Achievable Technical Potential | F6 | Industrial | Paper and Printing | Existing | Process | Natural Gas | Gas Boiler - Hot Water Reset | A | Standalone Impact on Baseline Winter Peak (%) | Achievable Technical Potential | bar: 2019 to 2040
F7_Industrial_Paper and Printing_Existing_Process_Natural Gas_Gas Boiler - Hot Water Reset_A_Achievable Technical Potential | F7 | Industrial | Paper and Printing | Existing | Process | Natural Gas | Gas Boiler - Hot Water Reset | A | Incremental Energy Savings (MWh or mTherms) | Achievable Technical Potential | 0 | 0 | 0.056087 | 0.067678 | 0.08139 | 0.092852 | 0.10408 | 0.11959 | 0.12893 | 0.12944 | 0.11988 | 0.10127 | 0.077014 | 0.050091 | 0.028584 | 0.013525 | 0.0056235 | 0.0020097 | 0.00061691 | 0.00013214 | 2.1346e-05 | 2.518e-06
F8_Industrial_Paper and Printing_Existing_Process_Natural Gas_Gas Boiler - Hot Water Reset_A_Achievable Technical Potential | F8 | Industrial | Paper and Printing | Existing | Process | Natural Gas | Gas Boiler - Hot Water Reset | A | Incremental Summer Peak Savings (MW) | Achievable Technical Potential | 0 | 0 | 0 | 0 | 0 | 0 | 0 | 0 | 0 | 0 | 0 | 0 | 0 | 0 | 0 | 0 | 0 | 0 | 0 | 0 | 0 | 0
F9_Industrial_Paper and Printing_Existing_Process_Natural Gas_Gas Boiler - Hot Water Reset_A_Achievable Technical Potential | F9 | Industrial | Paper and Printing | Existing | Process | Natural Gas | Gas Boiler - Hot Water Reset | A | Incremental Winter Peak Savings (MW) | Achievable Technical Potential | 0 | 0 | 0 | 0 | 0 | 0 | 0 | 0 | 0 | 0 | 0 | 0 | 0 | 0 | 0 | 0 | 0 | 0 | 0 | 0 | 0 | 0
F10_Industrial_Paper and Printing_Existing_Process_Natural Gas_Gas Boiler - Hot Water Reset_A_Achievable Technical Potential | F10 | Industrial | Paper and Printing | Existing | Process | Natural Gas | Gas Boiler - Hot Water Reset | A | Cumulative Energy Savings (MWh or mTherms) | Achievable Technical Potential | 0 | 0 | 0.056087 | 0.12376 | 0.20515 | 0.29801 | 0.40209 | 0.52168 | 0.65061 | 0.78005 | 0.89992 | 1.0012 | 1.0782 | 1.1283 | 1.1569 | 1.1704 | 1.176 | 1.178 | 1.1787 | 1.1788 | 1.1788 | 1.1788
F11_Industrial_Paper and Printing_Existing_Process_Natural Gas_Gas Boiler - Hot Water Reset_A_Achievable Technical Potential | F11 | Industrial | Paper and Printing | Existing | Process | Natural Gas | Gas Boiler - Hot Water Reset | A | Cumulative Summer Peak Savings (MW) | Achievable Technical Potential | 0 | 0 | 0 | 0 | 0 | 0 | 0 | 0 | 0 | 0 | 0 | 0 | 0 | 0 | 0 | 0 | 0 | 0 | 0 | 0 | 0 | 0
F12_Industrial_Paper and Printing_Existing_Process_Natural Gas_Gas Boiler - Hot Water Reset_A_Achievable Technical Potential | F12 | Industrial | Paper and Printing | Existing | Process | Natural Gas | Gas Boiler - Hot Water Reset | A | Cumulative Winter Peak Savings (MW) | Achievable Technical Potential | 0 | 0 | 0 | 0 | 0 | 0 | 0 | 0 | 0 | 0 | 0 | 0 | 0 | 0 | 0 | 0 | 0 | 0 | 0 | 0 | 0 | 0
F13_Industrial_Paper and Printing_Existing_Process_Natural Gas_Gas Boiler - Hot Water Reset_A_Achievable Technical Potential | F13 | Industrial | Paper and Printing | Existing | Process | Natural Gas | Gas Boiler - Hot Water Reset | A | Purchases (Incremental) | Achievable Technical Potential | 0 | 0 | 0.55281 | 0.66706 | 0.80221 | 0.91519 | 1.0259 | 1.1787 | 1.2708 | 1.2758 | 1.1816 | 0.99813 | 0.75908 | 0.49371 | 0.28173 | 0.13331 | 0.055428 | 0.019808 | 0.0060804 | 0.0013024 | 0.00021039 | 2.4818e-05
F14_Industrial_Paper and Printing_Existing_Process_Natural Gas_Gas Boiler - Hot Water Reset_A_Achievable Technical Potential | F14 | Industrial | Paper and Printing | Existing | Process | Natural Gas | Gas Boiler - Hot Water Reset | A | Purchases (Cumulative) | Achievable Technical Potential | 0 | 0 | 0.55281 | 1.2199 | 2.0221 | 2.9373 | 3.9632 | 5.1419 | 6.4126 | 7.6884 | 8.87 | 9.8681 | 10.6272 | 11.1209 | 11.4026 | 11.5359 | 11.5914 | 11.6112 | 11.6173 | 11.6186 | 11.6188 | 11.6188
F1_Industrial_Paper and Printing_Existing_Space Heating_Natural Gas_Steam Trap Maintenance_A_Achievable Technical Potential | F1 | Industrial | Paper and Printing | Existing | Space Heating | Natural Gas | Steam Trap Maintenance | A | Original Unit Energy Savings (kWh or therms) | Achievable Technical Potential | 0 | 0 | 129.9147 | 129.5886 | 129.2692 | 128.9573 | 128.6535 | 128.3584 | 128.0727 | 127.7967 | 127.531 | 127.276 | 127.032 | 126.7994 | 126.5786 | 126.3697 | 126.173 | 125.9889 | 125.8174 | 125.6589 | 125.5134 | 125.3811
F2_Industrial_Paper and Printing_Existing_Space Heating_Natural Gas_Steam Trap Maintenance_A_Achievable Technical Potential | F2 | Industrial | Paper and Printing | Existing | Space Heating | Natural Gas | Steam Trap Maintenance | A | Original Unit Summer Peak Savings (kW) | Achievable Technical Potential | 0 | 0 | 0 | 0 | 0 | 0 | 0 | 0 | 0 | 0 | 0 | 0 | 0 | 0 | 0 | 0 | 0 | 0 | 0 | 0 | 0 | 0
F3_Industrial_Paper and Printing_Existing_Space Heating_Natural Gas_Steam Trap Maintenance_A_Achievable Technical Potential | F3 | Industrial | Paper and Printing | Existing | Space Heating | Natural Gas | Steam Trap Maintenance | A | Original Unit Winter Peak Savings (kW) | Achievable Technical Potential | 0 | 0 | 0 | 0 | 0 | 0 | 0 | 0 | 0 | 0 | 0 | 0 | 0 | 0 | 0 | 0 | 0 | 0 | 0 | 0 | 0 | 0
F4_Industrial_Paper and Printing_Existing_Space Heating_Natural Gas_Steam Trap Maintenance_A_Achievable Technical Potential | F4 | Industrial | Paper and Printing | Existing | Space Heating | Natural Gas | Steam Trap Maintenance | A | Standalone Impact on Baseline Energy (%) | Achievable Technical Potential | 0% | 0% | 0.00146% | 0.002944% | 0.004455% | 0.005992% | 0.007556% | 0.009147% | 0.01077% | 0.01241% | 0.01409% | 0.01579% | 0.01753% | 0.01929% | 0.02108% | 0.02291% | 0.02477% | 0.02665% | 0.02858% | 0.03053% | 0.03252% | 0.03455%
F5_Industrial_Paper and Printing_Existing_Space Heating_Natural Gas_Steam Trap Maintenance_A_Achievable Technical Potential | F5 | Industrial | Paper and Printing | Existing | Space Heating | Natural Gas | Steam Trap Maintenance | A | Standalone Impact on Baseline Summer Peak (%) | Achievable Technical Potential | bar: 2019 to 2040
F6_Industrial_Paper and Printing_Existing_Space Heating_Natural Gas_Steam Trap Maintenance_A_Achievable Technical Potential | F6 | Industrial | Paper and Printing | Existing | Space Heating | Natural Gas | Steam Trap Maintenance | A | Standalone Impact on Baseline Winter Peak (%) | Achievable Technical Potential | bar: 2019 to 2040
F7_Industrial_Paper and Printing_Existing_Space Heating_Natural Gas_Steam Trap Maintenance_A_Achievable Technical Potential | F7 | Industrial | Paper and Printing | Existing | Space Heating | Natural Gas | Steam Trap Maintenance | A | Incremental Energy Savings (MWh or mTherms) | Achievable Technical Potential | 0 | 0 | 0.0010046 | 0.00098475 | 0.00096539 | 0.00094646 | 0.00092795 | 0.00090986 | 0.00089218 | 0.00087491 | 0.00085803 | 0.00084155 | 0.00082546 | 0.00080974 | 0.0007944 | 0.00077941 | 0.00076478 | 0.0007505 | 0.00073655 | 0.00072294 | 0.00070966 | 0.00069669
F8_Industrial_Paper and Printing_Existing_Space Heating_Natural Gas_Steam Trap Maintenance_A_Achievable Technical Potential | F8 | Industrial | Paper and Printing | Existing | Space Heating | Natural Gas | Steam Trap Maintenance | A | Incremental Summer Peak Savings (MW) | Achievable Technical Potential | 0 | 0 | 0 | 0 | 0 | 0 | 0 | 0 | 0 | 0 | 0 | 0 | 0 | 0 | 0 | 0 | 0 | 0 | 0 | 0 | 0 | 0
F9_Industrial_Paper and Printing_Existing_Space Heating_Natural Gas_Steam Trap Maintenance_A_Achievable Technical Potential | F9 | Industrial | Paper and Printing | Existing | Space Heating | Natural Gas | Steam Trap Maintenance | A | Incremental Winter Peak Savings (MW) | Achievable Technical Potential | 0 | 0 | 0 | 0 | 0 | 0 | 0 | 0 | 0 | 0 | 0 | 0 | 0 | 0 | 0 | 0 | 0 | 0 | 0 | 0 | 0 | 0
F10_Industrial_Paper and Printing_Existing_Space Heating_Natural Gas_Steam Trap Maintenance_A_Achievable Technical Potential | F10 | Industrial | Paper and Printing | Existing | Space Heating | Natural Gas | Steam Trap Maintenance | A | Cumulative Energy Savings (MWh or mTherms) | Achievable Technical Potential | 0 | 0 | 0.0010046 | 0.0019868 | 0.0029473 | 0.0038866 | 0.0048054 | 0.0057042 | 0.0065837 | 0.0074445 | 0.008287 | 0.009112 | 0.00992 | 0.010712 | 0.011487 | 0.012248 | 0.012993 | 0.013725 | 0.014443 | 0.015148 | 0.01584 | 0.01652
F11_Industrial_Paper and Printing_Existing_Space Heating_Natural Gas_Steam Trap Maintenance_A_Achievable Technical Potential | F11 | Industrial | Paper and Printing | Existing | Space Heating | Natural Gas | Steam Trap Maintenance | A | Cumulative Summer Peak Savings (MW) | Achievable Technical Potential | 0 | 0 | 0 | 0 | 0 | 0 | 0 | 0 | 0 | 0 | 0 | 0 | 0 | 0 | 0 | 0 | 0 | 0 | 0 | 0 | 0 | 0
F12_Industrial_Paper and Printing_Existing_Space Heating_Natural Gas_Steam Trap Maintenance_A_Achievable Technical Potential | F12 | Industrial | Paper and Printing | Existing | Space Heating | Natural Gas | Steam Trap Maintenance | A | Cumulative Winter Peak Savings (MW) | Achievable Technical Potential | 0 | 0 | 0 | 0 | 0 | 0 | 0 | 0 | 0 | 0 | 0 | 0 | 0 | 0 | 0 | 0 | 0 | 0 | 0 | 0 | 0 | 0
F13_Industrial_Paper and Printing_Existing_Space Heating_Natural Gas_Steam Trap Maintenance_A_Achievable Technical Potential | F13 | Industrial | Paper and Printing | Existing | Space Heating | Natural Gas | Steam Trap Maintenance | A | Purchases (Incremental) | Achievable Technical Potential | 0 | 0 | 0.0077324 | 0.0075991 | 0.0074681 | 0.0073393 | 0.0072128 | 0.0070884 | 0.0069662 | 0.0068461 | 0.006728 | 0.006612 | 0.006498 | 0.006386 | 0.0062759 | 0.0061677 | 0.0060614 | 0.0059569 | 0.0058542 | 0.0057532 | 0.005654 | 0.0055565
F14_Industrial_Paper and Printing_Existing_Space Heating_Natural Gas_Steam Trap Maintenance_A_Achievable Technical Potential | F14 | Industrial | Paper and Printing | Existing | Space Heating | Natural Gas | Steam Trap Maintenance | A | Purchases (Cumulative) | Achievable Technical Potential | 0 | 0 | 0.0077324 | 0.015331 | 0.0228 | 0.030139 | 0.037352 | 0.04444 | 0.051406 | 0.058252 | 0.06498 | 0.071592 | 0.07809 | 0.084476 | 0.090752 | 0.09692 | 0.10298 | 0.10894 | 0.11479 | 0.12055 | 0.1262 | 0.13176
F1_Industrial_Paper and Printing_Existing_Process_Natural Gas_Steam Trap Maintenance_A_Achievable Technical Potential | F1 | Industrial | Paper and Printing | Existing | Process | Natural Gas | Steam Trap Maintenance | A | Original Unit Energy Savings (kWh or therms) | Achievable Technical Potential | 0 | 0 | 71.6855 | 71.6855 | 71.6855 | 71.6855 | 71.6855 | 71.6855 | 71.6855 | 71.6855 | 71.6855 | 71.6855 | 71.6855 | 71.6855 | 71.6855 | 71.6855 | 71.6855 | 71.6855 | 71.6855 | 71.6855 | 71.6855 | 71.6855
F2_Industrial_Paper and Printing_Existing_Process_Natural Gas_Steam Trap Maintenance_A_Achievable Technical Potential | F2 | Industrial | Paper and Printing | Existing | Process | Natural Gas | Steam Trap Maintenance | A | Original Unit Summer Peak Savings (kW) | Achievable Technical Potential | 0 | 0 | 0 | 0 | 0 | 0 | 0 | 0 | 0 | 0 | 0 | 0 | 0 | 0 | 0 | 0 | 0 | 0 | 0 | 0 | 0 | 0
F3_Industrial_Paper and Printing_Existing_Process_Natural Gas_Steam Trap Maintenance_A_Achievable Technical Potential | F3 | Industrial | Paper and Printing | Existing | Process | Natural Gas | Steam Trap Maintenance | A | Original Unit Winter Peak Savings (kW) | Achievable Technical Potential | 0 | 0 | 0 | 0 | 0 | 0 | 0 | 0 | 0 | 0 | 0 | 0 | 0 | 0 | 0 | 0 | 0 | 0 | 0 | 0 | 0 | 0
F4_Industrial_Paper and Printing_Existing_Process_Natural Gas_Steam Trap Maintenance_A_Achievable Technical Potential | F4 | Industrial | Paper and Printing | Existing | Process | Natural Gas | Steam Trap Maintenance | A | Standalone Impact on Baseline Energy (%) | Achievable Technical Potential | 0% | 0% | 0.006909% | 0.01394% | 0.02109% | 0.02837% | 0.03578% | 0.04331% | 0.05098% | 0.05878% | 0.06672% | 0.0748% | 0.08302% | 0.09139% | 0.0999% | 0.1086% | 0.1174% | 0.1263% | 0.1355% | 0.1448% | 0.1542% | 0.1638%
F5_Industrial_Paper and Printing_Existing_Process_Natural Gas_Steam Trap Maintenance_A_Achievable Technical Potential | F5 | Industrial | Paper and Printing | Existing | Process | Natural Gas | Steam Trap Maintenance | A | Standalone Impact on Baseline Summer Peak (%) | Achievable Technical Potential | bar: 2019 to 2040
F6_Industrial_Paper and Printing_Existing_Process_Natural Gas_Steam Trap Maintenance_A_Achievable Technical Potential | F6 | Industrial | Paper and Printing | Existing | Process | Natural Gas | Steam Trap Maintenance | A | Standalone Impact on Baseline Winter Peak (%) | Achievable Technical Potential | bar: 2019 to 2040
F7_Industrial_Paper and Printing_Existing_Process_Natural Gas_Steam Trap Maintenance_A_Achievable Technical Potential | F7 | Industrial | Paper and Printing | Existing | Process | Natural Gas | Steam Trap Maintenance | A | Incremental Energy Savings (MWh or mTherms) | Achievable Technical Potential | 0 | 0 | 0.022118 | 0.021737 | 0.021362 | 0.020994 | 0.020632 | 0.020276 | 0.019926 | 0.019583 | 0.019245 | 0.018913 | 0.018587 | 0.018267 | 0.017952 | 0.017642 | 0.017338 | 0.017039 | 0.016746 | 0.016457 | 0.016173 | 0.015894
F8_Industrial_Paper and Printing_Existing_Process_Natural Gas_Steam Trap Maintenance_A_Achievable Technical Potential | F8 | Industrial | Paper and Printing | Existing | Process | Natural Gas | Steam Trap Maintenance | A | Incremental Summer Peak Savings (MW) | Achievable Technical Potential | 0 | 0 | 0 | 0 | 0 | 0 | 0 | 0 | 0 | 0 | 0 | 0 | 0 | 0 | 0 | 0 | 0 | 0 | 0 | 0 | 0 | 0
F9_Industrial_Paper and Printing_Existing_Process_Natural Gas_Steam Trap Maintenance_A_Achievable Technical Potential | F9 | Industrial | Paper and Printing | Existing | Process | Natural Gas | Steam Trap Maintenance | A | Incremental Winter Peak Savings (MW) | Achievable Technical Potential | 0 | 0 | 0 | 0 | 0 | 0 | 0 | 0 | 0 | 0 | 0 | 0 | 0 | 0 | 0 | 0 | 0 | 0 | 0 | 0 | 0 | 0
F10_Industrial_Paper and Printing_Existing_Process_Natural Gas_Steam Trap Maintenance_A_Achievable Technical Potential | F10 | Industrial | Paper and Printing | Existing | Process | Natural Gas | Steam Trap Maintenance | A | Cumulative Energy Savings (MWh or mTherms) | Achievable Technical Potential | 0 | 0 | 0.022118 | 0.043855 | 0.065217 | 0.086211 | 0.10684 | 0.12712 | 0.14705 | 0.16663 | 0.18587 | 0.20479 | 0.22337 | 0.24164 | 0.25959 | 0.27724 | 0.29457 | 0.31161 | 0.32836 | 0.34482 | 0.36099 | 0.37688
F11_Industrial_Paper and Printing_Existing_Process_Natural Gas_Steam Trap Maintenance_A_Achievable Technical Potential | F11 | Industrial | Paper and Printing | Existing | Process | Natural Gas | Steam Trap Maintenance | A | Cumulative Summer Peak Savings (MW) | Achievable Technical Potential | 0 | 0 | 0 | 0 | 0 | 0 | 0 | 0 | 0 | 0 | 0 | 0 | 0 | 0 | 0 | 0 | 0 | 0 | 0 | 0 | 0 | 0
F12_Industrial_Paper and Printing_Existing_Process_Natural Gas_Steam Trap Maintenance_A_Achievable Technical Potential | F12 | Industrial | Paper and Printing | Existing | Process | Natural Gas | Steam Trap Maintenance | A | Cumulative Winter Peak Savings (MW) | Achievable Technical Potential | 0 | 0 | 0 | 0 | 0 | 0 | 0 | 0 | 0 | 0 | 0 | 0 | 0 | 0 | 0 | 0 | 0 | 0 | 0 | 0 | 0 | 0
F13_Industrial_Paper and Printing_Existing_Process_Natural Gas_Steam Trap Maintenance_A_Achievable Technical Potential | F13 | Industrial | Paper and Printing | Existing | Process | Natural Gas | Steam Trap Maintenance | A | Purchases (Incremental) | Achievable Technical Potential | 0 | 0 | 0.30855 | 0.30323 | 0.298 | 0.29286 | 0.28781 | 0.28285 | 0.27797 | 0.27318 | 0.26847 | 0.26384 | 0.25929 | 0.25482 | 0.25043 | 0.24611 | 0.24187 | 0.2377 | 0.2336 | 0.22957 | 0.22561 | 0.22172
F14_Industrial_Paper and Printing_Existing_Process_Natural Gas_Steam Trap Maintenance_A_Achievable Technical Potential | F14 | Industrial | Paper and Printing | Existing | Process | Natural Gas | Steam Trap Maintenance | A | Purchases (Cumulative) | Achievable Technical Potential | 0 | 0 | 0.30855 | 0.61177 | 0.90977 | 1.2026 | 1.4904 | 1.7733 | 2.0513 | 2.3244 | 2.5929 | 2.8567 | 3.116 | 3.3709 | 3.6213 | 3.8674 | 4.1093 | 4.347 | 4.5806 | 4.8101 | 5.0357 | 5.2575
F1_Industrial_Paper and Printing_Existing_Space Heating_Natural Gas_Gas Boiler - High Turndown_A_Achievable Technical Potential | F1 | Industrial | Paper and Printing | Existing | Space Heating | Natural Gas | Gas Boiler - High Turndown | A | Original Unit Energy Savings (kWh or therms) | Achievable Technical Potential | 0 | 0 | 137.9024 | 137.5562 | 137.2172 | 136.8861 | 136.5636 | 136.2504 | 135.9471 | 135.6542 | 135.3721 | 135.1014 | 134.8425 | 134.5956 | 134.3611 | 134.1394 | 133.9307 | 133.7352 | 133.5532 | 133.3849 | 133.2304 | 133.09
F2_Industrial_Paper and Printing_Existing_Space Heating_Natural Gas_Gas Boiler - High Turndown_A_Achievable Technical Potential | F2 | Industrial | Paper and Printing | Existing | Space Heating | Natural Gas | Gas Boiler - High Turndown | A | Original Unit Summer Peak Savings (kW) | Achievable Technical Potential | 0 | 0 | 0 | 0 | 0 | 0 | 0 | 0 | 0 | 0 | 0 | 0 | 0 | 0 | 0 | 0 | 0 | 0 | 0 | 0 | 0 | 0
F3_Industrial_Paper and Printing_Existing_Space Heating_Natural Gas_Gas Boiler - High Turndown_A_Achievable Technical Potential | F3 | Industrial | Paper and Printing | Existing | Space Heating | Natural Gas | Gas Boiler - High Turndown | A | Original Unit Winter Peak Savings (kW) | Achievable Technical Potential | 0 | 0 | 0 | 0 | 0 | 0 | 0 | 0 | 0 | 0 | 0 | 0 | 0 | 0 | 0 | 0 | 0 | 0 | 0 | 0 | 0 | 0
F4_Industrial_Paper and Printing_Existing_Space Heating_Natural Gas_Gas Boiler - High Turndown_A_Achievable Technical Potential | F4 | Industrial | Paper and Printing | Existing | Space Heating | Natural Gas | Gas Boiler - High Turndown | A | Standalone Impact on Baseline Energy (%) | Achievable Technical Potential | 0% | 0% | 0.004236% | 0.008546% | 0.01293% | 0.01739% | 0.02193% | 0.02613% | 0.02963% | 0.03259% | 0.03511% | 0.03728% | 0.03918% | 0.04086% | 0.04237% | 0.04375% | 0.04502% | 0.04621% | 0.04702% | 0.04785% | 0.04868% | 0.04954%
F5_Industrial_Paper and Printing_Existing_Space Heating_Natural Gas_Gas Boiler - High Turndown_A_Achievable Technical Potential | F5 | Industrial | Paper and Printing | Existing | Space Heating | Natural Gas | Gas Boiler - High Turndown | A | Standalone Impact on Baseline Summer Peak (%) | Achievable Technical Potential | bar: 2019 to 2040
F6_Industrial_Paper and Printing_Existing_Space Heating_Natural Gas_Gas Boiler - High Turndown_A_Achievable Technical Potential | F6 | Industrial | Paper and Printing | Existing | Space Heating | Natural Gas | Gas Boiler - High Turndown | A | Standalone Impact on Baseline Winter Peak (%) | Achievable Technical Potential | bar: 2019 to 2040
F7_Industrial_Paper and Printing_Existing_Space Heating_Natural Gas_Gas Boiler - High Turndown_A_Achievable Technical Potential | F7 | Industrial | Paper and Printing | Existing | Space Heating | Natural Gas | Gas Boiler - High Turndown | A | Incremental Energy Savings (MWh or mTherms) | Achievable Technical Potential | 0 | 0 | 0.0029157 | 0.0028582 | 0.002802 | 0.0027471 | 0.0026934 | 0.0023768 | 0.0018645 | 0.0014627 | 0.0011476 | 0.00090044 | 0.00070658 | 0.0005545 | 0.00043519 | 0.00034158 | 0.00026814 | 0.0002105 | 1.4091e-06 | 4.9396e-07 | 1.653e-07 | 5.2917e-08
F8_Industrial_Paper and Printing_Existing_Space Heating_Natural Gas_Gas Boiler - High Turndown_A_Achievable Technical Potential | F8 | Industrial | Paper and Printing | Existing | Space Heating | Natural Gas | Gas Boiler - High Turndown | A | Incremental Summer Peak Savings (MW) | Achievable Technical Potential | 0 | 0 | 0 | 0 | 0 | 0 | 0 | 0 | 0 | 0 | 0 | 0 | 0 | 0 | 0 | 0 | 0 | 0 | 0 | 0 | 0 | 0
F9_Industrial_Paper and Printing_Existing_Space Heating_Natural Gas_Gas Boiler - High Turndown_A_Achievable Technical Potential | F9 | Industrial | Paper and Printing | Existing | Space Heating | Natural Gas | Gas Boiler - High Turndown | A | Incremental Winter Peak Savings (MW) | Achievable Technical Potential | 0 | 0 | 0 | 0 | 0 | 0 | 0 | 0 | 0 | 0 | 0 | 0 | 0 | 0 | 0 | 0 | 0 | 0 | 0 | 0 | 0 | 0
F10_Industrial_Paper and Printing_Existing_Space Heating_Natural Gas_Gas Boiler - High Turndown_A_Achievable Technical Potential | F10 | Industrial | Paper and Printing | Existing | Space Heating | Natural Gas | Gas Boiler - High Turndown | A | Cumulative Energy Savings (MWh or mTherms) | Achievable Technical Potential | 0 | 0 | 0.0029157 | 0.0057666 | 0.0085544 | 0.011281 | 0.013948 | 0.016292 | 0.018121 | 0.019544 | 0.020651 | 0.02151 | 0.022176 | 0.02269 | 0.023085 | 0.023389 | 0.02362 | 0.023797 | 0.023766 | 0.023736 | 0.023709 | 0.023684
F11_Industrial_Paper and Printing_Existing_Space Heating_Natural Gas_Gas Boiler - High Turndown_A_Achievable Technical Potential | F11 | Industrial | Paper and Printing | Existing | Space Heating | Natural Gas | Gas Boiler - High Turndown | A | Cumulative Summer Peak Savings (MW) | Achievable Technical Potential | 0 | 0 | 0 | 0 | 0 | 0 | 0 | 0 | 0 | 0 | 0 | 0 | 0 | 0 | 0 | 0 | 0 | 0 | 0 | 0 | 0 | 0
F12_Industrial_Paper and Printing_Existing_Space Heating_Natural Gas_Gas Boiler - High Turndown_A_Achievable Technical Potential | F12 | Industrial | Paper and Printing | Existing | Space Heating | Natural Gas | Gas Boiler - High Turndown | A | Cumulative Winter Peak Savings (MW) | Achievable Technical Potential | 0 | 0 | 0 | 0 | 0 | 0 | 0 | 0 | 0 | 0 | 0 | 0 | 0 | 0 | 0 | 0 | 0 | 0 | 0 | 0 | 0 | 0
F13_Industrial_Paper and Printing_Existing_Space Heating_Natural Gas_Gas Boiler - High Turndown_A_Achievable Technical Potential | F13 | Industrial | Paper and Printing | Existing | Space Heating | Natural Gas | Gas Boiler - High Turndown | A | Purchases (Incremental) | Achievable Technical Potential | 0 | 0 | 0.021143 | 0.020779 | 0.02042 | 0.020068 | 0.019722 | 0.017444 | 0.013715 | 0.010783 | 0.0084773 | 0.0066649 | 0.00524 | 0.0041197 | 0.003239 | 0.0025465 | 0.0020021 | 0.001574 | 1.0551e-05 | 3.7033e-06 | 1.2407e-06 | 3.976e-07
F14_Industrial_Paper and Printing_Existing_Space Heating_Natural Gas_Gas Boiler - High Turndown_A_Achievable Technical Potential | F14 | Industrial | Paper and Printing | Existing | Space Heating | Natural Gas | Gas Boiler - High Turndown | A | Purchases (Cumulative) | Achievable Technical Potential | 0 | 0 | 0.021143 | 0.041922 | 0.062342 | 0.082411 | 0.10213 | 0.11958 | 0.13329 | 0.14407 | 0.15255 | 0.15922 | 0.16446 | 0.16858 | 0.17182 | 0.17436 | 0.17636 | 0.17794 | 0.17795 | 0.17795 | 0.17795 | 0.17795
F1_Industrial_Paper and Printing_Existing_Process_Natural Gas_Gas Boiler - High Turndown_A_Achievable Technical Potential | F1 | Industrial | Paper and Printing | Existing | Process | Natural Gas | Gas Boiler - High Turndown | A | Original Unit Energy Savings (kWh or therms) | Achievable Technical Potential | 0 | 0 | 76.093 | 76.093 | 76.093 | 76.093 | 76.093 | 76.093 | 76.093 | 76.093 | 76.093 | 76.093 | 76.093 | 76.093 | 76.093 | 76.093 | 76.093 | 76.093 | 76.093 | 76.093 | 76.093 | 76.093
F2_Industrial_Paper and Printing_Existing_Process_Natural Gas_Gas Boiler - High Turndown_A_Achievable Technical Potential | F2 | Industrial | Paper and Printing | Existing | Process | Natural Gas | Gas Boiler - High Turndown | A | Original Unit Summer Peak Savings (kW) | Achievable Technical Potential | 0 | 0 | 0 | 0 | 0 | 0 | 0 | 0 | 0 | 0 | 0 | 0 | 0 | 0 | 0 | 0 | 0 | 0 | 0 | 0 | 0 | 0
F3_Industrial_Paper and Printing_Existing_Process_Natural Gas_Gas Boiler - High Turndown_A_Achievable Technical Potential | F3 | Industrial | Paper and Printing | Existing | Process | Natural Gas | Gas Boiler - High Turndown | A | Original Unit Winter Peak Savings (kW) | Achievable Technical Potential | 0 | 0 | 0 | 0 | 0 | 0 | 0 | 0 | 0 | 0 | 0 | 0 | 0 | 0 | 0 | 0 | 0 | 0 | 0 | 0 | 0 | 0
F4_Industrial_Paper and Printing_Existing_Process_Natural Gas_Gas Boiler - High Turndown_A_Achievable Technical Potential | F4 | Industrial | Paper and Printing | Existing | Process | Natural Gas | Gas Boiler - High Turndown | A | Standalone Impact on Baseline Energy (%) | Achievable Technical Potential | 0% | 0% | 0.02005% | 0.04046% | 0.06122% | 0.08234% | 0.1038% | 0.1237% | 0.1403% | 0.1543% | 0.1663% | 0.1766% | 0.1856% | 0.1936% | 0.2008% | 0.2073% | 0.2134% | 0.2191% | 0.2229% | 0.2268% | 0.2308% | 0.2349%
F5_Industrial_Paper and Printing_Existing_Process_Natural Gas_Gas Boiler - High Turndown_A_Achievable Technical Potential | F5 | Industrial | Paper and Printing | Existing | Process | Natural Gas | Gas Boiler - High Turndown | A | Standalone Impact on Baseline Summer Peak (%) | Achievable Technical Potential | bar: 2019 to 2040
F6_Industrial_Paper and Printing_Existing_Process_Natural Gas_Gas Boiler - High Turndown_A_Achievable Technical Potential | F6 | Industrial | Paper and Printing | Existing | Process | Natural Gas | Gas Boiler - High Turndown | A | Standalone Impact on Baseline Winter Peak (%) | Achievable Technical Potential | bar: 2019 to 2040
F7_Industrial_Paper and Printing_Existing_Process_Natural Gas_Gas Boiler - High Turndown_A_Achievable Technical Potential | F7 | Industrial | Paper and Printing | Existing | Process | Natural Gas | Gas Boiler - High Turndown | A | Incremental Energy Savings (MWh or mTherms) | Achievable Technical Potential | 0 | 0 | 0.064198 | 0.063091 | 0.062003 | 0.060934 | 0.059883 | 0.052966 | 0.041642 | 0.032739 | 0.02574 | 0.020237 | 0.01591 | 0.012509 | 0.0098345 | 0.007732 | 0.0060789 | 0.0047793 | 3.2036e-05 | 1.1244e-05 | 3.7672e-06 | 1.2073e-06
F8_Industrial_Paper and Printing_Existing_Process_Natural Gas_Gas Boiler - High Turndown_A_Achievable Technical Potential | F8 | Industrial | Paper and Printing | Existing | Process | Natural Gas | Gas Boiler - High Turndown | A | Incremental Summer Peak Savings (MW) | Achievable Technical Potential | 0 | 0 | 0 | 0 | 0 | 0 | 0 | 0 | 0 | 0 | 0 | 0 | 0 | 0 | 0 | 0 | 0 | 0 | 0 | 0 | 0 | 0
F9_Industrial_Paper and Printing_Existing_Process_Natural Gas_Gas Boiler - High Turndown_A_Achievable Technical Potential | F9 | Industrial | Paper and Printing | Existing | Process | Natural Gas | Gas Boiler - High Turndown | A | Incremental Winter Peak Savings (MW) | Achievable Technical Potential | 0 | 0 | 0 | 0 | 0 | 0 | 0 | 0 | 0 | 0 | 0 | 0 | 0 | 0 | 0 | 0 | 0 | 0 | 0 | 0 | 0 | 0
F10_Industrial_Paper and Printing_Existing_Process_Natural Gas_Gas Boiler - High Turndown_A_Achievable Technical Potential | F10 | Industrial | Paper and Printing | Existing | Process | Natural Gas | Gas Boiler - High Turndown | A | Cumulative Energy Savings (MWh or mTherms) | Achievable Technical Potential | 0 | 0 | 0.064198 | 0.12729 | 0.18929 | 0.25023 | 0.31011 | 0.36308 | 0.40472 | 0.43746 | 0.4632 | 0.48343 | 0.49934 | 0.51185 | 0.52169 | 0.52942 | 0.5355 | 0.54028 | 0.54031 | 0.54032 | 0.54032 | 0.54033
F11_Industrial_Paper and Printing_Existing_Process_Natural Gas_Gas Boiler - High Turndown_A_Achievable Technical Potential | F11 | Industrial | Paper and Printing | Existing | Process | Natural Gas | Gas Boiler - High Turndown | A | Cumulative Summer Peak Savings (MW) | Achievable Technical Potential | 0 | 0 | 0 | 0 | 0 | 0 | 0 | 0 | 0 | 0 | 0 | 0 | 0 | 0 | 0 | 0 | 0 | 0 | 0 | 0 | 0 | 0
F12_Industrial_Paper and Printing_Existing_Process_Natural Gas_Gas Boiler - High Turndown_A_Achievable Technical Potential | F12 | Industrial | Paper and Printing | Existing | Process | Natural Gas | Gas Boiler - High Turndown | A | Cumulative Winter Peak Savings (MW) | Achievable Technical Potential | 0 | 0 | 0 | 0 | 0 | 0 | 0 | 0 | 0 | 0 | 0 | 0 | 0 | 0 | 0 | 0 | 0 | 0 | 0 | 0 | 0 | 0
F13_Industrial_Paper and Printing_Existing_Process_Natural Gas_Gas Boiler - High Turndown_A_Achievable Technical Potential | F13 | Industrial | Paper and Printing | Existing | Process | Natural Gas | Gas Boiler - High Turndown | A | Purchases (Incremental) | Achievable Technical Potential | 0 | 0 | 0.84367 | 0.82913 | 0.81483 | 0.80078 | 0.78698 | 0.69607 | 0.54725 | 0.43025 | 0.33827 | 0.26595 | 0.20909 | 0.16439 | 0.12924 | 0.10161 | 0.079888 | 0.062809 | 0.00042102 | 0.00014777 | 4.9508e-05 | 1.5866e-05
F14_Industrial_Paper and Printing_Existing_Process_Natural Gas_Gas Boiler - High Turndown_A_Achievable Technical Potential | F14 | Industrial | Paper and Printing | Existing | Process | Natural Gas | Gas Boiler - High Turndown | A | Purchases (Cumulative) | Achievable Technical Potential | 0 | 0 | 0.84367 | 1.6728 | 2.4876 | 3.2884 | 4.0754 | 4.7715 | 5.3187 | 5.749 | 6.0872 | 6.3532 | 6.5623 | 6.7267 | 6.8559 | 6.9575 | 7.0374 | 7.1002 | 7.1007 | 7.1008 | 7.1008 | 7.1009
F1_Industrial_Paper and Printing_Existing_Space Heating_Natural Gas_Gas Boiler - Burner Control Optimization_A_Achievable Technical Potential | F1 | Industrial | Paper and Printing | Existing | Space Heating | Natural Gas | Gas Boiler - Burner Control Optimization | A | Original Unit Energy Savings (kWh or therms) | Achievable Technical Potential | 0 | 0 | 39.9917 | 39.8913 | 39.793 | 39.697 | 39.6034 | 39.5126 | 39.4247 | 39.3397 | 39.2579 | 39.1794 | 39.1043 | 39.0327 | 38.9647 | 38.9004 | 38.8399 | 38.7832 | 38.7304 | 38.6816 | 38.6368 | 38.5961
F2_Industrial_Paper and Printing_Existing_Space Heating_Natural Gas_Gas Boiler - Burner Control Optimization_A_Achievable Technical Potential | F2 | Industrial | Paper and Printing | Existing | Space Heating | Natural Gas | Gas Boiler - Burner Control Optimization | A | Original Unit Summer Peak Savings (kW) | Achievable Technical Potential | 0 | 0 | 0 | 0 | 0 | 0 | 0 | 0 | 0 | 0 | 0 | 0 | 0 | 0 | 0 | 0 | 0 | 0 | 0 | 0 | 0 | 0
F3_Industrial_Paper and Printing_Existing_Space Heating_Natural Gas_Gas Boiler - Burner Control Optimization_A_Achievable Technical Potential | F3 | Industrial | Paper and Printing | Existing | Space Heating | Natural Gas | Gas Boiler - Burner Control Optimization | A | Original Unit Winter Peak Savings (kW) | Achievable Technical Potential | 0 | 0 | 0 | 0 | 0 | 0 | 0 | 0 | 0 | 0 | 0 | 0 | 0 | 0 | 0 | 0 | 0 | 0 | 0 | 0 | 0 | 0
F4_Industrial_Paper and Printing_Existing_Space Heating_Natural Gas_Gas Boiler - Burner Control Optimization_A_Achievable Technical Potential | F4 | Industrial | Paper and Printing | Existing | Space Heating | Natural Gas | Gas Boiler - Burner Control Optimization | A | Standalone Impact on Baseline Energy (%) | Achievable Technical Potential | 0% | 0% | 0.0003314% | 0.000858% | 0.001915% | 0.003771% | 0.006672% | 0.01076% | 0.016% | 0.02217% | 0.0289% | 0.03575% | 0.0423% | 0.04822% | 0.05332% | 0.05757% | 0.06101% | 0.06379% | 0.06604% | 0.06792% | 0.06955% | 0.07107%
F5_Industrial_Paper and Printing_Existing_Space Heating_Natural Gas_Gas Boiler - Burner Control Optimization_A_Achievable Technical Potential | F5 | Industrial | Paper and Printing | Existing | Space Heating | Natural Gas | Gas Boiler - Burner Control Optimization | A | Standalone Impact on Baseline Summer Peak (%) | Achievable Technical Potential | bar: 2019 to 2040
F6_Industrial_Paper and Printing_Existing_Space Heating_Natural Gas_Gas Boiler - Burner Control Optimization_A_Achievable Technical Potential | F6 | Industrial | Paper and Printing | Existing | Space Heating | Natural Gas | Gas Boiler - Burner Control Optimization | A | Standalone Impact on Baseline Winter Peak (%) | Achievable Technical Potential | bar: 2019 to 2040
F7_Industrial_Paper and Printing_Existing_Space Heating_Natural Gas_Gas Boiler - Burner Control Optimization_A_Achievable Technical Potential | F7 | Industrial | Paper and Printing | Existing | Space Heating | Natural Gas | Gas Boiler - Burner Control Optimization | A | Incremental Energy Savings (MWh or mTherms) | Achievable Technical Potential | 0 | 0 | 0.00022809 | 0.00035147 | 0.00068912 | 0.0011823 | 0.0018032 | 0.0024752 | 0.0030891 | 0.0035342 | 0.0037326 | 0.003661 | 0.0033515 | 0.0028768 | 0.0023242 | 0.0017736 | 0.0012823 | 0.00088087 | 0.00057634 | 0.00035998 | 0.00021509 | 0.00014297
F8_Industrial_Paper and Printing_Existing_Space Heating_Natural Gas_Gas Boiler - Burner Control Optimization_A_Achievable Technical Potential | F8 | Industrial | Paper and Printing | Existing | Space Heating | Natural Gas | Gas Boiler - Burner Control Optimization | A | Incremental Summer Peak Savings (MW) | Achievable Technical Potential | 0 | 0 | 0 | 0 | 0 | 0 | 0 | 0 | 0 | 0 | 0 | 0 | 0 | 0 | 0 | 0 | 0 | 0 | 0 | 0 | 0 | 0
F9_Industrial_Paper and Printing_Existing_Space Heating_Natural Gas_Gas Boiler - Burner Control Optimization_A_Achievable Technical Potential | F9 | Industrial | Paper and Printing | Existing | Space Heating | Natural Gas | Gas Boiler - Burner Control Optimization | A | Incremental Winter Peak Savings (MW) | Achievable Technical Potential | 0 | 0 | 0 | 0 | 0 | 0 | 0 | 0 | 0 | 0 | 0 | 0 | 0 | 0 | 0 | 0 | 0 | 0 | 0 | 0 | 0 | 0
F10_Industrial_Paper and Printing_Existing_Space Heating_Natural Gas_Gas Boiler - Burner Control Optimization_A_Achievable Technical Potential | F10 | Industrial | Paper and Printing | Existing | Space Heating | Natural Gas | Gas Boiler - Burner Control Optimization | A | Cumulative Energy Savings (MWh or mTherms) | Achievable Technical Potential | 0 | 0 | 0.00022809 | 0.00057899 | 0.0012667 | 0.0024459 | 0.0042434 | 0.0067089 | 0.009783 | 0.013296 | 0.017001 | 0.020628 | 0.02394 | 0.026773 | 0.029051 | 0.030776 | 0.032011 | 0.032845 | 0.033376 | 0.033694 | 0.03387 | 0.033978
F11_Industrial_Paper and Printing_Existing_Space Heating_Natural Gas_Gas Boiler - Burner Control Optimization_A_Achievable Technical Potential | F11 | Industrial | Paper and Printing | Existing | Space Heating | Natural Gas | Gas Boiler - Burner Control Optimization | A | Cumulative Summer Peak Savings (MW) | Achievable Technical Potential | 0 | 0 | 0 | 0 | 0 | 0 | 0 | 0 | 0 | 0 | 0 | 0 | 0 | 0 | 0 | 0 | 0 | 0 | 0 | 0 | 0 | 0
F12_Industrial_Paper and Printing_Existing_Space Heating_Natural Gas_Gas Boiler - Burner Control Optimization_A_Achievable Technical Potential | F12 | Industrial | Paper and Printing | Existing | Space Heating | Natural Gas | Gas Boiler - Burner Control Optimization | A | Cumulative Winter Peak Savings (MW) | Achievable Technical Potential | 0 | 0 | 0 | 0 | 0 | 0 | 0 | 0 | 0 | 0 | 0 | 0 | 0 | 0 | 0 | 0 | 0 | 0 | 0 | 0 | 0 | 0
F13_Industrial_Paper and Printing_Existing_Space Heating_Natural Gas_Gas Boiler - Burner Control Optimization_A_Achievable Technical Potential | F13 | Industrial | Paper and Printing | Existing | Space Heating | Natural Gas | Gas Boiler - Burner Control Optimization | A | Purchases (Incremental) | Achievable Technical Potential | 0 | 0 | 0.0057035 | 0.0088107 | 0.017318 | 0.029783 | 0.045531 | 0.062644 | 0.078355 | 0.089837 | 0.09508 | 0.093441 | 0.085708 | 0.073701 | 0.059649 | 0.045594 | 0.033016 | 0.022713 | 0.014881 | 0.0093063 | 0.005567 | 0.0037044
F14_Industrial_Paper and Printing_Existing_Space Heating_Natural Gas_Gas Boiler - Burner Control Optimization_A_Achievable Technical Potential | F14 | Industrial | Paper and Printing | Existing | Space Heating | Natural Gas | Gas Boiler - Burner Control Optimization | A | Purchases (Cumulative) | Achievable Technical Potential | 0 | 0 | 0.0057035 | 0.014514 | 0.031832 | 0.061615 | 0.10715 | 0.16979 | 0.24815 | 0.33798 | 0.43306 | 0.5265 | 0.61221 | 0.68591 | 0.74556 | 0.79115 | 0.82417 | 0.84688 | 0.86176 | 0.87107 | 0.87664 | 0.88034
F1_Industrial_Paper and Printing_Existing_Process_Natural Gas_Gas Boiler - Burner Control Optimization_A_Achievable Technical Potential | F1 | Industrial | Paper and Printing | Existing | Process | Natural Gas | Gas Boiler - Burner Control Optimization | A | Original Unit Energy Savings (kWh or therms) | Achievable Technical Potential | 0 | 0 | 22.067 | 22.067 | 22.067 | 22.067 | 22.067 | 22.067 | 22.067 | 22.067 | 22.067 | 22.067 | 22.067 | 22.067 | 22.067 | 22.067 | 22.067 | 22.067 | 22.067 | 22.067 | 22.067 | 22.067
F2_Industrial_Paper and Printing_Existing_Process_Natural Gas_Gas Boiler - Burner Control Optimization_A_Achievable Technical Potential | F2 | Industrial | Paper and Printing | Existing | Process | Natural Gas | Gas Boiler - Burner Control Optimization | A | Original Unit Summer Peak Savings (kW) | Achievable Technical Potential | 0 | 0 | 0 | 0 | 0 | 0 | 0 | 0 | 0 | 0 | 0 | 0 | 0 | 0 | 0 | 0 | 0 | 0 | 0 | 0 | 0 | 0
F3_Industrial_Paper and Printing_Existing_Process_Natural Gas_Gas Boiler - Burner Control Optimization_A_Achievable Technical Potential | F3 | Industrial | Paper and Printing | Existing | Process | Natural Gas | Gas Boiler - Burner Control Optimization | A | Original Unit Winter Peak Savings (kW) | Achievable Technical Potential | 0 | 0 | 0 | 0 | 0 | 0 | 0 | 0 | 0 | 0 | 0 | 0 | 0 | 0 | 0 | 0 | 0 | 0 | 0 | 0 | 0 | 0
F4_Industrial_Paper and Printing_Existing_Process_Natural Gas_Gas Boiler - Burner Control Optimization_A_Achievable Technical Potential | F4 | Industrial | Paper and Printing | Existing | Process | Natural Gas | Gas Boiler - Burner Control Optimization | A | Standalone Impact on Baseline Energy (%) | Achievable Technical Potential | 0% | 0% | 0.001569% | 0.004062% | 0.009065% | 0.01785% | 0.03159% | 0.05094% | 0.07576% | 0.105% | 0.1369% | 0.1693% | 0.2004% | 0.2284% | 0.2526% | 0.2728% | 0.2892% | 0.3023% | 0.3131% | 0.322% | 0.3297% | 0.3369%
F5_Industrial_Paper and Printing_Existing_Process_Natural Gas_Gas Boiler - Burner Control Optimization_A_Achievable Technical Potential | F5 | Industrial | Paper and Printing | Existing | Process | Natural Gas | Gas Boiler - Burner Control Optimization | A | Standalone Impact on Baseline Summer Peak (%) | Achievable Technical Potential | bar: 2019 to 2040
F6_Industrial_Paper and Printing_Existing_Process_Natural Gas_Gas Boiler - Burner Control Optimization_A_Achievable Technical Potential | F6 | Industrial | Paper and Printing | Existing | Process | Natural Gas | Gas Boiler - Burner Control Optimization | A | Standalone Impact on Baseline Winter Peak (%) | Achievable Technical Potential | bar: 2019 to 2040
F7_Industrial_Paper and Printing_Existing_Process_Natural Gas_Gas Boiler - Burner Control Optimization_A_Achievable Technical Potential | F7 | Industrial | Paper and Printing | Existing | Process | Natural Gas | Gas Boiler - Burner Control Optimization | A | Incremental Energy Savings (MWh or mTherms) | Achievable Technical Potential | 0 | 0 | 0.0050221 | 0.0077582 | 0.015249 | 0.026225 | 0.040092 | 0.055161 | 0.068994 | 0.079105 | 0.083721 | 0.082278 | 0.075469 | 0.064897 | 0.052523 | 0.040147 | 0.029072 | 0.019999 | 0.013103 | 0.0081945 | 0.004902 | 0.0032618
F8_Industrial_Paper and Printing_Existing_Process_Natural Gas_Gas Boiler - Burner Control Optimization_A_Achievable Technical Potential | F8 | Industrial | Paper and Printing | Existing | Process | Natural Gas | Gas Boiler - Burner Control Optimization | A | Incremental Summer Peak Savings (MW) | Achievable Technical Potential | 0 | 0 | 0 | 0 | 0 | 0 | 0 | 0 | 0 | 0 | 0 | 0 | 0 | 0 | 0 | 0 | 0 | 0 | 0 | 0 | 0 | 0
F9_Industrial_Paper and Printing_Existing_Process_Natural Gas_Gas Boiler - Burner Control Optimization_A_Achievable Technical Potential | F9 | Industrial | Paper and Printing | Existing | Process | Natural Gas | Gas Boiler - Burner Control Optimization | A | Incremental Winter Peak Savings (MW) | Achievable Technical Potential | 0 | 0 | 0 | 0 | 0 | 0 | 0 | 0 | 0 | 0 | 0 | 0 | 0 | 0 | 0 | 0 | 0 | 0 | 0 | 0 | 0 | 0
F10_Industrial_Paper and Printing_Existing_Process_Natural Gas_Gas Boiler - Burner Control Optimization_A_Achievable Technical Potential | F10 | Industrial | Paper and Printing | Existing | Process | Natural Gas | Gas Boiler - Burner Control Optimization | A | Cumulative Energy Savings (MWh or mTherms) | Achievable Technical Potential | 0 | 0 | 0.0050221 | 0.01278 | 0.028029 | 0.054254 | 0.094346 | 0.14951 | 0.2185 | 0.29761 | 0.38133 | 0.46361 | 0.53907 | 0.60397 | 0.65649 | 0.69664 | 0.72571 | 0.74571 | 0.75881 | 0.76701 | 0.77191 | 0.77517
F11_Industrial_Paper and Printing_Existing_Process_Natural Gas_Gas Boiler - Burner Control Optimization_A_Achievable Technical Potential | F11 | Industrial | Paper and Printing | Existing | Process | Natural Gas | Gas Boiler - Burner Control Optimization | A | Cumulative Summer Peak Savings (MW) | Achievable Technical Potential | 0 | 0 | 0 | 0 | 0 | 0 | 0 | 0 | 0 | 0 | 0 | 0 | 0 | 0 | 0 | 0 | 0 | 0 | 0 | 0 | 0 | 0
F12_Industrial_Paper and Printing_Existing_Process_Natural Gas_Gas Boiler - Burner Control Optimization_A_Achievable Technical Potential | F12 | Industrial | Paper and Printing | Existing | Process | Natural Gas | Gas Boiler - Burner Control Optimization | A | Cumulative Winter Peak Savings (MW) | Achievable Technical Potential | 0 | 0 | 0 | 0 | 0 | 0 | 0 | 0 | 0 | 0 | 0 | 0 | 0 | 0 | 0 | 0 | 0 | 0 | 0 | 0 | 0 | 0
F13_Industrial_Paper and Printing_Existing_Process_Natural Gas_Gas Boiler - Burner Control Optimization_A_Achievable Technical Potential | F13 | Industrial | Paper and Printing | Existing | Process | Natural Gas | Gas Boiler - Burner Control Optimization | A | Purchases (Incremental) | Achievable Technical Potential | 0 | 0 | 0.22758 | 0.35157 | 0.69103 | 1.1884 | 1.8168 | 2.4997 | 3.1266 | 3.5848 | 3.794 | 3.7286 | 3.42 | 2.9409 | 2.3802 | 1.8193 | 1.3174 | 0.9063 | 0.59379 | 0.37135 | 0.22214 | 0.14781
F14_Industrial_Paper and Printing_Existing_Process_Natural Gas_Gas Boiler - Burner Control Optimization_A_Achievable Technical Potential | F14 | Industrial | Paper and Printing | Existing | Process | Natural Gas | Gas Boiler - Burner Control Optimization | A | Purchases (Cumulative) | Achievable Technical Potential | 0 | 0 | 0.22758 | 0.57916 | 1.2702 | 2.4586 | 4.2754 | 6.7751 | 9.9017 | 13.4865 | 17.2805 | 21.009 | 24.429 | 27.3699 | 29.75 | 31.5694 | 32.8868 | 33.7931 | 34.3869 | 34.7582 | 34.9804 | 35.1282
F1_Industrial_Paper and Printing_Existing_Space Heating_Natural Gas_HVAC - Demand Controlled Ventilation_A_Achievable Technical Potential | F1 | Industrial | Paper and Printing | Existing | Space Heating | Natural Gas | HVAC - Demand Controlled Ventilation | A | Original Unit Energy Savings (kWh or therms) | Achievable Technical Potential | 0 | 0 | 0.076632 | 0.076208 | 0.075785 | 0.075366 | 0.074954 | 0.074553 | 0.074165 | 0.073793 | 0.07344 | 0.073107 | 0.072794 | 0.072499 | 0.072221 | 0.07196 | 0.071715 | 0.071483 | 0.071266 | 0.071061 | 0.070868 | 0.070686
F2_Industrial_Paper and Printing_Existing_Space Heating_Natural Gas_HVAC - Demand Controlled Ventilation_A_Achievable Technical Potential | F2 | Industrial | Paper and Printing | Existing | Space Heating | Natural Gas | HVAC - Demand Controlled Ventilation | A | Original Unit Summer Peak Savings (kW) | Achievable Technical Potential | 0 | 0 | 0 | 0 | 0 | 0 | 0 | 0 | 0 | 0 | 0 | 0 | 0 | 0 | 0 | 0 | 0 | 0 | 0 | 0 | 0 | 0
F3_Industrial_Paper and Printing_Existing_Space Heating_Natural Gas_HVAC - Demand Controlled Ventilation_A_Achievable Technical Potential | F3 | Industrial | Paper and Printing | Existing | Space Heating | Natural Gas | HVAC - Demand Controlled Ventilation | A | Original Unit Winter Peak Savings (kW) | Achievable Technical Potential | 0 | 0 | 0 | 0 | 0 | 0 | 0 | 0 | 0 | 0 | 0 | 0 | 0 | 0 | 0 | 0 | 0 | 0 | 0 | 0 | 0 | 0
F4_Industrial_Paper and Printing_Existing_Space Heating_Natural Gas_HVAC - Demand Controlled Ventilation_A_Achievable Technical Potential | F4 | Industrial | Paper and Printing | Existing | Space Heating | Natural Gas | HVAC - Demand Controlled Ventilation | A | Standalone Impact on Baseline Energy (%) | Achievable Technical Potential | 0% | 0% | 0.04258% | 0.08564% | 0.1292% | 0.1732% | 0.2177% | 0.2628% | 0.3084% | 0.3545% | 0.4013% | 0.4487% | 0.4967% | 0.5455% | 0.595% | 0.6452% | 0.6962% | 0.748% | 0.8005% | 0.854% | 0.9083% | 0.9634%
F5_Industrial_Paper and Printing_Existing_Space Heating_Natural Gas_HVAC - Demand Controlled Ventilation_A_Achievable Technical Potential | F5 | Industrial | Paper and Printing | Existing | Space Heating | Natural Gas | HVAC - Demand Controlled Ventilation | A | Standalone Impact on Baseline Summer Peak (%) | Achievable Technical Potential | bar: 2019 to 2040
F6_Industrial_Paper and Printing_Existing_Space Heating_Natural Gas_HVAC - Demand Controlled Ventilation_A_Achievable Technical Potential | F6 | Industrial | Paper and Printing | Existing | Space Heating | Natural Gas | HVAC - Demand Controlled Ventilation | A | Standalone Impact on Baseline Winter Peak (%) | Achievable Technical Potential | bar: 2019 to 2040
F7_Industrial_Paper and Printing_Existing_Space Heating_Natural Gas_HVAC - Demand Controlled Ventilation_A_Achievable Technical Potential | F7 | Industrial | Paper and Printing | Existing | Space Heating | Natural Gas | HVAC - Demand Controlled Ventilation | A | Incremental Energy Savings (MWh or mTherms) | Achievable Technical Potential | 0 | 0 | 0.029306 | 0.028641 | 0.027991 | 0.027357 | 0.026738 | 0.026137 | 0.025552 | 0.024986 | 0.024437 | 0.023907 | 0.023394 | 0.022898 | 0.022417 | 0.021951 | 0.021499 | 0.02106 | 0.020634 | 0.02022 | 0.019817 | 0.019426
F8_Industrial_Paper and Printing_Existing_Space Heating_Natural Gas_HVAC - Demand Controlled Ventilation_A_Achievable Technical Potential | F8 | Industrial | Paper and Printing | Existing | Space Heating | Natural Gas | HVAC - Demand Controlled Ventilation | A | Incremental Summer Peak Savings (MW) | Achievable Technical Potential | 0 | 0 | 0 | 0 | 0 | 0 | 0 | 0 | 0 | 0 | 0 | 0 | 0 | 0 | 0 | 0 | 0 | 0 | 0 | 0 | 0 | 0
F9_Industrial_Paper and Printing_Existing_Space Heating_Natural Gas_HVAC - Demand Controlled Ventilation_A_Achievable Technical Potential | F9 | Industrial | Paper and Printing | Existing | Space Heating | Natural Gas | HVAC - Demand Controlled Ventilation | A | Incremental Winter Peak Savings (MW) | Achievable Technical Potential | 0 | 0 | 0 | 0 | 0 | 0 | 0 | 0 | 0 | 0 | 0 | 0 | 0 | 0 | 0 | 0 | 0 | 0 | 0 | 0 | 0 | 0
F10_Industrial_Paper and Printing_Existing_Space Heating_Natural Gas_HVAC - Demand Controlled Ventilation_A_Achievable Technical Potential | F10 | Industrial | Paper and Printing | Existing | Space Heating | Natural Gas | HVAC - Demand Controlled Ventilation | A | Cumulative Energy Savings (MWh or mTherms) | Achievable Technical Potential | 0 | 0 | 0.029306 | 0.057785 | 0.085456 | 0.11234 | 0.13846 | 0.16386 | 0.18856 | 0.2126 | 0.23602 | 0.25886 | 0.28114 | 0.3029 | 0.32416 | 0.34494 | 0.36526 | 0.38514 | 0.4046 | 0.42366 | 0.44233 | 0.46062
F11_Industrial_Paper and Printing_Existing_Space Heating_Natural Gas_HVAC - Demand Controlled Ventilation_A_Achievable Technical Potential | F11 | Industrial | Paper and Printing | Existing | Space Heating | Natural Gas | HVAC - Demand Controlled Ventilation | A | Cumulative Summer Peak Savings (MW) | Achievable Technical Potential | 0 | 0 | 0 | 0 | 0 | 0 | 0 | 0 | 0 | 0 | 0 | 0 | 0 | 0 | 0 | 0 | 0 | 0 | 0 | 0 | 0 | 0
F12_Industrial_Paper and Printing_Existing_Space Heating_Natural Gas_HVAC - Demand Controlled Ventilation_A_Achievable Technical Potential | F12 | Industrial | Paper and Printing | Existing | Space Heating | Natural Gas | HVAC - Demand Controlled Ventilation | A | Cumulative Winter Peak Savings (MW) | Achievable Technical Potential | 0 | 0 | 0 | 0 | 0 | 0 | 0 | 0 | 0 | 0 | 0 | 0 | 0 | 0 | 0 | 0 | 0 | 0 | 0 | 0 | 0 | 0
F13_Industrial_Paper and Printing_Existing_Space Heating_Natural Gas_HVAC - Demand Controlled Ventilation_A_Achievable Technical Potential | F13 | Industrial | Paper and Printing | Existing | Space Heating | Natural Gas | HVAC - Demand Controlled Ventilation | A | Purchases (Incremental) | Achievable Technical Potential | 0 | 0 | 382.4268 | 375.8332 | 369.3534 | 362.9852 | 356.7268 | 350.5764 | 344.532 | 338.5917 | 332.754 | 327.0168 | 321.3786 | 315.8376 | 310.3921 | 305.0405 | 299.7812 | 294.6126 | 289.533 | 284.5411 | 279.6352 | 274.8139
F14_Industrial_Paper and Printing_Existing_Space Heating_Natural Gas_HVAC - Demand Controlled Ventilation_A_Achievable Technical Potential | F14 | Industrial | Paper and Printing | Existing | Space Heating | Natural Gas | HVAC - Demand Controlled Ventilation | A | Purchases (Cumulative) | Achievable Technical Potential | 0 | 0 | 382.4268 | 758.2601 | 1127.6134 | 1490.5986 | 1847.3255 | 2197.9018 | 2542.4338 | 2881.0255 | 3213.7795 | 3540.7963 | 3862.1749 | 4178.0125 | 4488.4046 | 4793.4452 | 5093.2264 | 5387.8389 | 5677.372 | 5961.9131 | 6241.5483 | 6516.3622
F1_Industrial_Paper and Printing_Existing_Space Heating_Natural Gas_Gas Boiler - Stack Economizer_A_Achievable Technical Potential | F1 | Industrial | Paper and Printing | Existing | Space Heating | Natural Gas | Gas Boiler - Stack Economizer | A | Original Unit Energy Savings (kWh or therms) | Achievable Technical Potential | 0 | 0 | 100.6687 | 100.416 | 100.1685 | 99.9268 | 99.6914 | 99.4628 | 99.2414 | 99.0275 | 98.8217 | 98.624 | 98.435 | 98.2548 | 98.0836 | 97.9217 | 97.7694 | 97.6267 | 97.4938 | 97.3709 | 97.2582 | 97.1557
F2_Industrial_Paper and Printing_Existing_Space Heating_Natural Gas_Gas Boiler - Stack Economizer_A_Achievable Technical Potential | F2 | Industrial | Paper and Printing | Existing | Space Heating | Natural Gas | Gas Boiler - Stack Economizer | A | Original Unit Summer Peak Savings (kW) | Achievable Technical Potential | 0 | 0 | 0 | 0 | 0 | 0 | 0 | 0 | 0 | 0 | 0 | 0 | 0 | 0 | 0 | 0 | 0 | 0 | 0 | 0 | 0 | 0
F3_Industrial_Paper and Printing_Existing_Space Heating_Natural Gas_Gas Boiler - Stack Economizer_A_Achievable Technical Potential | F3 | Industrial | Paper and Printing | Existing | Space Heating | Natural Gas | Gas Boiler - Stack Economizer | A | Original Unit Winter Peak Savings (kW) | Achievable Technical Potential | 0 | 0 | 0 | 0 | 0 | 0 | 0 | 0 | 0 | 0 | 0 | 0 | 0 | 0 | 0 | 0 | 0 | 0 | 0 | 0 | 0 | 0
F4_Industrial_Paper and Printing_Existing_Space Heating_Natural Gas_Gas Boiler - Stack Economizer_A_Achievable Technical Potential | F4 | Industrial | Paper and Printing | Existing | Space Heating | Natural Gas | Gas Boiler - Stack Economizer | A | Standalone Impact on Baseline Energy (%) | Achievable Technical Potential | 0% | 0% | 0.008247% | 0.01664% | 0.02517% | 0.03386% | 0.04269% | 0.05086% | 0.05768% | 0.06344% | 0.06835% | 0.07258% | 0.07627% | 0.07955% | 0.08248% | 0.08516% | 0.08764% | 0.08996% | 0.09154% | 0.09314% | 0.09477% | 0.09643%
F5_Industrial_Paper and Printing_Existing_Space Heating_Natural Gas_Gas Boiler - Stack Economizer_A_Achievable Technical Potential | F5 | Industrial | Paper and Printing | Existing | Space Heating | Natural Gas | Gas Boiler - Stack Economizer | A | Standalone Impact on Baseline Summer Peak (%) | Achievable Technical Potential | bar: 2019 to 2040
F6_Industrial_Paper and Printing_Existing_Space Heating_Natural Gas_Gas Boiler - Stack Economizer_A_Achievable Technical Potential | F6 | Industrial | Paper and Printing | Existing | Space Heating | Natural Gas | Gas Boiler - Stack Economizer | A | Standalone Impact on Baseline Winter Peak (%) | Achievable Technical Potential | bar: 2019 to 2040
F7_Industrial_Paper and Printing_Existing_Space Heating_Natural Gas_Gas Boiler - Stack Economizer_A_Achievable Technical Potential | F7 | Industrial | Paper and Printing | Existing | Space Heating | Natural Gas | Gas Boiler - Stack Economizer | A | Incremental Energy Savings (MWh or mTherms) | Achievable Technical Potential | 0 | 0 | 0.0056759 | 0.005564 | 0.0054546 | 0.0053476 | 0.0052431 | 0.0046268 | 0.0036295 | 0.0028474 | 0.002234 | 0.0017529 | 0.0013755 | 0.0010794 | 0.00084717 | 0.00066495 | 0.00052198 | 0.00040978 | 2.7431e-06 | 9.6157e-07 | 3.2178e-07 | 1.0301e-07
F8_Industrial_Paper and Printing_Existing_Space Heating_Natural Gas_Gas Boiler - Stack Economizer_A_Achievable Technical Potential | F8 | Industrial | Paper and Printing | Existing | Space Heating | Natural Gas | Gas Boiler - Stack Economizer | A | Incremental Summer Peak Savings (MW) | Achievable Technical Potential | 0 | 0 | 0 | 0 | 0 | 0 | 0 | 0 | 0 | 0 | 0 | 0 | 0 | 0 | 0 | 0 | 0 | 0 | 0 | 0 | 0 | 0
F9_Industrial_Paper and Printing_Existing_Space Heating_Natural Gas_Gas Boiler - Stack Economizer_A_Achievable Technical Potential | F9 | Industrial | Paper and Printing | Existing | Space Heating | Natural Gas | Gas Boiler - Stack Economizer | A | Incremental Winter Peak Savings (MW) | Achievable Technical Potential | 0 | 0 | 0 | 0 | 0 | 0 | 0 | 0 | 0 | 0 | 0 | 0 | 0 | 0 | 0 | 0 | 0 | 0 | 0 | 0 | 0 | 0
F10_Industrial_Paper and Printing_Existing_Space Heating_Natural Gas_Gas Boiler - Stack Economizer_A_Achievable Technical Potential | F10 | Industrial | Paper and Printing | Existing | Space Heating | Natural Gas | Gas Boiler - Stack Economizer | A | Cumulative Energy Savings (MWh or mTherms) | Achievable Technical Potential | 0 | 0 | 0.0056759 | 0.011226 | 0.016653 | 0.02196 | 0.027151 | 0.031716 | 0.035275 | 0.038046 | 0.040201 | 0.041873 | 0.043169 | 0.044169 | 0.044939 | 0.04553 | 0.045981 | 0.046324 | 0.046264 | 0.046206 | 0.046153 | 0.046105
F11_Industrial_Paper and Printing_Existing_Space Heating_Natural Gas_Gas Boiler - Stack Economizer_A_Achievable Technical Potential | F11 | Industrial | Paper and Printing | Existing | Space Heating | Natural Gas | Gas Boiler - Stack Economizer | A | Cumulative Summer Peak Savings (MW) | Achievable Technical Potential | 0 | 0 | 0 | 0 | 0 | 0 | 0 | 0 | 0 | 0 | 0 | 0 | 0 | 0 | 0 | 0 | 0 | 0 | 0 | 0 | 0 | 0
F12_Industrial_Paper and Printing_Existing_Space Heating_Natural Gas_Gas Boiler - Stack Economizer_A_Achievable Technical Potential | F12 | Industrial | Paper and Printing | Existing | Space Heating | Natural Gas | Gas Boiler - Stack Economizer | A | Cumulative Winter Peak Savings (MW) | Achievable Technical Potential | 0 | 0 | 0 | 0 | 0 | 0 | 0 | 0 | 0 | 0 | 0 | 0 | 0 | 0 | 0 | 0 | 0 | 0 | 0 | 0 | 0 | 0
F13_Industrial_Paper and Printing_Existing_Space Heating_Natural Gas_Gas Boiler - Stack Economizer_A_Achievable Technical Potential | F13 | Industrial | Paper and Printing | Existing | Space Heating | Natural Gas | Gas Boiler - Stack Economizer | A | Purchases (Incremental) | Achievable Technical Potential | 0 | 0 | 0.056382 | 0.05541 | 0.054454 | 0.053516 | 0.052593 | 0.046517 | 0.036572 | 0.028753 | 0.022606 | 0.017773 | 0.013973 | 0.010986 | 0.0086372 | 0.0067906 | 0.0053389 | 0.0041974 | 2.8136e-05 | 9.8754e-06 | 3.3086e-06 | 1.0603e-06
F14_Industrial_Paper and Printing_Existing_Space Heating_Natural Gas_Gas Boiler - Stack Economizer_A_Achievable Technical Potential | F14 | Industrial | Paper and Printing | Existing | Space Heating | Natural Gas | Gas Boiler - Stack Economizer | A | Purchases (Cumulative) | Achievable Technical Potential | 0 | 0 | 0.056382 | 0.11179 | 0.16625 | 0.21976 | 0.27235 | 0.31887 | 0.35544 | 0.3842 | 0.4068 | 0.42458 | 0.43855 | 0.44954 | 0.45817 | 0.46496 | 0.4703 | 0.4745 | 0.47453 | 0.47454 | 0.47454 | 0.47454
F1_Industrial_Paper and Printing_Existing_Process_Natural Gas_Gas Boiler - Stack Economizer_A_Achievable Technical Potential | F1 | Industrial | Paper and Printing | Existing | Process | Natural Gas | Gas Boiler - Stack Economizer | A | Original Unit Energy Savings (kWh or therms) | Achievable Technical Potential | 0 | 0 | 73.0493 | 73.0493 | 73.0493 | 73.0493 | 73.0493 | 73.0493 | 73.0493 | 73.0493 | 73.0493 | 73.0493 | 73.0493 | 73.0493 | 73.0493 | 73.0493 | 73.0493 | 73.0493 | 73.0493 | 73.0493 | 73.0493 | 73.0493
F2_Industrial_Paper and Printing_Existing_Process_Natural Gas_Gas Boiler - Stack Economizer_A_Achievable Technical Potential | F2 | Industrial | Paper and Printing | Existing | Process | Natural Gas | Gas Boiler - Stack Economizer | A | Original Unit Summer Peak Savings (kW) | Achievable Technical Potential | 0 | 0 | 0 | 0 | 0 | 0 | 0 | 0 | 0 | 0 | 0 | 0 | 0 | 0 | 0 | 0 | 0 | 0 | 0 | 0 | 0 | 0
F3_Industrial_Paper and Printing_Existing_Process_Natural Gas_Gas Boiler - Stack Economizer_A_Achievable Technical Potential | F3 | Industrial | Paper and Printing | Existing | Process | Natural Gas | Gas Boiler - Stack Economizer | A | Original Unit Winter Peak Savings (kW) | Achievable Technical Potential | 0 | 0 | 0 | 0 | 0 | 0 | 0 | 0 | 0 | 0 | 0 | 0 | 0 | 0 | 0 | 0 | 0 | 0 | 0 | 0 | 0 | 0
F4_Industrial_Paper and Printing_Existing_Process_Natural Gas_Gas Boiler - Stack Economizer_A_Achievable Technical Potential | F4 | Industrial | Paper and Printing | Existing | Process | Natural Gas | Gas Boiler - Stack Economizer | A | Standalone Impact on Baseline Energy (%) | Achievable Technical Potential | 0% | 0% | 0.05133% | 0.1036% | 0.1567% | 0.2108% | 0.2658% | 0.3167% | 0.3592% | 0.3951% | 0.4257% | 0.4521% | 0.4751% | 0.4956% | 0.514% | 0.5307% | 0.5462% | 0.5608% | 0.5707% | 0.5807% | 0.5909% | 0.6012%
F5_Industrial_Paper and Printing_Existing_Process_Natural Gas_Gas Boiler - Stack Economizer_A_Achievable Technical Potential | F5 | Industrial | Paper and Printing | Existing | Process | Natural Gas | Gas Boiler - Stack Economizer | A | Standalone Impact on Baseline Summer Peak (%) | Achievable Technical Potential | bar: 2019 to 2040
F6_Industrial_Paper and Printing_Existing_Process_Natural Gas_Gas Boiler - Stack Economizer_A_Achievable Technical Potential | F6 | Industrial | Paper and Printing | Existing | Process | Natural Gas | Gas Boiler - Stack Economizer | A | Standalone Impact on Baseline Winter Peak (%) | Achievable Technical Potential | bar: 2019 to 2040
F7_Industrial_Paper and Printing_Existing_Process_Natural Gas_Gas Boiler - Stack Economizer_A_Achievable Technical Potential | F7 | Industrial | Paper and Printing | Existing | Process | Natural Gas | Gas Boiler - Stack Economizer | A | Incremental Energy Savings (MWh or mTherms) | Achievable Technical Potential | 0 | 0 | 0.16435 | 0.16151 | 0.15873 | 0.15599 | 0.1533 | 0.13559 | 0.1066 | 0.083813 | 0.065894 | 0.051806 | 0.040731 | 0.032023 | 0.025176 | 0.019794 | 0.015562 | 0.012235 | 8.2013e-05 | 2.8786e-05 | 9.644e-06 | 3.0906e-06
F8_Industrial_Paper and Printing_Existing_Process_Natural Gas_Gas Boiler - Stack Economizer_A_Achievable Technical Potential | F8 | Industrial | Paper and Printing | Existing | Process | Natural Gas | Gas Boiler - Stack Economizer | A | Incremental Summer Peak Savings (MW) | Achievable Technical Potential | 0 | 0 | 0 | 0 | 0 | 0 | 0 | 0 | 0 | 0 | 0 | 0 | 0 | 0 | 0 | 0 | 0 | 0 | 0 | 0 | 0 | 0
F9_Industrial_Paper and Printing_Existing_Process_Natural Gas_Gas Boiler - Stack Economizer_A_Achievable Technical Potential | F9 | Industrial | Paper and Printing | Existing | Process | Natural Gas | Gas Boiler - Stack Economizer | A | Incremental Winter Peak Savings (MW) | Achievable Technical Potential | 0 | 0 | 0 | 0 | 0 | 0 | 0 | 0 | 0 | 0 | 0 | 0 | 0 | 0 | 0 | 0 | 0 | 0 | 0 | 0 | 0 | 0
F10_Industrial_Paper and Printing_Existing_Process_Natural Gas_Gas Boiler - Stack Economizer_A_Achievable Technical Potential | F10 | Industrial | Paper and Printing | Existing | Process | Natural Gas | Gas Boiler - Stack Economizer | A | Cumulative Energy Savings (MWh or mTherms) | Achievable Technical Potential | 0 | 0 | 0.16435 | 0.32586 | 0.48459 | 0.64058 | 0.79388 | 0.92947 | 1.0361 | 1.1199 | 1.1858 | 1.2376 | 1.2783 | 1.3103 | 1.3355 | 1.3553 | 1.3709 | 1.3831 | 1.3832 | 1.3832 | 1.3832 | 1.3832
F11_Industrial_Paper and Printing_Existing_Process_Natural Gas_Gas Boiler - Stack Economizer_A_Achievable Technical Potential | F11 | Industrial | Paper and Printing | Existing | Process | Natural Gas | Gas Boiler - Stack Economizer | A | Cumulative Summer Peak Savings (MW) | Achievable Technical Potential | 0 | 0 | 0 | 0 | 0 | 0 | 0 | 0 | 0 | 0 | 0 | 0 | 0 | 0 | 0 | 0 | 0 | 0 | 0 | 0 | 0 | 0
F12_Industrial_Paper and Printing_Existing_Process_Natural Gas_Gas Boiler - Stack Economizer_A_Achievable Technical Potential | F12 | Industrial | Paper and Printing | Existing | Process | Natural Gas | Gas Boiler - Stack Economizer | A | Cumulative Winter Peak Savings (MW) | Achievable Technical Potential | 0 | 0 | 0 | 0 | 0 | 0 | 0 | 0 | 0 | 0 | 0 | 0 | 0 | 0 | 0 | 0 | 0 | 0 | 0 | 0 | 0 | 0
F13_Industrial_Paper and Printing_Existing_Process_Natural Gas_Gas Boiler - Stack Economizer_A_Achievable Technical Potential | F13 | Industrial | Paper and Printing | Existing | Process | Natural Gas | Gas Boiler - Stack Economizer | A | Purchases (Incremental) | Achievable Technical Potential | 0 | 0 | 2.2498 | 2.211 | 2.1729 | 2.1354 | 2.0986 | 1.8562 | 1.4593 | 1.1473 | 0.90205 | 0.7092 | 0.55758 | 0.43837 | 0.34465 | 0.27097 | 0.21304 | 0.16749 | 0.0011227 | 0.00039406 | 0.00013202 | 4.2308e-05
F14_Industrial_Paper and Printing_Existing_Process_Natural Gas_Gas Boiler - Stack Economizer_A_Achievable Technical Potential | F14 | Industrial | Paper and Printing | Existing | Process | Natural Gas | Gas Boiler - Stack Economizer | A | Purchases (Cumulative) | Achievable Technical Potential | 0 | 0 | 2.2498 | 4.4608 | 6.6337 | 8.7691 | 10.8677 | 12.7239 | 14.1833 | 15.3306 | 16.2327 | 16.9419 | 17.4994 | 17.9378 | 18.2825 | 18.5534 | 18.7665 | 18.9339 | 18.9351 | 18.9355 | 18.9356 | 18.9356
F1_Industrial_Paper and Printing_Existing_Space Heating_Natural Gas_Gas Furnace Tube Inserts_A_Achievable Technical Potential | F1 | Industrial | Paper and Printing | Existing | Space Heating | Natural Gas | Gas Furnace Tube Inserts | A | Original Unit Energy Savings (kWh or therms) | Achievable Technical Potential | 0 | 0 | 0.088102 | 0.087615 | 0.087128 | 0.086647 | 0.086173 | 0.085712 | 0.085266 | 0.084839 | 0.084432 | 0.08405 | 0.08369 | 0.083351 | 0.083032 | 0.082732 | 0.082449 | 0.082183 | 0.081933 | 0.081697 | 0.081476 | 0.081267
F2_Industrial_Paper and Printing_Existing_Space Heating_Natural Gas_Gas Furnace Tube Inserts_A_Achievable Technical Potential | F2 | Industrial | Paper and Printing | Existing | Space Heating | Natural Gas | Gas Furnace Tube Inserts | A | Original Unit Summer Peak Savings (kW) | Achievable Technical Potential | 0 | 0 | 0 | 0 | 0 | 0 | 0 | 0 | 0 | 0 | 0 | 0 | 0 | 0 | 0 | 0 | 0 | 0 | 0 | 0 | 0 | 0
F3_Industrial_Paper and Printing_Existing_Space Heating_Natural Gas_Gas Furnace Tube Inserts_A_Achievable Technical Potential | F3 | Industrial | Paper and Printing | Existing | Space Heating | Natural Gas | Gas Furnace Tube Inserts | A | Original Unit Winter Peak Savings (kW) | Achievable Technical Potential | 0 | 0 | 0 | 0 | 0 | 0 | 0 | 0 | 0 | 0 | 0 | 0 | 0 | 0 | 0 | 0 | 0 | 0 | 0 | 0 | 0 | 0
F4_Industrial_Paper and Printing_Existing_Space Heating_Natural Gas_Gas Furnace Tube Inserts_A_Achievable Technical Potential | F4 | Industrial | Paper and Printing | Existing | Space Heating | Natural Gas | Gas Furnace Tube Inserts | A | Standalone Impact on Baseline Energy (%) | Achievable Technical Potential | bar: 2019 to 2040
F5_Industrial_Paper and Printing_Existing_Space Heating_Natural Gas_Gas Furnace Tube Inserts_A_Achievable Technical Potential | F5 | Industrial | Paper and Printing | Existing | Space Heating | Natural Gas | Gas Furnace Tube Inserts | A | Standalone Impact on Baseline Summer Peak (%) | Achievable Technical Potential | bar: 2019 to 2040
F6_Industrial_Paper and Printing_Existing_Space Heating_Natural Gas_Gas Furnace Tube Inserts_A_Achievable Technical Potential | F6 | Industrial | Paper and Printing | Existing | Space Heating | Natural Gas | Gas Furnace Tube Inserts | A | Standalone Impact on Baseline Winter Peak (%) | Achievable Technical Potential | bar: 2019 to 2040
F7_Industrial_Paper and Printing_Existing_Space Heating_Natural Gas_Gas Furnace Tube Inserts_A_Achievable Technical Potential | F7 | Industrial | Paper and Printing | Existing | Space Heating | Natural Gas | Gas Furnace Tube Inserts | A | Incremental Energy Savings (MWh or mTherms) | Achievable Technical Potential | 0 | 0 | 0 | 0 | 0 | 0 | 0 | 0 | 0 | 0 | 0 | 0 | 0 | 0 | 0 | 0 | 0 | 0 | 0 | 0 | 0 | 0
F8_Industrial_Paper and Printing_Existing_Space Heating_Natural Gas_Gas Furnace Tube Inserts_A_Achievable Technical Potential | F8 | Industrial | Paper and Printing | Existing | Space Heating | Natural Gas | Gas Furnace Tube Inserts | A | Incremental Summer Peak Savings (MW) | Achievable Technical Potential | 0 | 0 | 0 | 0 | 0 | 0 | 0 | 0 | 0 | 0 | 0 | 0 | 0 | 0 | 0 | 0 | 0 | 0 | 0 | 0 | 0 | 0
F9_Industrial_Paper and Printing_Existing_Space Heating_Natural Gas_Gas Furnace Tube Inserts_A_Achievable Technical Potential | F9 | Industrial | Paper and Printing | Existing | Space Heating | Natural Gas | Gas Furnace Tube Inserts | A | Incremental Winter Peak Savings (MW) | Achievable Technical Potential | 0 | 0 | 0 | 0 | 0 | 0 | 0 | 0 | 0 | 0 | 0 | 0 | 0 | 0 | 0 | 0 | 0 | 0 | 0 | 0 | 0 | 0
F10_Industrial_Paper and Printing_Existing_Space Heating_Natural Gas_Gas Furnace Tube Inserts_A_Achievable Technical Potential | F10 | Industrial | Paper and Printing | Existing | Space Heating | Natural Gas | Gas Furnace Tube Inserts | A | Cumulative Energy Savings (MWh or mTherms) | Achievable Technical Potential | 0 | 0 | 0 | 0 | 0 | 0 | 0 | 0 | 0 | 0 | 0 | 0 | 0 | 0 | 0 | 0 | 0 | 0 | 0 | 0 | 0 | 0
F11_Industrial_Paper and Printing_Existing_Space Heating_Natural Gas_Gas Furnace Tube Inserts_A_Achievable Technical Potential | F11 | Industrial | Paper and Printing | Existing | Space Heating | Natural Gas | Gas Furnace Tube Inserts | A | Cumulative Summer Peak Savings (MW) | Achievable Technical Potential | 0 | 0 | 0 | 0 | 0 | 0 | 0 | 0 | 0 | 0 | 0 | 0 | 0 | 0 | 0 | 0 | 0 | 0 | 0 | 0 | 0 | 0
F12_Industrial_Paper and Printing_Existing_Space Heating_Natural Gas_Gas Furnace Tube Inserts_A_Achievable Technical Potential | F12 | Industrial | Paper and Printing | Existing | Space Heating | Natural Gas | Gas Furnace Tube Inserts | A | Cumulative Winter Peak Savings (MW) | Achievable Technical Potential | 0 | 0 | 0 | 0 | 0 | 0 | 0 | 0 | 0 | 0 | 0 | 0 | 0 | 0 | 0 | 0 | 0 | 0 | 0 | 0 | 0 | 0
F13_Industrial_Paper and Printing_Existing_Space Heating_Natural Gas_Gas Furnace Tube Inserts_A_Achievable Technical Potential | F13 | Industrial | Paper and Printing | Existing | Space Heating | Natural Gas | Gas Furnace Tube Inserts | A | Purchases (Incremental) | Achievable Technical Potential | 0 | 0 | 0 | 0 | 0 | 0 | 0 | 0 | 0 | 0 | 0 | 0 | 0 | 0 | 0 | 0 | 0 | 0 | 0 | 0 | 0 | 0
F14_Industrial_Paper and Printing_Existing_Space Heating_Natural Gas_Gas Furnace Tube Inserts_A_Achievable Technical Potential | F14 | Industrial | Paper and Printing | Existing | Space Heating | Natural Gas | Gas Furnace Tube Inserts | A | Purchases (Cumulative) | Achievable Technical Potential | 0 | 0 | 0 | 0 | 0 | 0 | 0 | 0 | 0 | 0 | 0 | 0 | 0 | 0 | 0 | 0 | 0 | 0 | 0 | 0 | 0 | 0
F1_Industrial_Paper and Printing_Existing_Space Heating_Natural Gas_Space Heating - Heat Recovery Ventilator_A_Achievable Technical Potential | F1 | Industrial | Paper and Printing | Existing | Space Heating | Natural Gas | Space Heating - Heat Recovery Ventilator | A | Original Unit Energy Savings (kWh or therms) | Achievable Technical Potential | 0 | 0 | 0.01336 | 0.013329 | 0.013297 | 0.013266 | 0.013235 | 0.013205 | 0.013176 | 0.013148 | 0.013122 | 0.013097 | 0.013074 | 0.013051 | 0.013031 | 0.013011 | 0.012992 | 0.012975 | 0.012959 | 0.012943 | 0.012929 | 0.012915
F2_Industrial_Paper and Printing_Existing_Space Heating_Natural Gas_Space Heating - Heat Recovery Ventilator_A_Achievable Technical Potential | F2 | Industrial | Paper and Printing | Existing | Space Heating | Natural Gas | Space Heating - Heat Recovery Ventilator | A | Original Unit Summer Peak Savings (kW) | Achievable Technical Potential | 0 | 0 | 0 | 0 | 0 | 0 | 0 | 0 | 0 | 0 | 0 | 0 | 0 | 0 | 0 | 0 | 0 | 0 | 0 | 0 | 0 | 0
F3_Industrial_Paper and Printing_Existing_Space Heating_Natural Gas_Space Heating - Heat Recovery Ventilator_A_Achievable Technical Potential | F3 | Industrial | Paper and Printing | Existing | Space Heating | Natural Gas | Space Heating - Heat Recovery Ventilator | A | Original Unit Winter Peak Savings (kW) | Achievable Technical Potential | 0 | 0 | 0 | 0 | 0 | 0 | 0 | 0 | 0 | 0 | 0 | 0 | 0 | 0 | 0 | 0 | 0 | 0 | 0 | 0 | 0 | 0
F4_Industrial_Paper and Printing_Existing_Space Heating_Natural Gas_Space Heating - Heat Recovery Ventilator_A_Achievable Technical Potential | F4 | Industrial | Paper and Printing | Existing | Space Heating | Natural Gas | Space Heating - Heat Recovery Ventilator | A | Standalone Impact on Baseline Energy (%) | Achievable Technical Potential | 0% | 0% | 0.01817% | 0.03666% | 0.05548% | 0.07462% | 0.0941% | 0.1139% | 0.1341% | 0.1546% | 0.1755% | 0.1967% | 0.2184% | 0.2404% | 0.2628% | 0.2855% | 0.3087% | 0.3323% | 0.3563% | 0.3807% | 0.4056% | 0.4309%
F5_Industrial_Paper and Printing_Existing_Space Heating_Natural Gas_Space Heating - Heat Recovery Ventilator_A_Achievable Technical Potential | F5 | Industrial | Paper and Printing | Existing | Space Heating | Natural Gas | Space Heating - Heat Recovery Ventilator | A | Standalone Impact on Baseline Summer Peak (%) | Achievable Technical Potential | bar: 2019 to 2040
F6_Industrial_Paper and Printing_Existing_Space Heating_Natural Gas_Space Heating - Heat Recovery Ventilator_A_Achievable Technical Potential | F6 | Industrial | Paper and Printing | Existing | Space Heating | Natural Gas | Space Heating - Heat Recovery Ventilator | A | Standalone Impact on Baseline Winter Peak (%) | Achievable Technical Potential | bar: 2019 to 2040
F7_Industrial_Paper and Printing_Existing_Space Heating_Natural Gas_Space Heating - Heat Recovery Ventilator_A_Achievable Technical Potential | F7 | Industrial | Paper and Printing | Existing | Space Heating | Natural Gas | Space Heating - Heat Recovery Ventilator | A | Incremental Energy Savings (MWh or mTherms) | Achievable Technical Potential | 0 | 0 | 0.012506 | 0.012262 | 0.012022 | 0.011786 | 0.011556 | 0.011332 | 0.011112 | 0.010897 | 0.010688 | 0.010483 | 0.010284 | 0.01009 | 0.0099 | 0.0097146 | 0.0095336 | 0.0093566 | 0.0091837 | 0.0090147 | 0.0088494 | 0.0086877
F8_Industrial_Paper and Printing_Existing_Space Heating_Natural Gas_Space Heating - Heat Recovery Ventilator_A_Achievable Technical Potential | F8 | Industrial | Paper and Printing | Existing | Space Heating | Natural Gas | Space Heating - Heat Recovery Ventilator | A | Incremental Summer Peak Savings (MW) | Achievable Technical Potential | 0 | 0 | 0 | 0 | 0 | 0 | 0 | 0 | 0 | 0 | 0 | 0 | 0 | 0 | 0 | 0 | 0 | 0 | 0 | 0 | 0 | 0
F9_Industrial_Paper and Printing_Existing_Space Heating_Natural Gas_Space Heating - Heat Recovery Ventilator_A_Achievable Technical Potential | F9 | Industrial | Paper and Printing | Existing | Space Heating | Natural Gas | Space Heating - Heat Recovery Ventilator | A | Incremental Winter Peak Savings (MW) | Achievable Technical Potential | 0 | 0 | 0 | 0 | 0 | 0 | 0 | 0 | 0 | 0 | 0 | 0 | 0 | 0 | 0 | 0 | 0 | 0 | 0 | 0 | 0 | 0
F10_Industrial_Paper and Printing_Existing_Space Heating_Natural Gas_Space Heating - Heat Recovery Ventilator_A_Achievable Technical Potential | F10 | Industrial | Paper and Printing | Existing | Space Heating | Natural Gas | Space Heating - Heat Recovery Ventilator | A | Cumulative Energy Savings (MWh or mTherms) | Achievable Technical Potential | 0 | 0 | 0.012506 | 0.024738 | 0.036701 | 0.048401 | 0.059846 | 0.071042 | 0.081998 | 0.092722 | 0.10322 | 0.11351 | 0.12359 | 0.13347 | 0.14316 | 0.15266 | 0.16197 | 0.17111 | 0.18008 | 0.18888 | 0.19752 | 0.206
F11_Industrial_Paper and Printing_Existing_Space Heating_Natural Gas_Space Heating - Heat Recovery Ventilator_A_Achievable Technical Potential | F11 | Industrial | Paper and Printing | Existing | Space Heating | Natural Gas | Space Heating - Heat Recovery Ventilator | A | Cumulative Summer Peak Savings (MW) | Achievable Technical Potential | 0 | 0 | 0 | 0 | 0 | 0 | 0 | 0 | 0 | 0 | 0 | 0 | 0 | 0 | 0 | 0 | 0 | 0 | 0 | 0 | 0 | 0
F12_Industrial_Paper and Printing_Existing_Space Heating_Natural Gas_Space Heating - Heat Recovery Ventilator_A_Achievable Technical Potential | F12 | Industrial | Paper and Printing | Existing | Space Heating | Natural Gas | Space Heating - Heat Recovery Ventilator | A | Cumulative Winter Peak Savings (MW) | Achievable Technical Potential | 0 | 0 | 0 | 0 | 0 | 0 | 0 | 0 | 0 | 0 | 0 | 0 | 0 | 0 | 0 | 0 | 0 | 0 | 0 | 0 | 0 | 0
F13_Industrial_Paper and Printing_Existing_Space Heating_Natural Gas_Space Heating - Heat Recovery Ventilator_A_Achievable Technical Potential | F13 | Industrial | Paper and Printing | Existing | Space Heating | Natural Gas | Space Heating - Heat Recovery Ventilator | A | Purchases (Incremental) | Achievable Technical Potential | 0 | 0 | 936.0763 | 919.937 | 904.076 | 888.4885 | 873.1698 | 858.1151 | 843.32 | 828.78 | 814.4907 | 800.4478 | 786.6469 | 773.0841 | 759.755 | 746.6558 | 733.7824 | 721.131 | 708.6977 | 696.4788 | 684.4705 | 672.6693
F14_Industrial_Paper and Printing_Existing_Space Heating_Natural Gas_Space Heating - Heat Recovery Ventilator_A_Achievable Technical Potential | F14 | Industrial | Paper and Printing | Existing | Space Heating | Natural Gas | Space Heating - Heat Recovery Ventilator | A | Purchases (Cumulative) | Achievable Technical Potential | 0 | 0 | 936.0763 | 1856.0133 | 2760.0893 | 3648.5779 | 4521.7476 | 5379.8627 | 6223.1827 | 7051.9627 | 7866.4534 | 8666.9012 | 9453.5481 | 10226.6322 | 10986.3872 | 11733.043 | 12466.8254 | 13187.9564 | 13896.6542 | 14593.1329 | 15277.6035 | 15950.2728
F1_Industrial_Paper and Printing_Existing_Space Heating_Natural Gas_Thermostat - Programmable_A_Achievable Technical Potential | F1 | Industrial | Paper and Printing | Existing | Space Heating | Natural Gas | Thermostat - Programmable | A | Original Unit Energy Savings (kWh or therms) | Achievable Technical Potential | 0 | 0 | 0.0064634 | 0.006448 | 0.0064327 | 0.0064176 | 0.0064027 | 0.0063882 | 0.0063742 | 0.0063608 | 0.006348 | 0.006336 | 0.0063246 | 0.0063139 | 0.0063038 | 0.0062943 | 0.0062853 | 0.0062769 | 0.006269 | 0.0062616 | 0.0062546 | 0.006248
F2_Industrial_Paper and Printing_Existing_Space Heating_Natural Gas_Thermostat - Programmable_A_Achievable Technical Potential | F2 | Industrial | Paper and Printing | Existing | Space Heating | Natural Gas | Thermostat - Programmable | A | Original Unit Summer Peak Savings (kW) | Achievable Technical Potential | 0 | 0 | 0 | 0 | 0 | 0 | 0 | 0 | 0 | 0 | 0 | 0 | 0 | 0 | 0 | 0 | 0 | 0 | 0 | 0 | 0 | 0
F3_Industrial_Paper and Printing_Existing_Space Heating_Natural Gas_Thermostat - Programmable_A_Achievable Technical Potential | F3 | Industrial | Paper and Printing | Existing | Space Heating | Natural Gas | Thermostat - Programmable | A | Original Unit Winter Peak Savings (kW) | Achievable Technical Potential | 0 | 0 | 0 | 0 | 0 | 0 | 0 | 0 | 0 | 0 | 0 | 0 | 0 | 0 | 0 | 0 | 0 | 0 | 0 | 0 | 0 | 0
F4_Industrial_Paper and Printing_Existing_Space Heating_Natural Gas_Thermostat - Programmable_A_Achievable Technical Potential | F4 | Industrial | Paper and Printing | Existing | Space Heating | Natural Gas | Thermostat - Programmable | A | Standalone Impact on Baseline Energy (%) | Achievable Technical Potential | 0% | 0% | 0.02637% | 0.05321% | 0.08051% | 0.1083% | 0.1366% | 0.1653% | 0.1946% | 0.2244% | 0.2547% | 0.2855% | 0.3169% | 0.3489% | 0.3813% | 0.4144% | 0.4481% | 0.4823% | 0.5171% | 0.5526% | 0.5886% | 0.6253%
F5_Industrial_Paper and Printing_Existing_Space Heating_Natural Gas_Thermostat - Programmable_A_Achievable Technical Potential | F5 | Industrial | Paper and Printing | Existing | Space Heating | Natural Gas | Thermostat - Programmable | A | Standalone Impact on Baseline Summer Peak (%) | Achievable Technical Potential | bar: 2019 to 2040
F6_Industrial_Paper and Printing_Existing_Space Heating_Natural Gas_Thermostat - Programmable_A_Achievable Technical Potential | F6 | Industrial | Paper and Printing | Existing | Space Heating | Natural Gas | Thermostat - Programmable | A | Standalone Impact on Baseline Winter Peak (%) | Achievable Technical Potential | bar: 2019 to 2040
F7_Industrial_Paper and Printing_Existing_Space Heating_Natural Gas_Thermostat - Programmable_A_Achievable Technical Potential | F7 | Industrial | Paper and Printing | Existing | Space Heating | Natural Gas | Thermostat - Programmable | A | Incremental Energy Savings (MWh or mTherms) | Achievable Technical Potential | 0 | 0 | 0.018151 | 0.017795 | 0.017447 | 0.017106 | 0.016772 | 0.016446 | 0.016127 | 0.015815 | 0.015511 | 0.015215 | 0.014926 | 0.014643 | 0.014368 | 0.014099 | 0.013836 | 0.013579 | 0.013328 | 0.013083 | 0.012843 | 0.012609
F8_Industrial_Paper and Printing_Existing_Space Heating_Natural Gas_Thermostat - Programmable_A_Achievable Technical Potential | F8 | Industrial | Paper and Printing | Existing | Space Heating | Natural Gas | Thermostat - Programmable | A | Incremental Summer Peak Savings (MW) | Achievable Technical Potential | 0 | 0 | 0 | 0 | 0 | 0 | 0 | 0 | 0 | 0 | 0 | 0 | 0 | 0 | 0 | 0 | 0 | 0 | 0 | 0 | 0 | 0
F9_Industrial_Paper and Printing_Existing_Space Heating_Natural Gas_Thermostat - Programmable_A_Achievable Technical Potential | F9 | Industrial | Paper and Printing | Existing | Space Heating | Natural Gas | Thermostat - Programmable | A | Incremental Winter Peak Savings (MW) | Achievable Technical Potential | 0 | 0 | 0 | 0 | 0 | 0 | 0 | 0 | 0 | 0 | 0 | 0 | 0 | 0 | 0 | 0 | 0 | 0 | 0 | 0 | 0 | 0
F10_Industrial_Paper and Printing_Existing_Space Heating_Natural Gas_Thermostat - Programmable_A_Achievable Technical Potential | F10 | Industrial | Paper and Printing | Existing | Space Heating | Natural Gas | Thermostat - Programmable | A | Cumulative Energy Savings (MWh or mTherms) | Achievable Technical Potential | 0 | 0 | 0.018151 | 0.035903 | 0.053265 | 0.070245 | 0.086855 | 0.1031 | 0.119 | 0.13457 | 0.14981 | 0.16474 | 0.17937 | 0.19371 | 0.20777 | 0.22155 | 0.23507 | 0.24834 | 0.26135 | 0.27413 | 0.28666 | 0.29897
F11_Industrial_Paper and Printing_Existing_Space Heating_Natural Gas_Thermostat - Programmable_A_Achievable Technical Potential | F11 | Industrial | Paper and Printing | Existing | Space Heating | Natural Gas | Thermostat - Programmable | A | Cumulative Summer Peak Savings (MW) | Achievable Technical Potential | 0 | 0 | 0 | 0 | 0 | 0 | 0 | 0 | 0 | 0 | 0 | 0 | 0 | 0 | 0 | 0 | 0 | 0 | 0 | 0 | 0 | 0
F12_Industrial_Paper and Printing_Existing_Space Heating_Natural Gas_Thermostat - Programmable_A_Achievable Technical Potential | F12 | Industrial | Paper and Printing | Existing | Space Heating | Natural Gas | Thermostat - Programmable | A | Cumulative Winter Peak Savings (MW) | Achievable Technical Potential | 0 | 0 | 0 | 0 | 0 | 0 | 0 | 0 | 0 | 0 | 0 | 0 | 0 | 0 | 0 | 0 | 0 | 0 | 0 | 0 | 0 | 0
F13_Industrial_Paper and Printing_Existing_Space Heating_Natural Gas_Thermostat - Programmable_A_Achievable Technical Potential | F13 | Industrial | Paper and Printing | Existing | Space Heating | Natural Gas | Thermostat - Programmable | A | Purchases (Incremental) | Achievable Technical Potential | 0 | 0 | 2808.2288 | 2759.8111 | 2712.2281 | 2665.4656 | 2619.5093 | 2574.3453 | 2529.96 | 2486.34 | 2443.4721 | 2401.3433 | 2359.9408 | 2319.2522 | 2279.2651 | 2239.9674 | 2201.3473 | 2163.393 | 2126.0931 | 2089.4363 | 2053.4116 | 2018.0079
F14_Industrial_Paper and Printing_Existing_Space Heating_Natural Gas_Thermostat - Programmable_A_Achievable Technical Potential | F14 | Industrial | Paper and Printing | Existing | Space Heating | Natural Gas | Thermostat - Programmable | A | Purchases (Cumulative) | Achievable Technical Potential | 0 | 0 | 2808.2288 | 5568.0399 | 8280.268 | 10945.7336 | 13565.2428 | 16139.5881 | 18669.5482 | 21155.8882 | 23599.3603 | 26000.7036 | 28360.6444 | 30679.8966 | 32959.1617 | 35199.1291 | 37400.4763 | 39563.8693 | 41689.9625 | 43779.3988 | 45832.8104 | 47850.8183
F1_Industrial_Paper and Printing_Existing_Space Heating_Natural Gas_ENERGY STAR Connected Thermostat_A_Achievable Technical Potential | F1 | Industrial | Paper and Printing | Existing | Space Heating | Natural Gas | ENERGY STAR Connected Thermostat | A | Original Unit Energy Savings (kWh or therms) | Achievable Technical Potential | 0 | 0 | 0.015624 | 0.015587 | 0.01555 | 0.015514 | 0.015478 | 0.015443 | 0.015409 | 0.015376 | 0.015345 | 0.015316 | 0.015289 | 0.015263 | 0.015238 | 0.015215 | 0.015194 | 0.015173 | 0.015154 | 0.015136 | 0.01512 | 0.015104
F2_Industrial_Paper and Printing_Existing_Space Heating_Natural Gas_ENERGY STAR Connected Thermostat_A_Achievable Technical Potential | F2 | Industrial | Paper and Printing | Existing | Space Heating | Natural Gas | ENERGY STAR Connected Thermostat | A | Original Unit Summer Peak Savings (kW) | Achievable Technical Potential | 0 | 0 | 0 | 0 | 0 | 0 | 0 | 0 | 0 | 0 | 0 | 0 | 0 | 0 | 0 | 0 | 0 | 0 | 0 | 0 | 0 | 0
F3_Industrial_Paper and Printing_Existing_Space Heating_Natural Gas_ENERGY STAR Connected Thermostat_A_Achievable Technical Potential | F3 | Industrial | Paper and Printing | Existing | Space Heating | Natural Gas | ENERGY STAR Connected Thermostat | A | Original Unit Winter Peak Savings (kW) | Achievable Technical Potential | 0 | 0 | 0 | 0 | 0 | 0 | 0 | 0 | 0 | 0 | 0 | 0 | 0 | 0 | 0 | 0 | 0 | 0 | 0 | 0 | 0 | 0
F4_Industrial_Paper and Printing_Existing_Space Heating_Natural Gas_ENERGY STAR Connected Thermostat_A_Achievable Technical Potential | F4 | Industrial | Paper and Printing | Existing | Space Heating | Natural Gas | ENERGY STAR Connected Thermostat | A | Standalone Impact on Baseline Energy (%) | Achievable Technical Potential | 0% | 0% | 0.06375% | 0.1286% | 0.1946% | 0.2618% | 0.3301% | 0.3997% | 0.4704% | 0.5424% | 0.6157% | 0.6903% | 0.7661% | 0.8433% | 0.9219% | 1.002% | 1.083% | 1.166% | 1.25% | 1.336% | 1.423% | 1.512%
F5_Industrial_Paper and Printing_Existing_Space Heating_Natural Gas_ENERGY STAR Connected Thermostat_A_Achievable Technical Potential | F5 | Industrial | Paper and Printing | Existing | Space Heating | Natural Gas | ENERGY STAR Connected Thermostat | A | Standalone Impact on Baseline Summer Peak (%) | Achievable Technical Potential | bar: 2019 to 2040
F6_Industrial_Paper and Printing_Existing_Space Heating_Natural Gas_ENERGY STAR Connected Thermostat_A_Achievable Technical Potential | F6 | Industrial | Paper and Printing | Existing | Space Heating | Natural Gas | ENERGY STAR Connected Thermostat | A | Standalone Impact on Baseline Winter Peak (%) | Achievable Technical Potential | bar: 2019 to 2040
F7_Industrial_Paper and Printing_Existing_Space Heating_Natural Gas_ENERGY STAR Connected Thermostat_A_Achievable Technical Potential | F7 | Industrial | Paper and Printing | Existing | Space Heating | Natural Gas | ENERGY STAR Connected Thermostat | A | Incremental Energy Savings (MWh or mTherms) | Achievable Technical Potential | 0 | 0 | 0.043877 | 0.043018 | 0.042176 | 0.041351 | 0.040544 | 0.039755 | 0.038984 | 0.038231 | 0.037496 | 0.03678 | 0.036081 | 0.035398 | 0.034732 | 0.034082 | 0.033447 | 0.032826 | 0.03222 | 0.031627 | 0.031047 | 0.030479
F8_Industrial_Paper and Printing_Existing_Space Heating_Natural Gas_ENERGY STAR Connected Thermostat_A_Achievable Technical Potential | F8 | Industrial | Paper and Printing | Existing | Space Heating | Natural Gas | ENERGY STAR Connected Thermostat | A | Incremental Summer Peak Savings (MW) | Achievable Technical Potential | 0 | 0 | 0 | 0 | 0 | 0 | 0 | 0 | 0 | 0 | 0 | 0 | 0 | 0 | 0 | 0 | 0 | 0 | 0 | 0 | 0 | 0
F9_Industrial_Paper and Printing_Existing_Space Heating_Natural Gas_ENERGY STAR Connected Thermostat_A_Achievable Technical Potential | F9 | Industrial | Paper and Printing | Existing | Space Heating | Natural Gas | ENERGY STAR Connected Thermostat | A | Incremental Winter Peak Savings (MW) | Achievable Technical Potential | 0 | 0 | 0 | 0 | 0 | 0 | 0 | 0 | 0 | 0 | 0 | 0 | 0 | 0 | 0 | 0 | 0 | 0 | 0 | 0 | 0 | 0
F10_Industrial_Paper and Printing_Existing_Space Heating_Natural Gas_ENERGY STAR Connected Thermostat_A_Achievable Technical Potential | F10 | Industrial | Paper and Printing | Existing | Space Heating | Natural Gas | ENERGY STAR Connected Thermostat | A | Cumulative Energy Savings (MWh or mTherms) | Achievable Technical Potential | 0 | 0 | 0.043877 | 0.08679 | 0.12876 | 0.16981 | 0.20996 | 0.24924 | 0.28768 | 0.3253 | 0.36214 | 0.39823 | 0.4336 | 0.46826 | 0.50225 | 0.53557 | 0.56826 | 0.60032 | 0.63178 | 0.66266 | 0.69297 | 0.72272
F11_Industrial_Paper and Printing_Existing_Space Heating_Natural Gas_ENERGY STAR Connected Thermostat_A_Achievable Technical Potential | F11 | Industrial | Paper and Printing | Existing | Space Heating | Natural Gas | ENERGY STAR Connected Thermostat | A | Cumulative Summer Peak Savings (MW) | Achievable Technical Potential | 0 | 0 | 0 | 0 | 0 | 0 | 0 | 0 | 0 | 0 | 0 | 0 | 0 | 0 | 0 | 0 | 0 | 0 | 0 | 0 | 0 | 0
F12_Industrial_Paper and Printing_Existing_Space Heating_Natural Gas_ENERGY STAR Connected Thermostat_A_Achievable Technical Potential | F12 | Industrial | Paper and Printing | Existing | Space Heating | Natural Gas | ENERGY STAR Connected Thermostat | A | Cumulative Winter Peak Savings (MW) | Achievable Technical Potential | 0 | 0 | 0 | 0 | 0 | 0 | 0 | 0 | 0 | 0 | 0 | 0 | 0 | 0 | 0 | 0 | 0 | 0 | 0 | 0 | 0 | 0
F13_Industrial_Paper and Printing_Existing_Space Heating_Natural Gas_ENERGY STAR Connected Thermostat_A_Achievable Technical Potential | F13 | Industrial | Paper and Printing | Existing | Space Heating | Natural Gas | ENERGY STAR Connected Thermostat | A | Purchases (Incremental) | Achievable Technical Potential | 0 | 0 | 2808.2288 | 2759.8111 | 2712.2281 | 2665.4656 | 2619.5093 | 2574.3453 | 2529.96 | 2486.34 | 2443.4721 | 2401.3433 | 2359.9408 | 2319.2522 | 2279.2651 | 2239.9674 | 2201.3473 | 2163.393 | 2126.0931 | 2089.4363 | 2053.4116 | 2018.0079
F14_Industrial_Paper and Printing_Existing_Space Heating_Natural Gas_ENERGY STAR Connected Thermostat_A_Achievable Technical Potential | F14 | Industrial | Paper and Printing | Existing | Space Heating | Natural Gas | ENERGY STAR Connected Thermostat | A | Purchases (Cumulative) | Achievable Technical Potential | 0 | 0 | 2808.2288 | 5568.0399 | 8280.268 | 10945.7336 | 13565.2428 | 16139.5881 | 18669.5482 | 21155.8882 | 23599.3603 | 26000.7036 | 28360.6444 | 30679.8966 | 32959.1617 | 35199.1291 | 37400.4763 | 39563.8693 | 41689.9625 | 43779.3988 | 45832.8104 | 47850.8183
F1_Industrial_Paper and Printing_Existing_Space Heating_Natural Gas_Destratification Fans (HVLS)_A_Achievable Technical Potential | F1 | Industrial | Paper and Printing | Existing | Space Heating | Natural Gas | Destratification Fans (HVLS) | A | Original Unit Energy Savings (kWh or therms) | Achievable Technical Potential | 0 | 0 | 0.015624 | 0.015587 | 0.01555 | 0.015514 | 0.015478 | 0.015443 | 0.015409 | 0.015376 | 0.015345 | 0.015316 | 0.015289 | 0.015263 | 0.015238 | 0.015215 | 0.015194 | 0.015173 | 0.015154 | 0.015136 | 0.01512 | 0.015104
F2_Industrial_Paper and Printing_Existing_Space Heating_Natural Gas_Destratification Fans (HVLS)_A_Achievable Technical Potential | F2 | Industrial | Paper and Printing | Existing | Space Heating | Natural Gas | Destratification Fans (HVLS) | A | Original Unit Summer Peak Savings (kW) | Achievable Technical Potential | 0 | 0 | 0 | 0 | 0 | 0 | 0 | 0 | 0 | 0 | 0 | 0 | 0 | 0 | 0 | 0 | 0 | 0 | 0 | 0 | 0 | 0
F3_Industrial_Paper and Printing_Existing_Space Heating_Natural Gas_Destratification Fans (HVLS)_A_Achievable Technical Potential | F3 | Industrial | Paper and Printing | Existing | Space Heating | Natural Gas | Destratification Fans (HVLS) | A | Original Unit Winter Peak Savings (kW) | Achievable Technical Potential | 0 | 0 | 0 | 0 | 0 | 0 | 0 | 0 | 0 | 0 | 0 | 0 | 0 | 0 | 0 | 0 | 0 | 0 | 0 | 0 | 0 | 0
F4_Industrial_Paper and Printing_Existing_Space Heating_Natural Gas_Destratification Fans (HVLS)_A_Achievable Technical Potential | F4 | Industrial | Paper and Printing | Existing | Space Heating | Natural Gas | Destratification Fans (HVLS) | A | Standalone Impact on Baseline Energy (%) | Achievable Technical Potential | 0% | 0% | 0.06375% | 0.1286% | 0.1946% | 0.2618% | 0.3301% | 0.3997% | 0.4704% | 0.5424% | 0.6157% | 0.6903% | 0.7661% | 0.8433% | 0.9219% | 1.002% | 1.083% | 1.166% | 1.25% | 1.336% | 1.423% | 1.512%
F5_Industrial_Paper and Printing_Existing_Space Heating_Natural Gas_Destratification Fans (HVLS)_A_Achievable Technical Potential | F5 | Industrial | Paper and Printing | Existing | Space Heating | Natural Gas | Destratification Fans (HVLS) | A | Standalone Impact on Baseline Summer Peak (%) | Achievable Technical Potential | bar: 2019 to 2040
F6_Industrial_Paper and Printing_Existing_Space Heating_Natural Gas_Destratification Fans (HVLS)_A_Achievable Technical Potential | F6 | Industrial | Paper and Printing | Existing | Space Heating | Natural Gas | Destratification Fans (HVLS) | A | Standalone Impact on Baseline Winter Peak (%) | Achievable Technical Potential | bar: 2019 to 2040
F7_Industrial_Paper and Printing_Existing_Space Heating_Natural Gas_Destratification Fans (HVLS)_A_Achievable Technical Potential | F7 | Industrial | Paper and Printing | Existing | Space Heating | Natural Gas | Destratification Fans (HVLS) | A | Incremental Energy Savings (MWh or mTherms) | Achievable Technical Potential | 0 | 0 | 0.043877 | 0.043018 | 0.042176 | 0.041351 | 0.040544 | 0.039755 | 0.038984 | 0.038231 | 0.037496 | 0.03678 | 0.036081 | 0.035398 | 0.034732 | 0.034082 | 0.033447 | 0.032826 | 0.03222 | 0.031627 | 0.031047 | 0.030479
F8_Industrial_Paper and Printing_Existing_Space Heating_Natural Gas_Destratification Fans (HVLS)_A_Achievable Technical Potential | F8 | Industrial | Paper and Printing | Existing | Space Heating | Natural Gas | Destratification Fans (HVLS) | A | Incremental Summer Peak Savings (MW) | Achievable Technical Potential | 0 | 0 | 0 | 0 | 0 | 0 | 0 | 0 | 0 | 0 | 0 | 0 | 0 | 0 | 0 | 0 | 0 | 0 | 0 | 0 | 0 | 0
F9_Industrial_Paper and Printing_Existing_Space Heating_Natural Gas_Destratification Fans (HVLS)_A_Achievable Technical Potential | F9 | Industrial | Paper and Printing | Existing | Space Heating | Natural Gas | Destratification Fans (HVLS) | A | Incremental Winter Peak Savings (MW) | Achievable Technical Potential | 0 | 0 | 0 | 0 | 0 | 0 | 0 | 0 | 0 | 0 | 0 | 0 | 0 | 0 | 0 | 0 | 0 | 0 | 0 | 0 | 0 | 0
F10_Industrial_Paper and Printing_Existing_Space Heating_Natural Gas_Destratification Fans (HVLS)_A_Achievable Technical Potential | F10 | Industrial | Paper and Printing | Existing | Space Heating | Natural Gas | Destratification Fans (HVLS) | A | Cumulative Energy Savings (MWh or mTherms) | Achievable Technical Potential | 0 | 0 | 0.043877 | 0.08679 | 0.12876 | 0.16981 | 0.20996 | 0.24924 | 0.28768 | 0.3253 | 0.36214 | 0.39823 | 0.4336 | 0.46826 | 0.50225 | 0.53557 | 0.56826 | 0.60032 | 0.63178 | 0.66266 | 0.69297 | 0.72272
F11_Industrial_Paper and Printing_Existing_Space Heating_Natural Gas_Destratification Fans (HVLS)_A_Achievable Technical Potential | F11 | Industrial | Paper and Printing | Existing | Space Heating | Natural Gas | Destratification Fans (HVLS) | A | Cumulative Summer Peak Savings (MW) | Achievable Technical Potential | 0 | 0 | 0 | 0 | 0 | 0 | 0 | 0 | 0 | 0 | 0 | 0 | 0 | 0 | 0 | 0 | 0 | 0 | 0 | 0 | 0 | 0
F12_Industrial_Paper and Printing_Existing_Space Heating_Natural Gas_Destratification Fans (HVLS)_A_Achievable Technical Potential | F12 | Industrial | Paper and Printing | Existing | Space Heating | Natural Gas | Destratification Fans (HVLS) | A | Cumulative Winter Peak Savings (MW) | Achievable Technical Potential | 0 | 0 | 0 | 0 | 0 | 0 | 0 | 0 | 0 | 0 | 0 | 0 | 0 | 0 | 0 | 0 | 0 | 0 | 0 | 0 | 0 | 0
F13_Industrial_Paper and Printing_Existing_Space Heating_Natural Gas_Destratification Fans (HVLS)_A_Achievable Technical Potential | F13 | Industrial | Paper and Printing | Existing | Space Heating | Natural Gas | Destratification Fans (HVLS) | A | Purchases (Incremental) | Achievable Technical Potential | 0 | 0 | 2808.2288 | 2759.8111 | 2712.2281 | 2665.4656 | 2619.5093 | 2574.3453 | 2529.96 | 2486.34 | 2443.4721 | 2401.3433 | 2359.9408 | 2319.2522 | 2279.2651 | 2239.9674 | 2201.3473 | 2163.393 | 2126.0931 | 2089.4363 | 2053.4116 | 2018.0079
F14_Industrial_Paper and Printing_Existing_Space Heating_Natural Gas_Destratification Fans (HVLS)_A_Achievable Technical Potential | F14 | Industrial | Paper and Printing | Existing | Space Heating | Natural Gas | Destratification Fans (HVLS) | A | Purchases (Cumulative) | Achievable Technical Potential | 0 | 0 | 2808.2288 | 5568.0399 | 8280.268 | 10945.7336 | 13565.2428 | 16139.5881 | 18669.5482 | 21155.8882 | 23599.3603 | 26000.7036 | 28360.6444 | 30679.8966 | 32959.1617 | 35199.1291 | 37400.4763 | 39563.8693 | 41689.9625 | 43779.3988 | 45832.8104 | 47850.8183
F1_Industrial_Paper and Printing_Existing_Space Heating_Natural Gas_Gas Boiler - Insulate Steam Lines/Condensate Tank_A_Achievable Technical Potential | F1 | Industrial | Paper and Printing | Existing | Space Heating | Natural Gas | Gas Boiler - Insulate Steam Lines/Condensate Tank | A | Original Unit Energy Savings (kWh or therms) | Achievable Technical Potential | 0 | 0 | 1095.2062 | 1092.457 | 1089.7645 | 1087.1349 | 1084.5739 | 1082.0865 | 1079.6775 | 1077.3512 | 1075.1113 | 1072.9614 | 1070.9046 | 1068.9439 | 1067.0818 | 1065.3209 | 1063.6632 | 1062.1107 | 1060.6653 | 1059.3285 | 1058.1019 | 1056.9868
F2_Industrial_Paper and Printing_Existing_Space Heating_Natural Gas_Gas Boiler - Insulate Steam Lines/Condensate Tank_A_Achievable Technical Potential | F2 | Industrial | Paper and Printing | Existing | Space Heating | Natural Gas | Gas Boiler - Insulate Steam Lines/Condensate Tank | A | Original Unit Summer Peak Savings (kW) | Achievable Technical Potential | 0 | 0 | 0 | 0 | 0 | 0 | 0 | 0 | 0 | 0 | 0 | 0 | 0 | 0 | 0 | 0 | 0 | 0 | 0 | 0 | 0 | 0
F3_Industrial_Paper and Printing_Existing_Space Heating_Natural Gas_Gas Boiler - Insulate Steam Lines/Condensate Tank_A_Achievable Technical Potential | F3 | Industrial | Paper and Printing | Existing | Space Heating | Natural Gas | Gas Boiler - Insulate Steam Lines/Condensate Tank | A | Original Unit Winter Peak Savings (kW) | Achievable Technical Potential | 0 | 0 | 0 | 0 | 0 | 0 | 0 | 0 | 0 | 0 | 0 | 0 | 0 | 0 | 0 | 0 | 0 | 0 | 0 | 0 | 0 | 0
F4_Industrial_Paper and Printing_Existing_Space Heating_Natural Gas_Gas Boiler - Insulate Steam Lines/Condensate Tank_A_Achievable Technical Potential | F4 | Industrial | Paper and Printing | Existing | Space Heating | Natural Gas | Gas Boiler - Insulate Steam Lines/Condensate Tank | A | Standalone Impact on Baseline Energy (%) | Achievable Technical Potential | 0% | 0% | 0.005127% | 0.01034% | 0.01565% | 0.02105% | 0.02654% | 0.03213% | 0.03782% | 0.0436% | 0.04949% | 0.05548% | 0.06157% | 0.06776% | 0.07406% | 0.08047% | 0.08699% | 0.09363% | 0.1004% | 0.1073% | 0.1142% | 0.1214%
F5_Industrial_Paper and Printing_Existing_Space Heating_Natural Gas_Gas Boiler - Insulate Steam Lines/Condensate Tank_A_Achievable Technical Potential | F5 | Industrial | Paper and Printing | Existing | Space Heating | Natural Gas | Gas Boiler - Insulate Steam Lines/Condensate Tank | A | Standalone Impact on Baseline Summer Peak (%) | Achievable Technical Potential | bar: 2019 to 2040
F6_Industrial_Paper and Printing_Existing_Space Heating_Natural Gas_Gas Boiler - Insulate Steam Lines/Condensate Tank_A_Achievable Technical Potential | F6 | Industrial | Paper and Printing | Existing | Space Heating | Natural Gas | Gas Boiler - Insulate Steam Lines/Condensate Tank | A | Standalone Impact on Baseline Winter Peak (%) | Achievable Technical Potential | bar: 2019 to 2040
F7_Industrial_Paper and Printing_Existing_Space Heating_Natural Gas_Gas Boiler - Insulate Steam Lines/Condensate Tank_A_Achievable Technical Potential | F7 | Industrial | Paper and Printing | Existing | Space Heating | Natural Gas | Gas Boiler - Insulate Steam Lines/Condensate Tank | A | Incremental Energy Savings (MWh or mTherms) | Achievable Technical Potential | 0 | 0 | 0.0035286 | 0.003459 | 0.003391 | 0.0033245 | 0.0032595 | 0.0031959 | 0.0031338 | 0.0030732 | 0.0030139 | 0.002956 | 0.0028995 | 0.0028443 | 0.0027904 | 0.0027377 | 0.0026864 | 0.0026362 | 0.0025872 | 0.0025394 | 0.0024927 | 0.0024472
F8_Industrial_Paper and Printing_Existing_Space Heating_Natural Gas_Gas Boiler - Insulate Steam Lines/Condensate Tank_A_Achievable Technical Potential | F8 | Industrial | Paper and Printing | Existing | Space Heating | Natural Gas | Gas Boiler - Insulate Steam Lines/Condensate Tank | A | Incremental Summer Peak Savings (MW) | Achievable Technical Potential | 0 | 0 | 0 | 0 | 0 | 0 | 0 | 0 | 0 | 0 | 0 | 0 | 0 | 0 | 0 | 0 | 0 | 0 | 0 | 0 | 0 | 0
F9_Industrial_Paper and Printing_Existing_Space Heating_Natural Gas_Gas Boiler - Insulate Steam Lines/Condensate Tank_A_Achievable Technical Potential | F9 | Industrial | Paper and Printing | Existing | Space Heating | Natural Gas | Gas Boiler - Insulate Steam Lines/Condensate Tank | A | Incremental Winter Peak Savings (MW) | Achievable Technical Potential | 0 | 0 | 0 | 0 | 0 | 0 | 0 | 0 | 0 | 0 | 0 | 0 | 0 | 0 | 0 | 0 | 0 | 0 | 0 | 0 | 0 | 0
F10_Industrial_Paper and Printing_Existing_Space Heating_Natural Gas_Gas Boiler - Insulate Steam Lines/Condensate Tank_A_Achievable Technical Potential | F10 | Industrial | Paper and Printing | Existing | Space Heating | Natural Gas | Gas Boiler - Insulate Steam Lines/Condensate Tank | A | Cumulative Energy Savings (MWh or mTherms) | Achievable Technical Potential | 0 | 0 | 0.0035286 | 0.0069787 | 0.010353 | 0.013652 | 0.016879 | 0.020037 | 0.023126 | 0.026149 | 0.029109 | 0.032007 | 0.034845 | 0.037625 | 0.04035 | 0.043021 | 0.045641 | 0.04821 | 0.050732 | 0.053207 | 0.055638 | 0.058027
F11_Industrial_Paper and Printing_Existing_Space Heating_Natural Gas_Gas Boiler - Insulate Steam Lines/Condensate Tank_A_Achievable Technical Potential | F11 | Industrial | Paper and Printing | Existing | Space Heating | Natural Gas | Gas Boiler - Insulate Steam Lines/Condensate Tank | A | Cumulative Summer Peak Savings (MW) | Achievable Technical Potential | 0 | 0 | 0 | 0 | 0 | 0 | 0 | 0 | 0 | 0 | 0 | 0 | 0 | 0 | 0 | 0 | 0 | 0 | 0 | 0 | 0 | 0
F12_Industrial_Paper and Printing_Existing_Space Heating_Natural Gas_Gas Boiler - Insulate Steam Lines/Condensate Tank_A_Achievable Technical Potential | F12 | Industrial | Paper and Printing | Existing | Space Heating | Natural Gas | Gas Boiler - Insulate Steam Lines/Condensate Tank | A | Cumulative Winter Peak Savings (MW) | Achievable Technical Potential | 0 | 0 | 0 | 0 | 0 | 0 | 0 | 0 | 0 | 0 | 0 | 0 | 0 | 0 | 0 | 0 | 0 | 0 | 0 | 0 | 0 | 0
F13_Industrial_Paper and Printing_Existing_Space Heating_Natural Gas_Gas Boiler - Insulate Steam Lines/Condensate Tank_A_Achievable Technical Potential | F13 | Industrial | Paper and Printing | Existing | Space Heating | Natural Gas | Gas Boiler - Insulate Steam Lines/Condensate Tank | A | Purchases (Incremental) | Achievable Technical Potential | 0 | 0 | 0.0032218 | 0.0031663 | 0.0031117 | 0.003058 | 0.0030053 | 0.0029535 | 0.0029026 | 0.0028525 | 0.0028034 | 0.002755 | 0.0027075 | 0.0026608 | 0.002615 | 0.0025699 | 0.0025256 | 0.002482 | 0.0024392 | 0.0023972 | 0.0023558 | 0.0023152
F14_Industrial_Paper and Printing_Existing_Space Heating_Natural Gas_Gas Boiler - Insulate Steam Lines/Condensate Tank_A_Achievable Technical Potential | F14 | Industrial | Paper and Printing | Existing | Space Heating | Natural Gas | Gas Boiler - Insulate Steam Lines/Condensate Tank | A | Purchases (Cumulative) | Achievable Technical Potential | 0 | 0 | 0.0032218 | 0.0063881 | 0.0094998 | 0.012558 | 0.015563 | 0.018517 | 0.021419 | 0.024272 | 0.027075 | 0.02983 | 0.032538 | 0.035199 | 0.037813 | 0.040383 | 0.042909 | 0.045391 | 0.04783 | 0.050227 | 0.052583 | 0.054898
F1_Industrial_Paper and Printing_Existing_Process_Natural Gas_Gas Boiler - Insulate Steam Lines/Condensate Tank_A_Achievable Technical Potential | F1 | Industrial | Paper and Printing | Existing | Process | Natural Gas | Gas Boiler - Insulate Steam Lines/Condensate Tank | A | Original Unit Energy Savings (kWh or therms) | Achievable Technical Potential | 0 | 0 | 604.3224 | 604.3224 | 604.3224 | 604.3224 | 604.3224 | 604.3224 | 604.3224 | 604.3224 | 604.3224 | 604.3224 | 604.3224 | 604.3224 | 604.3224 | 604.3224 | 604.3224 | 604.3224 | 604.3224 | 604.3224 | 604.3224 | 604.3224
F2_Industrial_Paper and Printing_Existing_Process_Natural Gas_Gas Boiler - Insulate Steam Lines/Condensate Tank_A_Achievable Technical Potential | F2 | Industrial | Paper and Printing | Existing | Process | Natural Gas | Gas Boiler - Insulate Steam Lines/Condensate Tank | A | Original Unit Summer Peak Savings (kW) | Achievable Technical Potential | 0 | 0 | 0 | 0 | 0 | 0 | 0 | 0 | 0 | 0 | 0 | 0 | 0 | 0 | 0 | 0 | 0 | 0 | 0 | 0 | 0 | 0
F3_Industrial_Paper and Printing_Existing_Process_Natural Gas_Gas Boiler - Insulate Steam Lines/Condensate Tank_A_Achievable Technical Potential | F3 | Industrial | Paper and Printing | Existing | Process | Natural Gas | Gas Boiler - Insulate Steam Lines/Condensate Tank | A | Original Unit Winter Peak Savings (kW) | Achievable Technical Potential | 0 | 0 | 0 | 0 | 0 | 0 | 0 | 0 | 0 | 0 | 0 | 0 | 0 | 0 | 0 | 0 | 0 | 0 | 0 | 0 | 0 | 0
F4_Industrial_Paper and Printing_Existing_Process_Natural Gas_Gas Boiler - Insulate Steam Lines/Condensate Tank_A_Achievable Technical Potential | F4 | Industrial | Paper and Printing | Existing | Process | Natural Gas | Gas Boiler - Insulate Steam Lines/Condensate Tank | A | Standalone Impact on Baseline Energy (%) | Achievable Technical Potential | 0% | 0% | 0.02427% | 0.04896% | 0.07409% | 0.09965% | 0.1257% | 0.1521% | 0.1791% | 0.2065% | 0.2344% | 0.2628% | 0.2916% | 0.321% | 0.3509% | 0.3813% | 0.4123% | 0.4438% | 0.4758% | 0.5085% | 0.5416% | 0.5754%
F5_Industrial_Paper and Printing_Existing_Process_Natural Gas_Gas Boiler - Insulate Steam Lines/Condensate Tank_A_Achievable Technical Potential | F5 | Industrial | Paper and Printing | Existing | Process | Natural Gas | Gas Boiler - Insulate Steam Lines/Condensate Tank | A | Standalone Impact on Baseline Summer Peak (%) | Achievable Technical Potential | bar: 2019 to 2040
F6_Industrial_Paper and Printing_Existing_Process_Natural Gas_Gas Boiler - Insulate Steam Lines/Condensate Tank_A_Achievable Technical Potential | F6 | Industrial | Paper and Printing | Existing | Process | Natural Gas | Gas Boiler - Insulate Steam Lines/Condensate Tank | A | Standalone Impact on Baseline Winter Peak (%) | Achievable Technical Potential | bar: 2019 to 2040
F7_Industrial_Paper and Printing_Existing_Process_Natural Gas_Gas Boiler - Insulate Steam Lines/Condensate Tank_A_Achievable Technical Potential | F7 | Industrial | Paper and Printing | Existing | Process | Natural Gas | Gas Boiler - Insulate Steam Lines/Condensate Tank | A | Incremental Energy Savings (MWh or mTherms) | Achievable Technical Potential | 0 | 0 | 0.077692 | 0.076352 | 0.075036 | 0.073742 | 0.072471 | 0.071221 | 0.069993 | 0.068787 | 0.067601 | 0.066435 | 0.06529 | 0.064164 | 0.063058 | 0.061971 | 0.060902 | 0.059852 | 0.05882 | 0.057806 | 0.056809 | 0.05583
F8_Industrial_Paper and Printing_Existing_Process_Natural Gas_Gas Boiler - Insulate Steam Lines/Condensate Tank_A_Achievable Technical Potential | F8 | Industrial | Paper and Printing | Existing | Process | Natural Gas | Gas Boiler - Insulate Steam Lines/Condensate Tank | A | Incremental Summer Peak Savings (MW) | Achievable Technical Potential | 0 | 0 | 0 | 0 | 0 | 0 | 0 | 0 | 0 | 0 | 0 | 0 | 0 | 0 | 0 | 0 | 0 | 0 | 0 | 0 | 0 | 0
F9_Industrial_Paper and Printing_Existing_Process_Natural Gas_Gas Boiler - Insulate Steam Lines/Condensate Tank_A_Achievable Technical Potential | F9 | Industrial | Paper and Printing | Existing | Process | Natural Gas | Gas Boiler - Insulate Steam Lines/Condensate Tank | A | Incremental Winter Peak Savings (MW) | Achievable Technical Potential | 0 | 0 | 0 | 0 | 0 | 0 | 0 | 0 | 0 | 0 | 0 | 0 | 0 | 0 | 0 | 0 | 0 | 0 | 0 | 0 | 0 | 0
F10_Industrial_Paper and Printing_Existing_Process_Natural Gas_Gas Boiler - Insulate Steam Lines/Condensate Tank_A_Achievable Technical Potential | F10 | Industrial | Paper and Printing | Existing | Process | Natural Gas | Gas Boiler - Insulate Steam Lines/Condensate Tank | A | Cumulative Energy Savings (MWh or mTherms) | Achievable Technical Potential | 0 | 0 | 0.077692 | 0.15404 | 0.22908 | 0.30282 | 0.37529 | 0.44651 | 0.51651 | 0.5853 | 0.6529 | 0.71933 | 0.78462 | 0.84878 | 0.91184 | 0.97381 | 1.0347 | 1.0946 | 1.1534 | 1.2112 | 1.268 | 1.3238
F11_Industrial_Paper and Printing_Existing_Process_Natural Gas_Gas Boiler - Insulate Steam Lines/Condensate Tank_A_Achievable Technical Potential | F11 | Industrial | Paper and Printing | Existing | Process | Natural Gas | Gas Boiler - Insulate Steam Lines/Condensate Tank | A | Cumulative Summer Peak Savings (MW) | Achievable Technical Potential | 0 | 0 | 0 | 0 | 0 | 0 | 0 | 0 | 0 | 0 | 0 | 0 | 0 | 0 | 0 | 0 | 0 | 0 | 0 | 0 | 0 | 0
F12_Industrial_Paper and Printing_Existing_Process_Natural Gas_Gas Boiler - Insulate Steam Lines/Condensate Tank_A_Achievable Technical Potential | F12 | Industrial | Paper and Printing | Existing | Process | Natural Gas | Gas Boiler - Insulate Steam Lines/Condensate Tank | A | Cumulative Winter Peak Savings (MW) | Achievable Technical Potential | 0 | 0 | 0 | 0 | 0 | 0 | 0 | 0 | 0 | 0 | 0 | 0 | 0 | 0 | 0 | 0 | 0 | 0 | 0 | 0 | 0 | 0
F13_Industrial_Paper and Printing_Existing_Process_Natural Gas_Gas Boiler - Insulate Steam Lines/Condensate Tank_A_Achievable Technical Potential | F13 | Industrial | Paper and Printing | Existing | Process | Natural Gas | Gas Boiler - Insulate Steam Lines/Condensate Tank | A | Purchases (Incremental) | Achievable Technical Potential | 0 | 0 | 0.12856 | 0.12634 | 0.12417 | 0.12202 | 0.11992 | 0.11785 | 0.11582 | 0.11382 | 0.11186 | 0.10993 | 0.10804 | 0.10618 | 0.10434 | 0.10255 | 0.10078 | 0.09904 | 0.097332 | 0.095654 | 0.094005 | 0.092384
F14_Industrial_Paper and Printing_Existing_Process_Natural Gas_Gas Boiler - Insulate Steam Lines/Condensate Tank_A_Achievable Technical Potential | F14 | Industrial | Paper and Printing | Existing | Process | Natural Gas | Gas Boiler - Insulate Steam Lines/Condensate Tank | A | Purchases (Cumulative) | Achievable Technical Potential | 0 | 0 | 0.12856 | 0.2549 | 0.37907 | 0.50109 | 0.62102 | 0.73887 | 0.85469 | 0.96851 | 1.0804 | 1.1903 | 1.2983 | 1.4045 | 1.5089 | 1.6114 | 1.7122 | 1.8112 | 1.9086 | 2.0042 | 2.0982 | 2.1906
F1_Industrial_Paper and Printing_Existing_Space Heating_Natural Gas_Gas Boiler - Insulate Hot Water Lines_A_Achievable Technical Potential | F1 | Industrial | Paper and Printing | Existing | Space Heating | Natural Gas | Gas Boiler - Insulate Hot Water Lines | A | Original Unit Energy Savings (kWh or therms) | Achievable Technical Potential | 0 | 0 | 1237.9275 | 1234.82 | 1231.7766 | 1228.8043 | 1225.9096 | 1223.0981 | 1220.3752 | 1217.7457 | 1215.2139 | 1212.7838 | 1210.459 | 1208.2427 | 1206.1381 | 1204.1476 | 1202.2739 | 1200.5191 | 1198.8853 | 1197.3744 | 1195.9879 | 1194.7275
F2_Industrial_Paper and Printing_Existing_Space Heating_Natural Gas_Gas Boiler - Insulate Hot Water Lines_A_Achievable Technical Potential | F2 | Industrial | Paper and Printing | Existing | Space Heating | Natural Gas | Gas Boiler - Insulate Hot Water Lines | A | Original Unit Summer Peak Savings (kW) | Achievable Technical Potential | 0 | 0 | 0 | 0 | 0 | 0 | 0 | 0 | 0 | 0 | 0 | 0 | 0 | 0 | 0 | 0 | 0 | 0 | 0 | 0 | 0 | 0
F3_Industrial_Paper and Printing_Existing_Space Heating_Natural Gas_Gas Boiler - Insulate Hot Water Lines_A_Achievable Technical Potential | F3 | Industrial | Paper and Printing | Existing | Space Heating | Natural Gas | Gas Boiler - Insulate Hot Water Lines | A | Original Unit Winter Peak Savings (kW) | Achievable Technical Potential | 0 | 0 | 0 | 0 | 0 | 0 | 0 | 0 | 0 | 0 | 0 | 0 | 0 | 0 | 0 | 0 | 0 | 0 | 0 | 0 | 0 | 0
F4_Industrial_Paper and Printing_Existing_Space Heating_Natural Gas_Gas Boiler - Insulate Hot Water Lines_A_Achievable Technical Potential | F4 | Industrial | Paper and Printing | Existing | Space Heating | Natural Gas | Gas Boiler - Insulate Hot Water Lines | A | Standalone Impact on Baseline Energy (%) | Achievable Technical Potential | 0% | 0% | 0.01159% | 0.02338% | 0.03537% | 0.04758% | 0.06% | 0.07264% | 0.08549% | 0.09857% | 0.1119% | 0.1254% | 0.1392% | 0.1532% | 0.1674% | 0.1819% | 0.1967% | 0.2117% | 0.2269% | 0.2425% | 0.2583% | 0.2744%
F5_Industrial_Paper and Printing_Existing_Space Heating_Natural Gas_Gas Boiler - Insulate Hot Water Lines_A_Achievable Technical Potential | F5 | Industrial | Paper and Printing | Existing | Space Heating | Natural Gas | Gas Boiler - Insulate Hot Water Lines | A | Standalone Impact on Baseline Summer Peak (%) | Achievable Technical Potential | bar: 2019 to 2040
F6_Industrial_Paper and Printing_Existing_Space Heating_Natural Gas_Gas Boiler - Insulate Hot Water Lines_A_Achievable Technical Potential | F6 | Industrial | Paper and Printing | Existing | Space Heating | Natural Gas | Gas Boiler - Insulate Hot Water Lines | A | Standalone Impact on Baseline Winter Peak (%) | Achievable Technical Potential | bar: 2019 to 2040
F7_Industrial_Paper and Printing_Existing_Space Heating_Natural Gas_Gas Boiler - Insulate Hot Water Lines_A_Achievable Technical Potential | F7 | Industrial | Paper and Printing | Existing | Space Heating | Natural Gas | Gas Boiler - Insulate Hot Water Lines | A | Incremental Energy Savings (MWh or mTherms) | Achievable Technical Potential | 0 | 0 | 0.0079768 | 0.0078196 | 0.0076658 | 0.0075155 | 0.0073685 | 0.0072248 | 0.0070845 | 0.0069473 | 0.0068133 | 0.0066825 | 0.0065547 | 0.0064299 | 0.006308 | 0.006189 | 0.0060728 | 0.0059594 | 0.0058487 | 0.0057406 | 0.0056351 | 0.0055321
F8_Industrial_Paper and Printing_Existing_Space Heating_Natural Gas_Gas Boiler - Insulate Hot Water Lines_A_Achievable Technical Potential | F8 | Industrial | Paper and Printing | Existing | Space Heating | Natural Gas | Gas Boiler - Insulate Hot Water Lines | A | Incremental Summer Peak Savings (MW) | Achievable Technical Potential | 0 | 0 | 0 | 0 | 0 | 0 | 0 | 0 | 0 | 0 | 0 | 0 | 0 | 0 | 0 | 0 | 0 | 0 | 0 | 0 | 0 | 0
F9_Industrial_Paper and Printing_Existing_Space Heating_Natural Gas_Gas Boiler - Insulate Hot Water Lines_A_Achievable Technical Potential | F9 | Industrial | Paper and Printing | Existing | Space Heating | Natural Gas | Gas Boiler - Insulate Hot Water Lines | A | Incremental Winter Peak Savings (MW) | Achievable Technical Potential | 0 | 0 | 0 | 0 | 0 | 0 | 0 | 0 | 0 | 0 | 0 | 0 | 0 | 0 | 0 | 0 | 0 | 0 | 0 | 0 | 0 | 0
F10_Industrial_Paper and Printing_Existing_Space Heating_Natural Gas_Gas Boiler - Insulate Hot Water Lines_A_Achievable Technical Potential | F10 | Industrial | Paper and Printing | Existing | Space Heating | Natural Gas | Gas Boiler - Insulate Hot Water Lines | A | Cumulative Energy Savings (MWh or mTherms) | Achievable Technical Potential | 0 | 0 | 0.0079768 | 0.015776 | 0.023403 | 0.030862 | 0.038158 | 0.045295 | 0.052279 | 0.059114 | 0.065804 | 0.072355 | 0.078771 | 0.085057 | 0.091217 | 0.097255 | 0.10318 | 0.10899 | 0.11469 | 0.12028 | 0.12578 | 0.13118
F11_Industrial_Paper and Printing_Existing_Space Heating_Natural Gas_Gas Boiler - Insulate Hot Water Lines_A_Achievable Technical Potential | F11 | Industrial | Paper and Printing | Existing | Space Heating | Natural Gas | Gas Boiler - Insulate Hot Water Lines | A | Cumulative Summer Peak Savings (MW) | Achievable Technical Potential | 0 | 0 | 0 | 0 | 0 | 0 | 0 | 0 | 0 | 0 | 0 | 0 | 0 | 0 | 0 | 0 | 0 | 0 | 0 | 0 | 0 | 0
F12_Industrial_Paper and Printing_Existing_Space Heating_Natural Gas_Gas Boiler - Insulate Hot Water Lines_A_Achievable Technical Potential | F12 | Industrial | Paper and Printing | Existing | Space Heating | Natural Gas | Gas Boiler - Insulate Hot Water Lines | A | Cumulative Winter Peak Savings (MW) | Achievable Technical Potential | 0 | 0 | 0 | 0 | 0 | 0 | 0 | 0 | 0 | 0 | 0 | 0 | 0 | 0 | 0 | 0 | 0 | 0 | 0 | 0 | 0 | 0
F13_Industrial_Paper and Printing_Existing_Space Heating_Natural Gas_Gas Boiler - Insulate Hot Water Lines_A_Achievable Technical Potential | F13 | Industrial | Paper and Printing | Existing | Space Heating | Natural Gas | Gas Boiler - Insulate Hot Water Lines | A | Purchases (Incremental) | Achievable Technical Potential | 0 | 0 | 0.0064437 | 0.0063326 | 0.0062234 | 0.0061161 | 0.0060106 | 0.005907 | 0.0058052 | 0.0057051 | 0.0056067 | 0.00551 | 0.005415 | 0.0053217 | 0.0052299 | 0.0051398 | 0.0050511 | 0.004964 | 0.0048785 | 0.0047943 | 0.0047117 | 0.0046305
F14_Industrial_Paper and Printing_Existing_Space Heating_Natural Gas_Gas Boiler - Insulate Hot Water Lines_A_Achievable Technical Potential | F14 | Industrial | Paper and Printing | Existing | Space Heating | Natural Gas | Gas Boiler - Insulate Hot Water Lines | A | Purchases (Cumulative) | Achievable Technical Potential | 0 | 0 | 0.0064437 | 0.012776 | 0.019 | 0.025116 | 0.031126 | 0.037033 | 0.042838 | 0.048544 | 0.05415 | 0.05966 | 0.065075 | 0.070397 | 0.075627 | 0.080767 | 0.085818 | 0.090782 | 0.09566 | 0.10045 | 0.10517 | 0.1098
F1_Industrial_Paper and Printing_Existing_Process_Natural Gas_Gas Boiler - Insulate Hot Water Lines_A_Achievable Technical Potential | F1 | Industrial | Paper and Printing | Existing | Process | Natural Gas | Gas Boiler - Insulate Hot Water Lines | A | Original Unit Energy Savings (kWh or therms) | Achievable Technical Potential | 0 | 0 | 683.0744 | 683.0744 | 683.0744 | 683.0744 | 683.0744 | 683.0744 | 683.0744 | 683.0744 | 683.0744 | 683.0744 | 683.0744 | 683.0744 | 683.0744 | 683.0744 | 683.0744 | 683.0744 | 683.0744 | 683.0744 | 683.0744 | 683.0744
F2_Industrial_Paper and Printing_Existing_Process_Natural Gas_Gas Boiler - Insulate Hot Water Lines_A_Achievable Technical Potential | F2 | Industrial | Paper and Printing | Existing | Process | Natural Gas | Gas Boiler - Insulate Hot Water Lines | A | Original Unit Summer Peak Savings (kW) | Achievable Technical Potential | 0 | 0 | 0 | 0 | 0 | 0 | 0 | 0 | 0 | 0 | 0 | 0 | 0 | 0 | 0 | 0 | 0 | 0 | 0 | 0 | 0 | 0
F3_Industrial_Paper and Printing_Existing_Process_Natural Gas_Gas Boiler - Insulate Hot Water Lines_A_Achievable Technical Potential | F3 | Industrial | Paper and Printing | Existing | Process | Natural Gas | Gas Boiler - Insulate Hot Water Lines | A | Original Unit Winter Peak Savings (kW) | Achievable Technical Potential | 0 | 0 | 0 | 0 | 0 | 0 | 0 | 0 | 0 | 0 | 0 | 0 | 0 | 0 | 0 | 0 | 0 | 0 | 0 | 0 | 0 | 0
F4_Industrial_Paper and Printing_Existing_Process_Natural Gas_Gas Boiler - Insulate Hot Water Lines_A_Achievable Technical Potential | F4 | Industrial | Paper and Printing | Existing | Process | Natural Gas | Gas Boiler - Insulate Hot Water Lines | A | Standalone Impact on Baseline Energy (%) | Achievable Technical Potential | 0% | 0% | 0.05486% | 0.1107% | 0.1675% | 0.2253% | 0.2841% | 0.3439% | 0.4048% | 0.4668% | 0.5298% | 0.594% | 0.6593% | 0.7257% | 0.7933% | 0.8621% | 0.932% | 1.003% | 1.076% | 1.149% | 1.224% | 1.301%
F5_Industrial_Paper and Printing_Existing_Process_Natural Gas_Gas Boiler - Insulate Hot Water Lines_A_Achievable Technical Potential | F5 | Industrial | Paper and Printing | Existing | Process | Natural Gas | Gas Boiler - Insulate Hot Water Lines | A | Standalone Impact on Baseline Summer Peak (%) | Achievable Technical Potential | bar: 2019 to 2040
F6_Industrial_Paper and Printing_Existing_Process_Natural Gas_Gas Boiler - Insulate Hot Water Lines_A_Achievable Technical Potential | F6 | Industrial | Paper and Printing | Existing | Process | Natural Gas | Gas Boiler - Insulate Hot Water Lines | A | Standalone Impact on Baseline Winter Peak (%) | Achievable Technical Potential | bar: 2019 to 2040
F7_Industrial_Paper and Printing_Existing_Process_Natural Gas_Gas Boiler - Insulate Hot Water Lines_A_Achievable Technical Potential | F7 | Industrial | Paper and Printing | Existing | Process | Natural Gas | Gas Boiler - Insulate Hot Water Lines | A | Incremental Energy Savings (MWh or mTherms) | Achievable Technical Potential | 0 | 0 | 0.17563 | 0.1726 | 0.16963 | 0.1667 | 0.16383 | 0.16101 | 0.15823 | 0.1555 | 0.15282 | 0.15019 | 0.1476 | 0.14505 | 0.14255 | 0.14009 | 0.13768 | 0.1353 | 0.13297 | 0.13068 | 0.12842 | 0.12621
F8_Industrial_Paper and Printing_Existing_Process_Natural Gas_Gas Boiler - Insulate Hot Water Lines_A_Achievable Technical Potential | F8 | Industrial | Paper and Printing | Existing | Process | Natural Gas | Gas Boiler - Insulate Hot Water Lines | A | Incremental Summer Peak Savings (MW) | Achievable Technical Potential | 0 | 0 | 0 | 0 | 0 | 0 | 0 | 0 | 0 | 0 | 0 | 0 | 0 | 0 | 0 | 0 | 0 | 0 | 0 | 0 | 0 | 0
F9_Industrial_Paper and Printing_Existing_Process_Natural Gas_Gas Boiler - Insulate Hot Water Lines_A_Achievable Technical Potential | F9 | Industrial | Paper and Printing | Existing | Process | Natural Gas | Gas Boiler - Insulate Hot Water Lines | A | Incremental Winter Peak Savings (MW) | Achievable Technical Potential | 0 | 0 | 0 | 0 | 0 | 0 | 0 | 0 | 0 | 0 | 0 | 0 | 0 | 0 | 0 | 0 | 0 | 0 | 0 | 0 | 0 | 0
F10_Industrial_Paper and Printing_Existing_Process_Natural Gas_Gas Boiler - Insulate Hot Water Lines_A_Achievable Technical Potential | F10 | Industrial | Paper and Printing | Existing | Process | Natural Gas | Gas Boiler - Insulate Hot Water Lines | A | Cumulative Energy Savings (MWh or mTherms) | Achievable Technical Potential | 0 | 0 | 0.17563 | 0.34824 | 0.51787 | 0.68457 | 0.8484 | 1.0094 | 1.1676 | 1.3231 | 1.476 | 1.6261 | 1.7737 | 1.9188 | 2.0613 | 2.2014 | 2.3391 | 2.4744 | 2.6074 | 2.7381 | 2.8665 | 2.9927
F11_Industrial_Paper and Printing_Existing_Process_Natural Gas_Gas Boiler - Insulate Hot Water Lines_A_Achievable Technical Potential | F11 | Industrial | Paper and Printing | Existing | Process | Natural Gas | Gas Boiler - Insulate Hot Water Lines | A | Cumulative Summer Peak Savings (MW) | Achievable Technical Potential | 0 | 0 | 0 | 0 | 0 | 0 | 0 | 0 | 0 | 0 | 0 | 0 | 0 | 0 | 0 | 0 | 0 | 0 | 0 | 0 | 0 | 0
F12_Industrial_Paper and Printing_Existing_Process_Natural Gas_Gas Boiler - Insulate Hot Water Lines_A_Achievable Technical Potential | F12 | Industrial | Paper and Printing | Existing | Process | Natural Gas | Gas Boiler - Insulate Hot Water Lines | A | Cumulative Winter Peak Savings (MW) | Achievable Technical Potential | 0 | 0 | 0 | 0 | 0 | 0 | 0 | 0 | 0 | 0 | 0 | 0 | 0 | 0 | 0 | 0 | 0 | 0 | 0 | 0 | 0 | 0
F13_Industrial_Paper and Printing_Existing_Process_Natural Gas_Gas Boiler - Insulate Hot Water Lines_A_Achievable Technical Potential | F13 | Industrial | Paper and Printing | Existing | Process | Natural Gas | Gas Boiler - Insulate Hot Water Lines | A | Purchases (Incremental) | Achievable Technical Potential | 0 | 0 | 0.25712 | 0.25269 | 0.24833 | 0.24405 | 0.23984 | 0.23571 | 0.23164 | 0.22765 | 0.22372 | 0.21987 | 0.21608 | 0.21235 | 0.20869 | 0.20509 | 0.20155 | 0.19808 | 0.19466 | 0.19131 | 0.18801 | 0.18477
F14_Industrial_Paper and Printing_Existing_Process_Natural Gas_Gas Boiler - Insulate Hot Water Lines_A_Achievable Technical Potential | F14 | Industrial | Paper and Printing | Existing | Process | Natural Gas | Gas Boiler - Insulate Hot Water Lines | A | Purchases (Cumulative) | Achievable Technical Potential | 0 | 0 | 0.25712 | 0.50981 | 0.75814 | 1.0022 | 1.242 | 1.4777 | 1.7094 | 1.937 | 2.1608 | 2.3806 | 2.5967 | 2.809 | 3.0177 | 3.2228 | 3.4244 | 3.6225 | 3.8171 | 4.0084 | 4.1964 | 4.3812
F1_Industrial_Paper and Printing_Existing_Process_Natural Gas_Process - Insulate Heated Process Fluids_A_Achievable Technical Potential | F1 | Industrial | Paper and Printing | Existing | Process | Natural Gas | Process - Insulate Heated Process Fluids | A | Original Unit Energy Savings (kWh or therms) | Achievable Technical Potential | 0 | 0 | 559.2448 | 559.2448 | 559.2448 | 559.2448 | 559.2448 | 559.2448 | 559.2448 | 559.2448 | 559.2448 | 559.2448 | 559.2448 | 559.2448 | 559.2448 | 559.2448 | 559.2448 | 559.2448 | 559.2448 | 559.2448 | 559.2448 | 559.2448
F2_Industrial_Paper and Printing_Existing_Process_Natural Gas_Process - Insulate Heated Process Fluids_A_Achievable Technical Potential | F2 | Industrial | Paper and Printing | Existing | Process | Natural Gas | Process - Insulate Heated Process Fluids | A | Original Unit Summer Peak Savings (kW) | Achievable Technical Potential | 0 | 0 | 0 | 0 | 0 | 0 | 0 | 0 | 0 | 0 | 0 | 0 | 0 | 0 | 0 | 0 | 0 | 0 | 0 | 0 | 0 | 0
F3_Industrial_Paper and Printing_Existing_Process_Natural Gas_Process - Insulate Heated Process Fluids_A_Achievable Technical Potential | F3 | Industrial | Paper and Printing | Existing | Process | Natural Gas | Process - Insulate Heated Process Fluids | A | Original Unit Winter Peak Savings (kW) | Achievable Technical Potential | 0 | 0 | 0 | 0 | 0 | 0 | 0 | 0 | 0 | 0 | 0 | 0 | 0 | 0 | 0 | 0 | 0 | 0 | 0 | 0 | 0 | 0
F4_Industrial_Paper and Printing_Existing_Process_Natural Gas_Process - Insulate Heated Process Fluids_A_Achievable Technical Potential | F4 | Industrial | Paper and Printing | Existing | Process | Natural Gas | Process - Insulate Heated Process Fluids | A | Standalone Impact on Baseline Energy (%) | Achievable Technical Potential | 0% | 0% | 0.04912% | 0.09911% | 0.15% | 0.2017% | 0.2544% | 0.3031% | 0.3438% | 0.3781% | 0.4074% | 0.4326% | 0.4547% | 0.4742% | 0.4918% | 0.5079% | 0.5227% | 0.5367% | 0.5461% | 0.5557% | 0.5654% | 0.5754%
F5_Industrial_Paper and Printing_Existing_Process_Natural Gas_Process - Insulate Heated Process Fluids_A_Achievable Technical Potential | F5 | Industrial | Paper and Printing | Existing | Process | Natural Gas | Process - Insulate Heated Process Fluids | A | Standalone Impact on Baseline Summer Peak (%) | Achievable Technical Potential | bar: 2019 to 2040
F6_Industrial_Paper and Printing_Existing_Process_Natural Gas_Process - Insulate Heated Process Fluids_A_Achievable Technical Potential | F6 | Industrial | Paper and Printing | Existing | Process | Natural Gas | Process - Insulate Heated Process Fluids | A | Standalone Impact on Baseline Winter Peak (%) | Achievable Technical Potential | bar: 2019 to 2040
F7_Industrial_Paper and Printing_Existing_Process_Natural Gas_Process - Insulate Heated Process Fluids_A_Achievable Technical Potential | F7 | Industrial | Paper and Printing | Existing | Process | Natural Gas | Process - Insulate Heated Process Fluids | A | Incremental Energy Savings (MWh or mTherms) | Achievable Technical Potential | 0 | 0 | 0.15727 | 0.15456 | 0.1519 | 0.14928 | 0.1467 | 0.12976 | 0.10202 | 0.080206 | 0.063058 | 0.049577 | 0.038978 | 0.030645 | 0.024093 | 0.018942 | 0.014892 | 0.011708 | 7.8484e-05 | 2.7547e-05 | 9.229e-06 | 2.9576e-06
F8_Industrial_Paper and Printing_Existing_Process_Natural Gas_Process - Insulate Heated Process Fluids_A_Achievable Technical Potential | F8 | Industrial | Paper and Printing | Existing | Process | Natural Gas | Process - Insulate Heated Process Fluids | A | Incremental Summer Peak Savings (MW) | Achievable Technical Potential | 0 | 0 | 0 | 0 | 0 | 0 | 0 | 0 | 0 | 0 | 0 | 0 | 0 | 0 | 0 | 0 | 0 | 0 | 0 | 0 | 0 | 0
F9_Industrial_Paper and Printing_Existing_Process_Natural Gas_Process - Insulate Heated Process Fluids_A_Achievable Technical Potential | F9 | Industrial | Paper and Printing | Existing | Process | Natural Gas | Process - Insulate Heated Process Fluids | A | Incremental Winter Peak Savings (MW) | Achievable Technical Potential | 0 | 0 | 0 | 0 | 0 | 0 | 0 | 0 | 0 | 0 | 0 | 0 | 0 | 0 | 0 | 0 | 0 | 0 | 0 | 0 | 0 | 0
F10_Industrial_Paper and Printing_Existing_Process_Natural Gas_Process - Insulate Heated Process Fluids_A_Achievable Technical Potential | F10 | Industrial | Paper and Printing | Existing | Process | Natural Gas | Process - Insulate Heated Process Fluids | A | Cumulative Energy Savings (MWh or mTherms) | Achievable Technical Potential | 0 | 0 | 0.15727 | 0.31184 | 0.46373 | 0.61301 | 0.75972 | 0.88947 | 0.99149 | 1.0717 | 1.1348 | 1.1843 | 1.2233 | 1.254 | 1.278 | 1.297 | 1.3119 | 1.3236 | 1.3237 | 1.3237 | 1.3237 | 1.3237
F11_Industrial_Paper and Printing_Existing_Process_Natural Gas_Process - Insulate Heated Process Fluids_A_Achievable Technical Potential | F11 | Industrial | Paper and Printing | Existing | Process | Natural Gas | Process - Insulate Heated Process Fluids | A | Cumulative Summer Peak Savings (MW) | Achievable Technical Potential | 0 | 0 | 0 | 0 | 0 | 0 | 0 | 0 | 0 | 0 | 0 | 0 | 0 | 0 | 0 | 0 | 0 | 0 | 0 | 0 | 0 | 0
F12_Industrial_Paper and Printing_Existing_Process_Natural Gas_Process - Insulate Heated Process Fluids_A_Achievable Technical Potential | F12 | Industrial | Paper and Printing | Existing | Process | Natural Gas | Process - Insulate Heated Process Fluids | A | Cumulative Winter Peak Savings (MW) | Achievable Technical Potential | 0 | 0 | 0 | 0 | 0 | 0 | 0 | 0 | 0 | 0 | 0 | 0 | 0 | 0 | 0 | 0 | 0 | 0 | 0 | 0 | 0 | 0
F13_Industrial_Paper and Printing_Existing_Process_Natural Gas_Process - Insulate Heated Process Fluids_A_Achievable Technical Potential | F13 | Industrial | Paper and Printing | Existing | Process | Natural Gas | Process - Insulate Heated Process Fluids | A | Purchases (Incremental) | Achievable Technical Potential | 0 | 0 | 0.28122 | 0.27638 | 0.27161 | 0.26693 | 0.26233 | 0.23202 | 0.18242 | 0.14342 | 0.11276 | 0.08865 | 0.069697 | 0.054796 | 0.043081 | 0.033871 | 0.026629 | 0.020936 | 0.00014034 | 4.9257e-05 | 1.6503e-05 | 5.2885e-06
F14_Industrial_Paper and Printing_Existing_Process_Natural Gas_Process - Insulate Heated Process Fluids_A_Achievable Technical Potential | F14 | Industrial | Paper and Printing | Existing | Process | Natural Gas | Process - Insulate Heated Process Fluids | A | Purchases (Cumulative) | Achievable Technical Potential | 0 | 0 | 0.28122 | 0.5576 | 0.82921 | 1.0961 | 1.3585 | 1.5905 | 1.7729 | 1.9163 | 2.0291 | 2.1177 | 2.1874 | 2.2422 | 2.2853 | 2.3192 | 2.3458 | 2.3667 | 2.3669 | 2.3669 | 2.3669 | 2.367
F1_Industrial_Paper and Printing_Existing_Process_Natural Gas_Process Heat Recovery_A_Achievable Technical Potential | F1 | Industrial | Paper and Printing | Existing | Process | Natural Gas | Process Heat Recovery | A | Original Unit Energy Savings (kWh or therms) | Achievable Technical Potential | 0 | 0 | 73.39 | 73.39 | 73.39 | 73.39 | 73.39 | 73.39 | 73.39 | 73.39 | 73.39 | 73.39 | 73.39 | 73.39 | 73.39 | 73.39 | 73.39 | 73.39 | 73.39 | 73.39 | 73.39 | 73.39
F2_Industrial_Paper and Printing_Existing_Process_Natural Gas_Process Heat Recovery_A_Achievable Technical Potential | F2 | Industrial | Paper and Printing | Existing | Process | Natural Gas | Process Heat Recovery | A | Original Unit Summer Peak Savings (kW) | Achievable Technical Potential | 0 | 0 | 0 | 0 | 0 | 0 | 0 | 0 | 0 | 0 | 0 | 0 | 0 | 0 | 0 | 0 | 0 | 0 | 0 | 0 | 0 | 0
F3_Industrial_Paper and Printing_Existing_Process_Natural Gas_Process Heat Recovery_A_Achievable Technical Potential | F3 | Industrial | Paper and Printing | Existing | Process | Natural Gas | Process Heat Recovery | A | Original Unit Winter Peak Savings (kW) | Achievable Technical Potential | 0 | 0 | 0 | 0 | 0 | 0 | 0 | 0 | 0 | 0 | 0 | 0 | 0 | 0 | 0 | 0 | 0 | 0 | 0 | 0 | 0 | 0
F4_Industrial_Paper and Printing_Existing_Process_Natural Gas_Process Heat Recovery_A_Achievable Technical Potential | F4 | Industrial | Paper and Printing | Existing | Process | Natural Gas | Process Heat Recovery | A | Standalone Impact on Baseline Energy (%) | Achievable Technical Potential | 0% | 0% | 0.2321% | 0.4682% | 0.7085% | 0.953% | 1.202% | 1.432% | 1.624% | 1.786% | 1.924% | 2.044% | 2.148% | 2.24% | 2.324% | 2.399% | 2.47% | 2.535% | 2.58% | 2.625% | 2.671% | 2.718%
F5_Industrial_Paper and Printing_Existing_Process_Natural Gas_Process Heat Recovery_A_Achievable Technical Potential | F5 | Industrial | Paper and Printing | Existing | Process | Natural Gas | Process Heat Recovery | A | Standalone Impact on Baseline Summer Peak (%) | Achievable Technical Potential | bar: 2019 to 2040
F6_Industrial_Paper and Printing_Existing_Process_Natural Gas_Process Heat Recovery_A_Achievable Technical Potential | F6 | Industrial | Paper and Printing | Existing | Process | Natural Gas | Process Heat Recovery | A | Standalone Impact on Baseline Winter Peak (%) | Achievable Technical Potential | bar: 2019 to 2040
F7_Industrial_Paper and Printing_Existing_Process_Natural Gas_Process Heat Recovery_A_Achievable Technical Potential | F7 | Industrial | Paper and Printing | Existing | Process | Natural Gas | Process Heat Recovery | A | Incremental Energy Savings (MWh or mTherms) | Achievable Technical Potential | 0 | 0 | 0.74301 | 0.7302 | 0.71761 | 0.70523 | 0.69308 | 0.61301 | 0.48196 | 0.37892 | 0.29791 | 0.23422 | 0.18414 | 0.14477 | 0.11382 | 0.089488 | 0.070356 | 0.055314 | 0.00037078 | 0.00013014 | 4.3601e-05 | 1.3972e-05
F8_Industrial_Paper and Printing_Existing_Process_Natural Gas_Process Heat Recovery_A_Achievable Technical Potential | F8 | Industrial | Paper and Printing | Existing | Process | Natural Gas | Process Heat Recovery | A | Incremental Summer Peak Savings (MW) | Achievable Technical Potential | 0 | 0 | 0 | 0 | 0 | 0 | 0 | 0 | 0 | 0 | 0 | 0 | 0 | 0 | 0 | 0 | 0 | 0 | 0 | 0 | 0 | 0
F9_Industrial_Paper and Printing_Existing_Process_Natural Gas_Process Heat Recovery_A_Achievable Technical Potential | F9 | Industrial | Paper and Printing | Existing | Process | Natural Gas | Process Heat Recovery | A | Incremental Winter Peak Savings (MW) | Achievable Technical Potential | 0 | 0 | 0 | 0 | 0 | 0 | 0 | 0 | 0 | 0 | 0 | 0 | 0 | 0 | 0 | 0 | 0 | 0 | 0 | 0 | 0 | 0
F10_Industrial_Paper and Printing_Existing_Process_Natural Gas_Process Heat Recovery_A_Achievable Technical Potential | F10 | Industrial | Paper and Printing | Existing | Process | Natural Gas | Process Heat Recovery | A | Cumulative Energy Savings (MWh or mTherms) | Achievable Technical Potential | 0 | 0 | 0.74301 | 1.4732 | 2.1908 | 2.896 | 3.5891 | 4.2021 | 4.6841 | 5.063 | 5.3609 | 5.5951 | 5.7793 | 5.924 | 6.0379 | 6.1274 | 6.1977 | 6.253 | 6.2534 | 6.2535 | 6.2536 | 6.2536
F11_Industrial_Paper and Printing_Existing_Process_Natural Gas_Process Heat Recovery_A_Achievable Technical Potential | F11 | Industrial | Paper and Printing | Existing | Process | Natural Gas | Process Heat Recovery | A | Cumulative Summer Peak Savings (MW) | Achievable Technical Potential | 0 | 0 | 0 | 0 | 0 | 0 | 0 | 0 | 0 | 0 | 0 | 0 | 0 | 0 | 0 | 0 | 0 | 0 | 0 | 0 | 0 | 0
F12_Industrial_Paper and Printing_Existing_Process_Natural Gas_Process Heat Recovery_A_Achievable Technical Potential | F12 | Industrial | Paper and Printing | Existing | Process | Natural Gas | Process Heat Recovery | A | Cumulative Winter Peak Savings (MW) | Achievable Technical Potential | 0 | 0 | 0 | 0 | 0 | 0 | 0 | 0 | 0 | 0 | 0 | 0 | 0 | 0 | 0 | 0 | 0 | 0 | 0 | 0 | 0 | 0
F13_Industrial_Paper and Printing_Existing_Process_Natural Gas_Process Heat Recovery_A_Achievable Technical Potential | F13 | Industrial | Paper and Printing | Existing | Process | Natural Gas | Process Heat Recovery | A | Purchases (Incremental) | Achievable Technical Potential | 0 | 0 | 10.1241 | 9.9495 | 9.778 | 9.6094 | 9.4437 | 8.3528 | 6.567 | 5.1631 | 4.0592 | 3.1914 | 2.5091 | 1.9727 | 1.5509 | 1.2193 | 0.95866 | 0.75371 | 0.0050522 | 0.0017733 | 0.0005941 | 0.00019039
F14_Industrial_Paper and Printing_Existing_Process_Natural Gas_Process Heat Recovery_A_Achievable Technical Potential | F14 | Industrial | Paper and Printing | Existing | Process | Natural Gas | Process Heat Recovery | A | Purchases (Cumulative) | Achievable Technical Potential | 0 | 0 | 10.1241 | 20.0736 | 29.8516 | 39.4611 | 48.9048 | 57.2576 | 63.8247 | 68.9877 | 73.047 | 76.2383 | 78.7474 | 80.7201 | 82.271 | 83.4904 | 84.449 | 85.2028 | 85.2078 | 85.2096 | 85.2102 | 85.2104
F1_Industrial_Paper and Printing_Existing_Space Heating_Natural Gas_Building Automation System_A_Achievable Technical Potential | F1 | Industrial | Paper and Printing | Existing | Space Heating | Natural Gas | Building Automation System | A | Original Unit Energy Savings (kWh or therms) | Achievable Technical Potential | 0 | 0 | 0.015624 | 0.015587 | 0.01555 | 0.015514 | 0.015478 | 0.015443 | 0.015409 | 0.015376 | 0.015345 | 0.015316 | 0.015289 | 0.015263 | 0.015238 | 0.015215 | 0.015194 | 0.015173 | 0.015154 | 0.015136 | 0.01512 | 0.015104
F2_Industrial_Paper and Printing_Existing_Space Heating_Natural Gas_Building Automation System_A_Achievable Technical Potential | F2 | Industrial | Paper and Printing | Existing | Space Heating | Natural Gas | Building Automation System | A | Original Unit Summer Peak Savings (kW) | Achievable Technical Potential | 0 | 0 | 0 | 0 | 0 | 0 | 0 | 0 | 0 | 0 | 0 | 0 | 0 | 0 | 0 | 0 | 0 | 0 | 0 | 0 | 0 | 0
F3_Industrial_Paper and Printing_Existing_Space Heating_Natural Gas_Building Automation System_A_Achievable Technical Potential | F3 | Industrial | Paper and Printing | Existing | Space Heating | Natural Gas | Building Automation System | A | Original Unit Winter Peak Savings (kW) | Achievable Technical Potential | 0 | 0 | 0 | 0 | 0 | 0 | 0 | 0 | 0 | 0 | 0 | 0 | 0 | 0 | 0 | 0 | 0 | 0 | 0 | 0 | 0 | 0
F4_Industrial_Paper and Printing_Existing_Space Heating_Natural Gas_Building Automation System_A_Achievable Technical Potential | F4 | Industrial | Paper and Printing | Existing | Space Heating | Natural Gas | Building Automation System | A | Standalone Impact on Baseline Energy (%) | Achievable Technical Potential | 0% | 0% | 0.01308% | 0.03945% | 0.08656% | 0.1636% | 0.2811% | 0.4501% | 0.6813% | 0.9827% | 1.358% | 1.804% | 2.309% | 2.854% | 3.41% | 3.946% | 4.435% | 4.86% | 5.21% | 5.485% | 5.699% | 5.875%
F5_Industrial_Paper and Printing_Existing_Space Heating_Natural Gas_Building Automation System_A_Achievable Technical Potential | F5 | Industrial | Paper and Printing | Existing | Space Heating | Natural Gas | Building Automation System | A | Standalone Impact on Baseline Summer Peak (%) | Achievable Technical Potential | bar: 2019 to 2040
F6_Industrial_Paper and Printing_Existing_Space Heating_Natural Gas_Building Automation System_A_Achievable Technical Potential | F6 | Industrial | Paper and Printing | Existing | Space Heating | Natural Gas | Building Automation System | A | Standalone Impact on Baseline Winter Peak (%) | Achievable Technical Potential | bar: 2019 to 2040
F7_Industrial_Paper and Printing_Existing_Space Heating_Natural Gas_Building Automation System_A_Achievable Technical Potential | F7 | Industrial | Paper and Printing | Existing | Space Heating | Natural Gas | Building Automation System | A | Incremental Energy Savings (MWh or mTherms) | Achievable Technical Potential | 0 | 0 | 0.0090014 | 0.017641 | 0.030709 | 0.048976 | 0.072887 | 0.10236 | 0.13654 | 0.17358 | 0.21056 | 0.24356 | 0.26806 | 0.27978 | 0.27566 | 0.25499 | 0.22002 | 0.17857 | 0.13403 | 0.091084 | 0.057126 | 0.036575
F8_Industrial_Paper and Printing_Existing_Space Heating_Natural Gas_Building Automation System_A_Achievable Technical Potential | F8 | Industrial | Paper and Printing | Existing | Space Heating | Natural Gas | Building Automation System | A | Incremental Summer Peak Savings (MW) | Achievable Technical Potential | 0 | 0 | 0 | 0 | 0 | 0 | 0 | 0 | 0 | 0 | 0 | 0 | 0 | 0 | 0 | 0 | 0 | 0 | 0 | 0 | 0 | 0
F9_Industrial_Paper and Printing_Existing_Space Heating_Natural Gas_Building Automation System_A_Achievable Technical Potential | F9 | Industrial | Paper and Printing | Existing | Space Heating | Natural Gas | Building Automation System | A | Incremental Winter Peak Savings (MW) | Achievable Technical Potential | 0 | 0 | 0 | 0 | 0 | 0 | 0 | 0 | 0 | 0 | 0 | 0 | 0 | 0 | 0 | 0 | 0 | 0 | 0 | 0 | 0 | 0
F10_Industrial_Paper and Printing_Existing_Space Heating_Natural Gas_Building Automation System_A_Achievable Technical Potential | F10 | Industrial | Paper and Printing | Existing | Space Heating | Natural Gas | Building Automation System | A | Cumulative Energy Savings (MWh or mTherms) | Achievable Technical Potential | 0 | 0 | 0.0090014 | 0.026621 | 0.057267 | 0.10611 | 0.17875 | 0.2807 | 0.41662 | 0.58933 | 0.7987 | 1.0407 | 1.3069 | 1.5845 | 1.8576 | 2.1098 | 2.3268 | 2.5023 | 2.6332 | 2.7211 | 2.7752 | 2.8089
F11_Industrial_Paper and Printing_Existing_Space Heating_Natural Gas_Building Automation System_A_Achievable Technical Potential | F11 | Industrial | Paper and Printing | Existing | Space Heating | Natural Gas | Building Automation System | A | Cumulative Summer Peak Savings (MW) | Achievable Technical Potential | 0 | 0 | 0 | 0 | 0 | 0 | 0 | 0 | 0 | 0 | 0 | 0 | 0 | 0 | 0 | 0 | 0 | 0 | 0 | 0 | 0 | 0
F12_Industrial_Paper and Printing_Existing_Space Heating_Natural Gas_Building Automation System_A_Achievable Technical Potential | F12 | Industrial | Paper and Printing | Existing | Space Heating | Natural Gas | Building Automation System | A | Cumulative Winter Peak Savings (MW) | Achievable Technical Potential | 0 | 0 | 0 | 0 | 0 | 0 | 0 | 0 | 0 | 0 | 0 | 0 | 0 | 0 | 0 | 0 | 0 | 0 | 0 | 0 | 0 | 0
F13_Industrial_Paper and Printing_Existing_Space Heating_Natural Gas_Building Automation System_A_Achievable Technical Potential | F13 | Industrial | Paper and Printing | Existing | Space Heating | Natural Gas | Building Automation System | A | Purchases (Incremental) | Achievable Technical Potential | 0 | 0 | 576.1131 | 1131.7569 | 1974.8393 | 3156.9616 | 4709.209 | 6628.3075 | 8860.8647 | 11288.8313 | 13721.6087 | 15902.0529 | 17533.4652 | 18330.7144 | 18089.8764 | 16758.7462 | 14480.6398 | 11768.858 | 8844.5474 | 6017.5767 | 3778.2773 | 2421.6095
F14_Industrial_Paper and Printing_Existing_Space Heating_Natural Gas_Building Automation System_A_Achievable Technical Potential | F14 | Industrial | Paper and Printing | Existing | Space Heating | Natural Gas | Building Automation System | A | Purchases (Cumulative) | Achievable Technical Potential | 0 | 0 | 576.1131 | 1707.87 | 3682.7094 | 6839.6709 | 11548.88 | 18177.1875 | 27038.0521 | 38326.8834 | 52048.4922 | 67950.545 | 85484.0103 | 103814.7247 | 121904.6011 | 138663.3473 | 153143.9872 | 164912.8451 | 173757.3925 | 179774.9692 | 183553.2465 | 185974.8561
F1_Industrial_Paper and Printing_Existing_Space Heating_Natural Gas_Steam System Efficiency Improvements_A_Achievable Technical Potential | F1 | Industrial | Paper and Printing | Existing | Space Heating | Natural Gas | Steam System Efficiency Improvements | A | Original Unit Energy Savings (kWh or therms) | Achievable Technical Potential | 0 | 0 | 0.13953 | 0.13917 | 0.13883 | 0.1385 | 0.13817 | 0.13785 | 0.13755 | 0.13725 | 0.13697 | 0.13669 | 0.13643 | 0.13618 | 0.13594 | 0.13572 | 0.13551 | 0.13531 | 0.13512 | 0.13495 | 0.1348 | 0.13466
F2_Industrial_Paper and Printing_Existing_Space Heating_Natural Gas_Steam System Efficiency Improvements_A_Achievable Technical Potential | F2 | Industrial | Paper and Printing | Existing | Space Heating | Natural Gas | Steam System Efficiency Improvements | A | Original Unit Summer Peak Savings (kW) | Achievable Technical Potential | 0 | 0 | 0 | 0 | 0 | 0 | 0 | 0 | 0 | 0 | 0 | 0 | 0 | 0 | 0 | 0 | 0 | 0 | 0 | 0 | 0 | 0
F3_Industrial_Paper and Printing_Existing_Space Heating_Natural Gas_Steam System Efficiency Improvements_A_Achievable Technical Potential | F3 | Industrial | Paper and Printing | Existing | Space Heating | Natural Gas | Steam System Efficiency Improvements | A | Original Unit Winter Peak Savings (kW) | Achievable Technical Potential | 0 | 0 | 0 | 0 | 0 | 0 | 0 | 0 | 0 | 0 | 0 | 0 | 0 | 0 | 0 | 0 | 0 | 0 | 0 | 0 | 0 | 0
F4_Industrial_Paper and Printing_Existing_Space Heating_Natural Gas_Steam System Efficiency Improvements_A_Achievable Technical Potential | F4 | Industrial | Paper and Printing | Existing | Space Heating | Natural Gas | Steam System Efficiency Improvements | A | Standalone Impact on Baseline Energy (%) | Achievable Technical Potential | 0% | 0% | 0.0008277% | 0.002496% | 0.005477% | 0.01035% | 0.01778% | 0.02848% | 0.0431% | 0.06217% | 0.0859% | 0.1141% | 0.146% | 0.1804% | 0.2156% | 0.2495% | 0.2803% | 0.3071% | 0.3292% | 0.3466% | 0.3601% | 0.3712%
F5_Industrial_Paper and Printing_Existing_Space Heating_Natural Gas_Steam System Efficiency Improvements_A_Achievable Technical Potential | F5 | Industrial | Paper and Printing | Existing | Space Heating | Natural Gas | Steam System Efficiency Improvements | A | Standalone Impact on Baseline Summer Peak (%) | Achievable Technical Potential | bar: 2019 to 2040
F6_Industrial_Paper and Printing_Existing_Space Heating_Natural Gas_Steam System Efficiency Improvements_A_Achievable Technical Potential | F6 | Industrial | Paper and Printing | Existing | Space Heating | Natural Gas | Steam System Efficiency Improvements | A | Standalone Impact on Baseline Winter Peak (%) | Achievable Technical Potential | bar: 2019 to 2040
F7_Industrial_Paper and Printing_Existing_Space Heating_Natural Gas_Steam System Efficiency Improvements_A_Achievable Technical Potential | F7 | Industrial | Paper and Printing | Existing | Space Heating | Natural Gas | Steam System Efficiency Improvements | A | Incremental Energy Savings (MWh or mTherms) | Achievable Technical Potential | 0 | 0 | 0.00056968 | 0.0011163 | 0.0019431 | 0.0030987 | 0.0046114 | 0.0064758 | 0.0086377 | 0.010981 | 0.013319 | 0.015405 | 0.016953 | 0.017691 | 0.017428 | 0.016119 | 0.013907 | 0.011286 | 0.0084699 | 0.0057554 | 0.0036095 | 0.002311
F8_Industrial_Paper and Printing_Existing_Space Heating_Natural Gas_Steam System Efficiency Improvements_A_Achievable Technical Potential | F8 | Industrial | Paper and Printing | Existing | Space Heating | Natural Gas | Steam System Efficiency Improvements | A | Incremental Summer Peak Savings (MW) | Achievable Technical Potential | 0 | 0 | 0 | 0 | 0 | 0 | 0 | 0 | 0 | 0 | 0 | 0 | 0 | 0 | 0 | 0 | 0 | 0 | 0 | 0 | 0 | 0
F9_Industrial_Paper and Printing_Existing_Space Heating_Natural Gas_Steam System Efficiency Improvements_A_Achievable Technical Potential | F9 | Industrial | Paper and Printing | Existing | Space Heating | Natural Gas | Steam System Efficiency Improvements | A | Incremental Winter Peak Savings (MW) | Achievable Technical Potential | 0 | 0 | 0 | 0 | 0 | 0 | 0 | 0 | 0 | 0 | 0 | 0 | 0 | 0 | 0 | 0 | 0 | 0 | 0 | 0 | 0 | 0
F10_Industrial_Paper and Printing_Existing_Space Heating_Natural Gas_Steam System Efficiency Improvements_A_Achievable Technical Potential | F10 | Industrial | Paper and Printing | Existing | Space Heating | Natural Gas | Steam System Efficiency Improvements | A | Cumulative Energy Savings (MWh or mTherms) | Achievable Technical Potential | 0 | 0 | 0.00056968 | 0.0016846 | 0.0036235 | 0.0067134 | 0.011309 | 0.017759 | 0.026357 | 0.037281 | 0.050523 | 0.065827 | 0.082654 | 0.10019 | 0.11745 | 0.13337 | 0.14707 | 0.15814 | 0.1664 | 0.17194 | 0.17535 | 0.17748
F11_Industrial_Paper and Printing_Existing_Space Heating_Natural Gas_Steam System Efficiency Improvements_A_Achievable Technical Potential | F11 | Industrial | Paper and Printing | Existing | Space Heating | Natural Gas | Steam System Efficiency Improvements | A | Cumulative Summer Peak Savings (MW) | Achievable Technical Potential | 0 | 0 | 0 | 0 | 0 | 0 | 0 | 0 | 0 | 0 | 0 | 0 | 0 | 0 | 0 | 0 | 0 | 0 | 0 | 0 | 0 | 0
F12_Industrial_Paper and Printing_Existing_Space Heating_Natural Gas_Steam System Efficiency Improvements_A_Achievable Technical Potential | F12 | Industrial | Paper and Printing | Existing | Space Heating | Natural Gas | Steam System Efficiency Improvements | A | Cumulative Winter Peak Savings (MW) | Achievable Technical Potential | 0 | 0 | 0 | 0 | 0 | 0 | 0 | 0 | 0 | 0 | 0 | 0 | 0 | 0 | 0 | 0 | 0 | 0 | 0 | 0 | 0 | 0
F13_Industrial_Paper and Printing_Existing_Space Heating_Natural Gas_Steam System Efficiency Improvements_A_Achievable Technical Potential | F13 | Industrial | Paper and Printing | Existing | Space Heating | Natural Gas | Steam System Efficiency Improvements | A | Purchases (Incremental) | Achievable Technical Potential | 0 | 0 | 4.083 | 8.0209 | 13.9959 | 22.3738 | 33.3747 | 46.9756 | 62.798 | 80.0053 | 97.2467 | 112.6998 | 124.2618 | 129.912 | 128.2052 | 118.7713 | 102.6261 | 83.4073 | 62.6824 | 42.6473 | 26.7771 | 17.1622
F14_Industrial_Paper and Printing_Existing_Space Heating_Natural Gas_Steam System Efficiency Improvements_A_Achievable Technical Potential | F14 | Industrial | Paper and Printing | Existing | Space Heating | Natural Gas | Steam System Efficiency Improvements | A | Purchases (Cumulative) | Achievable Technical Potential | 0 | 0 | 4.083 | 12.1039 | 26.0998 | 48.4736 | 81.8483 | 128.824 | 191.622 | 271.6273 | 368.874 | 481.5738 | 605.8356 | 735.7477 | 863.9528 | 982.7241 | 1085.3502 | 1168.7575 | 1231.4399 | 1274.0872 | 1300.8643 | 1318.0266
F1_Industrial_Paper and Printing_Existing_Process_Natural Gas_Steam System Efficiency Improvements_A_Achievable Technical Potential | F1 | Industrial | Paper and Printing | Existing | Process | Natural Gas | Steam System Efficiency Improvements | A | Original Unit Energy Savings (kWh or therms) | Achievable Technical Potential | 0 | 0 | 0.076988 | 0.076988 | 0.076988 | 0.076988 | 0.076988 | 0.076988 | 0.076988 | 0.076988 | 0.076988 | 0.076988 | 0.076988 | 0.076988 | 0.076988 | 0.076988 | 0.076988 | 0.076988 | 0.076988 | 0.076988 | 0.076988 | 0.076988
F2_Industrial_Paper and Printing_Existing_Process_Natural Gas_Steam System Efficiency Improvements_A_Achievable Technical Potential | F2 | Industrial | Paper and Printing | Existing | Process | Natural Gas | Steam System Efficiency Improvements | A | Original Unit Summer Peak Savings (kW) | Achievable Technical Potential | 0 | 0 | 0 | 0 | 0 | 0 | 0 | 0 | 0 | 0 | 0 | 0 | 0 | 0 | 0 | 0 | 0 | 0 | 0 | 0 | 0 | 0
F3_Industrial_Paper and Printing_Existing_Process_Natural Gas_Steam System Efficiency Improvements_A_Achievable Technical Potential | F3 | Industrial | Paper and Printing | Existing | Process | Natural Gas | Steam System Efficiency Improvements | A | Original Unit Winter Peak Savings (kW) | Achievable Technical Potential | 0 | 0 | 0 | 0 | 0 | 0 | 0 | 0 | 0 | 0 | 0 | 0 | 0 | 0 | 0 | 0 | 0 | 0 | 0 | 0 | 0 | 0
F4_Industrial_Paper and Printing_Existing_Process_Natural Gas_Steam System Efficiency Improvements_A_Achievable Technical Potential | F4 | Industrial | Paper and Printing | Existing | Process | Natural Gas | Steam System Efficiency Improvements | A | Standalone Impact on Baseline Energy (%) | Achievable Technical Potential | 0% | 0% | 9.514e-07% | 2.87e-06% | 6.297e-06% | 1.19e-05% | 2.044e-05% | 3.274e-05% | 4.956e-05% | 7.148e-05% | 9.878e-05% | 0.0001312% | 0.000168% | 0.0002076% | 0.000248% | 0.0002871% | 0.0003226% | 0.0003535% | 0.000379% | 0.000399% | 0.0004145% | 0.0004274%
F5_Industrial_Paper and Printing_Existing_Process_Natural Gas_Steam System Efficiency Improvements_A_Achievable Technical Potential | F5 | Industrial | Paper and Printing | Existing | Process | Natural Gas | Steam System Efficiency Improvements | A | Standalone Impact on Baseline Summer Peak (%) | Achievable Technical Potential | bar: 2019 to 2040
F6_Industrial_Paper and Printing_Existing_Process_Natural Gas_Steam System Efficiency Improvements_A_Achievable Technical Potential | F6 | Industrial | Paper and Printing | Existing | Process | Natural Gas | Steam System Efficiency Improvements | A | Standalone Impact on Baseline Winter Peak (%) | Achievable Technical Potential | bar: 2019 to 2040
F7_Industrial_Paper and Printing_Existing_Process_Natural Gas_Steam System Efficiency Improvements_A_Achievable Technical Potential | F7 | Industrial | Paper and Printing | Existing | Process | Natural Gas | Steam System Efficiency Improvements | A | Incremental Energy Savings (MWh or mTherms) | Achievable Technical Potential | 0 | 0 | 3.0458e-06 | 5.9833e-06 | 1.0441e-05 | 1.669e-05 | 2.4897e-05 | 3.5042e-05 | 4.6845e-05 | 5.9682e-05 | 7.2543e-05 | 8.4071e-05 | 9.2696e-05 | 9.691e-05 | 9.5637e-05 | 8.86e-05 | 7.6556e-05 | 6.2219e-05 | 4.6759e-05 | 3.1814e-05 | 1.9975e-05 | 1.2803e-05
F8_Industrial_Paper and Printing_Existing_Process_Natural Gas_Steam System Efficiency Improvements_A_Achievable Technical Potential | F8 | Industrial | Paper and Printing | Existing | Process | Natural Gas | Steam System Efficiency Improvements | A | Incremental Summer Peak Savings (MW) | Achievable Technical Potential | 0 | 0 | 0 | 0 | 0 | 0 | 0 | 0 | 0 | 0 | 0 | 0 | 0 | 0 | 0 | 0 | 0 | 0 | 0 | 0 | 0 | 0
F9_Industrial_Paper and Printing_Existing_Process_Natural Gas_Steam System Efficiency Improvements_A_Achievable Technical Potential | F9 | Industrial | Paper and Printing | Existing | Process | Natural Gas | Steam System Efficiency Improvements | A | Incremental Winter Peak Savings (MW) | Achievable Technical Potential | 0 | 0 | 0 | 0 | 0 | 0 | 0 | 0 | 0 | 0 | 0 | 0 | 0 | 0 | 0 | 0 | 0 | 0 | 0 | 0 | 0 | 0
F10_Industrial_Paper and Printing_Existing_Process_Natural Gas_Steam System Efficiency Improvements_A_Achievable Technical Potential | F10 | Industrial | Paper and Printing | Existing | Process | Natural Gas | Steam System Efficiency Improvements | A | Cumulative Energy Savings (MWh or mTherms) | Achievable Technical Potential | 0 | 0 | 3.0458e-06 | 9.0291e-06 | 1.947e-05 | 3.616e-05 | 6.1056e-05 | 9.6099e-05 | 0.00014294 | 0.00020263 | 0.00027517 | 0.00035924 | 0.00045194 | 0.00054885 | 0.00064448 | 0.00073308 | 0.00080964 | 0.00087186 | 0.00091862 | 0.00095043 | 0.00097041 | 0.00098321
F11_Industrial_Paper and Printing_Existing_Process_Natural Gas_Steam System Efficiency Improvements_A_Achievable Technical Potential | F11 | Industrial | Paper and Printing | Existing | Process | Natural Gas | Steam System Efficiency Improvements | A | Cumulative Summer Peak Savings (MW) | Achievable Technical Potential | 0 | 0 | 0 | 0 | 0 | 0 | 0 | 0 | 0 | 0 | 0 | 0 | 0 | 0 | 0 | 0 | 0 | 0 | 0 | 0 | 0 | 0
F12_Industrial_Paper and Printing_Existing_Process_Natural Gas_Steam System Efficiency Improvements_A_Achievable Technical Potential | F12 | Industrial | Paper and Printing | Existing | Process | Natural Gas | Steam System Efficiency Improvements | A | Cumulative Winter Peak Savings (MW) | Achievable Technical Potential | 0 | 0 | 0 | 0 | 0 | 0 | 0 | 0 | 0 | 0 | 0 | 0 | 0 | 0 | 0 | 0 | 0 | 0 | 0 | 0 | 0 | 0
F13_Industrial_Paper and Printing_Existing_Process_Natural Gas_Steam System Efficiency Improvements_A_Achievable Technical Potential | F13 | Industrial | Paper and Printing | Existing | Process | Natural Gas | Steam System Efficiency Improvements | A | Purchases (Incremental) | Achievable Technical Potential | 0 | 0 | 0.039562 | 0.077718 | 0.13561 | 0.21679 | 0.32338 | 0.45516 | 0.60847 | 0.7752 | 0.94226 | 1.092 | 1.204 | 1.2588 | 1.2422 | 1.1508 | 0.99438 | 0.80817 | 0.60735 | 0.41323 | 0.25945 | 0.16629
F14_Industrial_Paper and Printing_Existing_Process_Natural Gas_Steam System Efficiency Improvements_A_Achievable Technical Potential | F14 | Industrial | Paper and Printing | Existing | Process | Natural Gas | Steam System Efficiency Improvements | A | Purchases (Cumulative) | Achievable Technical Potential | 0 | 0 | 0.039562 | 0.11728 | 0.25289 | 0.46968 | 0.79306 | 1.2482 | 1.8567 | 2.6319 | 3.5742 | 4.6662 | 5.8702 | 7.1289 | 8.3712 | 9.522 | 10.5164 | 11.3245 | 11.9319 | 12.3451 | 12.6046 | 12.7709
F1_Industrial_Paper and Printing_Existing_Space Heating_Natural Gas_Strategic Energy Management_A_Achievable Technical Potential | F1 | Industrial | Paper and Printing | Existing | Space Heating | Natural Gas | Strategic Energy Management | A | Original Unit Energy Savings (kWh or therms) | Achievable Technical Potential | 0 | 0 | 56.7198 | 56.5849 | 56.4506 | 56.3177 | 56.1873 | 56.0603 | 55.9374 | 55.8195 | 55.7073 | 55.6015 | 55.5017 | 55.4076 | 55.319 | 55.2356 | 55.157 | 55.0832 | 55.0137 | 54.9485 | 54.8873 | 54.8298
F2_Industrial_Paper and Printing_Existing_Space Heating_Natural Gas_Strategic Energy Management_A_Achievable Technical Potential | F2 | Industrial | Paper and Printing | Existing | Space Heating | Natural Gas | Strategic Energy Management | A | Original Unit Summer Peak Savings (kW) | Achievable Technical Potential | 0 | 0 | 0 | 0 | 0 | 0 | 0 | 0 | 0 | 0 | 0 | 0 | 0 | 0 | 0 | 0 | 0 | 0 | 0 | 0 | 0 | 0
F3_Industrial_Paper and Printing_Existing_Space Heating_Natural Gas_Strategic Energy Management_A_Achievable Technical Potential | F3 | Industrial | Paper and Printing | Existing | Space Heating | Natural Gas | Strategic Energy Management | A | Original Unit Winter Peak Savings (kW) | Achievable Technical Potential | 0 | 0 | 0 | 0 | 0 | 0 | 0 | 0 | 0 | 0 | 0 | 0 | 0 | 0 | 0 | 0 | 0 | 0 | 0 | 0 | 0 | 0
F4_Industrial_Paper and Printing_Existing_Space Heating_Natural Gas_Strategic Energy Management_A_Achievable Technical Potential | F4 | Industrial | Paper and Printing | Existing | Space Heating | Natural Gas | Strategic Energy Management | A | Standalone Impact on Baseline Energy (%) | Achievable Technical Potential | 0% | 0% | 0.08224% | 0.1659% | 0.2511% | 0.3377% | 0.4259% | 0.5156% | 0.6069% | 0.6997% | 0.7943% | 0.8904% | 0.9883% | 1.088% | 1.189% | 1.292% | 1.397% | 1.504% | 1.613% | 1.723% | 1.836% | 1.95%
F5_Industrial_Paper and Printing_Existing_Space Heating_Natural Gas_Strategic Energy Management_A_Achievable Technical Potential | F5 | Industrial | Paper and Printing | Existing | Space Heating | Natural Gas | Strategic Energy Management | A | Standalone Impact on Baseline Summer Peak (%) | Achievable Technical Potential | bar: 2019 to 2040
F6_Industrial_Paper and Printing_Existing_Space Heating_Natural Gas_Strategic Energy Management_A_Achievable Technical Potential | F6 | Industrial | Paper and Printing | Existing | Space Heating | Natural Gas | Strategic Energy Management | A | Standalone Impact on Baseline Winter Peak (%) | Achievable Technical Potential | bar: 2019 to 2040
F7_Industrial_Paper and Printing_Existing_Space Heating_Natural Gas_Strategic Energy Management_A_Achievable Technical Potential | F7 | Industrial | Paper and Printing | Existing | Space Heating | Natural Gas | Strategic Energy Management | A | Incremental Energy Savings (MWh or mTherms) | Achievable Technical Potential | 0 | 0 | 0.056601 | 0.055493 | 0.054406 | 0.053343 | 0.052302 | 0.051284 | 0.050289 | 0.049318 | 0.04837 | 0.047446 | 0.046544 | 0.045664 | 0.044805 | 0.043966 | 0.043146 | 0.042346 | 0.041563 | 0.040798 | 0.04005 | 0.039318
F8_Industrial_Paper and Printing_Existing_Space Heating_Natural Gas_Strategic Energy Management_A_Achievable Technical Potential | F8 | Industrial | Paper and Printing | Existing | Space Heating | Natural Gas | Strategic Energy Management | A | Incremental Summer Peak Savings (MW) | Achievable Technical Potential | 0 | 0 | 0 | 0 | 0 | 0 | 0 | 0 | 0 | 0 | 0 | 0 | 0 | 0 | 0 | 0 | 0 | 0 | 0 | 0 | 0 | 0
F9_Industrial_Paper and Printing_Existing_Space Heating_Natural Gas_Strategic Energy Management_A_Achievable Technical Potential | F9 | Industrial | Paper and Printing | Existing | Space Heating | Natural Gas | Strategic Energy Management | A | Incremental Winter Peak Savings (MW) | Achievable Technical Potential | 0 | 0 | 0 | 0 | 0 | 0 | 0 | 0 | 0 | 0 | 0 | 0 | 0 | 0 | 0 | 0 | 0 | 0 | 0 | 0 | 0 | 0
F10_Industrial_Paper and Printing_Existing_Space Heating_Natural Gas_Strategic Energy Management_A_Achievable Technical Potential | F10 | Industrial | Paper and Printing | Existing | Space Heating | Natural Gas | Strategic Energy Management | A | Cumulative Energy Savings (MWh or mTherms) | Achievable Technical Potential | 0 | 0 | 0.056601 | 0.11196 | 0.1661 | 0.21905 | 0.27085 | 0.32152 | 0.3711 | 0.41964 | 0.46716 | 0.51372 | 0.55934 | 0.60406 | 0.6479 | 0.69089 | 0.73305 | 0.77441 | 0.815 | 0.85483 | 0.89393 | 0.93231
F11_Industrial_Paper and Printing_Existing_Space Heating_Natural Gas_Strategic Energy Management_A_Achievable Technical Potential | F11 | Industrial | Paper and Printing | Existing | Space Heating | Natural Gas | Strategic Energy Management | A | Cumulative Summer Peak Savings (MW) | Achievable Technical Potential | 0 | 0 | 0 | 0 | 0 | 0 | 0 | 0 | 0 | 0 | 0 | 0 | 0 | 0 | 0 | 0 | 0 | 0 | 0 | 0 | 0 | 0
F12_Industrial_Paper and Printing_Existing_Space Heating_Natural Gas_Strategic Energy Management_A_Achievable Technical Potential | F12 | Industrial | Paper and Printing | Existing | Space Heating | Natural Gas | Strategic Energy Management | A | Cumulative Winter Peak Savings (MW) | Achievable Technical Potential | 0 | 0 | 0 | 0 | 0 | 0 | 0 | 0 | 0 | 0 | 0 | 0 | 0 | 0 | 0 | 0 | 0 | 0 | 0 | 0 | 0 | 0
F13_Industrial_Paper and Printing_Existing_Space Heating_Natural Gas_Strategic Energy Management_A_Achievable Technical Potential | F13 | Industrial | Paper and Printing | Existing | Space Heating | Natural Gas | Strategic Energy Management | A | Purchases (Incremental) | Achievable Technical Potential | 0 | 0 | 0.9979 | 0.9807 | 0.96379 | 0.94717 | 0.93084 | 0.91479 | 0.89902 | 0.88352 | 0.86829 | 0.85332 | 0.8386 | 0.82415 | 0.80994 | 0.79597 | 0.78225 | 0.76876 | 0.75551 | 0.74248 | 0.72968 | 0.7171
F14_Industrial_Paper and Printing_Existing_Space Heating_Natural Gas_Strategic Energy Management_A_Achievable Technical Potential | F14 | Industrial | Paper and Printing | Existing | Space Heating | Natural Gas | Strategic Energy Management | A | Purchases (Cumulative) | Achievable Technical Potential | 0 | 0 | 0.9979 | 1.9786 | 2.9424 | 3.8896 | 4.8204 | 5.7352 | 6.6342 | 7.5177 | 8.386 | 9.2393 | 10.0779 | 10.9021 | 11.712 | 12.508 | 13.2902 | 14.059 | 14.8145 | 15.557 | 16.2867 | 17.0038
F1_Industrial_Paper and Printing_Existing_Process_Natural Gas_Strategic Energy Management_A_Achievable Technical Potential | F1 | Industrial | Paper and Printing | Existing | Process | Natural Gas | Strategic Energy Management | A | Original Unit Energy Savings (kWh or therms) | Achievable Technical Potential | 0 | 0 | 56.8877 | 56.8877 | 56.8877 | 56.8877 | 56.8877 | 56.8877 | 56.8877 | 56.8877 | 56.8877 | 56.8877 | 56.8877 | 56.8877 | 56.8877 | 56.8877 | 56.8877 | 56.8877 | 56.8877 | 56.8877 | 56.8877 | 56.8877
F2_Industrial_Paper and Printing_Existing_Process_Natural Gas_Strategic Energy Management_A_Achievable Technical Potential | F2 | Industrial | Paper and Printing | Existing | Process | Natural Gas | Strategic Energy Management | A | Original Unit Summer Peak Savings (kW) | Achievable Technical Potential | 0 | 0 | 0 | 0 | 0 | 0 | 0 | 0 | 0 | 0 | 0 | 0 | 0 | 0 | 0 | 0 | 0 | 0 | 0 | 0 | 0 | 0
F3_Industrial_Paper and Printing_Existing_Process_Natural Gas_Strategic Energy Management_A_Achievable Technical Potential | F3 | Industrial | Paper and Printing | Existing | Process | Natural Gas | Strategic Energy Management | A | Original Unit Winter Peak Savings (kW) | Achievable Technical Potential | 0 | 0 | 0 | 0 | 0 | 0 | 0 | 0 | 0 | 0 | 0 | 0 | 0 | 0 | 0 | 0 | 0 | 0 | 0 | 0 | 0 | 0
F4_Industrial_Paper and Printing_Existing_Process_Natural Gas_Strategic Energy Management_A_Achievable Technical Potential | F4 | Industrial | Paper and Printing | Existing | Process | Natural Gas | Strategic Energy Management | A | Standalone Impact on Baseline Energy (%) | Achievable Technical Potential | 0% | 0% | 0.08224% | 0.1659% | 0.2511% | 0.3377% | 0.4259% | 0.5156% | 0.6069% | 0.6997% | 0.7943% | 0.8904% | 0.9883% | 1.088% | 1.189% | 1.292% | 1.397% | 1.504% | 1.613% | 1.723% | 1.836% | 1.95%
F5_Industrial_Paper and Printing_Existing_Process_Natural Gas_Strategic Energy Management_A_Achievable Technical Potential | F5 | Industrial | Paper and Printing | Existing | Process | Natural Gas | Strategic Energy Management | A | Standalone Impact on Baseline Summer Peak (%) | Achievable Technical Potential | bar: 2019 to 2040
F6_Industrial_Paper and Printing_Existing_Process_Natural Gas_Strategic Energy Management_A_Achievable Technical Potential | F6 | Industrial | Paper and Printing | Existing | Process | Natural Gas | Strategic Energy Management | A | Standalone Impact on Baseline Winter Peak (%) | Achievable Technical Potential | bar: 2019 to 2040
F7_Industrial_Paper and Printing_Existing_Process_Natural Gas_Strategic Energy Management_A_Achievable Technical Potential | F7 | Industrial | Paper and Printing | Existing | Process | Natural Gas | Strategic Energy Management | A | Incremental Energy Savings (MWh or mTherms) | Achievable Technical Potential | 0 | 0 | 0.26329 | 0.25875 | 0.25429 | 0.2499 | 0.24559 | 0.24136 | 0.2372 | 0.23311 | 0.22909 | 0.22514 | 0.22126 | 0.21744 | 0.21369 | 0.21001 | 0.20639 | 0.20283 | 0.19933 | 0.1959 | 0.19252 | 0.1892
F8_Industrial_Paper and Printing_Existing_Process_Natural Gas_Strategic Energy Management_A_Achievable Technical Potential | F8 | Industrial | Paper and Printing | Existing | Process | Natural Gas | Strategic Energy Management | A | Incremental Summer Peak Savings (MW) | Achievable Technical Potential | 0 | 0 | 0 | 0 | 0 | 0 | 0 | 0 | 0 | 0 | 0 | 0 | 0 | 0 | 0 | 0 | 0 | 0 | 0 | 0 | 0 | 0
F9_Industrial_Paper and Printing_Existing_Process_Natural Gas_Strategic Energy Management_A_Achievable Technical Potential | F9 | Industrial | Paper and Printing | Existing | Process | Natural Gas | Strategic Energy Management | A | Incremental Winter Peak Savings (MW) | Achievable Technical Potential | 0 | 0 | 0 | 0 | 0 | 0 | 0 | 0 | 0 | 0 | 0 | 0 | 0 | 0 | 0 | 0 | 0 | 0 | 0 | 0 | 0 | 0
F10_Industrial_Paper and Printing_Existing_Process_Natural Gas_Strategic Energy Management_A_Achievable Technical Potential | F10 | Industrial | Paper and Printing | Existing | Process | Natural Gas | Strategic Energy Management | A | Cumulative Energy Savings (MWh or mTherms) | Achievable Technical Potential | 0 | 0 | 0.26329 | 0.52203 | 0.77632 | 1.0262 | 1.2718 | 1.5132 | 1.7504 | 1.9835 | 2.2126 | 2.4377 | 2.659 | 2.8764 | 3.0901 | 3.3001 | 3.5065 | 3.7093 | 3.9087 | 4.1046 | 4.2971 | 4.4863
F11_Industrial_Paper and Printing_Existing_Process_Natural Gas_Strategic Energy Management_A_Achievable Technical Potential | F11 | Industrial | Paper and Printing | Existing | Process | Natural Gas | Strategic Energy Management | A | Cumulative Summer Peak Savings (MW) | Achievable Technical Potential | 0 | 0 | 0 | 0 | 0 | 0 | 0 | 0 | 0 | 0 | 0 | 0 | 0 | 0 | 0 | 0 | 0 | 0 | 0 | 0 | 0 | 0
F12_Industrial_Paper and Printing_Existing_Process_Natural Gas_Strategic Energy Management_A_Achievable Technical Potential | F12 | Industrial | Paper and Printing | Existing | Process | Natural Gas | Strategic Energy Management | A | Cumulative Winter Peak Savings (MW) | Achievable Technical Potential | 0 | 0 | 0 | 0 | 0 | 0 | 0 | 0 | 0 | 0 | 0 | 0 | 0 | 0 | 0 | 0 | 0 | 0 | 0 | 0 | 0 | 0
F13_Industrial_Paper and Printing_Existing_Process_Natural Gas_Strategic Energy Management_A_Achievable Technical Potential | F13 | Industrial | Paper and Printing | Existing | Process | Natural Gas | Strategic Energy Management | A | Purchases (Incremental) | Achievable Technical Potential | 0 | 0 | 4.6282 | 4.5484 | 4.47 | 4.3929 | 4.3172 | 4.2427 | 4.1696 | 4.0977 | 4.027 | 3.9576 | 3.8894 | 3.8223 | 3.7564 | 3.6916 | 3.628 | 3.5654 | 3.504 | 3.4436 | 3.3842 | 3.3258
F14_Industrial_Paper and Printing_Existing_Process_Natural Gas_Strategic Energy Management_A_Achievable Technical Potential | F14 | Industrial | Paper and Printing | Existing | Process | Natural Gas | Strategic Energy Management | A | Purchases (Cumulative) | Achievable Technical Potential | 0 | 0 | 4.6282 | 9.1766 | 13.6465 | 18.0394 | 22.3566 | 26.5993 | 30.7688 | 34.8665 | 38.8936 | 42.8512 | 46.7405 | 50.5628 | 54.3192 | 58.0109 | 61.6389 | 65.2043 | 68.7083 | 72.1518 | 75.536 | 78.8618
F1_Industrial_Paper and Printing_Existing_Miscellaneous_Natural Gas_Strategic Energy Management_A_Achievable Technical Potential | F1 | Industrial | Paper and Printing | Existing | Miscellaneous | Natural Gas | Strategic Energy Management | A | Original Unit Energy Savings (kWh or therms) | Achievable Technical Potential | 0 | 0 | 18.0192 | 18.0192 | 18.0192 | 18.0192 | 18.0192 | 18.0192 | 18.0192 | 18.0192 | 18.0192 | 18.0192 | 18.0192 | 18.0192 | 18.0192 | 18.0192 | 18.0192 | 18.0192 | 18.0192 | 18.0192 | 18.0192 | 18.0192
F2_Industrial_Paper and Printing_Existing_Miscellaneous_Natural Gas_Strategic Energy Management_A_Achievable Technical Potential | F2 | Industrial | Paper and Printing | Existing | Miscellaneous | Natural Gas | Strategic Energy Management | A | Original Unit Summer Peak Savings (kW) | Achievable Technical Potential | 0 | 0 | 0 | 0 | 0 | 0 | 0 | 0 | 0 | 0 | 0 | 0 | 0 | 0 | 0 | 0 | 0 | 0 | 0 | 0 | 0 | 0
F3_Industrial_Paper and Printing_Existing_Miscellaneous_Natural Gas_Strategic Energy Management_A_Achievable Technical Potential | F3 | Industrial | Paper and Printing | Existing | Miscellaneous | Natural Gas | Strategic Energy Management | A | Original Unit Winter Peak Savings (kW) | Achievable Technical Potential | 0 | 0 | 0 | 0 | 0 | 0 | 0 | 0 | 0 | 0 | 0 | 0 | 0 | 0 | 0 | 0 | 0 | 0 | 0 | 0 | 0 | 0
F4_Industrial_Paper and Printing_Existing_Miscellaneous_Natural Gas_Strategic Energy Management_A_Achievable Technical Potential | F4 | Industrial | Paper and Printing | Existing | Miscellaneous | Natural Gas | Strategic Energy Management | A | Standalone Impact on Baseline Energy (%) | Achievable Technical Potential | 0% | 0% | 0.08224% | 0.1659% | 0.2511% | 0.3377% | 0.4259% | 0.5156% | 0.6069% | 0.6997% | 0.7943% | 0.8904% | 0.9883% | 1.088% | 1.189% | 1.292% | 1.397% | 1.504% | 1.613% | 1.723% | 1.836% | 1.95%
F5_Industrial_Paper and Printing_Existing_Miscellaneous_Natural Gas_Strategic Energy Management_A_Achievable Technical Potential | F5 | Industrial | Paper and Printing | Existing | Miscellaneous | Natural Gas | Strategic Energy Management | A | Standalone Impact on Baseline Summer Peak (%) | Achievable Technical Potential | bar: 2019 to 2040
F6_Industrial_Paper and Printing_Existing_Miscellaneous_Natural Gas_Strategic Energy Management_A_Achievable Technical Potential | F6 | Industrial | Paper and Printing | Existing | Miscellaneous | Natural Gas | Strategic Energy Management | A | Standalone Impact on Baseline Winter Peak (%) | Achievable Technical Potential | bar: 2019 to 2040
F7_Industrial_Paper and Printing_Existing_Miscellaneous_Natural Gas_Strategic Energy Management_A_Achievable Technical Potential | F7 | Industrial | Paper and Printing | Existing | Miscellaneous | Natural Gas | Strategic Energy Management | A | Incremental Energy Savings (MWh or mTherms) | Achievable Technical Potential | 0 | 0 | 0.020849 | 0.02049 | 0.020136 | 0.019789 | 0.019448 | 0.019113 | 0.018783 | 0.018459 | 0.018141 | 0.017828 | 0.017521 | 0.017219 | 0.016922 | 0.01663 | 0.016343 | 0.016062 | 0.015785 | 0.015513 | 0.015245 | 0.014982
F8_Industrial_Paper and Printing_Existing_Miscellaneous_Natural Gas_Strategic Energy Management_A_Achievable Technical Potential | F8 | Industrial | Paper and Printing | Existing | Miscellaneous | Natural Gas | Strategic Energy Management | A | Incremental Summer Peak Savings (MW) | Achievable Technical Potential | 0 | 0 | 0 | 0 | 0 | 0 | 0 | 0 | 0 | 0 | 0 | 0 | 0 | 0 | 0 | 0 | 0 | 0 | 0 | 0 | 0 | 0
F9_Industrial_Paper and Printing_Existing_Miscellaneous_Natural Gas_Strategic Energy Management_A_Achievable Technical Potential | F9 | Industrial | Paper and Printing | Existing | Miscellaneous | Natural Gas | Strategic Energy Management | A | Incremental Winter Peak Savings (MW) | Achievable Technical Potential | 0 | 0 | 0 | 0 | 0 | 0 | 0 | 0 | 0 | 0 | 0 | 0 | 0 | 0 | 0 | 0 | 0 | 0 | 0 | 0 | 0 | 0
F10_Industrial_Paper and Printing_Existing_Miscellaneous_Natural Gas_Strategic Energy Management_A_Achievable Technical Potential | F10 | Industrial | Paper and Printing | Existing | Miscellaneous | Natural Gas | Strategic Energy Management | A | Cumulative Energy Savings (MWh or mTherms) | Achievable Technical Potential | 0 | 0 | 0.020849 | 0.041339 | 0.061475 | 0.081264 | 0.10071 | 0.11982 | 0.13861 | 0.15707 | 0.17521 | 0.19304 | 0.21056 | 0.22778 | 0.2447 | 0.26133 | 0.27767 | 0.29373 | 0.30952 | 0.32503 | 0.34027 | 0.35526
F11_Industrial_Paper and Printing_Existing_Miscellaneous_Natural Gas_Strategic Energy Management_A_Achievable Technical Potential | F11 | Industrial | Paper and Printing | Existing | Miscellaneous | Natural Gas | Strategic Energy Management | A | Cumulative Summer Peak Savings (MW) | Achievable Technical Potential | 0 | 0 | 0 | 0 | 0 | 0 | 0 | 0 | 0 | 0 | 0 | 0 | 0 | 0 | 0 | 0 | 0 | 0 | 0 | 0 | 0 | 0
F12_Industrial_Paper and Printing_Existing_Miscellaneous_Natural Gas_Strategic Energy Management_A_Achievable Technical Potential | F12 | Industrial | Paper and Printing | Existing | Miscellaneous | Natural Gas | Strategic Energy Management | A | Cumulative Winter Peak Savings (MW) | Achievable Technical Potential | 0 | 0 | 0 | 0 | 0 | 0 | 0 | 0 | 0 | 0 | 0 | 0 | 0 | 0 | 0 | 0 | 0 | 0 | 0 | 0 | 0 | 0
F13_Industrial_Paper and Printing_Existing_Miscellaneous_Natural Gas_Strategic Energy Management_A_Achievable Technical Potential | F13 | Industrial | Paper and Printing | Existing | Miscellaneous | Natural Gas | Strategic Energy Management | A | Purchases (Incremental) | Achievable Technical Potential | 0 | 0 | 1.157 | 1.1371 | 1.1175 | 1.0982 | 1.0793 | 1.0607 | 1.0424 | 1.0244 | 1.0068 | 0.9894 | 0.97234 | 0.95558 | 0.9391 | 0.92291 | 0.907 | 0.89136 | 0.87599 | 0.86089 | 0.84604 | 0.83146
F14_Industrial_Paper and Printing_Existing_Miscellaneous_Natural Gas_Strategic Energy Management_A_Achievable Technical Potential | F14 | Industrial | Paper and Printing | Existing | Miscellaneous | Natural Gas | Strategic Energy Management | A | Purchases (Cumulative) | Achievable Technical Potential | 0 | 0 | 1.157 | 2.2941 | 3.4116 | 4.5099 | 5.5891 | 6.6498 | 7.6922 | 8.7166 | 9.7234 | 10.7128 | 11.6851 | 12.6407 | 13.5798 | 14.5027 | 15.4097 | 16.3011 | 17.1771 | 18.038 | 18.884 | 19.7155
F1_Industrial_Paper and Printing_Existing_Space Heating_Natural Gas_Commissioning_A_Achievable Technical Potential | F1 | Industrial | Paper and Printing | Existing | Space Heating | Natural Gas | Commissioning | A | Original Unit Energy Savings (kWh or therms) | Achievable Technical Potential | 0 | 0 | 68.2583 | 68.096 | 67.9344 | 67.7745 | 67.6176 | 67.4647 | 67.3168 | 67.1749 | 67.0399 | 66.9125 | 66.7924 | 66.6793 | 66.5726 | 66.4722 | 66.3777 | 66.2888 | 66.2052 | 66.1267 | 66.053 | 65.9839
F2_Industrial_Paper and Printing_Existing_Space Heating_Natural Gas_Commissioning_A_Achievable Technical Potential | F2 | Industrial | Paper and Printing | Existing | Space Heating | Natural Gas | Commissioning | A | Original Unit Summer Peak Savings (kW) | Achievable Technical Potential | 0 | 0 | 0 | 0 | 0 | 0 | 0 | 0 | 0 | 0 | 0 | 0 | 0 | 0 | 0 | 0 | 0 | 0 | 0 | 0 | 0 | 0
F3_Industrial_Paper and Printing_Existing_Space Heating_Natural Gas_Commissioning_A_Achievable Technical Potential | F3 | Industrial | Paper and Printing | Existing | Space Heating | Natural Gas | Commissioning | A | Original Unit Winter Peak Savings (kW) | Achievable Technical Potential | 0 | 0 | 0 | 0 | 0 | 0 | 0 | 0 | 0 | 0 | 0 | 0 | 0 | 0 | 0 | 0 | 0 | 0 | 0 | 0 | 0 | 0
F4_Industrial_Paper and Printing_Existing_Space Heating_Natural Gas_Commissioning_A_Achievable Technical Potential | F4 | Industrial | Paper and Printing | Existing | Space Heating | Natural Gas | Commissioning | A | Standalone Impact on Baseline Energy (%) | Achievable Technical Potential | bar: 2019 to 2040
F5_Industrial_Paper and Printing_Existing_Space Heating_Natural Gas_Commissioning_A_Achievable Technical Potential | F5 | Industrial | Paper and Printing | Existing | Space Heating | Natural Gas | Commissioning | A | Standalone Impact on Baseline Summer Peak (%) | Achievable Technical Potential | bar: 2019 to 2040
F6_Industrial_Paper and Printing_Existing_Space Heating_Natural Gas_Commissioning_A_Achievable Technical Potential | F6 | Industrial | Paper and Printing | Existing | Space Heating | Natural Gas | Commissioning | A | Standalone Impact on Baseline Winter Peak (%) | Achievable Technical Potential | bar: 2019 to 2040
F7_Industrial_Paper and Printing_Existing_Space Heating_Natural Gas_Commissioning_A_Achievable Technical Potential | F7 | Industrial | Paper and Printing | Existing | Space Heating | Natural Gas | Commissioning | A | Incremental Energy Savings (MWh or mTherms) | Achievable Technical Potential | 0 | 0 | 0 | 0 | 0 | 0 | 0 | 0 | 0 | 0 | 0 | 0 | 0 | 0 | 0 | 0 | 0 | 0 | 0 | 0 | 0 | 0
F8_Industrial_Paper and Printing_Existing_Space Heating_Natural Gas_Commissioning_A_Achievable Technical Potential | F8 | Industrial | Paper and Printing | Existing | Space Heating | Natural Gas | Commissioning | A | Incremental Summer Peak Savings (MW) | Achievable Technical Potential | 0 | 0 | 0 | 0 | 0 | 0 | 0 | 0 | 0 | 0 | 0 | 0 | 0 | 0 | 0 | 0 | 0 | 0 | 0 | 0 | 0 | 0
F9_Industrial_Paper and Printing_Existing_Space Heating_Natural Gas_Commissioning_A_Achievable Technical Potential | F9 | Industrial | Paper and Printing | Existing | Space Heating | Natural Gas | Commissioning | A | Incremental Winter Peak Savings (MW) | Achievable Technical Potential | 0 | 0 | 0 | 0 | 0 | 0 | 0 | 0 | 0 | 0 | 0 | 0 | 0 | 0 | 0 | 0 | 0 | 0 | 0 | 0 | 0 | 0
F10_Industrial_Paper and Printing_Existing_Space Heating_Natural Gas_Commissioning_A_Achievable Technical Potential | F10 | Industrial | Paper and Printing | Existing | Space Heating | Natural Gas | Commissioning | A | Cumulative Energy Savings (MWh or mTherms) | Achievable Technical Potential | 0 | 0 | 0 | 0 | 0 | 0 | 0 | 0 | 0 | 0 | 0 | 0 | 0 | 0 | 0 | 0 | 0 | 0 | 0 | 0 | 0 | 0
F11_Industrial_Paper and Printing_Existing_Space Heating_Natural Gas_Commissioning_A_Achievable Technical Potential | F11 | Industrial | Paper and Printing | Existing | Space Heating | Natural Gas | Commissioning | A | Cumulative Summer Peak Savings (MW) | Achievable Technical Potential | 0 | 0 | 0 | 0 | 0 | 0 | 0 | 0 | 0 | 0 | 0 | 0 | 0 | 0 | 0 | 0 | 0 | 0 | 0 | 0 | 0 | 0
F12_Industrial_Paper and Printing_Existing_Space Heating_Natural Gas_Commissioning_A_Achievable Technical Potential | F12 | Industrial | Paper and Printing | Existing | Space Heating | Natural Gas | Commissioning | A | Cumulative Winter Peak Savings (MW) | Achievable Technical Potential | 0 | 0 | 0 | 0 | 0 | 0 | 0 | 0 | 0 | 0 | 0 | 0 | 0 | 0 | 0 | 0 | 0 | 0 | 0 | 0 | 0 | 0
F13_Industrial_Paper and Printing_Existing_Space Heating_Natural Gas_Commissioning_A_Achievable Technical Potential | F13 | Industrial | Paper and Printing | Existing | Space Heating | Natural Gas | Commissioning | A | Purchases (Incremental) | Achievable Technical Potential | 0 | 0 | 0 | 0 | 0 | 0 | 0 | 0 | 0 | 0 | 0 | 0 | 0 | 0 | 0 | 0 | 0 | 0 | 0 | 0 | 0 | 0
F14_Industrial_Paper and Printing_Existing_Space Heating_Natural Gas_Commissioning_A_Achievable Technical Potential | F14 | Industrial | Paper and Printing | Existing | Space Heating | Natural Gas | Commissioning | A | Purchases (Cumulative) | Achievable Technical Potential | 0 | 0 | 0 | 0 | 0 | 0 | 0 | 0 | 0 | 0 | 0 | 0 | 0 | 0 | 0 | 0 | 0 | 0 | 0 | 0 | 0 | 0
F1_Industrial_Paper and Printing_Existing_Process_Natural Gas_Commissioning_A_Achievable Technical Potential | F1 | Industrial | Paper and Printing | Existing | Process | Natural Gas | Commissioning | A | Original Unit Energy Savings (kWh or therms) | Achievable Technical Potential | 0 | 0 | 317.5129 | 317.5129 | 317.5129 | 317.5129 | 317.5129 | 317.5129 | 317.5129 | 317.5129 | 317.5129 | 317.5129 | 317.5129 | 317.5129 | 317.5129 | 317.5129 | 317.5129 | 317.5129 | 317.5129 | 317.5129 | 317.5129 | 317.5129
F2_Industrial_Paper and Printing_Existing_Process_Natural Gas_Commissioning_A_Achievable Technical Potential | F2 | Industrial | Paper and Printing | Existing | Process | Natural Gas | Commissioning | A | Original Unit Summer Peak Savings (kW) | Achievable Technical Potential | 0 | 0 | 0 | 0 | 0 | 0 | 0 | 0 | 0 | 0 | 0 | 0 | 0 | 0 | 0 | 0 | 0 | 0 | 0 | 0 | 0 | 0
F3_Industrial_Paper and Printing_Existing_Process_Natural Gas_Commissioning_A_Achievable Technical Potential | F3 | Industrial | Paper and Printing | Existing | Process | Natural Gas | Commissioning | A | Original Unit Winter Peak Savings (kW) | Achievable Technical Potential | 0 | 0 | 0 | 0 | 0 | 0 | 0 | 0 | 0 | 0 | 0 | 0 | 0 | 0 | 0 | 0 | 0 | 0 | 0 | 0 | 0 | 0
F4_Industrial_Paper and Printing_Existing_Process_Natural Gas_Commissioning_A_Achievable Technical Potential | F4 | Industrial | Paper and Printing | Existing | Process | Natural Gas | Commissioning | A | Standalone Impact on Baseline Energy (%) | Achievable Technical Potential | bar: 2019 to 2040
F5_Industrial_Paper and Printing_Existing_Process_Natural Gas_Commissioning_A_Achievable Technical Potential | F5 | Industrial | Paper and Printing | Existing | Process | Natural Gas | Commissioning | A | Standalone Impact on Baseline Summer Peak (%) | Achievable Technical Potential | bar: 2019 to 2040
F6_Industrial_Paper and Printing_Existing_Process_Natural Gas_Commissioning_A_Achievable Technical Potential | F6 | Industrial | Paper and Printing | Existing | Process | Natural Gas | Commissioning | A | Standalone Impact on Baseline Winter Peak (%) | Achievable Technical Potential | bar: 2019 to 2040
F7_Industrial_Paper and Printing_Existing_Process_Natural Gas_Commissioning_A_Achievable Technical Potential | F7 | Industrial | Paper and Printing | Existing | Process | Natural Gas | Commissioning | A | Incremental Energy Savings (MWh or mTherms) | Achievable Technical Potential | 0 | 0 | 0 | 0 | 0 | 0 | 0 | 0 | 0 | 0 | 0 | 0 | 0 | 0 | 0 | 0 | 0 | 0 | 0 | 0 | 0 | 0
F8_Industrial_Paper and Printing_Existing_Process_Natural Gas_Commissioning_A_Achievable Technical Potential | F8 | Industrial | Paper and Printing | Existing | Process | Natural Gas | Commissioning | A | Incremental Summer Peak Savings (MW) | Achievable Technical Potential | 0 | 0 | 0 | 0 | 0 | 0 | 0 | 0 | 0 | 0 | 0 | 0 | 0 | 0 | 0 | 0 | 0 | 0 | 0 | 0 | 0 | 0
F9_Industrial_Paper and Printing_Existing_Process_Natural Gas_Commissioning_A_Achievable Technical Potential | F9 | Industrial | Paper and Printing | Existing | Process | Natural Gas | Commissioning | A | Incremental Winter Peak Savings (MW) | Achievable Technical Potential | 0 | 0 | 0 | 0 | 0 | 0 | 0 | 0 | 0 | 0 | 0 | 0 | 0 | 0 | 0 | 0 | 0 | 0 | 0 | 0 | 0 | 0
F10_Industrial_Paper and Printing_Existing_Process_Natural Gas_Commissioning_A_Achievable Technical Potential | F10 | Industrial | Paper and Printing | Existing | Process | Natural Gas | Commissioning | A | Cumulative Energy Savings (MWh or mTherms) | Achievable Technical Potential | 0 | 0 | 0 | 0 | 0 | 0 | 0 | 0 | 0 | 0 | 0 | 0 | 0 | 0 | 0 | 0 | 0 | 0 | 0 | 0 | 0 | 0
F11_Industrial_Paper and Printing_Existing_Process_Natural Gas_Commissioning_A_Achievable Technical Potential | F11 | Industrial | Paper and Printing | Existing | Process | Natural Gas | Commissioning | A | Cumulative Summer Peak Savings (MW) | Achievable Technical Potential | 0 | 0 | 0 | 0 | 0 | 0 | 0 | 0 | 0 | 0 | 0 | 0 | 0 | 0 | 0 | 0 | 0 | 0 | 0 | 0 | 0 | 0
F12_Industrial_Paper and Printing_Existing_Process_Natural Gas_Commissioning_A_Achievable Technical Potential | F12 | Industrial | Paper and Printing | Existing | Process | Natural Gas | Commissioning | A | Cumulative Winter Peak Savings (MW) | Achievable Technical Potential | 0 | 0 | 0 | 0 | 0 | 0 | 0 | 0 | 0 | 0 | 0 | 0 | 0 | 0 | 0 | 0 | 0 | 0 | 0 | 0 | 0 | 0
F13_Industrial_Paper and Printing_Existing_Process_Natural Gas_Commissioning_A_Achievable Technical Potential | F13 | Industrial | Paper and Printing | Existing | Process | Natural Gas | Commissioning | A | Purchases (Incremental) | Achievable Technical Potential | 0 | 0 | 0 | 0 | 0 | 0 | 0 | 0 | 0 | 0 | 0 | 0 | 0 | 0 | 0 | 0 | 0 | 0 | 0 | 0 | 0 | 0
F14_Industrial_Paper and Printing_Existing_Process_Natural Gas_Commissioning_A_Achievable Technical Potential | F14 | Industrial | Paper and Printing | Existing | Process | Natural Gas | Commissioning | A | Purchases (Cumulative) | Achievable Technical Potential | 0 | 0 | 0 | 0 | 0 | 0 | 0 | 0 | 0 | 0 | 0 | 0 | 0 | 0 | 0 | 0 | 0 | 0 | 0 | 0 | 0 | 0
F1_Industrial_Paper and Printing_Existing_Space Heating_Natural Gas_Retrocommissioning_A_Achievable Technical Potential | F1 | Industrial | Paper and Printing | Existing | Space Heating | Natural Gas | Retrocommissioning | A | Original Unit Energy Savings (kWh or therms) | Achievable Technical Potential | 0 | 0 | 9.4806 | 9.4581 | 9.4356 | 9.4134 | 9.3916 | 9.3704 | 9.3498 | 9.3301 | 9.3114 | 9.2937 | 9.277 | 9.2613 | 9.2465 | 9.2325 | 9.2194 | 9.2071 | 9.1954 | 9.1845 | 9.1743 | 9.1647
F2_Industrial_Paper and Printing_Existing_Space Heating_Natural Gas_Retrocommissioning_A_Achievable Technical Potential | F2 | Industrial | Paper and Printing | Existing | Space Heating | Natural Gas | Retrocommissioning | A | Original Unit Summer Peak Savings (kW) | Achievable Technical Potential | 0 | 0 | 0 | 0 | 0 | 0 | 0 | 0 | 0 | 0 | 0 | 0 | 0 | 0 | 0 | 0 | 0 | 0 | 0 | 0 | 0 | 0
F3_Industrial_Paper and Printing_Existing_Space Heating_Natural Gas_Retrocommissioning_A_Achievable Technical Potential | F3 | Industrial | Paper and Printing | Existing | Space Heating | Natural Gas | Retrocommissioning | A | Original Unit Winter Peak Savings (kW) | Achievable Technical Potential | 0 | 0 | 0 | 0 | 0 | 0 | 0 | 0 | 0 | 0 | 0 | 0 | 0 | 0 | 0 | 0 | 0 | 0 | 0 | 0 | 0 | 0
F4_Industrial_Paper and Printing_Existing_Space Heating_Natural Gas_Retrocommissioning_A_Achievable Technical Potential | F4 | Industrial | Paper and Printing | Existing | Space Heating | Natural Gas | Retrocommissioning | A | Standalone Impact on Baseline Energy (%) | Achievable Technical Potential | 0% | 0% | 0.0124% | 0.02501% | 0.03784% | 0.0509% | 0.06419% | 0.07772% | 0.09148% | 0.1055% | 0.1197% | 0.1342% | 0.149% | 0.164% | 0.1793% | 0.1948% | 0.2106% | 0.2267% | 0.2431% | 0.2597% | 0.2767% | 0.2939%
F5_Industrial_Paper and Printing_Existing_Space Heating_Natural Gas_Retrocommissioning_A_Achievable Technical Potential | F5 | Industrial | Paper and Printing | Existing | Space Heating | Natural Gas | Retrocommissioning | A | Standalone Impact on Baseline Summer Peak (%) | Achievable Technical Potential | bar: 2019 to 2040
F6_Industrial_Paper and Printing_Existing_Space Heating_Natural Gas_Retrocommissioning_A_Achievable Technical Potential | F6 | Industrial | Paper and Printing | Existing | Space Heating | Natural Gas | Retrocommissioning | A | Standalone Impact on Baseline Winter Peak (%) | Achievable Technical Potential | bar: 2019 to 2040
F7_Industrial_Paper and Printing_Existing_Space Heating_Natural Gas_Retrocommissioning_A_Achievable Technical Potential | F7 | Industrial | Paper and Printing | Existing | Space Heating | Natural Gas | Retrocommissioning | A | Incremental Energy Savings (MWh or mTherms) | Achievable Technical Potential | 0 | 0 | 0.0085318 | 0.0083648 | 0.008201 | 0.0080407 | 0.0078838 | 0.0077303 | 0.0075804 | 0.007434 | 0.0072911 | 0.0071518 | 0.0070159 | 0.0068832 | 0.0067537 | 0.0066273 | 0.0065038 | 0.0063831 | 0.0062651 | 0.0061498 | 0.006037 | 0.0059267
F8_Industrial_Paper and Printing_Existing_Space Heating_Natural Gas_Retrocommissioning_A_Achievable Technical Potential | F8 | Industrial | Paper and Printing | Existing | Space Heating | Natural Gas | Retrocommissioning | A | Incremental Summer Peak Savings (MW) | Achievable Technical Potential | 0 | 0 | 0 | 0 | 0 | 0 | 0 | 0 | 0 | 0 | 0 | 0 | 0 | 0 | 0 | 0 | 0 | 0 | 0 | 0 | 0 | 0
F9_Industrial_Paper and Printing_Existing_Space Heating_Natural Gas_Retrocommissioning_A_Achievable Technical Potential | F9 | Industrial | Paper and Printing | Existing | Space Heating | Natural Gas | Retrocommissioning | A | Incremental Winter Peak Savings (MW) | Achievable Technical Potential | 0 | 0 | 0 | 0 | 0 | 0 | 0 | 0 | 0 | 0 | 0 | 0 | 0 | 0 | 0 | 0 | 0 | 0 | 0 | 0 | 0 | 0
F10_Industrial_Paper and Printing_Existing_Space Heating_Natural Gas_Retrocommissioning_A_Achievable Technical Potential | F10 | Industrial | Paper and Printing | Existing | Space Heating | Natural Gas | Retrocommissioning | A | Cumulative Energy Savings (MWh or mTherms) | Achievable Technical Potential | 0 | 0 | 0.0085318 | 0.016876 | 0.025037 | 0.033019 | 0.040826 | 0.048464 | 0.055939 | 0.063255 | 0.070419 | 0.077437 | 0.084313 | 0.091054 | 0.097662 | 0.10414 | 0.1105 | 0.11673 | 0.12285 | 0.12885 | 0.13475 | 0.14053
F11_Industrial_Paper and Printing_Existing_Space Heating_Natural Gas_Retrocommissioning_A_Achievable Technical Potential | F11 | Industrial | Paper and Printing | Existing | Space Heating | Natural Gas | Retrocommissioning | A | Cumulative Summer Peak Savings (MW) | Achievable Technical Potential | 0 | 0 | 0 | 0 | 0 | 0 | 0 | 0 | 0 | 0 | 0 | 0 | 0 | 0 | 0 | 0 | 0 | 0 | 0 | 0 | 0 | 0
F12_Industrial_Paper and Printing_Existing_Space Heating_Natural Gas_Retrocommissioning_A_Achievable Technical Potential | F12 | Industrial | Paper and Printing | Existing | Space Heating | Natural Gas | Retrocommissioning | A | Cumulative Winter Peak Savings (MW) | Achievable Technical Potential | 0 | 0 | 0 | 0 | 0 | 0 | 0 | 0 | 0 | 0 | 0 | 0 | 0 | 0 | 0 | 0 | 0 | 0 | 0 | 0 | 0 | 0
F13_Industrial_Paper and Printing_Existing_Space Heating_Natural Gas_Retrocommissioning_A_Achievable Technical Potential | F13 | Industrial | Paper and Printing | Existing | Space Heating | Natural Gas | Retrocommissioning | A | Purchases (Incremental) | Achievable Technical Potential | 0 | 0 | 0.89992 | 0.88441 | 0.86916 | 0.85417 | 0.83945 | 0.82497 | 0.81075 | 0.79677 | 0.78303 | 0.76953 | 0.75627 | 0.74323 | 0.73041 | 0.71782 | 0.70544 | 0.69328 | 0.68133 | 0.66958 | 0.65803 | 0.64669
F14_Industrial_Paper and Printing_Existing_Space Heating_Natural Gas_Retrocommissioning_A_Achievable Technical Potential | F14 | Industrial | Paper and Printing | Existing | Space Heating | Natural Gas | Retrocommissioning | A | Purchases (Cumulative) | Achievable Technical Potential | 0 | 0 | 0.89992 | 1.7843 | 2.6535 | 3.5077 | 4.3471 | 5.1721 | 5.9828 | 6.7796 | 7.5626 | 8.3322 | 9.0884 | 9.8317 | 10.5621 | 11.2799 | 11.9853 | 12.6786 | 13.3599 | 14.0295 | 14.6876 | 15.3342
F1_Industrial_Paper and Printing_Existing_Process_Natural Gas_Retrocommissioning_A_Achievable Technical Potential | F1 | Industrial | Paper and Printing | Existing | Process | Natural Gas | Retrocommissioning | A | Original Unit Energy Savings (kWh or therms) | Achievable Technical Potential | 0 | 0 | 0 | 0 | 0 | 0 | 0 | 0 | 0 | 0 | 0 | 0 | 0 | 0 | 0 | 0 | 0 | 0 | 0 | 0 | 0 | 0
F2_Industrial_Paper and Printing_Existing_Process_Natural Gas_Retrocommissioning_A_Achievable Technical Potential | F2 | Industrial | Paper and Printing | Existing | Process | Natural Gas | Retrocommissioning | A | Original Unit Summer Peak Savings (kW) | Achievable Technical Potential | 0 | 0 | 0 | 0 | 0 | 0 | 0 | 0 | 0 | 0 | 0 | 0 | 0 | 0 | 0 | 0 | 0 | 0 | 0 | 0 | 0 | 0
F3_Industrial_Paper and Printing_Existing_Process_Natural Gas_Retrocommissioning_A_Achievable Technical Potential | F3 | Industrial | Paper and Printing | Existing | Process | Natural Gas | Retrocommissioning | A | Original Unit Winter Peak Savings (kW) | Achievable Technical Potential | 0 | 0 | 0 | 0 | 0 | 0 | 0 | 0 | 0 | 0 | 0 | 0 | 0 | 0 | 0 | 0 | 0 | 0 | 0 | 0 | 0 | 0
F4_Industrial_Paper and Printing_Existing_Process_Natural Gas_Retrocommissioning_A_Achievable Technical Potential | F4 | Industrial | Paper and Printing | Existing | Process | Natural Gas | Retrocommissioning | A | Standalone Impact on Baseline Energy (%) | Achievable Technical Potential | bar: 2019 to 2040
F5_Industrial_Paper and Printing_Existing_Process_Natural Gas_Retrocommissioning_A_Achievable Technical Potential | F5 | Industrial | Paper and Printing | Existing | Process | Natural Gas | Retrocommissioning | A | Standalone Impact on Baseline Summer Peak (%) | Achievable Technical Potential | bar: 2019 to 2040
F6_Industrial_Paper and Printing_Existing_Process_Natural Gas_Retrocommissioning_A_Achievable Technical Potential | F6 | Industrial | Paper and Printing | Existing | Process | Natural Gas | Retrocommissioning | A | Standalone Impact on Baseline Winter Peak (%) | Achievable Technical Potential | bar: 2019 to 2040
F7_Industrial_Paper and Printing_Existing_Process_Natural Gas_Retrocommissioning_A_Achievable Technical Potential | F7 | Industrial | Paper and Printing | Existing | Process | Natural Gas | Retrocommissioning | A | Incremental Energy Savings (MWh or mTherms) | Achievable Technical Potential | 0 | 0 | 0 | 0 | 0 | 0 | 0 | 0 | 0 | 0 | 0 | 0 | 0 | 0 | 0 | 0 | 0 | 0 | 0 | 0 | 0 | 0
F8_Industrial_Paper and Printing_Existing_Process_Natural Gas_Retrocommissioning_A_Achievable Technical Potential | F8 | Industrial | Paper and Printing | Existing | Process | Natural Gas | Retrocommissioning | A | Incremental Summer Peak Savings (MW) | Achievable Technical Potential | 0 | 0 | 0 | 0 | 0 | 0 | 0 | 0 | 0 | 0 | 0 | 0 | 0 | 0 | 0 | 0 | 0 | 0 | 0 | 0 | 0 | 0
F9_Industrial_Paper and Printing_Existing_Process_Natural Gas_Retrocommissioning_A_Achievable Technical Potential | F9 | Industrial | Paper and Printing | Existing | Process | Natural Gas | Retrocommissioning | A | Incremental Winter Peak Savings (MW) | Achievable Technical Potential | 0 | 0 | 0 | 0 | 0 | 0 | 0 | 0 | 0 | 0 | 0 | 0 | 0 | 0 | 0 | 0 | 0 | 0 | 0 | 0 | 0 | 0
F10_Industrial_Paper and Printing_Existing_Process_Natural Gas_Retrocommissioning_A_Achievable Technical Potential | F10 | Industrial | Paper and Printing | Existing | Process | Natural Gas | Retrocommissioning | A | Cumulative Energy Savings (MWh or mTherms) | Achievable Technical Potential | 0 | 0 | 0 | 0 | 0 | 0 | 0 | 0 | 0 | 0 | 0 | 0 | 0 | 0 | 0 | 0 | 0 | 0 | 0 | 0 | 0 | 0
F11_Industrial_Paper and Printing_Existing_Process_Natural Gas_Retrocommissioning_A_Achievable Technical Potential | F11 | Industrial | Paper and Printing | Existing | Process | Natural Gas | Retrocommissioning | A | Cumulative Summer Peak Savings (MW) | Achievable Technical Potential | 0 | 0 | 0 | 0 | 0 | 0 | 0 | 0 | 0 | 0 | 0 | 0 | 0 | 0 | 0 | 0 | 0 | 0 | 0 | 0 | 0 | 0
F12_Industrial_Paper and Printing_Existing_Process_Natural Gas_Retrocommissioning_A_Achievable Technical Potential | F12 | Industrial | Paper and Printing | Existing | Process | Natural Gas | Retrocommissioning | A | Cumulative Winter Peak Savings (MW) | Achievable Technical Potential | 0 | 0 | 0 | 0 | 0 | 0 | 0 | 0 | 0 | 0 | 0 | 0 | 0 | 0 | 0 | 0 | 0 | 0 | 0 | 0 | 0 | 0
F13_Industrial_Paper and Printing_Existing_Process_Natural Gas_Retrocommissioning_A_Achievable Technical Potential | F13 | Industrial | Paper and Printing | Existing | Process | Natural Gas | Retrocommissioning | A | Purchases (Incremental) | Achievable Technical Potential | 0 | 0 | 0.89992 | 0.88441 | 0.86916 | 0.85417 | 0.83945 | 0.82497 | 0.81075 | 0.79677 | 0.78303 | 0.76953 | 0.75627 | 0.74323 | 0.73041 | 0.71782 | 0.70544 | 0.69328 | 0.68133 | 0.66958 | 0.65803 | 0.64669
F14_Industrial_Paper and Printing_Existing_Process_Natural Gas_Retrocommissioning_A_Achievable Technical Potential | F14 | Industrial | Paper and Printing | Existing | Process | Natural Gas | Retrocommissioning | A | Purchases (Cumulative) | Achievable Technical Potential | 0 | 0 | 0.89992 | 1.7843 | 2.6535 | 3.5077 | 4.3471 | 5.1721 | 5.9828 | 6.7796 | 7.5626 | 8.3322 | 9.0884 | 9.8317 | 10.5621 | 11.2799 | 11.9853 | 12.6786 | 13.3599 | 14.0295 | 14.6876 | 15.3342
F1_Industrial_Paper and Printing_New_Space Heating_Natural Gas_Insulation - Roof/Ceiling_A_Achievable Technical Potential | F1 | Industrial | Paper and Printing | New | Space Heating | Natural Gas | Insulation - Roof/Ceiling | A | Original Unit Energy Savings (kWh or therms) | Achievable Technical Potential | 0 | 0 | 0.078976 | 0.078976 | 0.078976 | 0.078976 | 0.078976 | 0.078976 | 0.078976 | 0.078976 | 0.078976 | 0.078976 | 0.078976 | 0.078976 | 0.078976 | 0.078976 | 0.078976 | 0.078976 | 0.078976 | 0.078976 | 0.078976 | 0.078976
F2_Industrial_Paper and Printing_New_Space Heating_Natural Gas_Insulation - Roof/Ceiling_A_Achievable Technical Potential | F2 | Industrial | Paper and Printing | New | Space Heating | Natural Gas | Insulation - Roof/Ceiling | A | Original Unit Summer Peak Savings (kW) | Achievable Technical Potential | 0 | 0 | 0 | 0 | 0 | 0 | 0 | 0 | 0 | 0 | 0 | 0 | 0 | 0 | 0 | 0 | 0 | 0 | 0 | 0 | 0 | 0
F3_Industrial_Paper and Printing_New_Space Heating_Natural Gas_Insulation - Roof/Ceiling_A_Achievable Technical Potential | F3 | Industrial | Paper and Printing | New | Space Heating | Natural Gas | Insulation - Roof/Ceiling | A | Original Unit Winter Peak Savings (kW) | Achievable Technical Potential | 0 | 0 | 0 | 0 | 0 | 0 | 0 | 0 | 0 | 0 | 0 | 0 | 0 | 0 | 0 | 0 | 0 | 0 | 0 | 0 | 0 | 0
F4_Industrial_Paper and Printing_New_Space Heating_Natural Gas_Insulation - Roof/Ceiling_A_Achievable Technical Potential | F4 | Industrial | Paper and Printing | New | Space Heating | Natural Gas | Insulation - Roof/Ceiling | A | Standalone Impact on Baseline Energy (%) | Achievable Technical Potential | bar: 2019 to 2040
F5_Industrial_Paper and Printing_New_Space Heating_Natural Gas_Insulation - Roof/Ceiling_A_Achievable Technical Potential | F5 | Industrial | Paper and Printing | New | Space Heating | Natural Gas | Insulation - Roof/Ceiling | A | Standalone Impact on Baseline Summer Peak (%) | Achievable Technical Potential | bar: 2019 to 2040
F6_Industrial_Paper and Printing_New_Space Heating_Natural Gas_Insulation - Roof/Ceiling_A_Achievable Technical Potential | F6 | Industrial | Paper and Printing | New | Space Heating | Natural Gas | Insulation - Roof/Ceiling | A | Standalone Impact on Baseline Winter Peak (%) | Achievable Technical Potential | bar: 2019 to 2040
F7_Industrial_Paper and Printing_New_Space Heating_Natural Gas_Insulation - Roof/Ceiling_A_Achievable Technical Potential | F7 | Industrial | Paper and Printing | New | Space Heating | Natural Gas | Insulation - Roof/Ceiling | A | Incremental Energy Savings (MWh or mTherms) | Achievable Technical Potential | 0 | 0 | 0 | 0 | 0 | 0 | 0 | 0 | 0 | 0 | 0 | 0 | 0 | 0 | 0 | 0 | 0 | 0 | 0 | 0 | 0 | 0
F8_Industrial_Paper and Printing_New_Space Heating_Natural Gas_Insulation - Roof/Ceiling_A_Achievable Technical Potential | F8 | Industrial | Paper and Printing | New | Space Heating | Natural Gas | Insulation - Roof/Ceiling | A | Incremental Summer Peak Savings (MW) | Achievable Technical Potential | 0 | 0 | 0 | 0 | 0 | 0 | 0 | 0 | 0 | 0 | 0 | 0 | 0 | 0 | 0 | 0 | 0 | 0 | 0 | 0 | 0 | 0
F9_Industrial_Paper and Printing_New_Space Heating_Natural Gas_Insulation - Roof/Ceiling_A_Achievable Technical Potential | F9 | Industrial | Paper and Printing | New | Space Heating | Natural Gas | Insulation - Roof/Ceiling | A | Incremental Winter Peak Savings (MW) | Achievable Technical Potential | 0 | 0 | 0 | 0 | 0 | 0 | 0 | 0 | 0 | 0 | 0 | 0 | 0 | 0 | 0 | 0 | 0 | 0 | 0 | 0 | 0 | 0
F10_Industrial_Paper and Printing_New_Space Heating_Natural Gas_Insulation - Roof/Ceiling_A_Achievable Technical Potential | F10 | Industrial | Paper and Printing | New | Space Heating | Natural Gas | Insulation - Roof/Ceiling | A | Cumulative Energy Savings (MWh or mTherms) | Achievable Technical Potential | 0 | 0 | 0 | 0 | 0 | 0 | 0 | 0 | 0 | 0 | 0 | 0 | 0 | 0 | 0 | 0 | 0 | 0 | 0 | 0 | 0 | 0
F11_Industrial_Paper and Printing_New_Space Heating_Natural Gas_Insulation - Roof/Ceiling_A_Achievable Technical Potential | F11 | Industrial | Paper and Printing | New | Space Heating | Natural Gas | Insulation - Roof/Ceiling | A | Cumulative Summer Peak Savings (MW) | Achievable Technical Potential | 0 | 0 | 0 | 0 | 0 | 0 | 0 | 0 | 0 | 0 | 0 | 0 | 0 | 0 | 0 | 0 | 0 | 0 | 0 | 0 | 0 | 0
F12_Industrial_Paper and Printing_New_Space Heating_Natural Gas_Insulation - Roof/Ceiling_A_Achievable Technical Potential | F12 | Industrial | Paper and Printing | New | Space Heating | Natural Gas | Insulation - Roof/Ceiling | A | Cumulative Winter Peak Savings (MW) | Achievable Technical Potential | 0 | 0 | 0 | 0 | 0 | 0 | 0 | 0 | 0 | 0 | 0 | 0 | 0 | 0 | 0 | 0 | 0 | 0 | 0 | 0 | 0 | 0
F13_Industrial_Paper and Printing_New_Space Heating_Natural Gas_Insulation - Roof/Ceiling_A_Achievable Technical Potential | F13 | Industrial | Paper and Printing | New | Space Heating | Natural Gas | Insulation - Roof/Ceiling | A | Purchases (Incremental) | Achievable Technical Potential | 0 | 0 | 0 | 0 | 0 | 0 | 0 | 0 | 0 | 0 | 0 | 0 | 0 | 0 | 0 | 0 | 0 | 0 | 0 | 0 | 0 | 0
F14_Industrial_Paper and Printing_New_Space Heating_Natural Gas_Insulation - Roof/Ceiling_A_Achievable Technical Potential | F14 | Industrial | Paper and Printing | New | Space Heating | Natural Gas | Insulation - Roof/Ceiling | A | Purchases (Cumulative) | Achievable Technical Potential | 0 | 0 | 0 | 0 | 0 | 0 | 0 | 0 | 0 | 0 | 0 | 0 | 0 | 0 | 0 | 0 | 0 | 0 | 0 | 0 | 0 | 0
F1_Industrial_Paper and Printing_New_Space Heating_Natural Gas_Insulation - Wall Cavity_A_Achievable Technical Potential | F1 | Industrial | Paper and Printing | New | Space Heating | Natural Gas | Insulation - Wall Cavity | A | Original Unit Energy Savings (kWh or therms) | Achievable Technical Potential | 0 | 0 | 0.017277 | 0.017277 | 0.017277 | 0.017277 | 0.017277 | 0.017277 | 0.017277 | 0.017277 | 0.017277 | 0.017277 | 0.017277 | 0.017277 | 0.017277 | 0.017277 | 0.017277 | 0.017277 | 0.017277 | 0.017277 | 0.017277 | 0.017277
F2_Industrial_Paper and Printing_New_Space Heating_Natural Gas_Insulation - Wall Cavity_A_Achievable Technical Potential | F2 | Industrial | Paper and Printing | New | Space Heating | Natural Gas | Insulation - Wall Cavity | A | Original Unit Summer Peak Savings (kW) | Achievable Technical Potential | 0 | 0 | 0 | 0 | 0 | 0 | 0 | 0 | 0 | 0 | 0 | 0 | 0 | 0 | 0 | 0 | 0 | 0 | 0 | 0 | 0 | 0
F3_Industrial_Paper and Printing_New_Space Heating_Natural Gas_Insulation - Wall Cavity_A_Achievable Technical Potential | F3 | Industrial | Paper and Printing | New | Space Heating | Natural Gas | Insulation - Wall Cavity | A | Original Unit Winter Peak Savings (kW) | Achievable Technical Potential | 0 | 0 | 0 | 0 | 0 | 0 | 0 | 0 | 0 | 0 | 0 | 0 | 0 | 0 | 0 | 0 | 0 | 0 | 0 | 0 | 0 | 0
F4_Industrial_Paper and Printing_New_Space Heating_Natural Gas_Insulation - Wall Cavity_A_Achievable Technical Potential | F4 | Industrial | Paper and Printing | New | Space Heating | Natural Gas | Insulation - Wall Cavity | A | Standalone Impact on Baseline Energy (%) | Achievable Technical Potential | bar: 2019 to 2040
F5_Industrial_Paper and Printing_New_Space Heating_Natural Gas_Insulation - Wall Cavity_A_Achievable Technical Potential | F5 | Industrial | Paper and Printing | New | Space Heating | Natural Gas | Insulation - Wall Cavity | A | Standalone Impact on Baseline Summer Peak (%) | Achievable Technical Potential | bar: 2019 to 2040
F6_Industrial_Paper and Printing_New_Space Heating_Natural Gas_Insulation - Wall Cavity_A_Achievable Technical Potential | F6 | Industrial | Paper and Printing | New | Space Heating | Natural Gas | Insulation - Wall Cavity | A | Standalone Impact on Baseline Winter Peak (%) | Achievable Technical Potential | bar: 2019 to 2040
F7_Industrial_Paper and Printing_New_Space Heating_Natural Gas_Insulation - Wall Cavity_A_Achievable Technical Potential | F7 | Industrial | Paper and Printing | New | Space Heating | Natural Gas | Insulation - Wall Cavity | A | Incremental Energy Savings (MWh or mTherms) | Achievable Technical Potential | 0 | 0 | 0 | 0 | 0 | 0 | 0 | 0 | 0 | 0 | 0 | 0 | 0 | 0 | 0 | 0 | 0 | 0 | 0 | 0 | 0 | 0
F8_Industrial_Paper and Printing_New_Space Heating_Natural Gas_Insulation - Wall Cavity_A_Achievable Technical Potential | F8 | Industrial | Paper and Printing | New | Space Heating | Natural Gas | Insulation - Wall Cavity | A | Incremental Summer Peak Savings (MW) | Achievable Technical Potential | 0 | 0 | 0 | 0 | 0 | 0 | 0 | 0 | 0 | 0 | 0 | 0 | 0 | 0 | 0 | 0 | 0 | 0 | 0 | 0 | 0 | 0
F9_Industrial_Paper and Printing_New_Space Heating_Natural Gas_Insulation - Wall Cavity_A_Achievable Technical Potential | F9 | Industrial | Paper and Printing | New | Space Heating | Natural Gas | Insulation - Wall Cavity | A | Incremental Winter Peak Savings (MW) | Achievable Technical Potential | 0 | 0 | 0 | 0 | 0 | 0 | 0 | 0 | 0 | 0 | 0 | 0 | 0 | 0 | 0 | 0 | 0 | 0 | 0 | 0 | 0 | 0
F10_Industrial_Paper and Printing_New_Space Heating_Natural Gas_Insulation - Wall Cavity_A_Achievable Technical Potential | F10 | Industrial | Paper and Printing | New | Space Heating | Natural Gas | Insulation - Wall Cavity | A | Cumulative Energy Savings (MWh or mTherms) | Achievable Technical Potential | 0 | 0 | 0 | 0 | 0 | 0 | 0 | 0 | 0 | 0 | 0 | 0 | 0 | 0 | 0 | 0 | 0 | 0 | 0 | 0 | 0 | 0
F11_Industrial_Paper and Printing_New_Space Heating_Natural Gas_Insulation - Wall Cavity_A_Achievable Technical Potential | F11 | Industrial | Paper and Printing | New | Space Heating | Natural Gas | Insulation - Wall Cavity | A | Cumulative Summer Peak Savings (MW) | Achievable Technical Potential | 0 | 0 | 0 | 0 | 0 | 0 | 0 | 0 | 0 | 0 | 0 | 0 | 0 | 0 | 0 | 0 | 0 | 0 | 0 | 0 | 0 | 0
F12_Industrial_Paper and Printing_New_Space Heating_Natural Gas_Insulation - Wall Cavity_A_Achievable Technical Potential | F12 | Industrial | Paper and Printing | New | Space Heating | Natural Gas | Insulation - Wall Cavity | A | Cumulative Winter Peak Savings (MW) | Achievable Technical Potential | 0 | 0 | 0 | 0 | 0 | 0 | 0 | 0 | 0 | 0 | 0 | 0 | 0 | 0 | 0 | 0 | 0 | 0 | 0 | 0 | 0 | 0
F13_Industrial_Paper and Printing_New_Space Heating_Natural Gas_Insulation - Wall Cavity_A_Achievable Technical Potential | F13 | Industrial | Paper and Printing | New | Space Heating | Natural Gas | Insulation - Wall Cavity | A | Purchases (Incremental) | Achievable Technical Potential | 0 | 0 | 0 | 0 | 0 | 0 | 0 | 0 | 0 | 0 | 0 | 0 | 0 | 0 | 0 | 0 | 0 | 0 | 0 | 0 | 0 | 0
F14_Industrial_Paper and Printing_New_Space Heating_Natural Gas_Insulation - Wall Cavity_A_Achievable Technical Potential | F14 | Industrial | Paper and Printing | New | Space Heating | Natural Gas | Insulation - Wall Cavity | A | Purchases (Cumulative) | Achievable Technical Potential | 0 | 0 | 0 | 0 | 0 | 0 | 0 | 0 | 0 | 0 | 0 | 0 | 0 | 0 | 0 | 0 | 0 | 0 | 0 | 0 | 0 | 0
F1_Industrial_Paper and Printing_New_Space Heating_Natural Gas_Insulation - Ducting_A_Achievable Technical Potential | F1 | Industrial | Paper and Printing | New | Space Heating | Natural Gas | Insulation - Ducting | A | Original Unit Energy Savings (kWh or therms) | Achievable Technical Potential | 0 | 0 | 0.0012737 | 0.0012737 | 0.0012737 | 0.0012737 | 0.0012737 | 0.0012737 | 0.0012737 | 0.0012737 | 0.0012737 | 0.0012737 | 0.0012737 | 0.0012737 | 0.0012737 | 0.0012737 | 0.0012737 | 0.0012737 | 0.0012737 | 0.0012737 | 0.0012737 | 0.0012737
F2_Industrial_Paper and Printing_New_Space Heating_Natural Gas_Insulation - Ducting_A_Achievable Technical Potential | F2 | Industrial | Paper and Printing | New | Space Heating | Natural Gas | Insulation - Ducting | A | Original Unit Summer Peak Savings (kW) | Achievable Technical Potential | 0 | 0 | 0 | 0 | 0 | 0 | 0 | 0 | 0 | 0 | 0 | 0 | 0 | 0 | 0 | 0 | 0 | 0 | 0 | 0 | 0 | 0
F3_Industrial_Paper and Printing_New_Space Heating_Natural Gas_Insulation - Ducting_A_Achievable Technical Potential | F3 | Industrial | Paper and Printing | New | Space Heating | Natural Gas | Insulation - Ducting | A | Original Unit Winter Peak Savings (kW) | Achievable Technical Potential | 0 | 0 | 0 | 0 | 0 | 0 | 0 | 0 | 0 | 0 | 0 | 0 | 0 | 0 | 0 | 0 | 0 | 0 | 0 | 0 | 0 | 0
F4_Industrial_Paper and Printing_New_Space Heating_Natural Gas_Insulation - Ducting_A_Achievable Technical Potential | F4 | Industrial | Paper and Printing | New | Space Heating | Natural Gas | Insulation - Ducting | A | Standalone Impact on Baseline Energy (%) | Achievable Technical Potential | bar: 2019 to 2040
F5_Industrial_Paper and Printing_New_Space Heating_Natural Gas_Insulation - Ducting_A_Achievable Technical Potential | F5 | Industrial | Paper and Printing | New | Space Heating | Natural Gas | Insulation - Ducting | A | Standalone Impact on Baseline Summer Peak (%) | Achievable Technical Potential | bar: 2019 to 2040
F6_Industrial_Paper and Printing_New_Space Heating_Natural Gas_Insulation - Ducting_A_Achievable Technical Potential | F6 | Industrial | Paper and Printing | New | Space Heating | Natural Gas | Insulation - Ducting | A | Standalone Impact on Baseline Winter Peak (%) | Achievable Technical Potential | bar: 2019 to 2040
F7_Industrial_Paper and Printing_New_Space Heating_Natural Gas_Insulation - Ducting_A_Achievable Technical Potential | F7 | Industrial | Paper and Printing | New | Space Heating | Natural Gas | Insulation - Ducting | A | Incremental Energy Savings (MWh or mTherms) | Achievable Technical Potential | 0 | 0 | 0 | 0 | 0 | 0 | 0 | 0 | 0 | 0 | 0 | 0 | 0 | 0 | 0 | 0 | 0 | 0 | 0 | 0 | 0 | 0
F8_Industrial_Paper and Printing_New_Space Heating_Natural Gas_Insulation - Ducting_A_Achievable Technical Potential | F8 | Industrial | Paper and Printing | New | Space Heating | Natural Gas | Insulation - Ducting | A | Incremental Summer Peak Savings (MW) | Achievable Technical Potential | 0 | 0 | 0 | 0 | 0 | 0 | 0 | 0 | 0 | 0 | 0 | 0 | 0 | 0 | 0 | 0 | 0 | 0 | 0 | 0 | 0 | 0
F9_Industrial_Paper and Printing_New_Space Heating_Natural Gas_Insulation - Ducting_A_Achievable Technical Potential | F9 | Industrial | Paper and Printing | New | Space Heating | Natural Gas | Insulation - Ducting | A | Incremental Winter Peak Savings (MW) | Achievable Technical Potential | 0 | 0 | 0 | 0 | 0 | 0 | 0 | 0 | 0 | 0 | 0 | 0 | 0 | 0 | 0 | 0 | 0 | 0 | 0 | 0 | 0 | 0
F10_Industrial_Paper and Printing_New_Space Heating_Natural Gas_Insulation - Ducting_A_Achievable Technical Potential | F10 | Industrial | Paper and Printing | New | Space Heating | Natural Gas | Insulation - Ducting | A | Cumulative Energy Savings (MWh or mTherms) | Achievable Technical Potential | 0 | 0 | 0 | 0 | 0 | 0 | 0 | 0 | 0 | 0 | 0 | 0 | 0 | 0 | 0 | 0 | 0 | 0 | 0 | 0 | 0 | 0
F11_Industrial_Paper and Printing_New_Space Heating_Natural Gas_Insulation - Ducting_A_Achievable Technical Potential | F11 | Industrial | Paper and Printing | New | Space Heating | Natural Gas | Insulation - Ducting | A | Cumulative Summer Peak Savings (MW) | Achievable Technical Potential | 0 | 0 | 0 | 0 | 0 | 0 | 0 | 0 | 0 | 0 | 0 | 0 | 0 | 0 | 0 | 0 | 0 | 0 | 0 | 0 | 0 | 0
F12_Industrial_Paper and Printing_New_Space Heating_Natural Gas_Insulation - Ducting_A_Achievable Technical Potential | F12 | Industrial | Paper and Printing | New | Space Heating | Natural Gas | Insulation - Ducting | A | Cumulative Winter Peak Savings (MW) | Achievable Technical Potential | 0 | 0 | 0 | 0 | 0 | 0 | 0 | 0 | 0 | 0 | 0 | 0 | 0 | 0 | 0 | 0 | 0 | 0 | 0 | 0 | 0 | 0
F13_Industrial_Paper and Printing_New_Space Heating_Natural Gas_Insulation - Ducting_A_Achievable Technical Potential | F13 | Industrial | Paper and Printing | New | Space Heating | Natural Gas | Insulation - Ducting | A | Purchases (Incremental) | Achievable Technical Potential | 0 | 0 | 0 | 0 | 0 | 0 | 0 | 0 | 0 | 0 | 0 | 0 | 0 | 0 | 0 | 0 | 0 | 0 | 0 | 0 | 0 | 0
F14_Industrial_Paper and Printing_New_Space Heating_Natural Gas_Insulation - Ducting_A_Achievable Technical Potential | F14 | Industrial | Paper and Printing | New | Space Heating | Natural Gas | Insulation - Ducting | A | Purchases (Cumulative) | Achievable Technical Potential | 0 | 0 | 0 | 0 | 0 | 0 | 0 | 0 | 0 | 0 | 0 | 0 | 0 | 0 | 0 | 0 | 0 | 0 | 0 | 0 | 0 | 0
F1_Industrial_Paper and Printing_New_Space Heating_Natural Gas_HVAC - Duct Repair and Sealing_A_Achievable Technical Potential | F1 | Industrial | Paper and Printing | New | Space Heating | Natural Gas | HVAC - Duct Repair and Sealing | A | Original Unit Energy Savings (kWh or therms) | Achievable Technical Potential | 0 | 0 | 0.0036023 | 0.0036023 | 0.0036023 | 0.0036023 | 0.0036023 | 0.0036023 | 0.0036023 | 0.0036023 | 0.0036023 | 0.0036023 | 0.0036023 | 0.0036023 | 0.0036023 | 0.0036023 | 0.0036023 | 0.0036023 | 0.0036023 | 0.0036023 | 0.0036023 | 0.0036023
F2_Industrial_Paper and Printing_New_Space Heating_Natural Gas_HVAC - Duct Repair and Sealing_A_Achievable Technical Potential | F2 | Industrial | Paper and Printing | New | Space Heating | Natural Gas | HVAC - Duct Repair and Sealing | A | Original Unit Summer Peak Savings (kW) | Achievable Technical Potential | 0 | 0 | 0 | 0 | 0 | 0 | 0 | 0 | 0 | 0 | 0 | 0 | 0 | 0 | 0 | 0 | 0 | 0 | 0 | 0 | 0 | 0
F3_Industrial_Paper and Printing_New_Space Heating_Natural Gas_HVAC - Duct Repair and Sealing_A_Achievable Technical Potential | F3 | Industrial | Paper and Printing | New | Space Heating | Natural Gas | HVAC - Duct Repair and Sealing | A | Original Unit Winter Peak Savings (kW) | Achievable Technical Potential | 0 | 0 | 0 | 0 | 0 | 0 | 0 | 0 | 0 | 0 | 0 | 0 | 0 | 0 | 0 | 0 | 0 | 0 | 0 | 0 | 0 | 0
F4_Industrial_Paper and Printing_New_Space Heating_Natural Gas_HVAC - Duct Repair and Sealing_A_Achievable Technical Potential | F4 | Industrial | Paper and Printing | New | Space Heating | Natural Gas | HVAC - Duct Repair and Sealing | A | Standalone Impact on Baseline Energy (%) | Achievable Technical Potential | bar: 2019 to 2040
F5_Industrial_Paper and Printing_New_Space Heating_Natural Gas_HVAC - Duct Repair and Sealing_A_Achievable Technical Potential | F5 | Industrial | Paper and Printing | New | Space Heating | Natural Gas | HVAC - Duct Repair and Sealing | A | Standalone Impact on Baseline Summer Peak (%) | Achievable Technical Potential | bar: 2019 to 2040
F6_Industrial_Paper and Printing_New_Space Heating_Natural Gas_HVAC - Duct Repair and Sealing_A_Achievable Technical Potential | F6 | Industrial | Paper and Printing | New | Space Heating | Natural Gas | HVAC - Duct Repair and Sealing | A | Standalone Impact on Baseline Winter Peak (%) | Achievable Technical Potential | bar: 2019 to 2040
F7_Industrial_Paper and Printing_New_Space Heating_Natural Gas_HVAC - Duct Repair and Sealing_A_Achievable Technical Potential | F7 | Industrial | Paper and Printing | New | Space Heating | Natural Gas | HVAC - Duct Repair and Sealing | A | Incremental Energy Savings (MWh or mTherms) | Achievable Technical Potential | 0 | 0 | 0 | 0 | 0 | 0 | 0 | 0 | 0 | 0 | 0 | 0 | 0 | 0 | 0 | 0 | 0 | 0 | 0 | 0 | 0 | 0
F8_Industrial_Paper and Printing_New_Space Heating_Natural Gas_HVAC - Duct Repair and Sealing_A_Achievable Technical Potential | F8 | Industrial | Paper and Printing | New | Space Heating | Natural Gas | HVAC - Duct Repair and Sealing | A | Incremental Summer Peak Savings (MW) | Achievable Technical Potential | 0 | 0 | 0 | 0 | 0 | 0 | 0 | 0 | 0 | 0 | 0 | 0 | 0 | 0 | 0 | 0 | 0 | 0 | 0 | 0 | 0 | 0
F9_Industrial_Paper and Printing_New_Space Heating_Natural Gas_HVAC - Duct Repair and Sealing_A_Achievable Technical Potential | F9 | Industrial | Paper and Printing | New | Space Heating | Natural Gas | HVAC - Duct Repair and Sealing | A | Incremental Winter Peak Savings (MW) | Achievable Technical Potential | 0 | 0 | 0 | 0 | 0 | 0 | 0 | 0 | 0 | 0 | 0 | 0 | 0 | 0 | 0 | 0 | 0 | 0 | 0 | 0 | 0 | 0
F10_Industrial_Paper and Printing_New_Space Heating_Natural Gas_HVAC - Duct Repair and Sealing_A_Achievable Technical Potential | F10 | Industrial | Paper and Printing | New | Space Heating | Natural Gas | HVAC - Duct Repair and Sealing | A | Cumulative Energy Savings (MWh or mTherms) | Achievable Technical Potential | 0 | 0 | 0 | 0 | 0 | 0 | 0 | 0 | 0 | 0 | 0 | 0 | 0 | 0 | 0 | 0 | 0 | 0 | 0 | 0 | 0 | 0
F11_Industrial_Paper and Printing_New_Space Heating_Natural Gas_HVAC - Duct Repair and Sealing_A_Achievable Technical Potential | F11 | Industrial | Paper and Printing | New | Space Heating | Natural Gas | HVAC - Duct Repair and Sealing | A | Cumulative Summer Peak Savings (MW) | Achievable Technical Potential | 0 | 0 | 0 | 0 | 0 | 0 | 0 | 0 | 0 | 0 | 0 | 0 | 0 | 0 | 0 | 0 | 0 | 0 | 0 | 0 | 0 | 0
F12_Industrial_Paper and Printing_New_Space Heating_Natural Gas_HVAC - Duct Repair and Sealing_A_Achievable Technical Potential | F12 | Industrial | Paper and Printing | New | Space Heating | Natural Gas | HVAC - Duct Repair and Sealing | A | Cumulative Winter Peak Savings (MW) | Achievable Technical Potential | 0 | 0 | 0 | 0 | 0 | 0 | 0 | 0 | 0 | 0 | 0 | 0 | 0 | 0 | 0 | 0 | 0 | 0 | 0 | 0 | 0 | 0
F13_Industrial_Paper and Printing_New_Space Heating_Natural Gas_HVAC - Duct Repair and Sealing_A_Achievable Technical Potential | F13 | Industrial | Paper and Printing | New | Space Heating | Natural Gas | HVAC - Duct Repair and Sealing | A | Purchases (Incremental) | Achievable Technical Potential | 0 | 0 | 0 | 0 | 0 | 0 | 0 | 0 | 0 | 0 | 0 | 0 | 0 | 0 | 0 | 0 | 0 | 0 | 0 | 0 | 0 | 0
F14_Industrial_Paper and Printing_New_Space Heating_Natural Gas_HVAC - Duct Repair and Sealing_A_Achievable Technical Potential | F14 | Industrial | Paper and Printing | New | Space Heating | Natural Gas | HVAC - Duct Repair and Sealing | A | Purchases (Cumulative) | Achievable Technical Potential | 0 | 0 | 0 | 0 | 0 | 0 | 0 | 0 | 0 | 0 | 0 | 0 | 0 | 0 | 0 | 0 | 0 | 0 | 0 | 0 | 0 | 0
F1_Industrial_Paper and Printing_New_Space Heating_Natural Gas_Windows - High Efficiency_A_Achievable Technical Potential | F1 | Industrial | Paper and Printing | New | Space Heating | Natural Gas | Windows - High Efficiency | A | Original Unit Energy Savings (kWh or therms) | Achievable Technical Potential | 0 | 0 | 0.0073878 | 0.0073878 | 0.0073878 | 0.0073878 | 0.0073878 | 0.0073878 | 0.0073878 | 0.0073878 | 0.0073878 | 0.0073878 | 0.0073878 | 0.0073878 | 0.0073878 | 0.0073878 | 0.0073878 | 0.0073878 | 0.0073878 | 0.0073878 | 0.0073878 | 0.0073878
F2_Industrial_Paper and Printing_New_Space Heating_Natural Gas_Windows - High Efficiency_A_Achievable Technical Potential | F2 | Industrial | Paper and Printing | New | Space Heating | Natural Gas | Windows - High Efficiency | A | Original Unit Summer Peak Savings (kW) | Achievable Technical Potential | 0 | 0 | 0 | 0 | 0 | 0 | 0 | 0 | 0 | 0 | 0 | 0 | 0 | 0 | 0 | 0 | 0 | 0 | 0 | 0 | 0 | 0
F3_Industrial_Paper and Printing_New_Space Heating_Natural Gas_Windows - High Efficiency_A_Achievable Technical Potential | F3 | Industrial | Paper and Printing | New | Space Heating | Natural Gas | Windows - High Efficiency | A | Original Unit Winter Peak Savings (kW) | Achievable Technical Potential | 0 | 0 | 0 | 0 | 0 | 0 | 0 | 0 | 0 | 0 | 0 | 0 | 0 | 0 | 0 | 0 | 0 | 0 | 0 | 0 | 0 | 0
F4_Industrial_Paper and Printing_New_Space Heating_Natural Gas_Windows - High Efficiency_A_Achievable Technical Potential | F4 | Industrial | Paper and Printing | New | Space Heating | Natural Gas | Windows - High Efficiency | A | Standalone Impact on Baseline Energy (%) | Achievable Technical Potential | bar: 2019 to 2040
F5_Industrial_Paper and Printing_New_Space Heating_Natural Gas_Windows - High Efficiency_A_Achievable Technical Potential | F5 | Industrial | Paper and Printing | New | Space Heating | Natural Gas | Windows - High Efficiency | A | Standalone Impact on Baseline Summer Peak (%) | Achievable Technical Potential | bar: 2019 to 2040
F6_Industrial_Paper and Printing_New_Space Heating_Natural Gas_Windows - High Efficiency_A_Achievable Technical Potential | F6 | Industrial | Paper and Printing | New | Space Heating | Natural Gas | Windows - High Efficiency | A | Standalone Impact on Baseline Winter Peak (%) | Achievable Technical Potential | bar: 2019 to 2040
F7_Industrial_Paper and Printing_New_Space Heating_Natural Gas_Windows - High Efficiency_A_Achievable Technical Potential | F7 | Industrial | Paper and Printing | New | Space Heating | Natural Gas | Windows - High Efficiency | A | Incremental Energy Savings (MWh or mTherms) | Achievable Technical Potential | 0 | 0 | 0 | 0 | 0 | 0 | 0 | 0 | 0 | 0 | 0 | 0 | 0 | 0 | 0 | 0 | 0 | 0 | 0 | 0 | 0 | 0
F8_Industrial_Paper and Printing_New_Space Heating_Natural Gas_Windows - High Efficiency_A_Achievable Technical Potential | F8 | Industrial | Paper and Printing | New | Space Heating | Natural Gas | Windows - High Efficiency | A | Incremental Summer Peak Savings (MW) | Achievable Technical Potential | 0 | 0 | 0 | 0 | 0 | 0 | 0 | 0 | 0 | 0 | 0 | 0 | 0 | 0 | 0 | 0 | 0 | 0 | 0 | 0 | 0 | 0
F9_Industrial_Paper and Printing_New_Space Heating_Natural Gas_Windows - High Efficiency_A_Achievable Technical Potential | F9 | Industrial | Paper and Printing | New | Space Heating | Natural Gas | Windows - High Efficiency | A | Incremental Winter Peak Savings (MW) | Achievable Technical Potential | 0 | 0 | 0 | 0 | 0 | 0 | 0 | 0 | 0 | 0 | 0 | 0 | 0 | 0 | 0 | 0 | 0 | 0 | 0 | 0 | 0 | 0
F10_Industrial_Paper and Printing_New_Space Heating_Natural Gas_Windows - High Efficiency_A_Achievable Technical Potential | F10 | Industrial | Paper and Printing | New | Space Heating | Natural Gas | Windows - High Efficiency | A | Cumulative Energy Savings (MWh or mTherms) | Achievable Technical Potential | 0 | 0 | 0 | 0 | 0 | 0 | 0 | 0 | 0 | 0 | 0 | 0 | 0 | 0 | 0 | 0 | 0 | 0 | 0 | 0 | 0 | 0
F11_Industrial_Paper and Printing_New_Space Heating_Natural Gas_Windows - High Efficiency_A_Achievable Technical Potential | F11 | Industrial | Paper and Printing | New | Space Heating | Natural Gas | Windows - High Efficiency | A | Cumulative Summer Peak Savings (MW) | Achievable Technical Potential | 0 | 0 | 0 | 0 | 0 | 0 | 0 | 0 | 0 | 0 | 0 | 0 | 0 | 0 | 0 | 0 | 0 | 0 | 0 | 0 | 0 | 0
F12_Industrial_Paper and Printing_New_Space Heating_Natural Gas_Windows - High Efficiency_A_Achievable Technical Potential | F12 | Industrial | Paper and Printing | New | Space Heating | Natural Gas | Windows - High Efficiency | A | Cumulative Winter Peak Savings (MW) | Achievable Technical Potential | 0 | 0 | 0 | 0 | 0 | 0 | 0 | 0 | 0 | 0 | 0 | 0 | 0 | 0 | 0 | 0 | 0 | 0 | 0 | 0 | 0 | 0
F13_Industrial_Paper and Printing_New_Space Heating_Natural Gas_Windows - High Efficiency_A_Achievable Technical Potential | F13 | Industrial | Paper and Printing | New | Space Heating | Natural Gas | Windows - High Efficiency | A | Purchases (Incremental) | Achievable Technical Potential | 0 | 0 | 0 | 0 | 0 | 0 | 0 | 0 | 0 | 0 | 0 | 0 | 0 | 0 | 0 | 0 | 0 | 0 | 0 | 0 | 0 | 0
F14_Industrial_Paper and Printing_New_Space Heating_Natural Gas_Windows - High Efficiency_A_Achievable Technical Potential | F14 | Industrial | Paper and Printing | New | Space Heating | Natural Gas | Windows - High Efficiency | A | Purchases (Cumulative) | Achievable Technical Potential | 0 | 0 | 0 | 0 | 0 | 0 | 0 | 0 | 0 | 0 | 0 | 0 | 0 | 0 | 0 | 0 | 0 | 0 | 0 | 0 | 0 | 0
F1_Industrial_Paper and Printing_New_Space Heating_Natural Gas_Gas Boiler - Maintenance_A_Achievable Technical Potential | F1 | Industrial | Paper and Printing | New | Space Heating | Natural Gas | Gas Boiler - Maintenance | A | Original Unit Energy Savings (kWh or therms) | Achievable Technical Potential | 0 | 0 | 96.5603 | 96.5603 | 96.5603 | 96.5603 | 96.5603 | 96.5603 | 96.5603 | 96.5603 | 96.5603 | 96.5603 | 96.5603 | 96.5603 | 96.5603 | 96.5603 | 96.5603 | 96.5603 | 96.5603 | 96.5603 | 96.5603 | 96.5603
F2_Industrial_Paper and Printing_New_Space Heating_Natural Gas_Gas Boiler - Maintenance_A_Achievable Technical Potential | F2 | Industrial | Paper and Printing | New | Space Heating | Natural Gas | Gas Boiler - Maintenance | A | Original Unit Summer Peak Savings (kW) | Achievable Technical Potential | 0 | 0 | 0 | 0 | 0 | 0 | 0 | 0 | 0 | 0 | 0 | 0 | 0 | 0 | 0 | 0 | 0 | 0 | 0 | 0 | 0 | 0
F3_Industrial_Paper and Printing_New_Space Heating_Natural Gas_Gas Boiler - Maintenance_A_Achievable Technical Potential | F3 | Industrial | Paper and Printing | New | Space Heating | Natural Gas | Gas Boiler - Maintenance | A | Original Unit Winter Peak Savings (kW) | Achievable Technical Potential | 0 | 0 | 0 | 0 | 0 | 0 | 0 | 0 | 0 | 0 | 0 | 0 | 0 | 0 | 0 | 0 | 0 | 0 | 0 | 0 | 0 | 0
F4_Industrial_Paper and Printing_New_Space Heating_Natural Gas_Gas Boiler - Maintenance_A_Achievable Technical Potential | F4 | Industrial | Paper and Printing | New | Space Heating | Natural Gas | Gas Boiler - Maintenance | A | Standalone Impact on Baseline Energy (%) | Achievable Technical Potential | 0% | 0% | 0.002102% | 0.002678% | 0.002898% | 0.002333% | 0.00205% | 0.001805% | 0.001597% | 0.001413% | 0.001302% | 0.001194% | 0.001103% | 0.001014% | 0.0009612% | 0.000904% | 0.0008533% | 0.000801% | 0.0007699% | 0.0007346% | 0.0007033% | 0.0006747%
F5_Industrial_Paper and Printing_New_Space Heating_Natural Gas_Gas Boiler - Maintenance_A_Achievable Technical Potential | F5 | Industrial | Paper and Printing | New | Space Heating | Natural Gas | Gas Boiler - Maintenance | A | Standalone Impact on Baseline Summer Peak (%) | Achievable Technical Potential | bar: 2019 to 2040
F6_Industrial_Paper and Printing_New_Space Heating_Natural Gas_Gas Boiler - Maintenance_A_Achievable Technical Potential | F6 | Industrial | Paper and Printing | New | Space Heating | Natural Gas | Gas Boiler - Maintenance | A | Standalone Impact on Baseline Winter Peak (%) | Achievable Technical Potential | bar: 2019 to 2040
F7_Industrial_Paper and Printing_New_Space Heating_Natural Gas_Gas Boiler - Maintenance_A_Achievable Technical Potential | F7 | Industrial | Paper and Printing | New | Space Heating | Natural Gas | Gas Boiler - Maintenance | A | Incremental Energy Savings (MWh or mTherms) | Achievable Technical Potential | 0 | 0 | 7.6131e-05 | 9.3127e-05 | 9.1929e-05 | 9.5565e-05 | 9.6377e-05 | 9.6104e-05 | 9.5565e-05 | 9.6377e-05 | 9.6104e-05 | 0.0001717 | 0.0001895 | 0.00018803 | 0.00034339 | 0.00037901 | 0.00037607 | 0.00068679 | 0.00075802 | 0.00075213 | 0.001393 | 0.0015193
F8_Industrial_Paper and Printing_New_Space Heating_Natural Gas_Gas Boiler - Maintenance_A_Achievable Technical Potential | F8 | Industrial | Paper and Printing | New | Space Heating | Natural Gas | Gas Boiler - Maintenance | A | Incremental Summer Peak Savings (MW) | Achievable Technical Potential | 0 | 0 | 0 | 0 | 0 | 0 | 0 | 0 | 0 | 0 | 0 | 0 | 0 | 0 | 0 | 0 | 0 | 0 | 0 | 0 | 0 | 0
F9_Industrial_Paper and Printing_New_Space Heating_Natural Gas_Gas Boiler - Maintenance_A_Achievable Technical Potential | F9 | Industrial | Paper and Printing | New | Space Heating | Natural Gas | Gas Boiler - Maintenance | A | Incremental Winter Peak Savings (MW) | Achievable Technical Potential | 0 | 0 | 0 | 0 | 0 | 0 | 0 | 0 | 0 | 0 | 0 | 0 | 0 | 0 | 0 | 0 | 0 | 0 | 0 | 0 | 0 | 0
F10_Industrial_Paper and Printing_New_Space Heating_Natural Gas_Gas Boiler - Maintenance_A_Achievable Technical Potential | F10 | Industrial | Paper and Printing | New | Space Heating | Natural Gas | Gas Boiler - Maintenance | A | Cumulative Energy Savings (MWh or mTherms) | Achievable Technical Potential | 0 | 0 | 7.6131e-05 | 0.00016926 | 0.00026119 | 0.00028062 | 0.00028387 | 0.00028805 | 0.00028805 | 0.00028805 | 0.00028805 | 0.00028805 | 0.00028805 | 0.00028805 | 0.00028805 | 0.00028805 | 0.00028805 | 0.00028805 | 0.00028805 | 0.00028805 | 0.00028805 | 0.00028805
F11_Industrial_Paper and Printing_New_Space Heating_Natural Gas_Gas Boiler - Maintenance_A_Achievable Technical Potential | F11 | Industrial | Paper and Printing | New | Space Heating | Natural Gas | Gas Boiler - Maintenance | A | Cumulative Summer Peak Savings (MW) | Achievable Technical Potential | 0 | 0 | 0 | 0 | 0 | 0 | 0 | 0 | 0 | 0 | 0 | 0 | 0 | 0 | 0 | 0 | 0 | 0 | 0 | 0 | 0 | 0
F12_Industrial_Paper and Printing_New_Space Heating_Natural Gas_Gas Boiler - Maintenance_A_Achievable Technical Potential | F12 | Industrial | Paper and Printing | New | Space Heating | Natural Gas | Gas Boiler - Maintenance | A | Cumulative Winter Peak Savings (MW) | Achievable Technical Potential | 0 | 0 | 0 | 0 | 0 | 0 | 0 | 0 | 0 | 0 | 0 | 0 | 0 | 0 | 0 | 0 | 0 | 0 | 0 | 0 | 0 | 0
F13_Industrial_Paper and Printing_New_Space Heating_Natural Gas_Gas Boiler - Maintenance_A_Achievable Technical Potential | F13 | Industrial | Paper and Printing | New | Space Heating | Natural Gas | Gas Boiler - Maintenance | A | Purchases (Incremental) | Achievable Technical Potential | 0 | 0 | 0.00078843 | 0.00096444 | 0.00095204 | 0.00098969 | 0.00099811 | 0.00099528 | 0.00098969 | 0.00099811 | 0.00099528 | 0.0017781 | 0.0019625 | 0.0019473 | 0.0035563 | 0.0039251 | 0.0038946 | 0.0071125 | 0.0078502 | 0.0077893 | 0.014426 | 0.015734
F14_Industrial_Paper and Printing_New_Space Heating_Natural Gas_Gas Boiler - Maintenance_A_Achievable Technical Potential | F14 | Industrial | Paper and Printing | New | Space Heating | Natural Gas | Gas Boiler - Maintenance | A | Purchases (Cumulative) | Achievable Technical Potential | 0 | 0 | 0.00078843 | 0.0017529 | 0.0027049 | 0.0029062 | 0.0029398 | 0.0029831 | 0.0029831 | 0.0029831 | 0.0029831 | 0.0029831 | 0.0029831 | 0.0029831 | 0.0029831 | 0.0029831 | 0.0029831 | 0.0029831 | 0.0029831 | 0.0029831 | 0.0029831 | 0.0029831
F1_Industrial_Paper and Printing_New_Process_Natural Gas_Gas Boiler - Maintenance_A_Achievable Technical Potential | F1 | Industrial | Paper and Printing | New | Process | Natural Gas | Gas Boiler - Maintenance | A | Original Unit Energy Savings (kWh or therms) | Achievable Technical Potential | 0 | 0 | 55.8015 | 55.8015 | 55.8015 | 55.8015 | 55.8015 | 55.8015 | 55.8015 | 55.8015 | 55.8015 | 55.8015 | 55.8015 | 55.8015 | 55.8015 | 55.8015 | 55.8015 | 55.8015 | 55.8015 | 55.8015 | 55.8015 | 55.8015
F2_Industrial_Paper and Printing_New_Process_Natural Gas_Gas Boiler - Maintenance_A_Achievable Technical Potential | F2 | Industrial | Paper and Printing | New | Process | Natural Gas | Gas Boiler - Maintenance | A | Original Unit Summer Peak Savings (kW) | Achievable Technical Potential | 0 | 0 | 0 | 0 | 0 | 0 | 0 | 0 | 0 | 0 | 0 | 0 | 0 | 0 | 0 | 0 | 0 | 0 | 0 | 0 | 0 | 0
F3_Industrial_Paper and Printing_New_Process_Natural Gas_Gas Boiler - Maintenance_A_Achievable Technical Potential | F3 | Industrial | Paper and Printing | New | Process | Natural Gas | Gas Boiler - Maintenance | A | Original Unit Winter Peak Savings (kW) | Achievable Technical Potential | 0 | 0 | 0 | 0 | 0 | 0 | 0 | 0 | 0 | 0 | 0 | 0 | 0 | 0 | 0 | 0 | 0 | 0 | 0 | 0 | 0 | 0
F4_Industrial_Paper and Printing_New_Process_Natural Gas_Gas Boiler - Maintenance_A_Achievable Technical Potential | F4 | Industrial | Paper and Printing | New | Process | Natural Gas | Gas Boiler - Maintenance | A | Standalone Impact on Baseline Energy (%) | Achievable Technical Potential | 0% | 0% | 0.009913% | 0.01263% | 0.01367% | 0.011% | 0.009667% | 0.008513% | 0.00753% | 0.006664% | 0.006139% | 0.005628% | 0.005201% | 0.004781% | 0.004532% | 0.004262% | 0.004023% | 0.003777% | 0.00363% | 0.003464% | 0.003316% | 0.003181%
F5_Industrial_Paper and Printing_New_Process_Natural Gas_Gas Boiler - Maintenance_A_Achievable Technical Potential | F5 | Industrial | Paper and Printing | New | Process | Natural Gas | Gas Boiler - Maintenance | A | Standalone Impact on Baseline Summer Peak (%) | Achievable Technical Potential | bar: 2019 to 2040
F6_Industrial_Paper and Printing_New_Process_Natural Gas_Gas Boiler - Maintenance_A_Achievable Technical Potential | F6 | Industrial | Paper and Printing | New | Process | Natural Gas | Gas Boiler - Maintenance | A | Standalone Impact on Baseline Winter Peak (%) | Achievable Technical Potential | bar: 2019 to 2040
F7_Industrial_Paper and Printing_New_Process_Natural Gas_Gas Boiler - Maintenance_A_Achievable Technical Potential | F7 | Industrial | Paper and Printing | New | Process | Natural Gas | Gas Boiler - Maintenance | A | Incremental Energy Savings (MWh or mTherms) | Achievable Technical Potential | 0 | 0 | 0.0017556 | 0.0021475 | 0.0021198 | 0.0022037 | 0.0022224 | 0.0022161 | 0.0022037 | 0.0022224 | 0.0022161 | 0.0039593 | 0.0043699 | 0.004336 | 0.0079185 | 0.0087398 | 0.0086719 | 0.015837 | 0.01748 | 0.017344 | 0.032122 | 0.035034
F8_Industrial_Paper and Printing_New_Process_Natural Gas_Gas Boiler - Maintenance_A_Achievable Technical Potential | F8 | Industrial | Paper and Printing | New | Process | Natural Gas | Gas Boiler - Maintenance | A | Incremental Summer Peak Savings (MW) | Achievable Technical Potential | 0 | 0 | 0 | 0 | 0 | 0 | 0 | 0 | 0 | 0 | 0 | 0 | 0 | 0 | 0 | 0 | 0 | 0 | 0 | 0 | 0 | 0
F9_Industrial_Paper and Printing_New_Process_Natural Gas_Gas Boiler - Maintenance_A_Achievable Technical Potential | F9 | Industrial | Paper and Printing | New | Process | Natural Gas | Gas Boiler - Maintenance | A | Incremental Winter Peak Savings (MW) | Achievable Technical Potential | 0 | 0 | 0 | 0 | 0 | 0 | 0 | 0 | 0 | 0 | 0 | 0 | 0 | 0 | 0 | 0 | 0 | 0 | 0 | 0 | 0 | 0
F10_Industrial_Paper and Printing_New_Process_Natural Gas_Gas Boiler - Maintenance_A_Achievable Technical Potential | F10 | Industrial | Paper and Printing | New | Process | Natural Gas | Gas Boiler - Maintenance | A | Cumulative Energy Savings (MWh or mTherms) | Achievable Technical Potential | 0 | 0 | 0.0017556 | 0.003903 | 0.0060229 | 0.006471 | 0.006546 | 0.0066422 | 0.0066422 | 0.0066422 | 0.0066422 | 0.0066422 | 0.0066422 | 0.0066422 | 0.0066422 | 0.0066422 | 0.0066422 | 0.0066422 | 0.0066422 | 0.0066422 | 0.0066422 | 0.0066422
F11_Industrial_Paper and Printing_New_Process_Natural Gas_Gas Boiler - Maintenance_A_Achievable Technical Potential | F11 | Industrial | Paper and Printing | New | Process | Natural Gas | Gas Boiler - Maintenance | A | Cumulative Summer Peak Savings (MW) | Achievable Technical Potential | 0 | 0 | 0 | 0 | 0 | 0 | 0 | 0 | 0 | 0 | 0 | 0 | 0 | 0 | 0 | 0 | 0 | 0 | 0 | 0 | 0 | 0
F12_Industrial_Paper and Printing_New_Process_Natural Gas_Gas Boiler - Maintenance_A_Achievable Technical Potential | F12 | Industrial | Paper and Printing | New | Process | Natural Gas | Gas Boiler - Maintenance | A | Cumulative Winter Peak Savings (MW) | Achievable Technical Potential | 0 | 0 | 0 | 0 | 0 | 0 | 0 | 0 | 0 | 0 | 0 | 0 | 0 | 0 | 0 | 0 | 0 | 0 | 0 | 0 | 0 | 0
F13_Industrial_Paper and Printing_New_Process_Natural Gas_Gas Boiler - Maintenance_A_Achievable Technical Potential | F13 | Industrial | Paper and Printing | New | Process | Natural Gas | Gas Boiler - Maintenance | A | Purchases (Incremental) | Achievable Technical Potential | 0 | 0 | 0.031461 | 0.038484 | 0.037989 | 0.039492 | 0.039827 | 0.039714 | 0.039492 | 0.039827 | 0.039714 | 0.070952 | 0.078311 | 0.077704 | 0.1419 | 0.15662 | 0.15541 | 0.28381 | 0.31325 | 0.31081 | 0.57565 | 0.62783
F14_Industrial_Paper and Printing_New_Process_Natural Gas_Gas Boiler - Maintenance_A_Achievable Technical Potential | F14 | Industrial | Paper and Printing | New | Process | Natural Gas | Gas Boiler - Maintenance | A | Purchases (Cumulative) | Achievable Technical Potential | 0 | 0 | 0.031461 | 0.069945 | 0.10793 | 0.11596 | 0.11731 | 0.11903 | 0.11903 | 0.11903 | 0.11903 | 0.11903 | 0.11903 | 0.11903 | 0.11903 | 0.11903 | 0.11903 | 0.11903 | 0.11903 | 0.11903 | 0.11903 | 0.11903
F1_Industrial_Paper and Printing_New_Space Heating_Natural Gas_Gas Furnace - Maintenance_A_Achievable Technical Potential | F1 | Industrial | Paper and Printing | New | Space Heating | Natural Gas | Gas Furnace - Maintenance | A | Original Unit Energy Savings (kWh or therms) | Achievable Technical Potential | 0 | 0 | 0.0083129 | 0.0083129 | 0.0083129 | 0.0083129 | 0.0083129 | 0.0083129 | 0.0083129 | 0.0083129 | 0.0083129 | 0.0083129 | 0.0083129 | 0.0083129 | 0.0083129 | 0.0083129 | 0.0083129 | 0.0083129 | 0.0083129 | 0.0083129 | 0.0083129 | 0.0083129
F2_Industrial_Paper and Printing_New_Space Heating_Natural Gas_Gas Furnace - Maintenance_A_Achievable Technical Potential | F2 | Industrial | Paper and Printing | New | Space Heating | Natural Gas | Gas Furnace - Maintenance | A | Original Unit Summer Peak Savings (kW) | Achievable Technical Potential | 0 | 0 | 0 | 0 | 0 | 0 | 0 | 0 | 0 | 0 | 0 | 0 | 0 | 0 | 0 | 0 | 0 | 0 | 0 | 0 | 0 | 0
F3_Industrial_Paper and Printing_New_Space Heating_Natural Gas_Gas Furnace - Maintenance_A_Achievable Technical Potential | F3 | Industrial | Paper and Printing | New | Space Heating | Natural Gas | Gas Furnace - Maintenance | A | Original Unit Winter Peak Savings (kW) | Achievable Technical Potential | 0 | 0 | 0 | 0 | 0 | 0 | 0 | 0 | 0 | 0 | 0 | 0 | 0 | 0 | 0 | 0 | 0 | 0 | 0 | 0 | 0 | 0
F4_Industrial_Paper and Printing_New_Space Heating_Natural Gas_Gas Furnace - Maintenance_A_Achievable Technical Potential | F4 | Industrial | Paper and Printing | New | Space Heating | Natural Gas | Gas Furnace - Maintenance | A | Standalone Impact on Baseline Energy (%) | Achievable Technical Potential | 0% | 0% | 2.745e-06% | 3.497e-06% | 3.784e-06% | 3.046e-06% | 2.677e-06% | 2.357e-06% | 2.085e-06% | 1.845e-06% | 1.7e-06% | 1.558e-06% | 1.44e-06% | 1.324e-06% | 1.255e-06% | 1.18e-06% | 1.114e-06% | 1.046e-06% | 1.005e-06% | 9.59e-07% | 9.182e-07% | 8.808e-07%
F5_Industrial_Paper and Printing_New_Space Heating_Natural Gas_Gas Furnace - Maintenance_A_Achievable Technical Potential | F5 | Industrial | Paper and Printing | New | Space Heating | Natural Gas | Gas Furnace - Maintenance | A | Standalone Impact on Baseline Summer Peak (%) | Achievable Technical Potential | bar: 2019 to 2040
F6_Industrial_Paper and Printing_New_Space Heating_Natural Gas_Gas Furnace - Maintenance_A_Achievable Technical Potential | F6 | Industrial | Paper and Printing | New | Space Heating | Natural Gas | Gas Furnace - Maintenance | A | Standalone Impact on Baseline Winter Peak (%) | Achievable Technical Potential | bar: 2019 to 2040
F7_Industrial_Paper and Printing_New_Space Heating_Natural Gas_Gas Furnace - Maintenance_A_Achievable Technical Potential | F7 | Industrial | Paper and Printing | New | Space Heating | Natural Gas | Gas Furnace - Maintenance | A | Incremental Energy Savings (MWh or mTherms) | Achievable Technical Potential | 0 | 0 | 9.9387e-08 | 1.2157e-07 | 1.2001e-07 | 1.2476e-07 | 1.2582e-07 | 1.2546e-07 | 1.2476e-07 | 1.2582e-07 | 1.2546e-07 | 2.2414e-07 | 2.4739e-07 | 2.4547e-07 | 4.4829e-07 | 4.9478e-07 | 4.9094e-07 | 8.9658e-07 | 9.8957e-07 | 9.8189e-07 | 1.8185e-06 | 1.9834e-06
F8_Industrial_Paper and Printing_New_Space Heating_Natural Gas_Gas Furnace - Maintenance_A_Achievable Technical Potential | F8 | Industrial | Paper and Printing | New | Space Heating | Natural Gas | Gas Furnace - Maintenance | A | Incremental Summer Peak Savings (MW) | Achievable Technical Potential | 0 | 0 | 0 | 0 | 0 | 0 | 0 | 0 | 0 | 0 | 0 | 0 | 0 | 0 | 0 | 0 | 0 | 0 | 0 | 0 | 0 | 0
F9_Industrial_Paper and Printing_New_Space Heating_Natural Gas_Gas Furnace - Maintenance_A_Achievable Technical Potential | F9 | Industrial | Paper and Printing | New | Space Heating | Natural Gas | Gas Furnace - Maintenance | A | Incremental Winter Peak Savings (MW) | Achievable Technical Potential | 0 | 0 | 0 | 0 | 0 | 0 | 0 | 0 | 0 | 0 | 0 | 0 | 0 | 0 | 0 | 0 | 0 | 0 | 0 | 0 | 0 | 0
F10_Industrial_Paper and Printing_New_Space Heating_Natural Gas_Gas Furnace - Maintenance_A_Achievable Technical Potential | F10 | Industrial | Paper and Printing | New | Space Heating | Natural Gas | Gas Furnace - Maintenance | A | Cumulative Energy Savings (MWh or mTherms) | Achievable Technical Potential | 0 | 0 | 9.9387e-08 | 2.2096e-07 | 3.4097e-07 | 3.6634e-07 | 3.7059e-07 | 3.7604e-07 | 3.7604e-07 | 3.7604e-07 | 3.7604e-07 | 3.7604e-07 | 3.7604e-07 | 3.7604e-07 | 3.7604e-07 | 3.7604e-07 | 3.7604e-07 | 3.7604e-07 | 3.7604e-07 | 3.7604e-07 | 3.7604e-07 | 3.7604e-07
F11_Industrial_Paper and Printing_New_Space Heating_Natural Gas_Gas Furnace - Maintenance_A_Achievable Technical Potential | F11 | Industrial | Paper and Printing | New | Space Heating | Natural Gas | Gas Furnace - Maintenance | A | Cumulative Summer Peak Savings (MW) | Achievable Technical Potential | 0 | 0 | 0 | 0 | 0 | 0 | 0 | 0 | 0 | 0 | 0 | 0 | 0 | 0 | 0 | 0 | 0 | 0 | 0 | 0 | 0 | 0
F12_Industrial_Paper and Printing_New_Space Heating_Natural Gas_Gas Furnace - Maintenance_A_Achievable Technical Potential | F12 | Industrial | Paper and Printing | New | Space Heating | Natural Gas | Gas Furnace - Maintenance | A | Cumulative Winter Peak Savings (MW) | Achievable Technical Potential | 0 | 0 | 0 | 0 | 0 | 0 | 0 | 0 | 0 | 0 | 0 | 0 | 0 | 0 | 0 | 0 | 0 | 0 | 0 | 0 | 0 | 0
F13_Industrial_Paper and Printing_New_Space Heating_Natural Gas_Gas Furnace - Maintenance_A_Achievable Technical Potential | F13 | Industrial | Paper and Printing | New | Space Heating | Natural Gas | Gas Furnace - Maintenance | A | Purchases (Incremental) | Achievable Technical Potential | 0 | 0 | 0.011956 | 0.014625 | 0.014437 | 0.015008 | 0.015135 | 0.015092 | 0.015008 | 0.015135 | 0.015092 | 0.026963 | 0.02976 | 0.029529 | 0.053927 | 0.05952 | 0.059058 | 0.10785 | 0.11904 | 0.11812 | 0.21876 | 0.23859
F14_Industrial_Paper and Printing_New_Space Heating_Natural Gas_Gas Furnace - Maintenance_A_Achievable Technical Potential | F14 | Industrial | Paper and Printing | New | Space Heating | Natural Gas | Gas Furnace - Maintenance | A | Purchases (Cumulative) | Achievable Technical Potential | 0 | 0 | 0.011956 | 0.026581 | 0.041017 | 0.044069 | 0.04458 | 0.045235 | 0.045235 | 0.045235 | 0.045235 | 0.045235 | 0.045235 | 0.045235 | 0.045235 | 0.045235 | 0.045235 | 0.045235 | 0.045235 | 0.045235 | 0.045235 | 0.045235
F1_Industrial_Paper and Printing_New_Space Heating_Natural Gas_Gas Boiler - Hot Water Reset_A_Achievable Technical Potential | F1 | Industrial | Paper and Printing | New | Space Heating | Natural Gas | Gas Boiler - Hot Water Reset | A | Original Unit Energy Savings (kWh or therms) | Achievable Technical Potential | 0 | 0 | 351.1284 | 351.1284 | 351.1284 | 351.1284 | 351.1284 | 351.1284 | 351.1284 | 351.1284 | 351.1284 | 351.1284 | 351.1284 | 351.1284 | 351.1284 | 351.1284 | 351.1284 | 351.1284 | 351.1284 | 351.1284 | 351.1284 | 351.1284
F2_Industrial_Paper and Printing_New_Space Heating_Natural Gas_Gas Boiler - Hot Water Reset_A_Achievable Technical Potential | F2 | Industrial | Paper and Printing | New | Space Heating | Natural Gas | Gas Boiler - Hot Water Reset | A | Original Unit Summer Peak Savings (kW) | Achievable Technical Potential | 0 | 0 | 0 | 0 | 0 | 0 | 0 | 0 | 0 | 0 | 0 | 0 | 0 | 0 | 0 | 0 | 0 | 0 | 0 | 0 | 0 | 0
F3_Industrial_Paper and Printing_New_Space Heating_Natural Gas_Gas Boiler - Hot Water Reset_A_Achievable Technical Potential | F3 | Industrial | Paper and Printing | New | Space Heating | Natural Gas | Gas Boiler - Hot Water Reset | A | Original Unit Winter Peak Savings (kW) | Achievable Technical Potential | 0 | 0 | 0 | 0 | 0 | 0 | 0 | 0 | 0 | 0 | 0 | 0 | 0 | 0 | 0 | 0 | 0 | 0 | 0 | 0 | 0 | 0
F4_Industrial_Paper and Printing_New_Space Heating_Natural Gas_Gas Boiler - Hot Water Reset_A_Achievable Technical Potential | F4 | Industrial | Paper and Printing | New | Space Heating | Natural Gas | Gas Boiler - Hot Water Reset | A | Standalone Impact on Baseline Energy (%) | Achievable Technical Potential | 0% | 0% | 0.007431% | 0.01338% | 0.02055% | 0.02836% | 0.03942% | 0.05149% | 0.06451% | 0.07646% | 0.08869% | 0.097% | 0.1018% | 0.1016% | 0.101% | 0.09722% | 0.09271% | 0.08738% | 0.08398% | 0.08013% | 0.07672% | 0.07359%
F5_Industrial_Paper and Printing_New_Space Heating_Natural Gas_Gas Boiler - Hot Water Reset_A_Achievable Technical Potential | F5 | Industrial | Paper and Printing | New | Space Heating | Natural Gas | Gas Boiler - Hot Water Reset | A | Standalone Impact on Baseline Summer Peak (%) | Achievable Technical Potential | bar: 2019 to 2040
F6_Industrial_Paper and Printing_New_Space Heating_Natural Gas_Gas Boiler - Hot Water Reset_A_Achievable Technical Potential | F6 | Industrial | Paper and Printing | New | Space Heating | Natural Gas | Gas Boiler - Hot Water Reset | A | Standalone Impact on Baseline Winter Peak (%) | Achievable Technical Potential | bar: 2019 to 2040
F7_Industrial_Paper and Printing_New_Space Heating_Natural Gas_Gas Boiler - Hot Water Reset_A_Achievable Technical Potential | F7 | Industrial | Paper and Printing | New | Space Heating | Natural Gas | Gas Boiler - Hot Water Reset | A | Incremental Energy Savings (MWh or mTherms) | Achievable Technical Potential | 0 | 0 | 0.00026908 | 0.00057659 | 0.0010061 | 0.001559 | 0.0020468 | 0.0027576 | 0.00342 | 0.0039476 | 0.0040386 | 0.0037864 | 0.0031705 | 0.0022829 | 0.0013983 | 0.00071582 | 0.00032084 | 0.00012429 | 0.00026908 | 0.00057659 | 0.0010061 | 0.001559
F8_Industrial_Paper and Printing_New_Space Heating_Natural Gas_Gas Boiler - Hot Water Reset_A_Achievable Technical Potential | F8 | Industrial | Paper and Printing | New | Space Heating | Natural Gas | Gas Boiler - Hot Water Reset | A | Incremental Summer Peak Savings (MW) | Achievable Technical Potential | 0 | 0 | 0 | 0 | 0 | 0 | 0 | 0 | 0 | 0 | 0 | 0 | 0 | 0 | 0 | 0 | 0 | 0 | 0 | 0 | 0 | 0
F9_Industrial_Paper and Printing_New_Space Heating_Natural Gas_Gas Boiler - Hot Water Reset_A_Achievable Technical Potential | F9 | Industrial | Paper and Printing | New | Space Heating | Natural Gas | Gas Boiler - Hot Water Reset | A | Incremental Winter Peak Savings (MW) | Achievable Technical Potential | 0 | 0 | 0 | 0 | 0 | 0 | 0 | 0 | 0 | 0 | 0 | 0 | 0 | 0 | 0 | 0 | 0 | 0 | 0 | 0 | 0 | 0
F10_Industrial_Paper and Printing_New_Space Heating_Natural Gas_Gas Boiler - Hot Water Reset_A_Achievable Technical Potential | F10 | Industrial | Paper and Printing | New | Space Heating | Natural Gas | Gas Boiler - Hot Water Reset | A | Cumulative Energy Savings (MWh or mTherms) | Achievable Technical Potential | 0 | 0 | 0.00026908 | 0.00084568 | 0.0018518 | 0.0034108 | 0.0054576 | 0.0082152 | 0.011635 | 0.015583 | 0.019621 | 0.023408 | 0.026578 | 0.028861 | 0.030259 | 0.030975 | 0.031296 | 0.03142 | 0.03142 | 0.03142 | 0.03142 | 0.03142
F11_Industrial_Paper and Printing_New_Space Heating_Natural Gas_Gas Boiler - Hot Water Reset_A_Achievable Technical Potential | F11 | Industrial | Paper and Printing | New | Space Heating | Natural Gas | Gas Boiler - Hot Water Reset | A | Cumulative Summer Peak Savings (MW) | Achievable Technical Potential | 0 | 0 | 0 | 0 | 0 | 0 | 0 | 0 | 0 | 0 | 0 | 0 | 0 | 0 | 0 | 0 | 0 | 0 | 0 | 0 | 0 | 0
F12_Industrial_Paper and Printing_New_Space Heating_Natural Gas_Gas Boiler - Hot Water Reset_A_Achievable Technical Potential | F12 | Industrial | Paper and Printing | New | Space Heating | Natural Gas | Gas Boiler - Hot Water Reset | A | Cumulative Winter Peak Savings (MW) | Achievable Technical Potential | 0 | 0 | 0 | 0 | 0 | 0 | 0 | 0 | 0 | 0 | 0 | 0 | 0 | 0 | 0 | 0 | 0 | 0 | 0 | 0 | 0 | 0
F13_Industrial_Paper and Printing_New_Space Heating_Natural Gas_Gas Boiler - Hot Water Reset_A_Achievable Technical Potential | F13 | Industrial | Paper and Printing | New | Space Heating | Natural Gas | Gas Boiler - Hot Water Reset | A | Purchases (Incremental) | Achievable Technical Potential | 0 | 0 | 0.00076634 | 0.0016421 | 0.0028654 | 0.00444 | 0.0058293 | 0.0078535 | 0.00974 | 0.011242 | 0.011502 | 0.010784 | 0.0090295 | 0.0065016 | 0.0039823 | 0.0020386 | 0.00091375 | 0.00035397 | 0.00076634 | 0.0016421 | 0.0028654 | 0.00444
F14_Industrial_Paper and Printing_New_Space Heating_Natural Gas_Gas Boiler - Hot Water Reset_A_Achievable Technical Potential | F14 | Industrial | Paper and Printing | New | Space Heating | Natural Gas | Gas Boiler - Hot Water Reset | A | Purchases (Cumulative) | Achievable Technical Potential | 0 | 0 | 0.00076634 | 0.0024085 | 0.0052739 | 0.0097138 | 0.015543 | 0.023397 | 0.033137 | 0.044379 | 0.055881 | 0.066664 | 0.075694 | 0.082196 | 0.086178 | 0.088216 | 0.08913 | 0.089484 | 0.089484 | 0.089484 | 0.089484 | 0.089484
F1_Industrial_Paper and Printing_New_Process_Natural Gas_Gas Boiler - Hot Water Reset_A_Achievable Technical Potential | F1 | Industrial | Paper and Printing | New | Process | Natural Gas | Gas Boiler - Hot Water Reset | A | Original Unit Energy Savings (kWh or therms) | Achievable Technical Potential | 0 | 0 | 101.4573 | 101.4573 | 101.4573 | 101.4573 | 101.4573 | 101.4573 | 101.4573 | 101.4573 | 101.4573 | 101.4573 | 101.4573 | 101.4573 | 101.4573 | 101.4573 | 101.4573 | 101.4573 | 101.4573 | 101.4573 | 101.4573 | 101.4573
F2_Industrial_Paper and Printing_New_Process_Natural Gas_Gas Boiler - Hot Water Reset_A_Achievable Technical Potential | F2 | Industrial | Paper and Printing | New | Process | Natural Gas | Gas Boiler - Hot Water Reset | A | Original Unit Summer Peak Savings (kW) | Achievable Technical Potential | 0 | 0 | 0 | 0 | 0 | 0 | 0 | 0 | 0 | 0 | 0 | 0 | 0 | 0 | 0 | 0 | 0 | 0 | 0 | 0 | 0 | 0
F3_Industrial_Paper and Printing_New_Process_Natural Gas_Gas Boiler - Hot Water Reset_A_Achievable Technical Potential | F3 | Industrial | Paper and Printing | New | Process | Natural Gas | Gas Boiler - Hot Water Reset | A | Original Unit Winter Peak Savings (kW) | Achievable Technical Potential | 0 | 0 | 0 | 0 | 0 | 0 | 0 | 0 | 0 | 0 | 0 | 0 | 0 | 0 | 0 | 0 | 0 | 0 | 0 | 0 | 0 | 0
F4_Industrial_Paper and Printing_New_Process_Natural Gas_Gas Boiler - Hot Water Reset_A_Achievable Technical Potential | F4 | Industrial | Paper and Printing | New | Process | Natural Gas | Gas Boiler - Hot Water Reset | A | Standalone Impact on Baseline Energy (%) | Achievable Technical Potential | 0% | 0% | 0.01752% | 0.03155% | 0.04845% | 0.06685% | 0.09293% | 0.1214% | 0.1521% | 0.1803% | 0.2091% | 0.2287% | 0.24% | 0.2395% | 0.238% | 0.2292% | 0.2186% | 0.206% | 0.198% | 0.1889% | 0.1809% | 0.1735%
F5_Industrial_Paper and Printing_New_Process_Natural Gas_Gas Boiler - Hot Water Reset_A_Achievable Technical Potential | F5 | Industrial | Paper and Printing | New | Process | Natural Gas | Gas Boiler - Hot Water Reset | A | Standalone Impact on Baseline Summer Peak (%) | Achievable Technical Potential | bar: 2019 to 2040
F6_Industrial_Paper and Printing_New_Process_Natural Gas_Gas Boiler - Hot Water Reset_A_Achievable Technical Potential | F6 | Industrial | Paper and Printing | New | Process | Natural Gas | Gas Boiler - Hot Water Reset | A | Standalone Impact on Baseline Winter Peak (%) | Achievable Technical Potential | bar: 2019 to 2040
F7_Industrial_Paper and Printing_New_Process_Natural Gas_Gas Boiler - Hot Water Reset_A_Achievable Technical Potential | F7 | Industrial | Paper and Printing | New | Process | Natural Gas | Gas Boiler - Hot Water Reset | A | Incremental Energy Savings (MWh or mTherms) | Achievable Technical Potential | 0 | 0 | 0.0031025 | 0.006648 | 0.0116 | 0.017975 | 0.0236 | 0.031794 | 0.039432 | 0.045515 | 0.046564 | 0.043656 | 0.036555 | 0.026321 | 0.016122 | 0.0082533 | 0.0036993 | 0.001433 | 0.0031025 | 0.006648 | 0.0116 | 0.017975
F8_Industrial_Paper and Printing_New_Process_Natural Gas_Gas Boiler - Hot Water Reset_A_Achievable Technical Potential | F8 | Industrial | Paper and Printing | New | Process | Natural Gas | Gas Boiler - Hot Water Reset | A | Incremental Summer Peak Savings (MW) | Achievable Technical Potential | 0 | 0 | 0 | 0 | 0 | 0 | 0 | 0 | 0 | 0 | 0 | 0 | 0 | 0 | 0 | 0 | 0 | 0 | 0 | 0 | 0 | 0
F9_Industrial_Paper and Printing_New_Process_Natural Gas_Gas Boiler - Hot Water Reset_A_Achievable Technical Potential | F9 | Industrial | Paper and Printing | New | Process | Natural Gas | Gas Boiler - Hot Water Reset | A | Incremental Winter Peak Savings (MW) | Achievable Technical Potential | 0 | 0 | 0 | 0 | 0 | 0 | 0 | 0 | 0 | 0 | 0 | 0 | 0 | 0 | 0 | 0 | 0 | 0 | 0 | 0 | 0 | 0
F10_Industrial_Paper and Printing_New_Process_Natural Gas_Gas Boiler - Hot Water Reset_A_Achievable Technical Potential | F10 | Industrial | Paper and Printing | New | Process | Natural Gas | Gas Boiler - Hot Water Reset | A | Cumulative Energy Savings (MWh or mTherms) | Achievable Technical Potential | 0 | 0 | 0.0031025 | 0.0097505 | 0.021351 | 0.039326 | 0.062926 | 0.09472 | 0.13415 | 0.17967 | 0.22623 | 0.26989 | 0.30644 | 0.33276 | 0.34889 | 0.35714 | 0.36084 | 0.36227 | 0.36227 | 0.36227 | 0.36227 | 0.36227
F11_Industrial_Paper and Printing_New_Process_Natural Gas_Gas Boiler - Hot Water Reset_A_Achievable Technical Potential | F11 | Industrial | Paper and Printing | New | Process | Natural Gas | Gas Boiler - Hot Water Reset | A | Cumulative Summer Peak Savings (MW) | Achievable Technical Potential | 0 | 0 | 0 | 0 | 0 | 0 | 0 | 0 | 0 | 0 | 0 | 0 | 0 | 0 | 0 | 0 | 0 | 0 | 0 | 0 | 0 | 0
F12_Industrial_Paper and Printing_New_Process_Natural Gas_Gas Boiler - Hot Water Reset_A_Achievable Technical Potential | F12 | Industrial | Paper and Printing | New | Process | Natural Gas | Gas Boiler - Hot Water Reset | A | Cumulative Winter Peak Savings (MW) | Achievable Technical Potential | 0 | 0 | 0 | 0 | 0 | 0 | 0 | 0 | 0 | 0 | 0 | 0 | 0 | 0 | 0 | 0 | 0 | 0 | 0 | 0 | 0 | 0
F13_Industrial_Paper and Printing_New_Process_Natural Gas_Gas Boiler - Hot Water Reset_A_Achievable Technical Potential | F13 | Industrial | Paper and Printing | New | Process | Natural Gas | Gas Boiler - Hot Water Reset | A | Purchases (Incremental) | Achievable Technical Potential | 0 | 0 | 0.030579 | 0.065525 | 0.11434 | 0.17717 | 0.23261 | 0.31338 | 0.38866 | 0.44861 | 0.45895 | 0.43029 | 0.3603 | 0.25943 | 0.15891 | 0.081347 | 0.036461 | 0.014124 | 0.030579 | 0.065525 | 0.11434 | 0.17717
F14_Industrial_Paper and Printing_New_Process_Natural Gas_Gas Boiler - Hot Water Reset_A_Achievable Technical Potential | F14 | Industrial | Paper and Printing | New | Process | Natural Gas | Gas Boiler - Hot Water Reset | A | Purchases (Cumulative) | Achievable Technical Potential | 0 | 0 | 0.030579 | 0.096104 | 0.21044 | 0.38761 | 0.62022 | 0.93359 | 1.3222 | 1.7709 | 2.2298 | 2.6601 | 3.0204 | 3.2798 | 3.4387 | 3.5201 | 3.5566 | 3.5707 | 3.5707 | 3.5707 | 3.5707 | 3.5707
F1_Industrial_Paper and Printing_New_Space Heating_Natural Gas_Steam Trap Maintenance_A_Achievable Technical Potential | F1 | Industrial | Paper and Printing | New | Space Heating | Natural Gas | Steam Trap Maintenance | A | Original Unit Energy Savings (kWh or therms) | Achievable Technical Potential | 0 | 0 | 124.0463 | 124.0463 | 124.0463 | 124.0463 | 124.0463 | 124.0463 | 124.0463 | 124.0463 | 124.0463 | 124.0463 | 124.0463 | 124.0463 | 124.0463 | 124.0463 | 124.0463 | 124.0463 | 124.0463 | 124.0463 | 124.0463 | 124.0463
F2_Industrial_Paper and Printing_New_Space Heating_Natural Gas_Steam Trap Maintenance_A_Achievable Technical Potential | F2 | Industrial | Paper and Printing | New | Space Heating | Natural Gas | Steam Trap Maintenance | A | Original Unit Summer Peak Savings (kW) | Achievable Technical Potential | 0 | 0 | 0 | 0 | 0 | 0 | 0 | 0 | 0 | 0 | 0 | 0 | 0 | 0 | 0 | 0 | 0 | 0 | 0 | 0 | 0 | 0
F3_Industrial_Paper and Printing_New_Space Heating_Natural Gas_Steam Trap Maintenance_A_Achievable Technical Potential | F3 | Industrial | Paper and Printing | New | Space Heating | Natural Gas | Steam Trap Maintenance | A | Original Unit Winter Peak Savings (kW) | Achievable Technical Potential | 0 | 0 | 0 | 0 | 0 | 0 | 0 | 0 | 0 | 0 | 0 | 0 | 0 | 0 | 0 | 0 | 0 | 0 | 0 | 0 | 0 | 0
F4_Industrial_Paper and Printing_New_Space Heating_Natural Gas_Steam Trap Maintenance_A_Achievable Technical Potential | F4 | Industrial | Paper and Printing | New | Space Heating | Natural Gas | Steam Trap Maintenance | A | Standalone Impact on Baseline Energy (%) | Achievable Technical Potential | bar: 2019 to 2040
F5_Industrial_Paper and Printing_New_Space Heating_Natural Gas_Steam Trap Maintenance_A_Achievable Technical Potential | F5 | Industrial | Paper and Printing | New | Space Heating | Natural Gas | Steam Trap Maintenance | A | Standalone Impact on Baseline Summer Peak (%) | Achievable Technical Potential | bar: 2019 to 2040
F6_Industrial_Paper and Printing_New_Space Heating_Natural Gas_Steam Trap Maintenance_A_Achievable Technical Potential | F6 | Industrial | Paper and Printing | New | Space Heating | Natural Gas | Steam Trap Maintenance | A | Standalone Impact on Baseline Winter Peak (%) | Achievable Technical Potential | bar: 2019 to 2040
F7_Industrial_Paper and Printing_New_Space Heating_Natural Gas_Steam Trap Maintenance_A_Achievable Technical Potential | F7 | Industrial | Paper and Printing | New | Space Heating | Natural Gas | Steam Trap Maintenance | A | Incremental Energy Savings (MWh or mTherms) | Achievable Technical Potential | 0 | 0 | 0 | 0 | 0 | 0 | 0 | 0 | 0 | 0 | 0 | 0 | 0 | 0 | 0 | 0 | 0 | 0 | 0 | 0 | 0 | 0
F8_Industrial_Paper and Printing_New_Space Heating_Natural Gas_Steam Trap Maintenance_A_Achievable Technical Potential | F8 | Industrial | Paper and Printing | New | Space Heating | Natural Gas | Steam Trap Maintenance | A | Incremental Summer Peak Savings (MW) | Achievable Technical Potential | 0 | 0 | 0 | 0 | 0 | 0 | 0 | 0 | 0 | 0 | 0 | 0 | 0 | 0 | 0 | 0 | 0 | 0 | 0 | 0 | 0 | 0
F9_Industrial_Paper and Printing_New_Space Heating_Natural Gas_Steam Trap Maintenance_A_Achievable Technical Potential | F9 | Industrial | Paper and Printing | New | Space Heating | Natural Gas | Steam Trap Maintenance | A | Incremental Winter Peak Savings (MW) | Achievable Technical Potential | 0 | 0 | 0 | 0 | 0 | 0 | 0 | 0 | 0 | 0 | 0 | 0 | 0 | 0 | 0 | 0 | 0 | 0 | 0 | 0 | 0 | 0
F10_Industrial_Paper and Printing_New_Space Heating_Natural Gas_Steam Trap Maintenance_A_Achievable Technical Potential | F10 | Industrial | Paper and Printing | New | Space Heating | Natural Gas | Steam Trap Maintenance | A | Cumulative Energy Savings (MWh or mTherms) | Achievable Technical Potential | 0 | 0 | 0 | 0 | 0 | 0 | 0 | 0 | 0 | 0 | 0 | 0 | 0 | 0 | 0 | 0 | 0 | 0 | 0 | 0 | 0 | 0
F11_Industrial_Paper and Printing_New_Space Heating_Natural Gas_Steam Trap Maintenance_A_Achievable Technical Potential | F11 | Industrial | Paper and Printing | New | Space Heating | Natural Gas | Steam Trap Maintenance | A | Cumulative Summer Peak Savings (MW) | Achievable Technical Potential | 0 | 0 | 0 | 0 | 0 | 0 | 0 | 0 | 0 | 0 | 0 | 0 | 0 | 0 | 0 | 0 | 0 | 0 | 0 | 0 | 0 | 0
F12_Industrial_Paper and Printing_New_Space Heating_Natural Gas_Steam Trap Maintenance_A_Achievable Technical Potential | F12 | Industrial | Paper and Printing | New | Space Heating | Natural Gas | Steam Trap Maintenance | A | Cumulative Winter Peak Savings (MW) | Achievable Technical Potential | 0 | 0 | 0 | 0 | 0 | 0 | 0 | 0 | 0 | 0 | 0 | 0 | 0 | 0 | 0 | 0 | 0 | 0 | 0 | 0 | 0 | 0
F13_Industrial_Paper and Printing_New_Space Heating_Natural Gas_Steam Trap Maintenance_A_Achievable Technical Potential | F13 | Industrial | Paper and Printing | New | Space Heating | Natural Gas | Steam Trap Maintenance | A | Purchases (Incremental) | Achievable Technical Potential | 0 | 0 | 0 | 0 | 0 | 0 | 0 | 0 | 0 | 0 | 0 | 0 | 0 | 0 | 0 | 0 | 0 | 0 | 0 | 0 | 0 | 0
F14_Industrial_Paper and Printing_New_Space Heating_Natural Gas_Steam Trap Maintenance_A_Achievable Technical Potential | F14 | Industrial | Paper and Printing | New | Space Heating | Natural Gas | Steam Trap Maintenance | A | Purchases (Cumulative) | Achievable Technical Potential | 0 | 0 | 0 | 0 | 0 | 0 | 0 | 0 | 0 | 0 | 0 | 0 | 0 | 0 | 0 | 0 | 0 | 0 | 0 | 0 | 0 | 0
F1_Industrial_Paper and Printing_New_Process_Natural Gas_Steam Trap Maintenance_A_Achievable Technical Potential | F1 | Industrial | Paper and Printing | New | Process | Natural Gas | Steam Trap Maintenance | A | Original Unit Energy Savings (kWh or therms) | Achievable Technical Potential | 0 | 0 | 71.6855 | 71.6855 | 71.6855 | 71.6855 | 71.6855 | 71.6855 | 71.6855 | 71.6855 | 71.6855 | 71.6855 | 71.6855 | 71.6855 | 71.6855 | 71.6855 | 71.6855 | 71.6855 | 71.6855 | 71.6855 | 71.6855 | 71.6855
F2_Industrial_Paper and Printing_New_Process_Natural Gas_Steam Trap Maintenance_A_Achievable Technical Potential | F2 | Industrial | Paper and Printing | New | Process | Natural Gas | Steam Trap Maintenance | A | Original Unit Summer Peak Savings (kW) | Achievable Technical Potential | 0 | 0 | 0 | 0 | 0 | 0 | 0 | 0 | 0 | 0 | 0 | 0 | 0 | 0 | 0 | 0 | 0 | 0 | 0 | 0 | 0 | 0
F3_Industrial_Paper and Printing_New_Process_Natural Gas_Steam Trap Maintenance_A_Achievable Technical Potential | F3 | Industrial | Paper and Printing | New | Process | Natural Gas | Steam Trap Maintenance | A | Original Unit Winter Peak Savings (kW) | Achievable Technical Potential | 0 | 0 | 0 | 0 | 0 | 0 | 0 | 0 | 0 | 0 | 0 | 0 | 0 | 0 | 0 | 0 | 0 | 0 | 0 | 0 | 0 | 0
F4_Industrial_Paper and Printing_New_Process_Natural Gas_Steam Trap Maintenance_A_Achievable Technical Potential | F4 | Industrial | Paper and Printing | New | Process | Natural Gas | Steam Trap Maintenance | A | Standalone Impact on Baseline Energy (%) | Achievable Technical Potential | bar: 2019 to 2040
F5_Industrial_Paper and Printing_New_Process_Natural Gas_Steam Trap Maintenance_A_Achievable Technical Potential | F5 | Industrial | Paper and Printing | New | Process | Natural Gas | Steam Trap Maintenance | A | Standalone Impact on Baseline Summer Peak (%) | Achievable Technical Potential | bar: 2019 to 2040
F6_Industrial_Paper and Printing_New_Process_Natural Gas_Steam Trap Maintenance_A_Achievable Technical Potential | F6 | Industrial | Paper and Printing | New | Process | Natural Gas | Steam Trap Maintenance | A | Standalone Impact on Baseline Winter Peak (%) | Achievable Technical Potential | bar: 2019 to 2040
F7_Industrial_Paper and Printing_New_Process_Natural Gas_Steam Trap Maintenance_A_Achievable Technical Potential | F7 | Industrial | Paper and Printing | New | Process | Natural Gas | Steam Trap Maintenance | A | Incremental Energy Savings (MWh or mTherms) | Achievable Technical Potential | 0 | 0 | 0 | 0 | 0 | 0 | 0 | 0 | 0 | 0 | 0 | 0 | 0 | 0 | 0 | 0 | 0 | 0 | 0 | 0 | 0 | 0
F8_Industrial_Paper and Printing_New_Process_Natural Gas_Steam Trap Maintenance_A_Achievable Technical Potential | F8 | Industrial | Paper and Printing | New | Process | Natural Gas | Steam Trap Maintenance | A | Incremental Summer Peak Savings (MW) | Achievable Technical Potential | 0 | 0 | 0 | 0 | 0 | 0 | 0 | 0 | 0 | 0 | 0 | 0 | 0 | 0 | 0 | 0 | 0 | 0 | 0 | 0 | 0 | 0
F9_Industrial_Paper and Printing_New_Process_Natural Gas_Steam Trap Maintenance_A_Achievable Technical Potential | F9 | Industrial | Paper and Printing | New | Process | Natural Gas | Steam Trap Maintenance | A | Incremental Winter Peak Savings (MW) | Achievable Technical Potential | 0 | 0 | 0 | 0 | 0 | 0 | 0 | 0 | 0 | 0 | 0 | 0 | 0 | 0 | 0 | 0 | 0 | 0 | 0 | 0 | 0 | 0
F10_Industrial_Paper and Printing_New_Process_Natural Gas_Steam Trap Maintenance_A_Achievable Technical Potential | F10 | Industrial | Paper and Printing | New | Process | Natural Gas | Steam Trap Maintenance | A | Cumulative Energy Savings (MWh or mTherms) | Achievable Technical Potential | 0 | 0 | 0 | 0 | 0 | 0 | 0 | 0 | 0 | 0 | 0 | 0 | 0 | 0 | 0 | 0 | 0 | 0 | 0 | 0 | 0 | 0
F11_Industrial_Paper and Printing_New_Process_Natural Gas_Steam Trap Maintenance_A_Achievable Technical Potential | F11 | Industrial | Paper and Printing | New | Process | Natural Gas | Steam Trap Maintenance | A | Cumulative Summer Peak Savings (MW) | Achievable Technical Potential | 0 | 0 | 0 | 0 | 0 | 0 | 0 | 0 | 0 | 0 | 0 | 0 | 0 | 0 | 0 | 0 | 0 | 0 | 0 | 0 | 0 | 0
F12_Industrial_Paper and Printing_New_Process_Natural Gas_Steam Trap Maintenance_A_Achievable Technical Potential | F12 | Industrial | Paper and Printing | New | Process | Natural Gas | Steam Trap Maintenance | A | Cumulative Winter Peak Savings (MW) | Achievable Technical Potential | 0 | 0 | 0 | 0 | 0 | 0 | 0 | 0 | 0 | 0 | 0 | 0 | 0 | 0 | 0 | 0 | 0 | 0 | 0 | 0 | 0 | 0
F13_Industrial_Paper and Printing_New_Process_Natural Gas_Steam Trap Maintenance_A_Achievable Technical Potential | F13 | Industrial | Paper and Printing | New | Process | Natural Gas | Steam Trap Maintenance | A | Purchases (Incremental) | Achievable Technical Potential | 0 | 0 | 0 | 0 | 0 | 0 | 0 | 0 | 0 | 0 | 0 | 0 | 0 | 0 | 0 | 0 | 0 | 0 | 0 | 0 | 0 | 0
F14_Industrial_Paper and Printing_New_Process_Natural Gas_Steam Trap Maintenance_A_Achievable Technical Potential | F14 | Industrial | Paper and Printing | New | Process | Natural Gas | Steam Trap Maintenance | A | Purchases (Cumulative) | Achievable Technical Potential | 0 | 0 | 0 | 0 | 0 | 0 | 0 | 0 | 0 | 0 | 0 | 0 | 0 | 0 | 0 | 0 | 0 | 0 | 0 | 0 | 0 | 0
F1_Industrial_Paper and Printing_New_Space Heating_Natural Gas_Gas Boiler - High Turndown_A_Achievable Technical Potential | F1 | Industrial | Paper and Printing | New | Space Heating | Natural Gas | Gas Boiler - High Turndown | A | Original Unit Energy Savings (kWh or therms) | Achievable Technical Potential | 0 | 0 | 131.6731 | 131.6731 | 131.6731 | 131.6731 | 131.6731 | 131.6731 | 131.6731 | 131.6731 | 131.6731 | 131.6731 | 131.6731 | 131.6731 | 131.6731 | 131.6731 | 131.6731 | 131.6731 | 131.6731 | 131.6731 | 131.6731 | 131.6731
F2_Industrial_Paper and Printing_New_Space Heating_Natural Gas_Gas Boiler - High Turndown_A_Achievable Technical Potential | F2 | Industrial | Paper and Printing | New | Space Heating | Natural Gas | Gas Boiler - High Turndown | A | Original Unit Summer Peak Savings (kW) | Achievable Technical Potential | 0 | 0 | 0 | 0 | 0 | 0 | 0 | 0 | 0 | 0 | 0 | 0 | 0 | 0 | 0 | 0 | 0 | 0 | 0 | 0 | 0 | 0
F3_Industrial_Paper and Printing_New_Space Heating_Natural Gas_Gas Boiler - High Turndown_A_Achievable Technical Potential | F3 | Industrial | Paper and Printing | New | Space Heating | Natural Gas | Gas Boiler - High Turndown | A | Original Unit Winter Peak Savings (kW) | Achievable Technical Potential | 0 | 0 | 0 | 0 | 0 | 0 | 0 | 0 | 0 | 0 | 0 | 0 | 0 | 0 | 0 | 0 | 0 | 0 | 0 | 0 | 0 | 0
F4_Industrial_Paper and Printing_New_Space Heating_Natural Gas_Gas Boiler - High Turndown_A_Achievable Technical Potential | F4 | Industrial | Paper and Printing | New | Space Heating | Natural Gas | Gas Boiler - High Turndown | A | Standalone Impact on Baseline Energy (%) | Achievable Technical Potential | 0% | 0% | 0.004253% | 0.00669% | 0.008944% | 0.01095% | 0.01377% | 0.01578% | 0.01702% | 0.01751% | 0.01809% | 0.01815% | 0.01803% | 0.01758% | 0.01746% | 0.01707% | 0.01662% | 0.01561% | 0.015% | 0.01431% | 0.0137% | 0.01314%
F5_Industrial_Paper and Printing_New_Space Heating_Natural Gas_Gas Boiler - High Turndown_A_Achievable Technical Potential | F5 | Industrial | Paper and Printing | New | Space Heating | Natural Gas | Gas Boiler - High Turndown | A | Standalone Impact on Baseline Summer Peak (%) | Achievable Technical Potential | bar: 2019 to 2040
F6_Industrial_Paper and Printing_New_Space Heating_Natural Gas_Gas Boiler - High Turndown_A_Achievable Technical Potential | F6 | Industrial | Paper and Printing | New | Space Heating | Natural Gas | Gas Boiler - High Turndown | A | Standalone Impact on Baseline Winter Peak (%) | Achievable Technical Potential | bar: 2019 to 2040
F7_Industrial_Paper and Printing_New_Space Heating_Natural Gas_Gas Boiler - High Turndown_A_Achievable Technical Potential | F7 | Industrial | Paper and Printing | New | Space Heating | Natural Gas | Gas Boiler - High Turndown | A | Incremental Energy Savings (MWh or mTherms) | Achievable Technical Potential | 0 | 0 | 0.000154 | 0.00026876 | 0.00038323 | 0.00051154 | 0.00058882 | 0.00061067 | 0.00055231 | 0.00049923 | 0.00043358 | 0.00037833 | 0.0003275 | 0.00028505 | 0.00024055 | 0.00020461 | 0.00017341 | 0.000154 | 0.00026876 | 0.00038323 | 0.00051154 | 0.00058882
F8_Industrial_Paper and Printing_New_Space Heating_Natural Gas_Gas Boiler - High Turndown_A_Achievable Technical Potential | F8 | Industrial | Paper and Printing | New | Space Heating | Natural Gas | Gas Boiler - High Turndown | A | Incremental Summer Peak Savings (MW) | Achievable Technical Potential | 0 | 0 | 0 | 0 | 0 | 0 | 0 | 0 | 0 | 0 | 0 | 0 | 0 | 0 | 0 | 0 | 0 | 0 | 0 | 0 | 0 | 0
F9_Industrial_Paper and Printing_New_Space Heating_Natural Gas_Gas Boiler - High Turndown_A_Achievable Technical Potential | F9 | Industrial | Paper and Printing | New | Space Heating | Natural Gas | Gas Boiler - High Turndown | A | Incremental Winter Peak Savings (MW) | Achievable Technical Potential | 0 | 0 | 0 | 0 | 0 | 0 | 0 | 0 | 0 | 0 | 0 | 0 | 0 | 0 | 0 | 0 | 0 | 0 | 0 | 0 | 0 | 0
F10_Industrial_Paper and Printing_New_Space Heating_Natural Gas_Gas Boiler - High Turndown_A_Achievable Technical Potential | F10 | Industrial | Paper and Printing | New | Space Heating | Natural Gas | Gas Boiler - High Turndown | A | Cumulative Energy Savings (MWh or mTherms) | Achievable Technical Potential | 0 | 0 | 0.000154 | 0.00042276 | 0.00080599 | 0.0013175 | 0.0019063 | 0.002517 | 0.0030693 | 0.0035686 | 0.0040021 | 0.0043805 | 0.004708 | 0.004993 | 0.0052336 | 0.0054382 | 0.0056116 | 0.0056116 | 0.0056116 | 0.0056116 | 0.0056116 | 0.0056116
F11_Industrial_Paper and Printing_New_Space Heating_Natural Gas_Gas Boiler - High Turndown_A_Achievable Technical Potential | F11 | Industrial | Paper and Printing | New | Space Heating | Natural Gas | Gas Boiler - High Turndown | A | Cumulative Summer Peak Savings (MW) | Achievable Technical Potential | 0 | 0 | 0 | 0 | 0 | 0 | 0 | 0 | 0 | 0 | 0 | 0 | 0 | 0 | 0 | 0 | 0 | 0 | 0 | 0 | 0 | 0
F12_Industrial_Paper and Printing_New_Space Heating_Natural Gas_Gas Boiler - High Turndown_A_Achievable Technical Potential | F12 | Industrial | Paper and Printing | New | Space Heating | Natural Gas | Gas Boiler - High Turndown | A | Cumulative Winter Peak Savings (MW) | Achievable Technical Potential | 0 | 0 | 0 | 0 | 0 | 0 | 0 | 0 | 0 | 0 | 0 | 0 | 0 | 0 | 0 | 0 | 0 | 0 | 0 | 0 | 0 | 0
F13_Industrial_Paper and Printing_New_Space Heating_Natural Gas_Gas Boiler - High Turndown_A_Achievable Technical Potential | F13 | Industrial | Paper and Printing | New | Space Heating | Natural Gas | Gas Boiler - High Turndown | A | Purchases (Incremental) | Achievable Technical Potential | 0 | 0 | 0.0011696 | 0.0020411 | 0.0029105 | 0.0038849 | 0.0044718 | 0.0046378 | 0.0041945 | 0.0037915 | 0.0032929 | 0.0028732 | 0.0024872 | 0.0021648 | 0.0018269 | 0.0015539 | 0.001317 | 0.0011696 | 0.0020411 | 0.0029105 | 0.0038849 | 0.0044718
F14_Industrial_Paper and Printing_New_Space Heating_Natural Gas_Gas Boiler - High Turndown_A_Achievable Technical Potential | F14 | Industrial | Paper and Printing | New | Space Heating | Natural Gas | Gas Boiler - High Turndown | A | Purchases (Cumulative) | Achievable Technical Potential | 0 | 0 | 0.0011696 | 0.0032106 | 0.0061211 | 0.010006 | 0.014478 | 0.019116 | 0.02331 | 0.027102 | 0.030395 | 0.033268 | 0.035755 | 0.03792 | 0.039747 | 0.041301 | 0.042618 | 0.042618 | 0.042618 | 0.042618 | 0.042618 | 0.042618
F1_Industrial_Paper and Printing_New_Process_Natural Gas_Gas Boiler - High Turndown_A_Achievable Technical Potential | F1 | Industrial | Paper and Printing | New | Process | Natural Gas | Gas Boiler - High Turndown | A | Original Unit Energy Savings (kWh or therms) | Achievable Technical Potential | 0 | 0 | 76.093 | 76.093 | 76.093 | 76.093 | 76.093 | 76.093 | 76.093 | 76.093 | 76.093 | 76.093 | 76.093 | 76.093 | 76.093 | 76.093 | 76.093 | 76.093 | 76.093 | 76.093 | 76.093 | 76.093
F2_Industrial_Paper and Printing_New_Process_Natural Gas_Gas Boiler - High Turndown_A_Achievable Technical Potential | F2 | Industrial | Paper and Printing | New | Process | Natural Gas | Gas Boiler - High Turndown | A | Original Unit Summer Peak Savings (kW) | Achievable Technical Potential | 0 | 0 | 0 | 0 | 0 | 0 | 0 | 0 | 0 | 0 | 0 | 0 | 0 | 0 | 0 | 0 | 0 | 0 | 0 | 0 | 0 | 0
F3_Industrial_Paper and Printing_New_Process_Natural Gas_Gas Boiler - High Turndown_A_Achievable Technical Potential | F3 | Industrial | Paper and Printing | New | Process | Natural Gas | Gas Boiler - High Turndown | A | Original Unit Winter Peak Savings (kW) | Achievable Technical Potential | 0 | 0 | 0 | 0 | 0 | 0 | 0 | 0 | 0 | 0 | 0 | 0 | 0 | 0 | 0 | 0 | 0 | 0 | 0 | 0 | 0 | 0
F4_Industrial_Paper and Printing_New_Process_Natural Gas_Gas Boiler - High Turndown_A_Achievable Technical Potential | F4 | Industrial | Paper and Printing | New | Process | Natural Gas | Gas Boiler - High Turndown | A | Standalone Impact on Baseline Energy (%) | Achievable Technical Potential | 0% | 0% | 0.02005% | 0.03154% | 0.04217% | 0.05165% | 0.06492% | 0.07438% | 0.08023% | 0.08256% | 0.08529% | 0.08559% | 0.08501% | 0.08287% | 0.08234% | 0.08047% | 0.07838% | 0.07358% | 0.07071% | 0.06748% | 0.0646% | 0.06197%
F5_Industrial_Paper and Printing_New_Process_Natural Gas_Gas Boiler - High Turndown_A_Achievable Technical Potential | F5 | Industrial | Paper and Printing | New | Process | Natural Gas | Gas Boiler - High Turndown | A | Standalone Impact on Baseline Summer Peak (%) | Achievable Technical Potential | bar: 2019 to 2040
F6_Industrial_Paper and Printing_New_Process_Natural Gas_Gas Boiler - High Turndown_A_Achievable Technical Potential | F6 | Industrial | Paper and Printing | New | Process | Natural Gas | Gas Boiler - High Turndown | A | Standalone Impact on Baseline Winter Peak (%) | Achievable Technical Potential | bar: 2019 to 2040
F7_Industrial_Paper and Printing_New_Process_Natural Gas_Gas Boiler - High Turndown_A_Achievable Technical Potential | F7 | Industrial | Paper and Printing | New | Process | Natural Gas | Gas Boiler - High Turndown | A | Incremental Energy Savings (MWh or mTherms) | Achievable Technical Potential | 0 | 0 | 0.0035511 | 0.0061974 | 0.0088372 | 0.011796 | 0.013578 | 0.014082 | 0.012736 | 0.011512 | 0.0099982 | 0.0087241 | 0.007552 | 0.006573 | 0.005547 | 0.0047182 | 0.0039988 | 0.0035511 | 0.0061974 | 0.0088372 | 0.011796 | 0.013578
F8_Industrial_Paper and Printing_New_Process_Natural Gas_Gas Boiler - High Turndown_A_Achievable Technical Potential | F8 | Industrial | Paper and Printing | New | Process | Natural Gas | Gas Boiler - High Turndown | A | Incremental Summer Peak Savings (MW) | Achievable Technical Potential | 0 | 0 | 0 | 0 | 0 | 0 | 0 | 0 | 0 | 0 | 0 | 0 | 0 | 0 | 0 | 0 | 0 | 0 | 0 | 0 | 0 | 0
F9_Industrial_Paper and Printing_New_Process_Natural Gas_Gas Boiler - High Turndown_A_Achievable Technical Potential | F9 | Industrial | Paper and Printing | New | Process | Natural Gas | Gas Boiler - High Turndown | A | Incremental Winter Peak Savings (MW) | Achievable Technical Potential | 0 | 0 | 0 | 0 | 0 | 0 | 0 | 0 | 0 | 0 | 0 | 0 | 0 | 0 | 0 | 0 | 0 | 0 | 0 | 0 | 0 | 0
F10_Industrial_Paper and Printing_New_Process_Natural Gas_Gas Boiler - High Turndown_A_Achievable Technical Potential | F10 | Industrial | Paper and Printing | New | Process | Natural Gas | Gas Boiler - High Turndown | A | Cumulative Energy Savings (MWh or mTherms) | Achievable Technical Potential | 0 | 0 | 0.0035511 | 0.0097486 | 0.018586 | 0.030382 | 0.04396 | 0.058041 | 0.070777 | 0.08229 | 0.092288 | 0.10101 | 0.10856 | 0.11514 | 0.12068 | 0.1254 | 0.1294 | 0.1294 | 0.1294 | 0.1294 | 0.1294 | 0.1294
F11_Industrial_Paper and Printing_New_Process_Natural Gas_Gas Boiler - High Turndown_A_Achievable Technical Potential | F11 | Industrial | Paper and Printing | New | Process | Natural Gas | Gas Boiler - High Turndown | A | Cumulative Summer Peak Savings (MW) | Achievable Technical Potential | 0 | 0 | 0 | 0 | 0 | 0 | 0 | 0 | 0 | 0 | 0 | 0 | 0 | 0 | 0 | 0 | 0 | 0 | 0 | 0 | 0 | 0
F12_Industrial_Paper and Printing_New_Process_Natural Gas_Gas Boiler - High Turndown_A_Achievable Technical Potential | F12 | Industrial | Paper and Printing | New | Process | Natural Gas | Gas Boiler - High Turndown | A | Cumulative Winter Peak Savings (MW) | Achievable Technical Potential | 0 | 0 | 0 | 0 | 0 | 0 | 0 | 0 | 0 | 0 | 0 | 0 | 0 | 0 | 0 | 0 | 0 | 0 | 0 | 0 | 0 | 0
F13_Industrial_Paper and Printing_New_Process_Natural Gas_Gas Boiler - High Turndown_A_Achievable Technical Potential | F13 | Industrial | Paper and Printing | New | Process | Natural Gas | Gas Boiler - High Turndown | A | Purchases (Incremental) | Achievable Technical Potential | 0 | 0 | 0.046669 | 0.081445 | 0.11614 | 0.15502 | 0.17844 | 0.18506 | 0.16737 | 0.15129 | 0.13139 | 0.11465 | 0.099246 | 0.086382 | 0.072898 | 0.062006 | 0.052552 | 0.046669 | 0.081445 | 0.11614 | 0.15502 | 0.17844
F14_Industrial_Paper and Printing_New_Process_Natural Gas_Gas Boiler - High Turndown_A_Achievable Technical Potential | F14 | Industrial | Paper and Printing | New | Process | Natural Gas | Gas Boiler - High Turndown | A | Purchases (Cumulative) | Achievable Technical Potential | 0 | 0 | 0.046669 | 0.12811 | 0.24425 | 0.39927 | 0.57771 | 0.76277 | 0.93014 | 1.0814 | 1.2128 | 1.3275 | 1.4267 | 1.5131 | 1.586 | 1.648 | 1.7006 | 1.7006 | 1.7006 | 1.7006 | 1.7006 | 1.7006
F1_Industrial_Paper and Printing_New_Space Heating_Natural Gas_Gas Boiler - Burner Control Optimization_A_Achievable Technical Potential | F1 | Industrial | Paper and Printing | New | Space Heating | Natural Gas | Gas Boiler - Burner Control Optimization | A | Original Unit Energy Savings (kWh or therms) | Achievable Technical Potential | 0 | 0 | 38.1852 | 38.1852 | 38.1852 | 38.1852 | 38.1852 | 38.1852 | 38.1852 | 38.1852 | 38.1852 | 38.1852 | 38.1852 | 38.1852 | 38.1852 | 38.1852 | 38.1852 | 38.1852 | 38.1852 | 38.1852 | 38.1852 | 38.1852
F2_Industrial_Paper and Printing_New_Space Heating_Natural Gas_Gas Boiler - Burner Control Optimization_A_Achievable Technical Potential | F2 | Industrial | Paper and Printing | New | Space Heating | Natural Gas | Gas Boiler - Burner Control Optimization | A | Original Unit Summer Peak Savings (kW) | Achievable Technical Potential | 0 | 0 | 0 | 0 | 0 | 0 | 0 | 0 | 0 | 0 | 0 | 0 | 0 | 0 | 0 | 0 | 0 | 0 | 0 | 0 | 0 | 0
F3_Industrial_Paper and Printing_New_Space Heating_Natural Gas_Gas Boiler - Burner Control Optimization_A_Achievable Technical Potential | F3 | Industrial | Paper and Printing | New | Space Heating | Natural Gas | Gas Boiler - Burner Control Optimization | A | Original Unit Winter Peak Savings (kW) | Achievable Technical Potential | 0 | 0 | 0 | 0 | 0 | 0 | 0 | 0 | 0 | 0 | 0 | 0 | 0 | 0 | 0 | 0 | 0 | 0 | 0 | 0 | 0 | 0
F4_Industrial_Paper and Printing_New_Space Heating_Natural Gas_Gas Boiler - Burner Control Optimization_A_Achievable Technical Potential | F4 | Industrial | Paper and Printing | New | Space Heating | Natural Gas | Gas Boiler - Burner Control Optimization | A | Standalone Impact on Baseline Energy (%) | Achievable Technical Potential | 0% | 0% | 0.0003327% | 0.0007136% | 0.001546% | 0.002989% | 0.005444% | 0.00871% | 0.01278% | 0.01723% | 0.02224% | 0.02677% | 0.03069% | 0.03341% | 0.03596% | 0.03716% | 0.03753% | 0.03695% | 0.03666% | 0.03571% | 0.0346% | 0.03342%
F5_Industrial_Paper and Printing_New_Space Heating_Natural Gas_Gas Boiler - Burner Control Optimization_A_Achievable Technical Potential | F5 | Industrial | Paper and Printing | New | Space Heating | Natural Gas | Gas Boiler - Burner Control Optimization | A | Standalone Impact on Baseline Summer Peak (%) | Achievable Technical Potential | bar: 2019 to 2040
F6_Industrial_Paper and Printing_New_Space Heating_Natural Gas_Gas Boiler - Burner Control Optimization_A_Achievable Technical Potential | F6 | Industrial | Paper and Printing | New | Space Heating | Natural Gas | Gas Boiler - Burner Control Optimization | A | Standalone Impact on Baseline Winter Peak (%) | Achievable Technical Potential | bar: 2019 to 2040
F7_Industrial_Paper and Printing_New_Space Heating_Natural Gas_Gas Boiler - Burner Control Optimization_A_Achievable Technical Potential | F7 | Industrial | Paper and Printing | New | Space Heating | Natural Gas | Gas Boiler - Burner Control Optimization | A | Incremental Energy Savings (MWh or mTherms) | Achievable Technical Potential | 0 | 0 | 1.2047e-05 | 3.3049e-05 | 9.4251e-05 | 0.00022016 | 0.00039421 | 0.00063597 | 0.00091508 | 0.0012063 | 0.0014103 | 0.0015382 | 0.0015534 | 0.0014788 | 0.0012847 | 0.0010624 | 0.00082933 | 0.00061843 | 0.00042898 | 0.00028608 | 0.00018188 | 0.00012838
F8_Industrial_Paper and Printing_New_Space Heating_Natural Gas_Gas Boiler - Burner Control Optimization_A_Achievable Technical Potential | F8 | Industrial | Paper and Printing | New | Space Heating | Natural Gas | Gas Boiler - Burner Control Optimization | A | Incremental Summer Peak Savings (MW) | Achievable Technical Potential | 0 | 0 | 0 | 0 | 0 | 0 | 0 | 0 | 0 | 0 | 0 | 0 | 0 | 0 | 0 | 0 | 0 | 0 | 0 | 0 | 0 | 0
F9_Industrial_Paper and Printing_New_Space Heating_Natural Gas_Gas Boiler - Burner Control Optimization_A_Achievable Technical Potential | F9 | Industrial | Paper and Printing | New | Space Heating | Natural Gas | Gas Boiler - Burner Control Optimization | A | Incremental Winter Peak Savings (MW) | Achievable Technical Potential | 0 | 0 | 0 | 0 | 0 | 0 | 0 | 0 | 0 | 0 | 0 | 0 | 0 | 0 | 0 | 0 | 0 | 0 | 0 | 0 | 0 | 0
F10_Industrial_Paper and Printing_New_Space Heating_Natural Gas_Gas Boiler - Burner Control Optimization_A_Achievable Technical Potential | F10 | Industrial | Paper and Printing | New | Space Heating | Natural Gas | Gas Boiler - Burner Control Optimization | A | Cumulative Energy Savings (MWh or mTherms) | Achievable Technical Potential | 0 | 0 | 1.2047e-05 | 4.5096e-05 | 0.00013935 | 0.00035951 | 0.00075372 | 0.0013897 | 0.0023048 | 0.003511 | 0.0049213 | 0.0064595 | 0.0080129 | 0.0094917 | 0.010776 | 0.011839 | 0.012668 | 0.013287 | 0.013716 | 0.014002 | 0.014171 | 0.014267
F11_Industrial_Paper and Printing_New_Space Heating_Natural Gas_Gas Boiler - Burner Control Optimization_A_Achievable Technical Potential | F11 | Industrial | Paper and Printing | New | Space Heating | Natural Gas | Gas Boiler - Burner Control Optimization | A | Cumulative Summer Peak Savings (MW) | Achievable Technical Potential | 0 | 0 | 0 | 0 | 0 | 0 | 0 | 0 | 0 | 0 | 0 | 0 | 0 | 0 | 0 | 0 | 0 | 0 | 0 | 0 | 0 | 0
F12_Industrial_Paper and Printing_New_Space Heating_Natural Gas_Gas Boiler - Burner Control Optimization_A_Achievable Technical Potential | F12 | Industrial | Paper and Printing | New | Space Heating | Natural Gas | Gas Boiler - Burner Control Optimization | A | Cumulative Winter Peak Savings (MW) | Achievable Technical Potential | 0 | 0 | 0 | 0 | 0 | 0 | 0 | 0 | 0 | 0 | 0 | 0 | 0 | 0 | 0 | 0 | 0 | 0 | 0 | 0 | 0 | 0
F13_Industrial_Paper and Printing_New_Space Heating_Natural Gas_Gas Boiler - Burner Control Optimization_A_Achievable Technical Potential | F13 | Industrial | Paper and Printing | New | Space Heating | Natural Gas | Gas Boiler - Burner Control Optimization | A | Purchases (Incremental) | Achievable Technical Potential | 0 | 0 | 0.00031549 | 0.00086548 | 0.0024683 | 0.0057656 | 0.010324 | 0.016655 | 0.023964 | 0.03159 | 0.036932 | 0.040282 | 0.040682 | 0.038728 | 0.033644 | 0.027822 | 0.021719 | 0.016196 | 0.011234 | 0.0074918 | 0.0047632 | 0.0033621
F14_Industrial_Paper and Printing_New_Space Heating_Natural Gas_Gas Boiler - Burner Control Optimization_A_Achievable Technical Potential | F14 | Industrial | Paper and Printing | New | Space Heating | Natural Gas | Gas Boiler - Burner Control Optimization | A | Purchases (Cumulative) | Achievable Technical Potential | 0 | 0 | 0.00031549 | 0.001181 | 0.0036492 | 0.0094149 | 0.019738 | 0.036393 | 0.060358 | 0.091947 | 0.12888 | 0.16916 | 0.20984 | 0.24857 | 0.28221 | 0.31004 | 0.33176 | 0.34795 | 0.35919 | 0.36668 | 0.37112 | 0.37362
F1_Industrial_Paper and Printing_New_Process_Natural Gas_Gas Boiler - Burner Control Optimization_A_Achievable Technical Potential | F1 | Industrial | Paper and Printing | New | Process | Natural Gas | Gas Boiler - Burner Control Optimization | A | Original Unit Energy Savings (kWh or therms) | Achievable Technical Potential | 0 | 0 | 22.067 | 22.067 | 22.067 | 22.067 | 22.067 | 22.067 | 22.067 | 22.067 | 22.067 | 22.067 | 22.067 | 22.067 | 22.067 | 22.067 | 22.067 | 22.067 | 22.067 | 22.067 | 22.067 | 22.067
F2_Industrial_Paper and Printing_New_Process_Natural Gas_Gas Boiler - Burner Control Optimization_A_Achievable Technical Potential | F2 | Industrial | Paper and Printing | New | Process | Natural Gas | Gas Boiler - Burner Control Optimization | A | Original Unit Summer Peak Savings (kW) | Achievable Technical Potential | 0 | 0 | 0 | 0 | 0 | 0 | 0 | 0 | 0 | 0 | 0 | 0 | 0 | 0 | 0 | 0 | 0 | 0 | 0 | 0 | 0 | 0
F3_Industrial_Paper and Printing_New_Process_Natural Gas_Gas Boiler - Burner Control Optimization_A_Achievable Technical Potential | F3 | Industrial | Paper and Printing | New | Process | Natural Gas | Gas Boiler - Burner Control Optimization | A | Original Unit Winter Peak Savings (kW) | Achievable Technical Potential | 0 | 0 | 0 | 0 | 0 | 0 | 0 | 0 | 0 | 0 | 0 | 0 | 0 | 0 | 0 | 0 | 0 | 0 | 0 | 0 | 0 | 0
F4_Industrial_Paper and Printing_New_Process_Natural Gas_Gas Boiler - Burner Control Optimization_A_Achievable Technical Potential | F4 | Industrial | Paper and Printing | New | Process | Natural Gas | Gas Boiler - Burner Control Optimization | A | Standalone Impact on Baseline Energy (%) | Achievable Technical Potential | 0% | 0% | 0.001569% | 0.003365% | 0.007291% | 0.01409% | 0.02567% | 0.04107% | 0.06025% | 0.08123% | 0.1049% | 0.1262% | 0.1447% | 0.1575% | 0.1696% | 0.1752% | 0.1769% | 0.1742% | 0.1728% | 0.1684% | 0.1632% | 0.1576%
F5_Industrial_Paper and Printing_New_Process_Natural Gas_Gas Boiler - Burner Control Optimization_A_Achievable Technical Potential | F5 | Industrial | Paper and Printing | New | Process | Natural Gas | Gas Boiler - Burner Control Optimization | A | Standalone Impact on Baseline Summer Peak (%) | Achievable Technical Potential | bar: 2019 to 2040
F6_Industrial_Paper and Printing_New_Process_Natural Gas_Gas Boiler - Burner Control Optimization_A_Achievable Technical Potential | F6 | Industrial | Paper and Printing | New | Process | Natural Gas | Gas Boiler - Burner Control Optimization | A | Standalone Impact on Baseline Winter Peak (%) | Achievable Technical Potential | bar: 2019 to 2040
F7_Industrial_Paper and Printing_New_Process_Natural Gas_Gas Boiler - Burner Control Optimization_A_Achievable Technical Potential | F7 | Industrial | Paper and Printing | New | Process | Natural Gas | Gas Boiler - Burner Control Optimization | A | Incremental Energy Savings (MWh or mTherms) | Achievable Technical Potential | 0 | 0 | 0.0002778 | 0.00076209 | 0.0021734 | 0.0050769 | 0.0090903 | 0.014665 | 0.021101 | 0.027816 | 0.03252 | 0.03547 | 0.035822 | 0.034101 | 0.029625 | 0.024498 | 0.019124 | 0.014261 | 0.0098922 | 0.0065968 | 0.0041942 | 0.0029605
F8_Industrial_Paper and Printing_New_Process_Natural Gas_Gas Boiler - Burner Control Optimization_A_Achievable Technical Potential | F8 | Industrial | Paper and Printing | New | Process | Natural Gas | Gas Boiler - Burner Control Optimization | A | Incremental Summer Peak Savings (MW) | Achievable Technical Potential | 0 | 0 | 0 | 0 | 0 | 0 | 0 | 0 | 0 | 0 | 0 | 0 | 0 | 0 | 0 | 0 | 0 | 0 | 0 | 0 | 0 | 0
F9_Industrial_Paper and Printing_New_Process_Natural Gas_Gas Boiler - Burner Control Optimization_A_Achievable Technical Potential | F9 | Industrial | Paper and Printing | New | Process | Natural Gas | Gas Boiler - Burner Control Optimization | A | Incremental Winter Peak Savings (MW) | Achievable Technical Potential | 0 | 0 | 0 | 0 | 0 | 0 | 0 | 0 | 0 | 0 | 0 | 0 | 0 | 0 | 0 | 0 | 0 | 0 | 0 | 0 | 0 | 0
F10_Industrial_Paper and Printing_New_Process_Natural Gas_Gas Boiler - Burner Control Optimization_A_Achievable Technical Potential | F10 | Industrial | Paper and Printing | New | Process | Natural Gas | Gas Boiler - Burner Control Optimization | A | Cumulative Energy Savings (MWh or mTherms) | Achievable Technical Potential | 0 | 0 | 0.0002778 | 0.0010399 | 0.0032133 | 0.0082901 | 0.01738 | 0.032046 | 0.053147 | 0.080963 | 0.11348 | 0.14895 | 0.18477 | 0.21888 | 0.2485 | 0.273 | 0.29212 | 0.30638 | 0.31628 | 0.32287 | 0.32679 | 0.32899
F11_Industrial_Paper and Printing_New_Process_Natural Gas_Gas Boiler - Burner Control Optimization_A_Achievable Technical Potential | F11 | Industrial | Paper and Printing | New | Process | Natural Gas | Gas Boiler - Burner Control Optimization | A | Cumulative Summer Peak Savings (MW) | Achievable Technical Potential | 0 | 0 | 0 | 0 | 0 | 0 | 0 | 0 | 0 | 0 | 0 | 0 | 0 | 0 | 0 | 0 | 0 | 0 | 0 | 0 | 0 | 0
F12_Industrial_Paper and Printing_New_Process_Natural Gas_Gas Boiler - Burner Control Optimization_A_Achievable Technical Potential | F12 | Industrial | Paper and Printing | New | Process | Natural Gas | Gas Boiler - Burner Control Optimization | A | Cumulative Winter Peak Savings (MW) | Achievable Technical Potential | 0 | 0 | 0 | 0 | 0 | 0 | 0 | 0 | 0 | 0 | 0 | 0 | 0 | 0 | 0 | 0 | 0 | 0 | 0 | 0 | 0 | 0
F13_Industrial_Paper and Printing_New_Process_Natural Gas_Gas Boiler - Burner Control Optimization_A_Achievable Technical Potential | F13 | Industrial | Paper and Printing | New | Process | Natural Gas | Gas Boiler - Burner Control Optimization | A | Purchases (Incremental) | Achievable Technical Potential | 0 | 0 | 0.012589 | 0.034535 | 0.098491 | 0.23007 | 0.41194 | 0.66458 | 0.95624 | 1.2605 | 1.4737 | 1.6074 | 1.6233 | 1.5454 | 1.3425 | 1.1102 | 0.86663 | 0.64625 | 0.44828 | 0.29895 | 0.19007 | 0.13416
F14_Industrial_Paper and Printing_New_Process_Natural Gas_Gas Boiler - Burner Control Optimization_A_Achievable Technical Potential | F14 | Industrial | Paper and Printing | New | Process | Natural Gas | Gas Boiler - Burner Control Optimization | A | Purchases (Cumulative) | Achievable Technical Potential | 0 | 0 | 0.012589 | 0.047124 | 0.14561 | 0.37568 | 0.78762 | 1.4522 | 2.4084 | 3.669 | 5.1427 | 6.75 | 8.3733 | 9.9187 | 11.2612 | 12.3714 | 13.238 | 13.8843 | 14.3325 | 14.6315 | 14.809 | 14.9086
F1_Industrial_Paper and Printing_New_Space Heating_Natural Gas_HVAC - Demand Controlled Ventilation_A_Achievable Technical Potential | F1 | Industrial | Paper and Printing | New | Space Heating | Natural Gas | HVAC - Demand Controlled Ventilation | A | Original Unit Energy Savings (kWh or therms) | Achievable Technical Potential | 0 | 0 | 0.067787 | 0.067787 | 0.067787 | 0.067787 | 0.067787 | 0.067787 | 0.067787 | 0.067787 | 0.067787 | 0.067787 | 0.067787 | 0.067787 | 0.067787 | 0.067787 | 0.067787 | 0.067787 | 0.067787 | 0.067787 | 0.067787 | 0.067787
F2_Industrial_Paper and Printing_New_Space Heating_Natural Gas_HVAC - Demand Controlled Ventilation_A_Achievable Technical Potential | F2 | Industrial | Paper and Printing | New | Space Heating | Natural Gas | HVAC - Demand Controlled Ventilation | A | Original Unit Summer Peak Savings (kW) | Achievable Technical Potential | 0 | 0 | 0 | 0 | 0 | 0 | 0 | 0 | 0 | 0 | 0 | 0 | 0 | 0 | 0 | 0 | 0 | 0 | 0 | 0 | 0 | 0
F3_Industrial_Paper and Printing_New_Space Heating_Natural Gas_HVAC - Demand Controlled Ventilation_A_Achievable Technical Potential | F3 | Industrial | Paper and Printing | New | Space Heating | Natural Gas | HVAC - Demand Controlled Ventilation | A | Original Unit Winter Peak Savings (kW) | Achievable Technical Potential | 0 | 0 | 0 | 0 | 0 | 0 | 0 | 0 | 0 | 0 | 0 | 0 | 0 | 0 | 0 | 0 | 0 | 0 | 0 | 0 | 0 | 0
F4_Industrial_Paper and Printing_New_Space Heating_Natural Gas_HVAC - Demand Controlled Ventilation_A_Achievable Technical Potential | F4 | Industrial | Paper and Printing | New | Space Heating | Natural Gas | HVAC - Demand Controlled Ventilation | A | Standalone Impact on Baseline Energy (%) | Achievable Technical Potential | 0% | 0% | 0.0396% | 0.06229% | 0.08329% | 0.102% | 0.1282% | 0.1509% | 0.173% | 0.1928% | 0.2172% | 0.2387% | 0.2602% | 0.2788% | 0.3039% | 0.3254% | 0.3467% | 0.3611% | 0.38% | 0.3931% | 0.4043% | 0.4146%
F5_Industrial_Paper and Printing_New_Space Heating_Natural Gas_HVAC - Demand Controlled Ventilation_A_Achievable Technical Potential | F5 | Industrial | Paper and Printing | New | Space Heating | Natural Gas | HVAC - Demand Controlled Ventilation | A | Standalone Impact on Baseline Summer Peak (%) | Achievable Technical Potential | bar: 2019 to 2040
F6_Industrial_Paper and Printing_New_Space Heating_Natural Gas_HVAC - Demand Controlled Ventilation_A_Achievable Technical Potential | F6 | Industrial | Paper and Printing | New | Space Heating | Natural Gas | HVAC - Demand Controlled Ventilation | A | Standalone Impact on Baseline Winter Peak (%) | Achievable Technical Potential | bar: 2019 to 2040
F7_Industrial_Paper and Printing_New_Space Heating_Natural Gas_HVAC - Demand Controlled Ventilation_A_Achievable Technical Potential | F7 | Industrial | Paper and Printing | New | Space Heating | Natural Gas | HVAC - Demand Controlled Ventilation | A | Incremental Energy Savings (MWh or mTherms) | Achievable Technical Potential | 0 | 0 | 0.001434 | 0.0025026 | 0.0035685 | 0.0047633 | 0.0054829 | 0.0063182 | 0.0071429 | 0.0080707 | 0.0087616 | 0.0095563 | 0.010341 | 0.01125 | 0.011868 | 0.012618 | 0.013368 | 0.014241 | 0.014817 | 0.015528 | 0.016219 | 0.016908
F8_Industrial_Paper and Printing_New_Space Heating_Natural Gas_HVAC - Demand Controlled Ventilation_A_Achievable Technical Potential | F8 | Industrial | Paper and Printing | New | Space Heating | Natural Gas | HVAC - Demand Controlled Ventilation | A | Incremental Summer Peak Savings (MW) | Achievable Technical Potential | 0 | 0 | 0 | 0 | 0 | 0 | 0 | 0 | 0 | 0 | 0 | 0 | 0 | 0 | 0 | 0 | 0 | 0 | 0 | 0 | 0 | 0
F9_Industrial_Paper and Printing_New_Space Heating_Natural Gas_HVAC - Demand Controlled Ventilation_A_Achievable Technical Potential | F9 | Industrial | Paper and Printing | New | Space Heating | Natural Gas | HVAC - Demand Controlled Ventilation | A | Incremental Winter Peak Savings (MW) | Achievable Technical Potential | 0 | 0 | 0 | 0 | 0 | 0 | 0 | 0 | 0 | 0 | 0 | 0 | 0 | 0 | 0 | 0 | 0 | 0 | 0 | 0 | 0 | 0
F10_Industrial_Paper and Printing_New_Space Heating_Natural Gas_HVAC - Demand Controlled Ventilation_A_Achievable Technical Potential | F10 | Industrial | Paper and Printing | New | Space Heating | Natural Gas | HVAC - Demand Controlled Ventilation | A | Cumulative Energy Savings (MWh or mTherms) | Achievable Technical Potential | 0 | 0 | 0.001434 | 0.0039366 | 0.0075051 | 0.012268 | 0.017751 | 0.024069 | 0.031212 | 0.039283 | 0.048045 | 0.057601 | 0.067941 | 0.079192 | 0.091059 | 0.10368 | 0.11704 | 0.12985 | 0.14217 | 0.15412 | 0.16558 | 0.17701
F11_Industrial_Paper and Printing_New_Space Heating_Natural Gas_HVAC - Demand Controlled Ventilation_A_Achievable Technical Potential | F11 | Industrial | Paper and Printing | New | Space Heating | Natural Gas | HVAC - Demand Controlled Ventilation | A | Cumulative Summer Peak Savings (MW) | Achievable Technical Potential | 0 | 0 | 0 | 0 | 0 | 0 | 0 | 0 | 0 | 0 | 0 | 0 | 0 | 0 | 0 | 0 | 0 | 0 | 0 | 0 | 0 | 0
F12_Industrial_Paper and Printing_New_Space Heating_Natural Gas_HVAC - Demand Controlled Ventilation_A_Achievable Technical Potential | F12 | Industrial | Paper and Printing | New | Space Heating | Natural Gas | HVAC - Demand Controlled Ventilation | A | Cumulative Winter Peak Savings (MW) | Achievable Technical Potential | 0 | 0 | 0 | 0 | 0 | 0 | 0 | 0 | 0 | 0 | 0 | 0 | 0 | 0 | 0 | 0 | 0 | 0 | 0 | 0 | 0 | 0
F13_Industrial_Paper and Printing_New_Space Heating_Natural Gas_HVAC - Demand Controlled Ventilation_A_Achievable Technical Potential | F13 | Industrial | Paper and Printing | New | Space Heating | Natural Gas | HVAC - Demand Controlled Ventilation | A | Purchases (Incremental) | Achievable Technical Potential | 0 | 0 | 21.1542 | 36.9181 | 52.6433 | 70.2688 | 80.8836 | 93.206 | 105.373 | 119.0591 | 129.2524 | 140.9761 | 152.5443 | 165.9637 | 175.0715 | 186.1408 | 197.2017 | 210.0781 | 218.5833 | 229.0638 | 239.2588 | 249.4238
F14_Industrial_Paper and Printing_New_Space Heating_Natural Gas_HVAC - Demand Controlled Ventilation_A_Achievable Technical Potential | F14 | Industrial | Paper and Printing | New | Space Heating | Natural Gas | HVAC - Demand Controlled Ventilation | A | Purchases (Cumulative) | Achievable Technical Potential | 0 | 0 | 21.1542 | 58.0724 | 110.7157 | 180.9846 | 261.8682 | 355.0741 | 460.4471 | 579.5062 | 708.7586 | 849.7346 | 1002.2789 | 1168.2426 | 1343.3141 | 1529.4549 | 1726.6566 | 1915.5805 | 2097.2457 | 2273.6661 | 2442.6562 | 2611.1963
F1_Industrial_Paper and Printing_New_Space Heating_Natural Gas_Gas Boiler - Stack Economizer_A_Achievable Technical Potential | F1 | Industrial | Paper and Printing | New | Space Heating | Natural Gas | Gas Boiler - Stack Economizer | A | Original Unit Energy Savings (kWh or therms) | Achievable Technical Potential | 0 | 0 | 96.1214 | 96.1214 | 96.1214 | 96.1214 | 96.1214 | 96.1214 | 96.1214 | 96.1214 | 96.1214 | 96.1214 | 96.1214 | 96.1214 | 96.1214 | 96.1214 | 96.1214 | 96.1214 | 96.1214 | 96.1214 | 96.1214 | 96.1214
F2_Industrial_Paper and Printing_New_Space Heating_Natural Gas_Gas Boiler - Stack Economizer_A_Achievable Technical Potential | F2 | Industrial | Paper and Printing | New | Space Heating | Natural Gas | Gas Boiler - Stack Economizer | A | Original Unit Summer Peak Savings (kW) | Achievable Technical Potential | 0 | 0 | 0 | 0 | 0 | 0 | 0 | 0 | 0 | 0 | 0 | 0 | 0 | 0 | 0 | 0 | 0 | 0 | 0 | 0 | 0 | 0
F3_Industrial_Paper and Printing_New_Space Heating_Natural Gas_Gas Boiler - Stack Economizer_A_Achievable Technical Potential | F3 | Industrial | Paper and Printing | New | Space Heating | Natural Gas | Gas Boiler - Stack Economizer | A | Original Unit Winter Peak Savings (kW) | Achievable Technical Potential | 0 | 0 | 0 | 0 | 0 | 0 | 0 | 0 | 0 | 0 | 0 | 0 | 0 | 0 | 0 | 0 | 0 | 0 | 0 | 0 | 0 | 0
F4_Industrial_Paper and Printing_New_Space Heating_Natural Gas_Gas Boiler - Stack Economizer_A_Achievable Technical Potential | F4 | Industrial | Paper and Printing | New | Space Heating | Natural Gas | Gas Boiler - Stack Economizer | A | Standalone Impact on Baseline Energy (%) | Achievable Technical Potential | 0% | 0% | 0.008279% | 0.01302% | 0.01741% | 0.02132% | 0.0268% | 0.03071% | 0.03313% | 0.03409% | 0.03521% | 0.03534% | 0.0351% | 0.03421% | 0.034% | 0.03323% | 0.03236% | 0.03038% | 0.0292% | 0.02786% | 0.02667% | 0.02559%
F5_Industrial_Paper and Printing_New_Space Heating_Natural Gas_Gas Boiler - Stack Economizer_A_Achievable Technical Potential | F5 | Industrial | Paper and Printing | New | Space Heating | Natural Gas | Gas Boiler - Stack Economizer | A | Standalone Impact on Baseline Summer Peak (%) | Achievable Technical Potential | bar: 2019 to 2040
F6_Industrial_Paper and Printing_New_Space Heating_Natural Gas_Gas Boiler - Stack Economizer_A_Achievable Technical Potential | F6 | Industrial | Paper and Printing | New | Space Heating | Natural Gas | Gas Boiler - Stack Economizer | A | Standalone Impact on Baseline Winter Peak (%) | Achievable Technical Potential | bar: 2019 to 2040
F7_Industrial_Paper and Printing_New_Space Heating_Natural Gas_Gas Boiler - Stack Economizer_A_Achievable Technical Potential | F7 | Industrial | Paper and Printing | New | Space Heating | Natural Gas | Gas Boiler - Stack Economizer | A | Incremental Energy Savings (MWh or mTherms) | Achievable Technical Potential | 0 | 0 | 0.00029978 | 0.00052318 | 0.00074603 | 0.0009958 | 0.0011462 | 0.0011888 | 0.0010752 | 0.00097184 | 0.00084404 | 0.00073648 | 0.00063753 | 0.00055489 | 0.00046827 | 0.0003983 | 0.00033758 | 0.00029978 | 0.00052318 | 0.00074603 | 0.0009958 | 0.0011462
F8_Industrial_Paper and Printing_New_Space Heating_Natural Gas_Gas Boiler - Stack Economizer_A_Achievable Technical Potential | F8 | Industrial | Paper and Printing | New | Space Heating | Natural Gas | Gas Boiler - Stack Economizer | A | Incremental Summer Peak Savings (MW) | Achievable Technical Potential | 0 | 0 | 0 | 0 | 0 | 0 | 0 | 0 | 0 | 0 | 0 | 0 | 0 | 0 | 0 | 0 | 0 | 0 | 0 | 0 | 0 | 0
F9_Industrial_Paper and Printing_New_Space Heating_Natural Gas_Gas Boiler - Stack Economizer_A_Achievable Technical Potential | F9 | Industrial | Paper and Printing | New | Space Heating | Natural Gas | Gas Boiler - Stack Economizer | A | Incremental Winter Peak Savings (MW) | Achievable Technical Potential | 0 | 0 | 0 | 0 | 0 | 0 | 0 | 0 | 0 | 0 | 0 | 0 | 0 | 0 | 0 | 0 | 0 | 0 | 0 | 0 | 0 | 0
F10_Industrial_Paper and Printing_New_Space Heating_Natural Gas_Gas Boiler - Stack Economizer_A_Achievable Technical Potential | F10 | Industrial | Paper and Printing | New | Space Heating | Natural Gas | Gas Boiler - Stack Economizer | A | Cumulative Energy Savings (MWh or mTherms) | Achievable Technical Potential | 0 | 0 | 0.00029978 | 0.00082296 | 0.001569 | 0.0025648 | 0.003711 | 0.0048998 | 0.005975 | 0.0069468 | 0.0077908 | 0.0085273 | 0.0091648 | 0.0097197 | 0.010188 | 0.010586 | 0.010924 | 0.010924 | 0.010924 | 0.010924 | 0.010924 | 0.010924
F11_Industrial_Paper and Printing_New_Space Heating_Natural Gas_Gas Boiler - Stack Economizer_A_Achievable Technical Potential | F11 | Industrial | Paper and Printing | New | Space Heating | Natural Gas | Gas Boiler - Stack Economizer | A | Cumulative Summer Peak Savings (MW) | Achievable Technical Potential | 0 | 0 | 0 | 0 | 0 | 0 | 0 | 0 | 0 | 0 | 0 | 0 | 0 | 0 | 0 | 0 | 0 | 0 | 0 | 0 | 0 | 0
F12_Industrial_Paper and Printing_New_Space Heating_Natural Gas_Gas Boiler - Stack Economizer_A_Achievable Technical Potential | F12 | Industrial | Paper and Printing | New | Space Heating | Natural Gas | Gas Boiler - Stack Economizer | A | Cumulative Winter Peak Savings (MW) | Achievable Technical Potential | 0 | 0 | 0 | 0 | 0 | 0 | 0 | 0 | 0 | 0 | 0 | 0 | 0 | 0 | 0 | 0 | 0 | 0 | 0 | 0 | 0 | 0
F13_Industrial_Paper and Printing_New_Space Heating_Natural Gas_Gas Boiler - Stack Economizer_A_Achievable Technical Potential | F13 | Industrial | Paper and Printing | New | Space Heating | Natural Gas | Gas Boiler - Stack Economizer | A | Purchases (Incremental) | Achievable Technical Potential | 0 | 0 | 0.0031188 | 0.0054429 | 0.0077613 | 0.01036 | 0.011925 | 0.012367 | 0.011185 | 0.010111 | 0.008781 | 0.0076619 | 0.0066325 | 0.0057728 | 0.0048717 | 0.0041438 | 0.003512 | 0.0031188 | 0.0054429 | 0.0077613 | 0.01036 | 0.011925
F14_Industrial_Paper and Printing_New_Space Heating_Natural Gas_Gas Boiler - Stack Economizer_A_Achievable Technical Potential | F14 | Industrial | Paper and Printing | New | Space Heating | Natural Gas | Gas Boiler - Stack Economizer | A | Purchases (Cumulative) | Achievable Technical Potential | 0 | 0 | 0.0031188 | 0.0085617 | 0.016323 | 0.026683 | 0.038608 | 0.050975 | 0.06216 | 0.072271 | 0.081052 | 0.088714 | 0.095346 | 0.10112 | 0.10599 | 0.11013 | 0.11365 | 0.11365 | 0.11365 | 0.11365 | 0.11365 | 0.11365
F1_Industrial_Paper and Printing_New_Process_Natural Gas_Gas Boiler - Stack Economizer_A_Achievable Technical Potential | F1 | Industrial | Paper and Printing | New | Process | Natural Gas | Gas Boiler - Stack Economizer | A | Original Unit Energy Savings (kWh or therms) | Achievable Technical Potential | 0 | 0 | 73.0493 | 73.0493 | 73.0493 | 73.0493 | 73.0493 | 73.0493 | 73.0493 | 73.0493 | 73.0493 | 73.0493 | 73.0493 | 73.0493 | 73.0493 | 73.0493 | 73.0493 | 73.0493 | 73.0493 | 73.0493 | 73.0493 | 73.0493
F2_Industrial_Paper and Printing_New_Process_Natural Gas_Gas Boiler - Stack Economizer_A_Achievable Technical Potential | F2 | Industrial | Paper and Printing | New | Process | Natural Gas | Gas Boiler - Stack Economizer | A | Original Unit Summer Peak Savings (kW) | Achievable Technical Potential | 0 | 0 | 0 | 0 | 0 | 0 | 0 | 0 | 0 | 0 | 0 | 0 | 0 | 0 | 0 | 0 | 0 | 0 | 0 | 0 | 0 | 0
F3_Industrial_Paper and Printing_New_Process_Natural Gas_Gas Boiler - Stack Economizer_A_Achievable Technical Potential | F3 | Industrial | Paper and Printing | New | Process | Natural Gas | Gas Boiler - Stack Economizer | A | Original Unit Winter Peak Savings (kW) | Achievable Technical Potential | 0 | 0 | 0 | 0 | 0 | 0 | 0 | 0 | 0 | 0 | 0 | 0 | 0 | 0 | 0 | 0 | 0 | 0 | 0 | 0 | 0 | 0
F4_Industrial_Paper and Printing_New_Process_Natural Gas_Gas Boiler - Stack Economizer_A_Achievable Technical Potential | F4 | Industrial | Paper and Printing | New | Process | Natural Gas | Gas Boiler - Stack Economizer | A | Standalone Impact on Baseline Energy (%) | Achievable Technical Potential | 0% | 0% | 0.05133% | 0.08075% | 0.108% | 0.1322% | 0.1662% | 0.1904% | 0.2054% | 0.2114% | 0.2183% | 0.2191% | 0.2176% | 0.2121% | 0.2108% | 0.206% | 0.2007% | 0.1884% | 0.181% | 0.1727% | 0.1654% | 0.1586%
F5_Industrial_Paper and Printing_New_Process_Natural Gas_Gas Boiler - Stack Economizer_A_Achievable Technical Potential | F5 | Industrial | Paper and Printing | New | Process | Natural Gas | Gas Boiler - Stack Economizer | A | Standalone Impact on Baseline Summer Peak (%) | Achievable Technical Potential | bar: 2019 to 2040
F6_Industrial_Paper and Printing_New_Process_Natural Gas_Gas Boiler - Stack Economizer_A_Achievable Technical Potential | F6 | Industrial | Paper and Printing | New | Process | Natural Gas | Gas Boiler - Stack Economizer | A | Standalone Impact on Baseline Winter Peak (%) | Achievable Technical Potential | bar: 2019 to 2040
F7_Industrial_Paper and Printing_New_Process_Natural Gas_Gas Boiler - Stack Economizer_A_Achievable Technical Potential | F7 | Industrial | Paper and Printing | New | Process | Natural Gas | Gas Boiler - Stack Economizer | A | Incremental Energy Savings (MWh or mTherms) | Achievable Technical Potential | 0 | 0 | 0.0090909 | 0.015865 | 0.022623 | 0.030198 | 0.034759 | 0.036049 | 0.032604 | 0.029471 | 0.025595 | 0.022334 | 0.019333 | 0.016827 | 0.0142 | 0.012079 | 0.010237 | 0.0090909 | 0.015865 | 0.022623 | 0.030198 | 0.034759
F8_Industrial_Paper and Printing_New_Process_Natural Gas_Gas Boiler - Stack Economizer_A_Achievable Technical Potential | F8 | Industrial | Paper and Printing | New | Process | Natural Gas | Gas Boiler - Stack Economizer | A | Incremental Summer Peak Savings (MW) | Achievable Technical Potential | 0 | 0 | 0 | 0 | 0 | 0 | 0 | 0 | 0 | 0 | 0 | 0 | 0 | 0 | 0 | 0 | 0 | 0 | 0 | 0 | 0 | 0
F9_Industrial_Paper and Printing_New_Process_Natural Gas_Gas Boiler - Stack Economizer_A_Achievable Technical Potential | F9 | Industrial | Paper and Printing | New | Process | Natural Gas | Gas Boiler - Stack Economizer | A | Incremental Winter Peak Savings (MW) | Achievable Technical Potential | 0 | 0 | 0 | 0 | 0 | 0 | 0 | 0 | 0 | 0 | 0 | 0 | 0 | 0 | 0 | 0 | 0 | 0 | 0 | 0 | 0 | 0
F10_Industrial_Paper and Printing_New_Process_Natural Gas_Gas Boiler - Stack Economizer_A_Achievable Technical Potential | F10 | Industrial | Paper and Printing | New | Process | Natural Gas | Gas Boiler - Stack Economizer | A | Cumulative Energy Savings (MWh or mTherms) | Achievable Technical Potential | 0 | 0 | 0.0090909 | 0.024956 | 0.04758 | 0.077777 | 0.11254 | 0.14859 | 0.18119 | 0.21066 | 0.23626 | 0.25859 | 0.27792 | 0.29475 | 0.30895 | 0.32103 | 0.33127 | 0.33127 | 0.33127 | 0.33127 | 0.33127 | 0.33127
F11_Industrial_Paper and Printing_New_Process_Natural Gas_Gas Boiler - Stack Economizer_A_Achievable Technical Potential | F11 | Industrial | Paper and Printing | New | Process | Natural Gas | Gas Boiler - Stack Economizer | A | Cumulative Summer Peak Savings (MW) | Achievable Technical Potential | 0 | 0 | 0 | 0 | 0 | 0 | 0 | 0 | 0 | 0 | 0 | 0 | 0 | 0 | 0 | 0 | 0 | 0 | 0 | 0 | 0 | 0
F12_Industrial_Paper and Printing_New_Process_Natural Gas_Gas Boiler - Stack Economizer_A_Achievable Technical Potential | F12 | Industrial | Paper and Printing | New | Process | Natural Gas | Gas Boiler - Stack Economizer | A | Cumulative Winter Peak Savings (MW) | Achievable Technical Potential | 0 | 0 | 0 | 0 | 0 | 0 | 0 | 0 | 0 | 0 | 0 | 0 | 0 | 0 | 0 | 0 | 0 | 0 | 0 | 0 | 0 | 0
F13_Industrial_Paper and Printing_New_Process_Natural Gas_Gas Boiler - Stack Economizer_A_Achievable Technical Potential | F13 | Industrial | Paper and Printing | New | Process | Natural Gas | Gas Boiler - Stack Economizer | A | Purchases (Incremental) | Achievable Technical Potential | 0 | 0 | 0.12445 | 0.21719 | 0.3097 | 0.41339 | 0.47583 | 0.49349 | 0.44633 | 0.40344 | 0.35039 | 0.30573 | 0.26466 | 0.23035 | 0.19439 | 0.16535 | 0.14014 | 0.12445 | 0.21719 | 0.3097 | 0.41339 | 0.47583
F14_Industrial_Paper and Printing_New_Process_Natural Gas_Gas Boiler - Stack Economizer_A_Achievable Technical Potential | F14 | Industrial | Paper and Printing | New | Process | Natural Gas | Gas Boiler - Stack Economizer | A | Purchases (Cumulative) | Achievable Technical Potential | 0 | 0 | 0.12445 | 0.34164 | 0.65134 | 1.0647 | 1.5406 | 2.0341 | 2.4804 | 2.8838 | 3.2342 | 3.5399 | 3.8046 | 4.035 | 4.2293 | 4.3947 | 4.5348 | 4.5348 | 4.5348 | 4.5348 | 4.5348 | 4.5348
F1_Industrial_Paper and Printing_New_Space Heating_Natural Gas_Gas Furnace Tube Inserts_A_Achievable Technical Potential | F1 | Industrial | Paper and Printing | New | Space Heating | Natural Gas | Gas Furnace Tube Inserts | A | Original Unit Energy Savings (kWh or therms) | Achievable Technical Potential | 0 | 0 | 0.077933 | 0.077933 | 0.077933 | 0.077933 | 0.077933 | 0.077933 | 0.077933 | 0.077933 | 0.077933 | 0.077933 | 0.077933 | 0.077933 | 0.077933 | 0.077933 | 0.077933 | 0.077933 | 0.077933 | 0.077933 | 0.077933 | 0.077933
F2_Industrial_Paper and Printing_New_Space Heating_Natural Gas_Gas Furnace Tube Inserts_A_Achievable Technical Potential | F2 | Industrial | Paper and Printing | New | Space Heating | Natural Gas | Gas Furnace Tube Inserts | A | Original Unit Summer Peak Savings (kW) | Achievable Technical Potential | 0 | 0 | 0 | 0 | 0 | 0 | 0 | 0 | 0 | 0 | 0 | 0 | 0 | 0 | 0 | 0 | 0 | 0 | 0 | 0 | 0 | 0
F3_Industrial_Paper and Printing_New_Space Heating_Natural Gas_Gas Furnace Tube Inserts_A_Achievable Technical Potential | F3 | Industrial | Paper and Printing | New | Space Heating | Natural Gas | Gas Furnace Tube Inserts | A | Original Unit Winter Peak Savings (kW) | Achievable Technical Potential | 0 | 0 | 0 | 0 | 0 | 0 | 0 | 0 | 0 | 0 | 0 | 0 | 0 | 0 | 0 | 0 | 0 | 0 | 0 | 0 | 0 | 0
F4_Industrial_Paper and Printing_New_Space Heating_Natural Gas_Gas Furnace Tube Inserts_A_Achievable Technical Potential | F4 | Industrial | Paper and Printing | New | Space Heating | Natural Gas | Gas Furnace Tube Inserts | A | Standalone Impact on Baseline Energy (%) | Achievable Technical Potential | bar: 2019 to 2040
F5_Industrial_Paper and Printing_New_Space Heating_Natural Gas_Gas Furnace Tube Inserts_A_Achievable Technical Potential | F5 | Industrial | Paper and Printing | New | Space Heating | Natural Gas | Gas Furnace Tube Inserts | A | Standalone Impact on Baseline Summer Peak (%) | Achievable Technical Potential | bar: 2019 to 2040
F6_Industrial_Paper and Printing_New_Space Heating_Natural Gas_Gas Furnace Tube Inserts_A_Achievable Technical Potential | F6 | Industrial | Paper and Printing | New | Space Heating | Natural Gas | Gas Furnace Tube Inserts | A | Standalone Impact on Baseline Winter Peak (%) | Achievable Technical Potential | bar: 2019 to 2040
F7_Industrial_Paper and Printing_New_Space Heating_Natural Gas_Gas Furnace Tube Inserts_A_Achievable Technical Potential | F7 | Industrial | Paper and Printing | New | Space Heating | Natural Gas | Gas Furnace Tube Inserts | A | Incremental Energy Savings (MWh or mTherms) | Achievable Technical Potential | 0 | 0 | 0 | 0 | 0 | 0 | 0 | 0 | 0 | 0 | 0 | 0 | 0 | 0 | 0 | 0 | 0 | 0 | 0 | 0 | 0 | 0
F8_Industrial_Paper and Printing_New_Space Heating_Natural Gas_Gas Furnace Tube Inserts_A_Achievable Technical Potential | F8 | Industrial | Paper and Printing | New | Space Heating | Natural Gas | Gas Furnace Tube Inserts | A | Incremental Summer Peak Savings (MW) | Achievable Technical Potential | 0 | 0 | 0 | 0 | 0 | 0 | 0 | 0 | 0 | 0 | 0 | 0 | 0 | 0 | 0 | 0 | 0 | 0 | 0 | 0 | 0 | 0
F9_Industrial_Paper and Printing_New_Space Heating_Natural Gas_Gas Furnace Tube Inserts_A_Achievable Technical Potential | F9 | Industrial | Paper and Printing | New | Space Heating | Natural Gas | Gas Furnace Tube Inserts | A | Incremental Winter Peak Savings (MW) | Achievable Technical Potential | 0 | 0 | 0 | 0 | 0 | 0 | 0 | 0 | 0 | 0 | 0 | 0 | 0 | 0 | 0 | 0 | 0 | 0 | 0 | 0 | 0 | 0
F10_Industrial_Paper and Printing_New_Space Heating_Natural Gas_Gas Furnace Tube Inserts_A_Achievable Technical Potential | F10 | Industrial | Paper and Printing | New | Space Heating | Natural Gas | Gas Furnace Tube Inserts | A | Cumulative Energy Savings (MWh or mTherms) | Achievable Technical Potential | 0 | 0 | 0 | 0 | 0 | 0 | 0 | 0 | 0 | 0 | 0 | 0 | 0 | 0 | 0 | 0 | 0 | 0 | 0 | 0 | 0 | 0
F11_Industrial_Paper and Printing_New_Space Heating_Natural Gas_Gas Furnace Tube Inserts_A_Achievable Technical Potential | F11 | Industrial | Paper and Printing | New | Space Heating | Natural Gas | Gas Furnace Tube Inserts | A | Cumulative Summer Peak Savings (MW) | Achievable Technical Potential | 0 | 0 | 0 | 0 | 0 | 0 | 0 | 0 | 0 | 0 | 0 | 0 | 0 | 0 | 0 | 0 | 0 | 0 | 0 | 0 | 0 | 0
F12_Industrial_Paper and Printing_New_Space Heating_Natural Gas_Gas Furnace Tube Inserts_A_Achievable Technical Potential | F12 | Industrial | Paper and Printing | New | Space Heating | Natural Gas | Gas Furnace Tube Inserts | A | Cumulative Winter Peak Savings (MW) | Achievable Technical Potential | 0 | 0 | 0 | 0 | 0 | 0 | 0 | 0 | 0 | 0 | 0 | 0 | 0 | 0 | 0 | 0 | 0 | 0 | 0 | 0 | 0 | 0
F13_Industrial_Paper and Printing_New_Space Heating_Natural Gas_Gas Furnace Tube Inserts_A_Achievable Technical Potential | F13 | Industrial | Paper and Printing | New | Space Heating | Natural Gas | Gas Furnace Tube Inserts | A | Purchases (Incremental) | Achievable Technical Potential | 0 | 0 | 0 | 0 | 0 | 0 | 0 | 0 | 0 | 0 | 0 | 0 | 0 | 0 | 0 | 0 | 0 | 0 | 0 | 0 | 0 | 0
F14_Industrial_Paper and Printing_New_Space Heating_Natural Gas_Gas Furnace Tube Inserts_A_Achievable Technical Potential | F14 | Industrial | Paper and Printing | New | Space Heating | Natural Gas | Gas Furnace Tube Inserts | A | Purchases (Cumulative) | Achievable Technical Potential | 0 | 0 | 0 | 0 | 0 | 0 | 0 | 0 | 0 | 0 | 0 | 0 | 0 | 0 | 0 | 0 | 0 | 0 | 0 | 0 | 0 | 0
F1_Industrial_Paper and Printing_New_Space Heating_Natural Gas_Space Heating - Heat Recovery Ventilator_A_Achievable Technical Potential | F1 | Industrial | Paper and Printing | New | Space Heating | Natural Gas | Space Heating - Heat Recovery Ventilator | A | Original Unit Energy Savings (kWh or therms) | Achievable Technical Potential | 0 | 0 | 0.012707 | 0.012707 | 0.012707 | 0.012707 | 0.012707 | 0.012707 | 0.012707 | 0.012707 | 0.012707 | 0.012707 | 0.012707 | 0.012707 | 0.012707 | 0.012707 | 0.012707 | 0.012707 | 0.012707 | 0.012707 | 0.012707 | 0.012707
F2_Industrial_Paper and Printing_New_Space Heating_Natural Gas_Space Heating - Heat Recovery Ventilator_A_Achievable Technical Potential | F2 | Industrial | Paper and Printing | New | Space Heating | Natural Gas | Space Heating - Heat Recovery Ventilator | A | Original Unit Summer Peak Savings (kW) | Achievable Technical Potential | 0 | 0 | 0 | 0 | 0 | 0 | 0 | 0 | 0 | 0 | 0 | 0 | 0 | 0 | 0 | 0 | 0 | 0 | 0 | 0 | 0 | 0
F3_Industrial_Paper and Printing_New_Space Heating_Natural Gas_Space Heating - Heat Recovery Ventilator_A_Achievable Technical Potential | F3 | Industrial | Paper and Printing | New | Space Heating | Natural Gas | Space Heating - Heat Recovery Ventilator | A | Original Unit Winter Peak Savings (kW) | Achievable Technical Potential | 0 | 0 | 0 | 0 | 0 | 0 | 0 | 0 | 0 | 0 | 0 | 0 | 0 | 0 | 0 | 0 | 0 | 0 | 0 | 0 | 0 | 0
F4_Industrial_Paper and Printing_New_Space Heating_Natural Gas_Space Heating - Heat Recovery Ventilator_A_Achievable Technical Potential | F4 | Industrial | Paper and Printing | New | Space Heating | Natural Gas | Space Heating - Heat Recovery Ventilator | A | Standalone Impact on Baseline Energy (%) | Achievable Technical Potential | 0% | 0% | 0.01817% | 0.02858% | 0.03822% | 0.0468% | 0.05883% | 0.06922% | 0.0794% | 0.08845% | 0.09964% | 0.1095% | 0.1194% | 0.1279% | 0.1394% | 0.1493% | 0.1591% | 0.1657% | 0.1743% | 0.1804% | 0.1855% | 0.1902%
F5_Industrial_Paper and Printing_New_Space Heating_Natural Gas_Space Heating - Heat Recovery Ventilator_A_Achievable Technical Potential | F5 | Industrial | Paper and Printing | New | Space Heating | Natural Gas | Space Heating - Heat Recovery Ventilator | A | Standalone Impact on Baseline Summer Peak (%) | Achievable Technical Potential | bar: 2019 to 2040
F6_Industrial_Paper and Printing_New_Space Heating_Natural Gas_Space Heating - Heat Recovery Ventilator_A_Achievable Technical Potential | F6 | Industrial | Paper and Printing | New | Space Heating | Natural Gas | Space Heating - Heat Recovery Ventilator | A | Standalone Impact on Baseline Winter Peak (%) | Achievable Technical Potential | bar: 2019 to 2040
F7_Industrial_Paper and Printing_New_Space Heating_Natural Gas_Space Heating - Heat Recovery Ventilator_A_Achievable Technical Potential | F7 | Industrial | Paper and Printing | New | Space Heating | Natural Gas | Space Heating - Heat Recovery Ventilator | A | Incremental Energy Savings (MWh or mTherms) | Achievable Technical Potential | 0 | 0 | 0.00065798 | 0.0011483 | 0.0016374 | 0.0021856 | 0.0025158 | 0.0028991 | 0.0032775 | 0.0037032 | 0.0040203 | 0.0043849 | 0.0047447 | 0.0051621 | 0.0054454 | 0.0057897 | 0.0061338 | 0.0065343 | 0.0067988 | 0.0071248 | 0.0074419 | 0.0077581
F8_Industrial_Paper and Printing_New_Space Heating_Natural Gas_Space Heating - Heat Recovery Ventilator_A_Achievable Technical Potential | F8 | Industrial | Paper and Printing | New | Space Heating | Natural Gas | Space Heating - Heat Recovery Ventilator | A | Incremental Summer Peak Savings (MW) | Achievable Technical Potential | 0 | 0 | 0 | 0 | 0 | 0 | 0 | 0 | 0 | 0 | 0 | 0 | 0 | 0 | 0 | 0 | 0 | 0 | 0 | 0 | 0 | 0
F9_Industrial_Paper and Printing_New_Space Heating_Natural Gas_Space Heating - Heat Recovery Ventilator_A_Achievable Technical Potential | F9 | Industrial | Paper and Printing | New | Space Heating | Natural Gas | Space Heating - Heat Recovery Ventilator | A | Incremental Winter Peak Savings (MW) | Achievable Technical Potential | 0 | 0 | 0 | 0 | 0 | 0 | 0 | 0 | 0 | 0 | 0 | 0 | 0 | 0 | 0 | 0 | 0 | 0 | 0 | 0 | 0 | 0
F10_Industrial_Paper and Printing_New_Space Heating_Natural Gas_Space Heating - Heat Recovery Ventilator_A_Achievable Technical Potential | F10 | Industrial | Paper and Printing | New | Space Heating | Natural Gas | Space Heating - Heat Recovery Ventilator | A | Cumulative Energy Savings (MWh or mTherms) | Achievable Technical Potential | 0 | 0 | 0.00065798 | 0.0018063 | 0.0034437 | 0.0056293 | 0.0081451 | 0.011044 | 0.014322 | 0.018025 | 0.022045 | 0.02643 | 0.031175 | 0.036337 | 0.041782 | 0.047572 | 0.053706 | 0.059582 | 0.065233 | 0.07072 | 0.075976 | 0.081219
F11_Industrial_Paper and Printing_New_Space Heating_Natural Gas_Space Heating - Heat Recovery Ventilator_A_Achievable Technical Potential | F11 | Industrial | Paper and Printing | New | Space Heating | Natural Gas | Space Heating - Heat Recovery Ventilator | A | Cumulative Summer Peak Savings (MW) | Achievable Technical Potential | 0 | 0 | 0 | 0 | 0 | 0 | 0 | 0 | 0 | 0 | 0 | 0 | 0 | 0 | 0 | 0 | 0 | 0 | 0 | 0 | 0 | 0
F12_Industrial_Paper and Printing_New_Space Heating_Natural Gas_Space Heating - Heat Recovery Ventilator_A_Achievable Technical Potential | F12 | Industrial | Paper and Printing | New | Space Heating | Natural Gas | Space Heating - Heat Recovery Ventilator | A | Cumulative Winter Peak Savings (MW) | Achievable Technical Potential | 0 | 0 | 0 | 0 | 0 | 0 | 0 | 0 | 0 | 0 | 0 | 0 | 0 | 0 | 0 | 0 | 0 | 0 | 0 | 0 | 0 | 0
F13_Industrial_Paper and Printing_New_Space Heating_Natural Gas_Space Heating - Heat Recovery Ventilator_A_Achievable Technical Potential | F13 | Industrial | Paper and Printing | New | Space Heating | Natural Gas | Space Heating - Heat Recovery Ventilator | A | Purchases (Incremental) | Achievable Technical Potential | 0 | 0 | 51.7798 | 90.3655 | 128.8565 | 171.9989 | 197.981 | 228.1427 | 257.9243 | 291.424 | 316.3744 | 345.0708 | 373.3866 | 406.2337 | 428.5272 | 455.6218 | 482.6959 | 514.2138 | 535.0323 | 560.6856 | 585.6402 | 610.5211
F14_Industrial_Paper and Printing_New_Space Heating_Natural Gas_Space Heating - Heat Recovery Ventilator_A_Achievable Technical Potential | F14 | Industrial | Paper and Printing | New | Space Heating | Natural Gas | Space Heating - Heat Recovery Ventilator | A | Purchases (Cumulative) | Achievable Technical Potential | 0 | 0 | 51.7798 | 142.1453 | 271.0018 | 443.0007 | 640.9817 | 869.1244 | 1127.0487 | 1418.4727 | 1734.8472 | 2079.918 | 2453.3046 | 2859.5384 | 3288.0655 | 3743.6873 | 4226.3832 | 4688.8172 | 5133.4839 | 5565.313 | 5978.9544 | 6391.4945
F1_Industrial_Paper and Printing_New_Space Heating_Natural Gas_Thermostat - Programmable_A_Achievable Technical Potential | F1 | Industrial | Paper and Printing | New | Space Heating | Natural Gas | Thermostat - Programmable | A | Original Unit Energy Savings (kWh or therms) | Achievable Technical Potential | 0 | 0 | 0.0061474 | 0.0061474 | 0.0061474 | 0.0061474 | 0.0061474 | 0.0061474 | 0.0061474 | 0.0061474 | 0.0061474 | 0.0061474 | 0.0061474 | 0.0061474 | 0.0061474 | 0.0061474 | 0.0061474 | 0.0061474 | 0.0061474 | 0.0061474 | 0.0061474 | 0.0061474
F2_Industrial_Paper and Printing_New_Space Heating_Natural Gas_Thermostat - Programmable_A_Achievable Technical Potential | F2 | Industrial | Paper and Printing | New | Space Heating | Natural Gas | Thermostat - Programmable | A | Original Unit Summer Peak Savings (kW) | Achievable Technical Potential | 0 | 0 | 0 | 0 | 0 | 0 | 0 | 0 | 0 | 0 | 0 | 0 | 0 | 0 | 0 | 0 | 0 | 0 | 0 | 0 | 0 | 0
F3_Industrial_Paper and Printing_New_Space Heating_Natural Gas_Thermostat - Programmable_A_Achievable Technical Potential | F3 | Industrial | Paper and Printing | New | Space Heating | Natural Gas | Thermostat - Programmable | A | Original Unit Winter Peak Savings (kW) | Achievable Technical Potential | 0 | 0 | 0 | 0 | 0 | 0 | 0 | 0 | 0 | 0 | 0 | 0 | 0 | 0 | 0 | 0 | 0 | 0 | 0 | 0 | 0 | 0
F4_Industrial_Paper and Printing_New_Space Heating_Natural Gas_Thermostat - Programmable_A_Achievable Technical Potential | F4 | Industrial | Paper and Printing | New | Space Heating | Natural Gas | Thermostat - Programmable | A | Standalone Impact on Baseline Energy (%) | Achievable Technical Potential | 0% | 0% | 0.02637% | 0.04148% | 0.05546% | 0.06792% | 0.08538% | 0.1005% | 0.1152% | 0.1284% | 0.1446% | 0.159% | 0.1733% | 0.1823% | 0.1936% | 0.201% | 0.2067% | 0.2103% | 0.2172% | 0.2215% | 0.2253% | 0.2288%
F5_Industrial_Paper and Printing_New_Space Heating_Natural Gas_Thermostat - Programmable_A_Achievable Technical Potential | F5 | Industrial | Paper and Printing | New | Space Heating | Natural Gas | Thermostat - Programmable | A | Standalone Impact on Baseline Summer Peak (%) | Achievable Technical Potential | bar: 2019 to 2040
F6_Industrial_Paper and Printing_New_Space Heating_Natural Gas_Thermostat - Programmable_A_Achievable Technical Potential | F6 | Industrial | Paper and Printing | New | Space Heating | Natural Gas | Thermostat - Programmable | A | Standalone Impact on Baseline Winter Peak (%) | Achievable Technical Potential | bar: 2019 to 2040
F7_Industrial_Paper and Printing_New_Space Heating_Natural Gas_Thermostat - Programmable_A_Achievable Technical Potential | F7 | Industrial | Paper and Printing | New | Space Heating | Natural Gas | Thermostat - Programmable | A | Incremental Energy Savings (MWh or mTherms) | Achievable Technical Potential | 0 | 0 | 0.00095494 | 0.0016665 | 0.0023764 | 0.003172 | 0.0036512 | 0.0042075 | 0.0047567 | 0.0053745 | 0.0058347 | 0.0063639 | 0.0068861 | 0.0074919 | 0.007903 | 0.0084027 | 0.008902 | 0.0094833 | 0.0098672 | 0.01034 | 0.010801 | 0.011259
F8_Industrial_Paper and Printing_New_Space Heating_Natural Gas_Thermostat - Programmable_A_Achievable Technical Potential | F8 | Industrial | Paper and Printing | New | Space Heating | Natural Gas | Thermostat - Programmable | A | Incremental Summer Peak Savings (MW) | Achievable Technical Potential | 0 | 0 | 0 | 0 | 0 | 0 | 0 | 0 | 0 | 0 | 0 | 0 | 0 | 0 | 0 | 0 | 0 | 0 | 0 | 0 | 0 | 0
F9_Industrial_Paper and Printing_New_Space Heating_Natural Gas_Thermostat - Programmable_A_Achievable Technical Potential | F9 | Industrial | Paper and Printing | New | Space Heating | Natural Gas | Thermostat - Programmable | A | Incremental Winter Peak Savings (MW) | Achievable Technical Potential | 0 | 0 | 0 | 0 | 0 | 0 | 0 | 0 | 0 | 0 | 0 | 0 | 0 | 0 | 0 | 0 | 0 | 0 | 0 | 0 | 0 | 0
F10_Industrial_Paper and Printing_New_Space Heating_Natural Gas_Thermostat - Programmable_A_Achievable Technical Potential | F10 | Industrial | Paper and Printing | New | Space Heating | Natural Gas | Thermostat - Programmable | A | Cumulative Energy Savings (MWh or mTherms) | Achievable Technical Potential | 0 | 0 | 0.00095494 | 0.0026215 | 0.0049979 | 0.0081699 | 0.011821 | 0.016029 | 0.020785 | 0.02616 | 0.031994 | 0.038358 | 0.045244 | 0.051781 | 0.058018 | 0.064044 | 0.069774 | 0.075606 | 0.081266 | 0.086849 | 0.092275 | 0.0977
F11_Industrial_Paper and Printing_New_Space Heating_Natural Gas_Thermostat - Programmable_A_Achievable Technical Potential | F11 | Industrial | Paper and Printing | New | Space Heating | Natural Gas | Thermostat - Programmable | A | Cumulative Summer Peak Savings (MW) | Achievable Technical Potential | 0 | 0 | 0 | 0 | 0 | 0 | 0 | 0 | 0 | 0 | 0 | 0 | 0 | 0 | 0 | 0 | 0 | 0 | 0 | 0 | 0 | 0
F12_Industrial_Paper and Printing_New_Space Heating_Natural Gas_Thermostat - Programmable_A_Achievable Technical Potential | F12 | Industrial | Paper and Printing | New | Space Heating | Natural Gas | Thermostat - Programmable | A | Cumulative Winter Peak Savings (MW) | Achievable Technical Potential | 0 | 0 | 0 | 0 | 0 | 0 | 0 | 0 | 0 | 0 | 0 | 0 | 0 | 0 | 0 | 0 | 0 | 0 | 0 | 0 | 0 | 0
F13_Industrial_Paper and Printing_New_Space Heating_Natural Gas_Thermostat - Programmable_A_Achievable Technical Potential | F13 | Industrial | Paper and Printing | New | Space Heating | Natural Gas | Thermostat - Programmable | A | Purchases (Incremental) | Achievable Technical Potential | 0 | 0 | 155.3394 | 271.0966 | 386.5695 | 515.9966 | 593.9429 | 684.4281 | 773.7729 | 874.2721 | 949.1233 | 1035.2125 | 1120.1599 | 1218.7012 | 1285.5816 | 1366.8654 | 1448.0876 | 1542.6413 | 1605.0968 | 1682.0567 | 1756.9206 | 1831.5634
F14_Industrial_Paper and Printing_New_Space Heating_Natural Gas_Thermostat - Programmable_A_Achievable Technical Potential | F14 | Industrial | Paper and Printing | New | Space Heating | Natural Gas | Thermostat - Programmable | A | Purchases (Cumulative) | Achievable Technical Potential | 0 | 0 | 155.3394 | 426.436 | 813.0055 | 1329.0021 | 1922.945 | 2607.3731 | 3381.146 | 4255.4181 | 5204.5415 | 6239.754 | 7359.9138 | 8423.2757 | 9437.7607 | 10418.0565 | 11350.1475 | 12298.846 | 13219.5147 | 14127.7985 | 15010.447 | 15892.8871
F1_Industrial_Paper and Printing_New_Space Heating_Natural Gas_ENERGY STAR Connected Thermostat_A_Achievable Technical Potential | F1 | Industrial | Paper and Printing | New | Space Heating | Natural Gas | ENERGY STAR Connected Thermostat | A | Original Unit Energy Savings (kWh or therms) | Achievable Technical Potential | 0 | 0 | 0.01486 | 0.01486 | 0.01486 | 0.01486 | 0.01486 | 0.01486 | 0.01486 | 0.01486 | 0.01486 | 0.01486 | 0.01486 | 0.01486 | 0.01486 | 0.01486 | 0.01486 | 0.01486 | 0.01486 | 0.01486 | 0.01486 | 0.01486
F2_Industrial_Paper and Printing_New_Space Heating_Natural Gas_ENERGY STAR Connected Thermostat_A_Achievable Technical Potential | F2 | Industrial | Paper and Printing | New | Space Heating | Natural Gas | ENERGY STAR Connected Thermostat | A | Original Unit Summer Peak Savings (kW) | Achievable Technical Potential | 0 | 0 | 0 | 0 | 0 | 0 | 0 | 0 | 0 | 0 | 0 | 0 | 0 | 0 | 0 | 0 | 0 | 0 | 0 | 0 | 0 | 0
F3_Industrial_Paper and Printing_New_Space Heating_Natural Gas_ENERGY STAR Connected Thermostat_A_Achievable Technical Potential | F3 | Industrial | Paper and Printing | New | Space Heating | Natural Gas | ENERGY STAR Connected Thermostat | A | Original Unit Winter Peak Savings (kW) | Achievable Technical Potential | 0 | 0 | 0 | 0 | 0 | 0 | 0 | 0 | 0 | 0 | 0 | 0 | 0 | 0 | 0 | 0 | 0 | 0 | 0 | 0 | 0 | 0
F4_Industrial_Paper and Printing_New_Space Heating_Natural Gas_ENERGY STAR Connected Thermostat_A_Achievable Technical Potential | F4 | Industrial | Paper and Printing | New | Space Heating | Natural Gas | ENERGY STAR Connected Thermostat | A | Standalone Impact on Baseline Energy (%) | Achievable Technical Potential | 0% | 0% | 0.06375% | 0.1003% | 0.1341% | 0.1642% | 0.2064% | 0.2284% | 0.2434% | 0.251% | 0.2603% | 0.2658% | 0.2705% | 0.2719% | 0.2781% | 0.2811% | 0.2835% | 0.2771% | 0.2709% | 0.2589% | 0.2479% | 0.2378%
F5_Industrial_Paper and Printing_New_Space Heating_Natural Gas_ENERGY STAR Connected Thermostat_A_Achievable Technical Potential | F5 | Industrial | Paper and Printing | New | Space Heating | Natural Gas | ENERGY STAR Connected Thermostat | A | Standalone Impact on Baseline Summer Peak (%) | Achievable Technical Potential | bar: 2019 to 2040
F6_Industrial_Paper and Printing_New_Space Heating_Natural Gas_ENERGY STAR Connected Thermostat_A_Achievable Technical Potential | F6 | Industrial | Paper and Printing | New | Space Heating | Natural Gas | ENERGY STAR Connected Thermostat | A | Standalone Impact on Baseline Winter Peak (%) | Achievable Technical Potential | bar: 2019 to 2040
F7_Industrial_Paper and Printing_New_Space Heating_Natural Gas_ENERGY STAR Connected Thermostat_A_Achievable Technical Potential | F7 | Industrial | Paper and Printing | New | Space Heating | Natural Gas | ENERGY STAR Connected Thermostat | A | Incremental Energy Savings (MWh or mTherms) | Achievable Technical Potential | 0 | 0 | 0.0023084 | 0.0040286 | 0.0057446 | 0.0076679 | 0.0088263 | 0.010171 | 0.011499 | 0.012992 | 0.014104 | 0.015384 | 0.016646 | 0.01811 | 0.019104 | 0.020312 | 0.021519 | 0.022924 | 0.023852 | 0.024996 | 0.02798 | 0.030346
F8_Industrial_Paper and Printing_New_Space Heating_Natural Gas_ENERGY STAR Connected Thermostat_A_Achievable Technical Potential | F8 | Industrial | Paper and Printing | New | Space Heating | Natural Gas | ENERGY STAR Connected Thermostat | A | Incremental Summer Peak Savings (MW) | Achievable Technical Potential | 0 | 0 | 0 | 0 | 0 | 0 | 0 | 0 | 0 | 0 | 0 | 0 | 0 | 0 | 0 | 0 | 0 | 0 | 0 | 0 | 0 | 0
F9_Industrial_Paper and Printing_New_Space Heating_Natural Gas_ENERGY STAR Connected Thermostat_A_Achievable Technical Potential | F9 | Industrial | Paper and Printing | New | Space Heating | Natural Gas | ENERGY STAR Connected Thermostat | A | Incremental Winter Peak Savings (MW) | Achievable Technical Potential | 0 | 0 | 0 | 0 | 0 | 0 | 0 | 0 | 0 | 0 | 0 | 0 | 0 | 0 | 0 | 0 | 0 | 0 | 0 | 0 | 0 | 0
F10_Industrial_Paper and Printing_New_Space Heating_Natural Gas_ENERGY STAR Connected Thermostat_A_Achievable Technical Potential | F10 | Industrial | Paper and Printing | New | Space Heating | Natural Gas | ENERGY STAR Connected Thermostat | A | Cumulative Energy Savings (MWh or mTherms) | Achievable Technical Potential | 0 | 0 | 0.0023084 | 0.006337 | 0.012082 | 0.01975 | 0.028576 | 0.036438 | 0.043908 | 0.051156 | 0.057592 | 0.06415 | 0.070625 | 0.077237 | 0.083349 | 0.089557 | 0.095692 | 0.099662 | 0.10138 | 0.10152 | 0.10152 | 0.10152
F11_Industrial_Paper and Printing_New_Space Heating_Natural Gas_ENERGY STAR Connected Thermostat_A_Achievable Technical Potential | F11 | Industrial | Paper and Printing | New | Space Heating | Natural Gas | ENERGY STAR Connected Thermostat | A | Cumulative Summer Peak Savings (MW) | Achievable Technical Potential | 0 | 0 | 0 | 0 | 0 | 0 | 0 | 0 | 0 | 0 | 0 | 0 | 0 | 0 | 0 | 0 | 0 | 0 | 0 | 0 | 0 | 0
F12_Industrial_Paper and Printing_New_Space Heating_Natural Gas_ENERGY STAR Connected Thermostat_A_Achievable Technical Potential | F12 | Industrial | Paper and Printing | New | Space Heating | Natural Gas | ENERGY STAR Connected Thermostat | A | Cumulative Winter Peak Savings (MW) | Achievable Technical Potential | 0 | 0 | 0 | 0 | 0 | 0 | 0 | 0 | 0 | 0 | 0 | 0 | 0 | 0 | 0 | 0 | 0 | 0 | 0 | 0 | 0 | 0
F13_Industrial_Paper and Printing_New_Space Heating_Natural Gas_ENERGY STAR Connected Thermostat_A_Achievable Technical Potential | F13 | Industrial | Paper and Printing | New | Space Heating | Natural Gas | ENERGY STAR Connected Thermostat | A | Purchases (Incremental) | Achievable Technical Potential | 0 | 0 | 155.3394 | 271.0966 | 386.5695 | 515.9966 | 593.9429 | 684.4281 | 773.7729 | 874.2721 | 949.1233 | 1035.2125 | 1120.1599 | 1218.7012 | 1285.5816 | 1366.8654 | 1448.0876 | 1542.6413 | 1605.0968 | 1682.0567 | 1882.862 | 2042.0305
F14_Industrial_Paper and Printing_New_Space Heating_Natural Gas_ENERGY STAR Connected Thermostat_A_Achievable Technical Potential | F14 | Industrial | Paper and Printing | New | Space Heating | Natural Gas | ENERGY STAR Connected Thermostat | A | Purchases (Cumulative) | Achievable Technical Potential | 0 | 0 | 155.3394 | 426.436 | 813.0055 | 1329.0021 | 1922.945 | 2452.0337 | 2954.7101 | 3442.4126 | 3875.5394 | 4316.809 | 4752.5408 | 5197.469 | 5608.7785 | 6026.5206 | 6439.3957 | 6706.5377 | 6821.8368 | 6831.7424 | 6831.7424 | 6831.7424
F1_Industrial_Paper and Printing_New_Space Heating_Natural Gas_Destratification Fans (HVLS)_A_Achievable Technical Potential | F1 | Industrial | Paper and Printing | New | Space Heating | Natural Gas | Destratification Fans (HVLS) | A | Original Unit Energy Savings (kWh or therms) | Achievable Technical Potential | 0 | 0 | 0.01486 | 0.01486 | 0.01486 | 0.01486 | 0.01486 | 0.01486 | 0.01486 | 0.01486 | 0.01486 | 0.01486 | 0.01486 | 0.01486 | 0.01486 | 0.01486 | 0.01486 | 0.01486 | 0.01486 | 0.01486 | 0.01486 | 0.01486
F2_Industrial_Paper and Printing_New_Space Heating_Natural Gas_Destratification Fans (HVLS)_A_Achievable Technical Potential | F2 | Industrial | Paper and Printing | New | Space Heating | Natural Gas | Destratification Fans (HVLS) | A | Original Unit Summer Peak Savings (kW) | Achievable Technical Potential | 0 | 0 | 0 | 0 | 0 | 0 | 0 | 0 | 0 | 0 | 0 | 0 | 0 | 0 | 0 | 0 | 0 | 0 | 0 | 0 | 0 | 0
F3_Industrial_Paper and Printing_New_Space Heating_Natural Gas_Destratification Fans (HVLS)_A_Achievable Technical Potential | F3 | Industrial | Paper and Printing | New | Space Heating | Natural Gas | Destratification Fans (HVLS) | A | Original Unit Winter Peak Savings (kW) | Achievable Technical Potential | 0 | 0 | 0 | 0 | 0 | 0 | 0 | 0 | 0 | 0 | 0 | 0 | 0 | 0 | 0 | 0 | 0 | 0 | 0 | 0 | 0 | 0
F4_Industrial_Paper and Printing_New_Space Heating_Natural Gas_Destratification Fans (HVLS)_A_Achievable Technical Potential | F4 | Industrial | Paper and Printing | New | Space Heating | Natural Gas | Destratification Fans (HVLS) | A | Standalone Impact on Baseline Energy (%) | Achievable Technical Potential | 0% | 0% | 0.06375% | 0.1003% | 0.1341% | 0.1642% | 0.2064% | 0.2429% | 0.2786% | 0.3103% | 0.3496% | 0.3843% | 0.41% | 0.4264% | 0.4488% | 0.4618% | 0.4735% | 0.48% | 0.4943% | 0.5023% | 0.5102% | 0.5171%
F5_Industrial_Paper and Printing_New_Space Heating_Natural Gas_Destratification Fans (HVLS)_A_Achievable Technical Potential | F5 | Industrial | Paper and Printing | New | Space Heating | Natural Gas | Destratification Fans (HVLS) | A | Standalone Impact on Baseline Summer Peak (%) | Achievable Technical Potential | bar: 2019 to 2040
F6_Industrial_Paper and Printing_New_Space Heating_Natural Gas_Destratification Fans (HVLS)_A_Achievable Technical Potential | F6 | Industrial | Paper and Printing | New | Space Heating | Natural Gas | Destratification Fans (HVLS) | A | Standalone Impact on Baseline Winter Peak (%) | Achievable Technical Potential | bar: 2019 to 2040
F7_Industrial_Paper and Printing_New_Space Heating_Natural Gas_Destratification Fans (HVLS)_A_Achievable Technical Potential | F7 | Industrial | Paper and Printing | New | Space Heating | Natural Gas | Destratification Fans (HVLS) | A | Incremental Energy Savings (MWh or mTherms) | Achievable Technical Potential | 0 | 0 | 0.0023084 | 0.0040286 | 0.0057446 | 0.0076679 | 0.0088263 | 0.010171 | 0.011499 | 0.012992 | 0.014104 | 0.015384 | 0.016646 | 0.01811 | 0.019104 | 0.020312 | 0.021519 | 0.022924 | 0.023852 | 0.024996 | 0.026109 | 0.027218
F8_Industrial_Paper and Printing_New_Space Heating_Natural Gas_Destratification Fans (HVLS)_A_Achievable Technical Potential | F8 | Industrial | Paper and Printing | New | Space Heating | Natural Gas | Destratification Fans (HVLS) | A | Incremental Summer Peak Savings (MW) | Achievable Technical Potential | 0 | 0 | 0 | 0 | 0 | 0 | 0 | 0 | 0 | 0 | 0 | 0 | 0 | 0 | 0 | 0 | 0 | 0 | 0 | 0 | 0 | 0
F9_Industrial_Paper and Printing_New_Space Heating_Natural Gas_Destratification Fans (HVLS)_A_Achievable Technical Potential | F9 | Industrial | Paper and Printing | New | Space Heating | Natural Gas | Destratification Fans (HVLS) | A | Incremental Winter Peak Savings (MW) | Achievable Technical Potential | 0 | 0 | 0 | 0 | 0 | 0 | 0 | 0 | 0 | 0 | 0 | 0 | 0 | 0 | 0 | 0 | 0 | 0 | 0 | 0 | 0 | 0
F10_Industrial_Paper and Printing_New_Space Heating_Natural Gas_Destratification Fans (HVLS)_A_Achievable Technical Potential | F10 | Industrial | Paper and Printing | New | Space Heating | Natural Gas | Destratification Fans (HVLS) | A | Cumulative Energy Savings (MWh or mTherms) | Achievable Technical Potential | 0 | 0 | 0.0023084 | 0.006337 | 0.012082 | 0.01975 | 0.028576 | 0.038747 | 0.050245 | 0.063237 | 0.077342 | 0.092726 | 0.10706 | 0.12115 | 0.1345 | 0.14715 | 0.15984 | 0.1726 | 0.18495 | 0.19695 | 0.20896 | 0.22079
F11_Industrial_Paper and Printing_New_Space Heating_Natural Gas_Destratification Fans (HVLS)_A_Achievable Technical Potential | F11 | Industrial | Paper and Printing | New | Space Heating | Natural Gas | Destratification Fans (HVLS) | A | Cumulative Summer Peak Savings (MW) | Achievable Technical Potential | 0 | 0 | 0 | 0 | 0 | 0 | 0 | 0 | 0 | 0 | 0 | 0 | 0 | 0 | 0 | 0 | 0 | 0 | 0 | 0 | 0 | 0
F12_Industrial_Paper and Printing_New_Space Heating_Natural Gas_Destratification Fans (HVLS)_A_Achievable Technical Potential | F12 | Industrial | Paper and Printing | New | Space Heating | Natural Gas | Destratification Fans (HVLS) | A | Cumulative Winter Peak Savings (MW) | Achievable Technical Potential | 0 | 0 | 0 | 0 | 0 | 0 | 0 | 0 | 0 | 0 | 0 | 0 | 0 | 0 | 0 | 0 | 0 | 0 | 0 | 0 | 0 | 0
F13_Industrial_Paper and Printing_New_Space Heating_Natural Gas_Destratification Fans (HVLS)_A_Achievable Technical Potential | F13 | Industrial | Paper and Printing | New | Space Heating | Natural Gas | Destratification Fans (HVLS) | A | Purchases (Incremental) | Achievable Technical Potential | 0 | 0 | 155.3394 | 271.0966 | 386.5695 | 515.9966 | 593.9429 | 684.4281 | 773.7729 | 874.2721 | 949.1233 | 1035.2125 | 1120.1599 | 1218.7012 | 1285.5816 | 1366.8654 | 1448.0876 | 1542.6413 | 1605.0968 | 1682.0567 | 1756.9206 | 1831.5634
F14_Industrial_Paper and Printing_New_Space Heating_Natural Gas_Destratification Fans (HVLS)_A_Achievable Technical Potential | F14 | Industrial | Paper and Printing | New | Space Heating | Natural Gas | Destratification Fans (HVLS) | A | Purchases (Cumulative) | Achievable Technical Potential | 0 | 0 | 155.3394 | 426.436 | 813.0055 | 1329.0021 | 1922.945 | 2607.3731 | 3381.146 | 4255.4181 | 5204.5415 | 6239.754 | 7204.5745 | 8152.1791 | 9051.1912 | 9902.0599 | 10756.2047 | 11614.4179 | 12445.7418 | 13253.5264 | 14061.3237 | 14857.6746
F1_Industrial_Paper and Printing_New_Space Heating_Natural Gas_Gas Boiler - Insulate Steam Lines/Condensate Tank_A_Achievable Technical Potential | F1 | Industrial | Paper and Printing | New | Space Heating | Natural Gas | Gas Boiler - Insulate Steam Lines/Condensate Tank | A | Original Unit Energy Savings (kWh or therms) | Achievable Technical Potential | 0 | 0 | 1045.7342 | 1045.7342 | 1045.7342 | 1045.7342 | 1045.7342 | 1045.7342 | 1045.7342 | 1045.7342 | 1045.7342 | 1045.7342 | 1045.7342 | 1045.7342 | 1045.7342 | 1045.7342 | 1045.7342 | 1045.7342 | 1045.7342 | 1045.7342 | 1045.7342 | 1045.7342
F2_Industrial_Paper and Printing_New_Space Heating_Natural Gas_Gas Boiler - Insulate Steam Lines/Condensate Tank_A_Achievable Technical Potential | F2 | Industrial | Paper and Printing | New | Space Heating | Natural Gas | Gas Boiler - Insulate Steam Lines/Condensate Tank | A | Original Unit Summer Peak Savings (kW) | Achievable Technical Potential | 0 | 0 | 0 | 0 | 0 | 0 | 0 | 0 | 0 | 0 | 0 | 0 | 0 | 0 | 0 | 0 | 0 | 0 | 0 | 0 | 0 | 0
F3_Industrial_Paper and Printing_New_Space Heating_Natural Gas_Gas Boiler - Insulate Steam Lines/Condensate Tank_A_Achievable Technical Potential | F3 | Industrial | Paper and Printing | New | Space Heating | Natural Gas | Gas Boiler - Insulate Steam Lines/Condensate Tank | A | Original Unit Winter Peak Savings (kW) | Achievable Technical Potential | 0 | 0 | 0 | 0 | 0 | 0 | 0 | 0 | 0 | 0 | 0 | 0 | 0 | 0 | 0 | 0 | 0 | 0 | 0 | 0 | 0 | 0
F4_Industrial_Paper and Printing_New_Space Heating_Natural Gas_Gas Boiler - Insulate Steam Lines/Condensate Tank_A_Achievable Technical Potential | F4 | Industrial | Paper and Printing | New | Space Heating | Natural Gas | Gas Boiler - Insulate Steam Lines/Condensate Tank | A | Standalone Impact on Baseline Energy (%) | Achievable Technical Potential | 0% | 0% | 0.005147% | 0.008096% | 0.01082% | 0.01326% | 0.01666% | 0.01961% | 0.02249% | 0.02505% | 0.02822% | 0.03102% | 0.03382% | 0.03623% | 0.03949% | 0.04229% | 0.04506% | 0.04745% | 0.05075% | 0.05357% | 0.05644% | 0.05929%
F5_Industrial_Paper and Printing_New_Space Heating_Natural Gas_Gas Boiler - Insulate Steam Lines/Condensate Tank_A_Achievable Technical Potential | F5 | Industrial | Paper and Printing | New | Space Heating | Natural Gas | Gas Boiler - Insulate Steam Lines/Condensate Tank | A | Standalone Impact on Baseline Summer Peak (%) | Achievable Technical Potential | bar: 2019 to 2040
F6_Industrial_Paper and Printing_New_Space Heating_Natural Gas_Gas Boiler - Insulate Steam Lines/Condensate Tank_A_Achievable Technical Potential | F6 | Industrial | Paper and Printing | New | Space Heating | Natural Gas | Gas Boiler - Insulate Steam Lines/Condensate Tank | A | Standalone Impact on Baseline Winter Peak (%) | Achievable Technical Potential | bar: 2019 to 2040
F7_Industrial_Paper and Printing_New_Space Heating_Natural Gas_Gas Boiler - Insulate Steam Lines/Condensate Tank_A_Achievable Technical Potential | F7 | Industrial | Paper and Printing | New | Space Heating | Natural Gas | Gas Boiler - Insulate Steam Lines/Condensate Tank | A | Incremental Energy Savings (MWh or mTherms) | Achievable Technical Potential | 0 | 0 | 0.00018637 | 0.00032525 | 0.00046379 | 0.00061907 | 0.00071258 | 0.00082114 | 0.00092834 | 0.0010489 | 0.0011387 | 0.001242 | 0.0013439 | 0.0014621 | 0.0015424 | 0.0016399 | 0.0017373 | 0.0018508 | 0.0019257 | 0.0020181 | 0.0021079 | 0.0021974
F8_Industrial_Paper and Printing_New_Space Heating_Natural Gas_Gas Boiler - Insulate Steam Lines/Condensate Tank_A_Achievable Technical Potential | F8 | Industrial | Paper and Printing | New | Space Heating | Natural Gas | Gas Boiler - Insulate Steam Lines/Condensate Tank | A | Incremental Summer Peak Savings (MW) | Achievable Technical Potential | 0 | 0 | 0 | 0 | 0 | 0 | 0 | 0 | 0 | 0 | 0 | 0 | 0 | 0 | 0 | 0 | 0 | 0 | 0 | 0 | 0 | 0
F9_Industrial_Paper and Printing_New_Space Heating_Natural Gas_Gas Boiler - Insulate Steam Lines/Condensate Tank_A_Achievable Technical Potential | F9 | Industrial | Paper and Printing | New | Space Heating | Natural Gas | Gas Boiler - Insulate Steam Lines/Condensate Tank | A | Incremental Winter Peak Savings (MW) | Achievable Technical Potential | 0 | 0 | 0 | 0 | 0 | 0 | 0 | 0 | 0 | 0 | 0 | 0 | 0 | 0 | 0 | 0 | 0 | 0 | 0 | 0 | 0 | 0
F10_Industrial_Paper and Printing_New_Space Heating_Natural Gas_Gas Boiler - Insulate Steam Lines/Condensate Tank_A_Achievable Technical Potential | F10 | Industrial | Paper and Printing | New | Space Heating | Natural Gas | Gas Boiler - Insulate Steam Lines/Condensate Tank | A | Cumulative Energy Savings (MWh or mTherms) | Achievable Technical Potential | 0 | 0 | 0.00018637 | 0.00051162 | 0.00097541 | 0.0015945 | 0.0023071 | 0.0031282 | 0.0040565 | 0.0051054 | 0.0062442 | 0.0074862 | 0.0088301 | 0.010292 | 0.011835 | 0.013474 | 0.015212 | 0.017063 | 0.018988 | 0.021006 | 0.023114 | 0.025312
F11_Industrial_Paper and Printing_New_Space Heating_Natural Gas_Gas Boiler - Insulate Steam Lines/Condensate Tank_A_Achievable Technical Potential | F11 | Industrial | Paper and Printing | New | Space Heating | Natural Gas | Gas Boiler - Insulate Steam Lines/Condensate Tank | A | Cumulative Summer Peak Savings (MW) | Achievable Technical Potential | 0 | 0 | 0 | 0 | 0 | 0 | 0 | 0 | 0 | 0 | 0 | 0 | 0 | 0 | 0 | 0 | 0 | 0 | 0 | 0 | 0 | 0
F12_Industrial_Paper and Printing_New_Space Heating_Natural Gas_Gas Boiler - Insulate Steam Lines/Condensate Tank_A_Achievable Technical Potential | F12 | Industrial | Paper and Printing | New | Space Heating | Natural Gas | Gas Boiler - Insulate Steam Lines/Condensate Tank | A | Cumulative Winter Peak Savings (MW) | Achievable Technical Potential | 0 | 0 | 0 | 0 | 0 | 0 | 0 | 0 | 0 | 0 | 0 | 0 | 0 | 0 | 0 | 0 | 0 | 0 | 0 | 0 | 0 | 0
F13_Industrial_Paper and Printing_New_Space Heating_Natural Gas_Gas Boiler - Insulate Steam Lines/Condensate Tank_A_Achievable Technical Potential | F13 | Industrial | Paper and Printing | New | Space Heating | Natural Gas | Gas Boiler - Insulate Steam Lines/Condensate Tank | A | Purchases (Incremental) | Achievable Technical Potential | 0 | 0 | 0.00017822 | 0.00031102 | 0.0004435 | 0.00059199 | 0.00068142 | 0.00078523 | 0.00088774 | 0.001003 | 0.0010889 | 0.0011877 | 0.0012851 | 0.0013982 | 0.0014749 | 0.0015682 | 0.0016614 | 0.0017698 | 0.0018415 | 0.0019298 | 0.0020157 | 0.0021013
F14_Industrial_Paper and Printing_New_Space Heating_Natural Gas_Gas Boiler - Insulate Steam Lines/Condensate Tank_A_Achievable Technical Potential | F14 | Industrial | Paper and Printing | New | Space Heating | Natural Gas | Gas Boiler - Insulate Steam Lines/Condensate Tank | A | Purchases (Cumulative) | Achievable Technical Potential | 0 | 0 | 0.00017822 | 0.00048924 | 0.00093275 | 0.0015247 | 0.0022062 | 0.0029914 | 0.0038791 | 0.0048822 | 0.0059711 | 0.0071588 | 0.0084439 | 0.0098421 | 0.011317 | 0.012885 | 0.014547 | 0.016316 | 0.018158 | 0.020088 | 0.022103 | 0.024205
F1_Industrial_Paper and Printing_New_Process_Natural Gas_Gas Boiler - Insulate Steam Lines/Condensate Tank_A_Achievable Technical Potential | F1 | Industrial | Paper and Printing | New | Process | Natural Gas | Gas Boiler - Insulate Steam Lines/Condensate Tank | A | Original Unit Energy Savings (kWh or therms) | Achievable Technical Potential | 0 | 0 | 604.3224 | 604.3224 | 604.3224 | 604.3224 | 604.3224 | 604.3224 | 604.3224 | 604.3224 | 604.3224 | 604.3224 | 604.3224 | 604.3224 | 604.3224 | 604.3224 | 604.3224 | 604.3224 | 604.3224 | 604.3224 | 604.3224 | 604.3224
F2_Industrial_Paper and Printing_New_Process_Natural Gas_Gas Boiler - Insulate Steam Lines/Condensate Tank_A_Achievable Technical Potential | F2 | Industrial | Paper and Printing | New | Process | Natural Gas | Gas Boiler - Insulate Steam Lines/Condensate Tank | A | Original Unit Summer Peak Savings (kW) | Achievable Technical Potential | 0 | 0 | 0 | 0 | 0 | 0 | 0 | 0 | 0 | 0 | 0 | 0 | 0 | 0 | 0 | 0 | 0 | 0 | 0 | 0 | 0 | 0
F3_Industrial_Paper and Printing_New_Process_Natural Gas_Gas Boiler - Insulate Steam Lines/Condensate Tank_A_Achievable Technical Potential | F3 | Industrial | Paper and Printing | New | Process | Natural Gas | Gas Boiler - Insulate Steam Lines/Condensate Tank | A | Original Unit Winter Peak Savings (kW) | Achievable Technical Potential | 0 | 0 | 0 | 0 | 0 | 0 | 0 | 0 | 0 | 0 | 0 | 0 | 0 | 0 | 0 | 0 | 0 | 0 | 0 | 0 | 0 | 0
F4_Industrial_Paper and Printing_New_Process_Natural Gas_Gas Boiler - Insulate Steam Lines/Condensate Tank_A_Achievable Technical Potential | F4 | Industrial | Paper and Printing | New | Process | Natural Gas | Gas Boiler - Insulate Steam Lines/Condensate Tank | A | Standalone Impact on Baseline Energy (%) | Achievable Technical Potential | 0% | 0% | 0.02427% | 0.03817% | 0.05104% | 0.0625% | 0.07857% | 0.09245% | 0.106% | 0.1181% | 0.1331% | 0.1463% | 0.1594% | 0.1708% | 0.1862% | 0.1994% | 0.2125% | 0.2237% | 0.2393% | 0.2526% | 0.2661% | 0.2795%
F5_Industrial_Paper and Printing_New_Process_Natural Gas_Gas Boiler - Insulate Steam Lines/Condensate Tank_A_Achievable Technical Potential | F5 | Industrial | Paper and Printing | New | Process | Natural Gas | Gas Boiler - Insulate Steam Lines/Condensate Tank | A | Standalone Impact on Baseline Summer Peak (%) | Achievable Technical Potential | bar: 2019 to 2040
F6_Industrial_Paper and Printing_New_Process_Natural Gas_Gas Boiler - Insulate Steam Lines/Condensate Tank_A_Achievable Technical Potential | F6 | Industrial | Paper and Printing | New | Process | Natural Gas | Gas Boiler - Insulate Steam Lines/Condensate Tank | A | Standalone Impact on Baseline Winter Peak (%) | Achievable Technical Potential | bar: 2019 to 2040
F7_Industrial_Paper and Printing_New_Process_Natural Gas_Gas Boiler - Insulate Steam Lines/Condensate Tank_A_Achievable Technical Potential | F7 | Industrial | Paper and Printing | New | Process | Natural Gas | Gas Boiler - Insulate Steam Lines/Condensate Tank | A | Incremental Energy Savings (MWh or mTherms) | Achievable Technical Potential | 0 | 0 | 0.0042976 | 0.0075001 | 0.010695 | 0.014275 | 0.016432 | 0.018935 | 0.021407 | 0.024187 | 0.026258 | 0.02864 | 0.03099 | 0.033716 | 0.035567 | 0.037815 | 0.040063 | 0.042678 | 0.044406 | 0.046535 | 0.048607 | 0.050672
F8_Industrial_Paper and Printing_New_Process_Natural Gas_Gas Boiler - Insulate Steam Lines/Condensate Tank_A_Achievable Technical Potential | F8 | Industrial | Paper and Printing | New | Process | Natural Gas | Gas Boiler - Insulate Steam Lines/Condensate Tank | A | Incremental Summer Peak Savings (MW) | Achievable Technical Potential | 0 | 0 | 0 | 0 | 0 | 0 | 0 | 0 | 0 | 0 | 0 | 0 | 0 | 0 | 0 | 0 | 0 | 0 | 0 | 0 | 0 | 0
F9_Industrial_Paper and Printing_New_Process_Natural Gas_Gas Boiler - Insulate Steam Lines/Condensate Tank_A_Achievable Technical Potential | F9 | Industrial | Paper and Printing | New | Process | Natural Gas | Gas Boiler - Insulate Steam Lines/Condensate Tank | A | Incremental Winter Peak Savings (MW) | Achievable Technical Potential | 0 | 0 | 0 | 0 | 0 | 0 | 0 | 0 | 0 | 0 | 0 | 0 | 0 | 0 | 0 | 0 | 0 | 0 | 0 | 0 | 0 | 0
F10_Industrial_Paper and Printing_New_Process_Natural Gas_Gas Boiler - Insulate Steam Lines/Condensate Tank_A_Achievable Technical Potential | F10 | Industrial | Paper and Printing | New | Process | Natural Gas | Gas Boiler - Insulate Steam Lines/Condensate Tank | A | Cumulative Energy Savings (MWh or mTherms) | Achievable Technical Potential | 0 | 0 | 0.0042976 | 0.011798 | 0.022492 | 0.036768 | 0.0532 | 0.072135 | 0.093542 | 0.11773 | 0.14399 | 0.17263 | 0.20362 | 0.23733 | 0.2729 | 0.31072 | 0.35078 | 0.39346 | 0.43786 | 0.4844 | 0.53301 | 0.58368
F11_Industrial_Paper and Printing_New_Process_Natural Gas_Gas Boiler - Insulate Steam Lines/Condensate Tank_A_Achievable Technical Potential | F11 | Industrial | Paper and Printing | New | Process | Natural Gas | Gas Boiler - Insulate Steam Lines/Condensate Tank | A | Cumulative Summer Peak Savings (MW) | Achievable Technical Potential | 0 | 0 | 0 | 0 | 0 | 0 | 0 | 0 | 0 | 0 | 0 | 0 | 0 | 0 | 0 | 0 | 0 | 0 | 0 | 0 | 0 | 0
F12_Industrial_Paper and Printing_New_Process_Natural Gas_Gas Boiler - Insulate Steam Lines/Condensate Tank_A_Achievable Technical Potential | F12 | Industrial | Paper and Printing | New | Process | Natural Gas | Gas Boiler - Insulate Steam Lines/Condensate Tank | A | Cumulative Winter Peak Savings (MW) | Achievable Technical Potential | 0 | 0 | 0 | 0 | 0 | 0 | 0 | 0 | 0 | 0 | 0 | 0 | 0 | 0 | 0 | 0 | 0 | 0 | 0 | 0 | 0 | 0
F13_Industrial_Paper and Printing_New_Process_Natural Gas_Gas Boiler - Insulate Steam Lines/Condensate Tank_A_Achievable Technical Potential | F13 | Industrial | Paper and Printing | New | Process | Natural Gas | Gas Boiler - Insulate Steam Lines/Condensate Tank | A | Purchases (Incremental) | Achievable Technical Potential | 0 | 0 | 0.0071114 | 0.012411 | 0.017697 | 0.023622 | 0.027191 | 0.031333 | 0.035423 | 0.040024 | 0.043451 | 0.047392 | 0.051281 | 0.055792 | 0.058854 | 0.062575 | 0.066293 | 0.070622 | 0.073481 | 0.077004 | 0.080432 | 0.083849
F14_Industrial_Paper and Printing_New_Process_Natural Gas_Gas Boiler - Insulate Steam Lines/Condensate Tank_A_Achievable Technical Potential | F14 | Industrial | Paper and Printing | New | Process | Natural Gas | Gas Boiler - Insulate Steam Lines/Condensate Tank | A | Purchases (Cumulative) | Achievable Technical Potential | 0 | 0 | 0.0071114 | 0.019522 | 0.037219 | 0.060842 | 0.088032 | 0.11937 | 0.15479 | 0.19481 | 0.23826 | 0.28566 | 0.33694 | 0.39273 | 0.45158 | 0.51416 | 0.58045 | 0.65107 | 0.72455 | 0.80156 | 0.88199 | 0.96584
F1_Industrial_Paper and Printing_New_Space Heating_Natural Gas_Gas Boiler - Insulate Hot Water Lines_A_Achievable Technical Potential | F1 | Industrial | Paper and Printing | New | Space Heating | Natural Gas | Gas Boiler - Insulate Hot Water Lines | A | Original Unit Energy Savings (kWh or therms) | Achievable Technical Potential | 0 | 0 | 1182.0085 | 1182.0085 | 1182.0085 | 1182.0085 | 1182.0085 | 1182.0085 | 1182.0085 | 1182.0085 | 1182.0085 | 1182.0085 | 1182.0085 | 1182.0085 | 1182.0085 | 1182.0085 | 1182.0085 | 1182.0085 | 1182.0085 | 1182.0085 | 1182.0085 | 1182.0085
F2_Industrial_Paper and Printing_New_Space Heating_Natural Gas_Gas Boiler - Insulate Hot Water Lines_A_Achievable Technical Potential | F2 | Industrial | Paper and Printing | New | Space Heating | Natural Gas | Gas Boiler - Insulate Hot Water Lines | A | Original Unit Summer Peak Savings (kW) | Achievable Technical Potential | 0 | 0 | 0 | 0 | 0 | 0 | 0 | 0 | 0 | 0 | 0 | 0 | 0 | 0 | 0 | 0 | 0 | 0 | 0 | 0 | 0 | 0
F3_Industrial_Paper and Printing_New_Space Heating_Natural Gas_Gas Boiler - Insulate Hot Water Lines_A_Achievable Technical Potential | F3 | Industrial | Paper and Printing | New | Space Heating | Natural Gas | Gas Boiler - Insulate Hot Water Lines | A | Original Unit Winter Peak Savings (kW) | Achievable Technical Potential | 0 | 0 | 0 | 0 | 0 | 0 | 0 | 0 | 0 | 0 | 0 | 0 | 0 | 0 | 0 | 0 | 0 | 0 | 0 | 0 | 0 | 0
F4_Industrial_Paper and Printing_New_Space Heating_Natural Gas_Gas Boiler - Insulate Hot Water Lines_A_Achievable Technical Potential | F4 | Industrial | Paper and Printing | New | Space Heating | Natural Gas | Gas Boiler - Insulate Hot Water Lines | A | Standalone Impact on Baseline Energy (%) | Achievable Technical Potential | 0% | 0% | 0.005818% | 0.009151% | 0.01224% | 0.01498% | 0.01883% | 0.02216% | 0.02542% | 0.02832% | 0.0319% | 0.03507% | 0.03822% | 0.04095% | 0.04464% | 0.0478% | 0.05094% | 0.05363% | 0.05736% | 0.06056% | 0.06379% | 0.06701%
F5_Industrial_Paper and Printing_New_Space Heating_Natural Gas_Gas Boiler - Insulate Hot Water Lines_A_Achievable Technical Potential | F5 | Industrial | Paper and Printing | New | Space Heating | Natural Gas | Gas Boiler - Insulate Hot Water Lines | A | Standalone Impact on Baseline Summer Peak (%) | Achievable Technical Potential | bar: 2019 to 2040
F6_Industrial_Paper and Printing_New_Space Heating_Natural Gas_Gas Boiler - Insulate Hot Water Lines_A_Achievable Technical Potential | F6 | Industrial | Paper and Printing | New | Space Heating | Natural Gas | Gas Boiler - Insulate Hot Water Lines | A | Standalone Impact on Baseline Winter Peak (%) | Achievable Technical Potential | bar: 2019 to 2040
F7_Industrial_Paper and Printing_New_Space Heating_Natural Gas_Gas Boiler - Insulate Hot Water Lines_A_Achievable Technical Potential | F7 | Industrial | Paper and Printing | New | Space Heating | Natural Gas | Gas Boiler - Insulate Hot Water Lines | A | Incremental Energy Savings (MWh or mTherms) | Achievable Technical Potential | 0 | 0 | 0.00021066 | 0.00036763 | 0.00052423 | 0.00069974 | 0.00080544 | 0.00092815 | 0.0010493 | 0.0011856 | 0.0012871 | 0.0014038 | 0.001519 | 0.0016527 | 0.0017434 | 0.0018536 | 0.0019637 | 0.002092 | 0.0021767 | 0.002281 | 0.0023826 | 0.0024838
F8_Industrial_Paper and Printing_New_Space Heating_Natural Gas_Gas Boiler - Insulate Hot Water Lines_A_Achievable Technical Potential | F8 | Industrial | Paper and Printing | New | Space Heating | Natural Gas | Gas Boiler - Insulate Hot Water Lines | A | Incremental Summer Peak Savings (MW) | Achievable Technical Potential | 0 | 0 | 0 | 0 | 0 | 0 | 0 | 0 | 0 | 0 | 0 | 0 | 0 | 0 | 0 | 0 | 0 | 0 | 0 | 0 | 0 | 0
F9_Industrial_Paper and Printing_New_Space Heating_Natural Gas_Gas Boiler - Insulate Hot Water Lines_A_Achievable Technical Potential | F9 | Industrial | Paper and Printing | New | Space Heating | Natural Gas | Gas Boiler - Insulate Hot Water Lines | A | Incremental Winter Peak Savings (MW) | Achievable Technical Potential | 0 | 0 | 0 | 0 | 0 | 0 | 0 | 0 | 0 | 0 | 0 | 0 | 0 | 0 | 0 | 0 | 0 | 0 | 0 | 0 | 0 | 0
F10_Industrial_Paper and Printing_New_Space Heating_Natural Gas_Gas Boiler - Insulate Hot Water Lines_A_Achievable Technical Potential | F10 | Industrial | Paper and Printing | New | Space Heating | Natural Gas | Gas Boiler - Insulate Hot Water Lines | A | Cumulative Energy Savings (MWh or mTherms) | Achievable Technical Potential | 0 | 0 | 0.00021066 | 0.00057829 | 0.0011025 | 0.0018023 | 0.0026077 | 0.0035359 | 0.0045852 | 0.0057708 | 0.0070579 | 0.0084617 | 0.0099808 | 0.011633 | 0.013377 | 0.01523 | 0.017194 | 0.019286 | 0.021463 | 0.023744 | 0.026126 | 0.02861
F11_Industrial_Paper and Printing_New_Space Heating_Natural Gas_Gas Boiler - Insulate Hot Water Lines_A_Achievable Technical Potential | F11 | Industrial | Paper and Printing | New | Space Heating | Natural Gas | Gas Boiler - Insulate Hot Water Lines | A | Cumulative Summer Peak Savings (MW) | Achievable Technical Potential | 0 | 0 | 0 | 0 | 0 | 0 | 0 | 0 | 0 | 0 | 0 | 0 | 0 | 0 | 0 | 0 | 0 | 0 | 0 | 0 | 0 | 0
F12_Industrial_Paper and Printing_New_Space Heating_Natural Gas_Gas Boiler - Insulate Hot Water Lines_A_Achievable Technical Potential | F12 | Industrial | Paper and Printing | New | Space Heating | Natural Gas | Gas Boiler - Insulate Hot Water Lines | A | Cumulative Winter Peak Savings (MW) | Achievable Technical Potential | 0 | 0 | 0 | 0 | 0 | 0 | 0 | 0 | 0 | 0 | 0 | 0 | 0 | 0 | 0 | 0 | 0 | 0 | 0 | 0 | 0 | 0
F13_Industrial_Paper and Printing_New_Space Heating_Natural Gas_Gas Boiler - Insulate Hot Water Lines_A_Achievable Technical Potential | F13 | Industrial | Paper and Printing | New | Space Heating | Natural Gas | Gas Boiler - Insulate Hot Water Lines | A | Purchases (Incremental) | Achievable Technical Potential | 0 | 0 | 0.00017822 | 0.00031102 | 0.0004435 | 0.00059199 | 0.00068142 | 0.00078523 | 0.00088774 | 0.001003 | 0.0010889 | 0.0011877 | 0.0012851 | 0.0013982 | 0.0014749 | 0.0015682 | 0.0016614 | 0.0017698 | 0.0018415 | 0.0019298 | 0.0020157 | 0.0021013
F14_Industrial_Paper and Printing_New_Space Heating_Natural Gas_Gas Boiler - Insulate Hot Water Lines_A_Achievable Technical Potential | F14 | Industrial | Paper and Printing | New | Space Heating | Natural Gas | Gas Boiler - Insulate Hot Water Lines | A | Purchases (Cumulative) | Achievable Technical Potential | 0 | 0 | 0.00017822 | 0.00048924 | 0.00093275 | 0.0015247 | 0.0022062 | 0.0029914 | 0.0038791 | 0.0048822 | 0.0059711 | 0.0071588 | 0.0084439 | 0.0098421 | 0.011317 | 0.012885 | 0.014547 | 0.016316 | 0.018158 | 0.020088 | 0.022103 | 0.024205
F1_Industrial_Paper and Printing_New_Process_Natural Gas_Gas Boiler - Insulate Hot Water Lines_A_Achievable Technical Potential | F1 | Industrial | Paper and Printing | New | Process | Natural Gas | Gas Boiler - Insulate Hot Water Lines | A | Original Unit Energy Savings (kWh or therms) | Achievable Technical Potential | 0 | 0 | 683.0744 | 683.0744 | 683.0744 | 683.0744 | 683.0744 | 683.0744 | 683.0744 | 683.0744 | 683.0744 | 683.0744 | 683.0744 | 683.0744 | 683.0744 | 683.0744 | 683.0744 | 683.0744 | 683.0744 | 683.0744 | 683.0744 | 683.0744
F2_Industrial_Paper and Printing_New_Process_Natural Gas_Gas Boiler - Insulate Hot Water Lines_A_Achievable Technical Potential | F2 | Industrial | Paper and Printing | New | Process | Natural Gas | Gas Boiler - Insulate Hot Water Lines | A | Original Unit Summer Peak Savings (kW) | Achievable Technical Potential | 0 | 0 | 0 | 0 | 0 | 0 | 0 | 0 | 0 | 0 | 0 | 0 | 0 | 0 | 0 | 0 | 0 | 0 | 0 | 0 | 0 | 0
F3_Industrial_Paper and Printing_New_Process_Natural Gas_Gas Boiler - Insulate Hot Water Lines_A_Achievable Technical Potential | F3 | Industrial | Paper and Printing | New | Process | Natural Gas | Gas Boiler - Insulate Hot Water Lines | A | Original Unit Winter Peak Savings (kW) | Achievable Technical Potential | 0 | 0 | 0 | 0 | 0 | 0 | 0 | 0 | 0 | 0 | 0 | 0 | 0 | 0 | 0 | 0 | 0 | 0 | 0 | 0 | 0 | 0
F4_Industrial_Paper and Printing_New_Process_Natural Gas_Gas Boiler - Insulate Hot Water Lines_A_Achievable Technical Potential | F4 | Industrial | Paper and Printing | New | Process | Natural Gas | Gas Boiler - Insulate Hot Water Lines | A | Standalone Impact on Baseline Energy (%) | Achievable Technical Potential | 0% | 0% | 0.02743% | 0.04315% | 0.05769% | 0.07065% | 0.08881% | 0.1045% | 0.1199% | 0.1335% | 0.1504% | 0.1653% | 0.1802% | 0.1931% | 0.2105% | 0.2254% | 0.2402% | 0.2529% | 0.2705% | 0.2855% | 0.3008% | 0.316%
F5_Industrial_Paper and Printing_New_Process_Natural Gas_Gas Boiler - Insulate Hot Water Lines_A_Achievable Technical Potential | F5 | Industrial | Paper and Printing | New | Process | Natural Gas | Gas Boiler - Insulate Hot Water Lines | A | Standalone Impact on Baseline Summer Peak (%) | Achievable Technical Potential | bar: 2019 to 2040
F6_Industrial_Paper and Printing_New_Process_Natural Gas_Gas Boiler - Insulate Hot Water Lines_A_Achievable Technical Potential | F6 | Industrial | Paper and Printing | New | Process | Natural Gas | Gas Boiler - Insulate Hot Water Lines | A | Standalone Impact on Baseline Winter Peak (%) | Achievable Technical Potential | bar: 2019 to 2040
F7_Industrial_Paper and Printing_New_Process_Natural Gas_Gas Boiler - Insulate Hot Water Lines_A_Achievable Technical Potential | F7 | Industrial | Paper and Printing | New | Process | Natural Gas | Gas Boiler - Insulate Hot Water Lines | A | Incremental Energy Savings (MWh or mTherms) | Achievable Technical Potential | 0 | 0 | 0.0048576 | 0.0084775 | 0.012088 | 0.016136 | 0.018573 | 0.021403 | 0.024197 | 0.027339 | 0.02968 | 0.032372 | 0.035029 | 0.03811 | 0.040202 | 0.042743 | 0.045283 | 0.04824 | 0.050193 | 0.0526 | 0.054941 | 0.057275
F8_Industrial_Paper and Printing_New_Process_Natural Gas_Gas Boiler - Insulate Hot Water Lines_A_Achievable Technical Potential | F8 | Industrial | Paper and Printing | New | Process | Natural Gas | Gas Boiler - Insulate Hot Water Lines | A | Incremental Summer Peak Savings (MW) | Achievable Technical Potential | 0 | 0 | 0 | 0 | 0 | 0 | 0 | 0 | 0 | 0 | 0 | 0 | 0 | 0 | 0 | 0 | 0 | 0 | 0 | 0 | 0 | 0
F9_Industrial_Paper and Printing_New_Process_Natural Gas_Gas Boiler - Insulate Hot Water Lines_A_Achievable Technical Potential | F9 | Industrial | Paper and Printing | New | Process | Natural Gas | Gas Boiler - Insulate Hot Water Lines | A | Incremental Winter Peak Savings (MW) | Achievable Technical Potential | 0 | 0 | 0 | 0 | 0 | 0 | 0 | 0 | 0 | 0 | 0 | 0 | 0 | 0 | 0 | 0 | 0 | 0 | 0 | 0 | 0 | 0
F10_Industrial_Paper and Printing_New_Process_Natural Gas_Gas Boiler - Insulate Hot Water Lines_A_Achievable Technical Potential | F10 | Industrial | Paper and Printing | New | Process | Natural Gas | Gas Boiler - Insulate Hot Water Lines | A | Cumulative Energy Savings (MWh or mTherms) | Achievable Technical Potential | 0 | 0 | 0.0048576 | 0.013335 | 0.025424 | 0.041559 | 0.060133 | 0.081535 | 0.10573 | 0.13307 | 0.16275 | 0.19512 | 0.23015 | 0.26826 | 0.30846 | 0.35121 | 0.39649 | 0.44473 | 0.49492 | 0.54752 | 0.60246 | 0.65974
F11_Industrial_Paper and Printing_New_Process_Natural Gas_Gas Boiler - Insulate Hot Water Lines_A_Achievable Technical Potential | F11 | Industrial | Paper and Printing | New | Process | Natural Gas | Gas Boiler - Insulate Hot Water Lines | A | Cumulative Summer Peak Savings (MW) | Achievable Technical Potential | 0 | 0 | 0 | 0 | 0 | 0 | 0 | 0 | 0 | 0 | 0 | 0 | 0 | 0 | 0 | 0 | 0 | 0 | 0 | 0 | 0 | 0
F12_Industrial_Paper and Printing_New_Process_Natural Gas_Gas Boiler - Insulate Hot Water Lines_A_Achievable Technical Potential | F12 | Industrial | Paper and Printing | New | Process | Natural Gas | Gas Boiler - Insulate Hot Water Lines | A | Cumulative Winter Peak Savings (MW) | Achievable Technical Potential | 0 | 0 | 0 | 0 | 0 | 0 | 0 | 0 | 0 | 0 | 0 | 0 | 0 | 0 | 0 | 0 | 0 | 0 | 0 | 0 | 0 | 0
F13_Industrial_Paper and Printing_New_Process_Natural Gas_Gas Boiler - Insulate Hot Water Lines_A_Achievable Technical Potential | F13 | Industrial | Paper and Printing | New | Process | Natural Gas | Gas Boiler - Insulate Hot Water Lines | A | Purchases (Incremental) | Achievable Technical Potential | 0 | 0 | 0.0071114 | 0.012411 | 0.017697 | 0.023622 | 0.027191 | 0.031333 | 0.035423 | 0.040024 | 0.043451 | 0.047392 | 0.051281 | 0.055792 | 0.058854 | 0.062575 | 0.066293 | 0.070622 | 0.073481 | 0.077004 | 0.080432 | 0.083849
F14_Industrial_Paper and Printing_New_Process_Natural Gas_Gas Boiler - Insulate Hot Water Lines_A_Achievable Technical Potential | F14 | Industrial | Paper and Printing | New | Process | Natural Gas | Gas Boiler - Insulate Hot Water Lines | A | Purchases (Cumulative) | Achievable Technical Potential | 0 | 0 | 0.0071114 | 0.019522 | 0.037219 | 0.060842 | 0.088032 | 0.11937 | 0.15479 | 0.19481 | 0.23826 | 0.28566 | 0.33694 | 0.39273 | 0.45158 | 0.51416 | 0.58045 | 0.65107 | 0.72455 | 0.80156 | 0.88199 | 0.96584
F1_Industrial_Paper and Printing_New_Process_Natural Gas_Process - Insulate Heated Process Fluids_A_Achievable Technical Potential | F1 | Industrial | Paper and Printing | New | Process | Natural Gas | Process - Insulate Heated Process Fluids | A | Original Unit Energy Savings (kWh or therms) | Achievable Technical Potential | 0 | 0 | 559.2448 | 559.2448 | 559.2448 | 559.2448 | 559.2448 | 559.2448 | 559.2448 | 559.2448 | 559.2448 | 559.2448 | 559.2448 | 559.2448 | 559.2448 | 559.2448 | 559.2448 | 559.2448 | 559.2448 | 559.2448 | 559.2448 | 559.2448
F2_Industrial_Paper and Printing_New_Process_Natural Gas_Process - Insulate Heated Process Fluids_A_Achievable Technical Potential | F2 | Industrial | Paper and Printing | New | Process | Natural Gas | Process - Insulate Heated Process Fluids | A | Original Unit Summer Peak Savings (kW) | Achievable Technical Potential | 0 | 0 | 0 | 0 | 0 | 0 | 0 | 0 | 0 | 0 | 0 | 0 | 0 | 0 | 0 | 0 | 0 | 0 | 0 | 0 | 0 | 0
F3_Industrial_Paper and Printing_New_Process_Natural Gas_Process - Insulate Heated Process Fluids_A_Achievable Technical Potential | F3 | Industrial | Paper and Printing | New | Process | Natural Gas | Process - Insulate Heated Process Fluids | A | Original Unit Winter Peak Savings (kW) | Achievable Technical Potential | 0 | 0 | 0 | 0 | 0 | 0 | 0 | 0 | 0 | 0 | 0 | 0 | 0 | 0 | 0 | 0 | 0 | 0 | 0 | 0 | 0 | 0
F4_Industrial_Paper and Printing_New_Process_Natural Gas_Process - Insulate Heated Process Fluids_A_Achievable Technical Potential | F4 | Industrial | Paper and Printing | New | Process | Natural Gas | Process - Insulate Heated Process Fluids | A | Standalone Impact on Baseline Energy (%) | Achievable Technical Potential | 0% | 0% | 0.04912% | 0.07727% | 0.1033% | 0.1265% | 0.159% | 0.1822% | 0.1966% | 0.2023% | 0.2089% | 0.2097% | 0.2083% | 0.203% | 0.2017% | 0.1971% | 0.192% | 0.185% | 0.1778% | 0.1697% | 0.1625% | 0.1559%
F5_Industrial_Paper and Printing_New_Process_Natural Gas_Process - Insulate Heated Process Fluids_A_Achievable Technical Potential | F5 | Industrial | Paper and Printing | New | Process | Natural Gas | Process - Insulate Heated Process Fluids | A | Standalone Impact on Baseline Summer Peak (%) | Achievable Technical Potential | bar: 2019 to 2040
F6_Industrial_Paper and Printing_New_Process_Natural Gas_Process - Insulate Heated Process Fluids_A_Achievable Technical Potential | F6 | Industrial | Paper and Printing | New | Process | Natural Gas | Process - Insulate Heated Process Fluids | A | Standalone Impact on Baseline Winter Peak (%) | Achievable Technical Potential | bar: 2019 to 2040
F7_Industrial_Paper and Printing_New_Process_Natural Gas_Process - Insulate Heated Process Fluids_A_Achievable Technical Potential | F7 | Industrial | Paper and Printing | New | Process | Natural Gas | Process - Insulate Heated Process Fluids | A | Incremental Energy Savings (MWh or mTherms) | Achievable Technical Potential | 0 | 0 | 0.0086997 | 0.015183 | 0.02165 | 0.028898 | 0.033264 | 0.034498 | 0.031201 | 0.028203 | 0.024494 | 0.021372 | 0.018501 | 0.016103 | 0.013589 | 0.011559 | 0.0097965 | 0.0083489 | 5.9252e-05 | 2.2176e-05 | 7.8964e-06 | 2.6843e-06
F8_Industrial_Paper and Printing_New_Process_Natural Gas_Process - Insulate Heated Process Fluids_A_Achievable Technical Potential | F8 | Industrial | Paper and Printing | New | Process | Natural Gas | Process - Insulate Heated Process Fluids | A | Incremental Summer Peak Savings (MW) | Achievable Technical Potential | 0 | 0 | 0 | 0 | 0 | 0 | 0 | 0 | 0 | 0 | 0 | 0 | 0 | 0 | 0 | 0 | 0 | 0 | 0 | 0 | 0 | 0
F9_Industrial_Paper and Printing_New_Process_Natural Gas_Process - Insulate Heated Process Fluids_A_Achievable Technical Potential | F9 | Industrial | Paper and Printing | New | Process | Natural Gas | Process - Insulate Heated Process Fluids | A | Incremental Winter Peak Savings (MW) | Achievable Technical Potential | 0 | 0 | 0 | 0 | 0 | 0 | 0 | 0 | 0 | 0 | 0 | 0 | 0 | 0 | 0 | 0 | 0 | 0 | 0 | 0 | 0 | 0
F10_Industrial_Paper and Printing_New_Process_Natural Gas_Process - Insulate Heated Process Fluids_A_Achievable Technical Potential | F10 | Industrial | Paper and Printing | New | Process | Natural Gas | Process - Insulate Heated Process Fluids | A | Cumulative Energy Savings (MWh or mTherms) | Achievable Technical Potential | 0 | 0 | 0.0086997 | 0.023882 | 0.045532 | 0.07443 | 0.10769 | 0.14219 | 0.17339 | 0.2016 | 0.22609 | 0.24746 | 0.26596 | 0.28207 | 0.29566 | 0.30721 | 0.31701 | 0.32536 | 0.32542 | 0.32544 | 0.32545 | 0.32545
F11_Industrial_Paper and Printing_New_Process_Natural Gas_Process - Insulate Heated Process Fluids_A_Achievable Technical Potential | F11 | Industrial | Paper and Printing | New | Process | Natural Gas | Process - Insulate Heated Process Fluids | A | Cumulative Summer Peak Savings (MW) | Achievable Technical Potential | 0 | 0 | 0 | 0 | 0 | 0 | 0 | 0 | 0 | 0 | 0 | 0 | 0 | 0 | 0 | 0 | 0 | 0 | 0 | 0 | 0 | 0
F12_Industrial_Paper and Printing_New_Process_Natural Gas_Process - Insulate Heated Process Fluids_A_Achievable Technical Potential | F12 | Industrial | Paper and Printing | New | Process | Natural Gas | Process - Insulate Heated Process Fluids | A | Cumulative Winter Peak Savings (MW) | Achievable Technical Potential | 0 | 0 | 0 | 0 | 0 | 0 | 0 | 0 | 0 | 0 | 0 | 0 | 0 | 0 | 0 | 0 | 0 | 0 | 0 | 0 | 0 | 0
F13_Industrial_Paper and Printing_New_Process_Natural Gas_Process - Insulate Heated Process Fluids_A_Achievable Technical Potential | F13 | Industrial | Paper and Printing | New | Process | Natural Gas | Process - Insulate Heated Process Fluids | A | Purchases (Incremental) | Achievable Technical Potential | 0 | 0 | 0.015556 | 0.027148 | 0.038712 | 0.051674 | 0.059479 | 0.061687 | 0.055791 | 0.05043 | 0.043798 | 0.038217 | 0.033082 | 0.028794 | 0.024299 | 0.020669 | 0.017517 | 0.014929 | 0.00010595 | 3.9653e-05 | 1.412e-05 | 4.7999e-06
F14_Industrial_Paper and Printing_New_Process_Natural Gas_Process - Insulate Heated Process Fluids_A_Achievable Technical Potential | F14 | Industrial | Paper and Printing | New | Process | Natural Gas | Process - Insulate Heated Process Fluids | A | Purchases (Cumulative) | Achievable Technical Potential | 0 | 0 | 0.015556 | 0.042705 | 0.081417 | 0.13309 | 0.19257 | 0.25426 | 0.31005 | 0.36048 | 0.40428 | 0.44249 | 0.47558 | 0.50437 | 0.52867 | 0.54934 | 0.56685 | 0.58178 | 0.58189 | 0.58193 | 0.58194 | 0.58195
F1_Industrial_Paper and Printing_New_Process_Natural Gas_Process Heat Recovery_A_Achievable Technical Potential | F1 | Industrial | Paper and Printing | New | Process | Natural Gas | Process Heat Recovery | A | Original Unit Energy Savings (kWh or therms) | Achievable Technical Potential | 0 | 0 | 73.39 | 73.39 | 73.39 | 73.39 | 73.39 | 73.39 | 73.39 | 73.39 | 73.39 | 73.39 | 73.39 | 73.39 | 73.39 | 73.39 | 73.39 | 73.39 | 73.39 | 73.39 | 73.39 | 73.39
F2_Industrial_Paper and Printing_New_Process_Natural Gas_Process Heat Recovery_A_Achievable Technical Potential | F2 | Industrial | Paper and Printing | New | Process | Natural Gas | Process Heat Recovery | A | Original Unit Summer Peak Savings (kW) | Achievable Technical Potential | 0 | 0 | 0 | 0 | 0 | 0 | 0 | 0 | 0 | 0 | 0 | 0 | 0 | 0 | 0 | 0 | 0 | 0 | 0 | 0 | 0 | 0
F3_Industrial_Paper and Printing_New_Process_Natural Gas_Process Heat Recovery_A_Achievable Technical Potential | F3 | Industrial | Paper and Printing | New | Process | Natural Gas | Process Heat Recovery | A | Original Unit Winter Peak Savings (kW) | Achievable Technical Potential | 0 | 0 | 0 | 0 | 0 | 0 | 0 | 0 | 0 | 0 | 0 | 0 | 0 | 0 | 0 | 0 | 0 | 0 | 0 | 0 | 0 | 0
F4_Industrial_Paper and Printing_New_Process_Natural Gas_Process Heat Recovery_A_Achievable Technical Potential | F4 | Industrial | Paper and Printing | New | Process | Natural Gas | Process Heat Recovery | A | Standalone Impact on Baseline Energy (%) | Achievable Technical Potential | 0% | 0% | 0.2321% | 0.3651% | 0.4881% | 0.5977% | 0.7514% | 0.8609% | 0.9286% | 0.9555% | 0.9871% | 0.9906% | 0.9839% | 0.9591% | 0.953% | 0.9314% | 0.9072% | 0.8516% | 0.8184% | 0.781% | 0.7477% | 0.7172%
F5_Industrial_Paper and Printing_New_Process_Natural Gas_Process Heat Recovery_A_Achievable Technical Potential | F5 | Industrial | Paper and Printing | New | Process | Natural Gas | Process Heat Recovery | A | Standalone Impact on Baseline Summer Peak (%) | Achievable Technical Potential | bar: 2019 to 2040
F6_Industrial_Paper and Printing_New_Process_Natural Gas_Process Heat Recovery_A_Achievable Technical Potential | F6 | Industrial | Paper and Printing | New | Process | Natural Gas | Process Heat Recovery | A | Standalone Impact on Baseline Winter Peak (%) | Achievable Technical Potential | bar: 2019 to 2040
F7_Industrial_Paper and Printing_New_Process_Natural Gas_Process Heat Recovery_A_Achievable Technical Potential | F7 | Industrial | Paper and Printing | New | Process | Natural Gas | Process Heat Recovery | A | Incremental Energy Savings (MWh or mTherms) | Achievable Technical Potential | 0 | 0 | 0.0411 | 0.071727 | 0.10228 | 0.13652 | 0.15715 | 0.16298 | 0.1474 | 0.13324 | 0.11572 | 0.10097 | 0.087404 | 0.076075 | 0.0642 | 0.054607 | 0.046282 | 0.0411 | 0.071727 | 0.10228 | 0.13652 | 0.15715
F8_Industrial_Paper and Printing_New_Process_Natural Gas_Process Heat Recovery_A_Achievable Technical Potential | F8 | Industrial | Paper and Printing | New | Process | Natural Gas | Process Heat Recovery | A | Incremental Summer Peak Savings (MW) | Achievable Technical Potential | 0 | 0 | 0 | 0 | 0 | 0 | 0 | 0 | 0 | 0 | 0 | 0 | 0 | 0 | 0 | 0 | 0 | 0 | 0 | 0 | 0 | 0
F9_Industrial_Paper and Printing_New_Process_Natural Gas_Process Heat Recovery_A_Achievable Technical Potential | F9 | Industrial | Paper and Printing | New | Process | Natural Gas | Process Heat Recovery | A | Incremental Winter Peak Savings (MW) | Achievable Technical Potential | 0 | 0 | 0 | 0 | 0 | 0 | 0 | 0 | 0 | 0 | 0 | 0 | 0 | 0 | 0 | 0 | 0 | 0 | 0 | 0 | 0 | 0
F10_Industrial_Paper and Printing_New_Process_Natural Gas_Process Heat Recovery_A_Achievable Technical Potential | F10 | Industrial | Paper and Printing | New | Process | Natural Gas | Process Heat Recovery | A | Cumulative Energy Savings (MWh or mTherms) | Achievable Technical Potential | 0 | 0 | 0.0411 | 0.11283 | 0.21511 | 0.35163 | 0.50878 | 0.67176 | 0.81916 | 0.9524 | 1.0681 | 1.1691 | 1.2565 | 1.3326 | 1.3968 | 1.4514 | 1.4977 | 1.4977 | 1.4977 | 1.4977 | 1.4977 | 1.4977
F11_Industrial_Paper and Printing_New_Process_Natural Gas_Process Heat Recovery_A_Achievable Technical Potential | F11 | Industrial | Paper and Printing | New | Process | Natural Gas | Process Heat Recovery | A | Cumulative Summer Peak Savings (MW) | Achievable Technical Potential | 0 | 0 | 0 | 0 | 0 | 0 | 0 | 0 | 0 | 0 | 0 | 0 | 0 | 0 | 0 | 0 | 0 | 0 | 0 | 0 | 0 | 0
F12_Industrial_Paper and Printing_New_Process_Natural Gas_Process Heat Recovery_A_Achievable Technical Potential | F12 | Industrial | Paper and Printing | New | Process | Natural Gas | Process Heat Recovery | A | Cumulative Winter Peak Savings (MW) | Achievable Technical Potential | 0 | 0 | 0 | 0 | 0 | 0 | 0 | 0 | 0 | 0 | 0 | 0 | 0 | 0 | 0 | 0 | 0 | 0 | 0 | 0 | 0 | 0
F13_Industrial_Paper and Printing_New_Process_Natural Gas_Process Heat Recovery_A_Achievable Technical Potential | F13 | Industrial | Paper and Printing | New | Process | Natural Gas | Process Heat Recovery | A | Purchases (Incremental) | Achievable Technical Potential | 0 | 0 | 0.56002 | 0.97735 | 1.3936 | 1.8602 | 2.1413 | 2.2207 | 2.0085 | 1.8155 | 1.5767 | 1.3758 | 1.191 | 1.0366 | 0.87477 | 0.74407 | 0.63062 | 0.56002 | 0.97735 | 1.3936 | 1.8602 | 2.1413
F14_Industrial_Paper and Printing_New_Process_Natural Gas_Process Heat Recovery_A_Achievable Technical Potential | F14 | Industrial | Paper and Printing | New | Process | Natural Gas | Process Heat Recovery | A | Purchases (Cumulative) | Achievable Technical Potential | 0 | 0 | 0.56002 | 1.5374 | 2.931 | 4.7913 | 6.9325 | 9.1532 | 11.1617 | 12.9772 | 14.5539 | 15.9298 | 17.1207 | 18.1573 | 19.0321 | 19.7761 | 20.4068 | 20.4068 | 20.4068 | 20.4068 | 20.4068 | 20.4068
F1_Industrial_Paper and Printing_New_Space Heating_Natural Gas_Building Automation System_A_Achievable Technical Potential | F1 | Industrial | Paper and Printing | New | Space Heating | Natural Gas | Building Automation System | A | Original Unit Energy Savings (kWh or therms) | Achievable Technical Potential | 0 | 0 | 0.01486 | 0.01486 | 0.01486 | 0.01486 | 0.01486 | 0.01486 | 0.01486 | 0.01486 | 0.01486 | 0.01486 | 0.01486 | 0.01486 | 0.01486 | 0.01486 | 0.01486 | 0.01486 | 0.01486 | 0.01486 | 0.01486 | 0.01486
F2_Industrial_Paper and Printing_New_Space Heating_Natural Gas_Building Automation System_A_Achievable Technical Potential | F2 | Industrial | Paper and Printing | New | Space Heating | Natural Gas | Building Automation System | A | Original Unit Summer Peak Savings (kW) | Achievable Technical Potential | 0 | 0 | 0 | 0 | 0 | 0 | 0 | 0 | 0 | 0 | 0 | 0 | 0 | 0 | 0 | 0 | 0 | 0 | 0 | 0 | 0 | 0
F3_Industrial_Paper and Printing_New_Space Heating_Natural Gas_Building Automation System_A_Achievable Technical Potential | F3 | Industrial | Paper and Printing | New | Space Heating | Natural Gas | Building Automation System | A | Original Unit Winter Peak Savings (kW) | Achievable Technical Potential | 0 | 0 | 0 | 0 | 0 | 0 | 0 | 0 | 0 | 0 | 0 | 0 | 0 | 0 | 0 | 0 | 0 | 0 | 0 | 0 | 0 | 0
F4_Industrial_Paper and Printing_New_Space Heating_Natural Gas_Building Automation System_A_Achievable Technical Potential | F4 | Industrial | Paper and Printing | New | Space Heating | Natural Gas | Building Automation System | A | Standalone Impact on Baseline Energy (%) | Achievable Technical Potential | 0% | 0% | 0.01308% | 0.03364% | 0.07001% | 0.128% | 0.2258% | 0.3601% | 0.5418% | 0.7689% | 1.066% | 1.4% | 1.767% | 2.128% | 2.523% | 2.85% | 3.11% | 3.265% | 3.398% | 3.416% | 3.365% | 3.268%
F5_Industrial_Paper and Printing_New_Space Heating_Natural Gas_Building Automation System_A_Achievable Technical Potential | F5 | Industrial | Paper and Printing | New | Space Heating | Natural Gas | Building Automation System | A | Standalone Impact on Baseline Summer Peak (%) | Achievable Technical Potential | bar: 2019 to 2040
F6_Industrial_Paper and Printing_New_Space Heating_Natural Gas_Building Automation System_A_Achievable Technical Potential | F6 | Industrial | Paper and Printing | New | Space Heating | Natural Gas | Building Automation System | A | Standalone Impact on Baseline Winter Peak (%) | Achievable Technical Potential | bar: 2019 to 2040
F7_Industrial_Paper and Printing_New_Space Heating_Natural Gas_Building Automation System_A_Achievable Technical Potential | F7 | Industrial | Paper and Printing | New | Space Heating | Natural Gas | Building Automation System | A | Incremental Energy Savings (MWh or mTherms) | Achievable Technical Potential | 0 | 0 | 0.00047358 | 0.0016521 | 0.0041828 | 0.0090819 | 0.015867 | 0.026188 | 0.040272 | 0.058989 | 0.079205 | 0.10187 | 0.12367 | 0.14314 | 0.15163 | 0.15197 | 0.14156 | 0.12471 | 0.099226 | 0.071989 | 0.04804 | 0.032661
F8_Industrial_Paper and Printing_New_Space Heating_Natural Gas_Building Automation System_A_Achievable Technical Potential | F8 | Industrial | Paper and Printing | New | Space Heating | Natural Gas | Building Automation System | A | Incremental Summer Peak Savings (MW) | Achievable Technical Potential | 0 | 0 | 0 | 0 | 0 | 0 | 0 | 0 | 0 | 0 | 0 | 0 | 0 | 0 | 0 | 0 | 0 | 0 | 0 | 0 | 0 | 0
F9_Industrial_Paper and Printing_New_Space Heating_Natural Gas_Building Automation System_A_Achievable Technical Potential | F9 | Industrial | Paper and Printing | New | Space Heating | Natural Gas | Building Automation System | A | Incremental Winter Peak Savings (MW) | Achievable Technical Potential | 0 | 0 | 0 | 0 | 0 | 0 | 0 | 0 | 0 | 0 | 0 | 0 | 0 | 0 | 0 | 0 | 0 | 0 | 0 | 0 | 0 | 0
F10_Industrial_Paper and Printing_New_Space Heating_Natural Gas_Building Automation System_A_Achievable Technical Potential | F10 | Industrial | Paper and Printing | New | Space Heating | Natural Gas | Building Automation System | A | Cumulative Energy Savings (MWh or mTherms) | Achievable Technical Potential | 0 | 0 | 0.00047358 | 0.0021257 | 0.0063084 | 0.01539 | 0.031258 | 0.057445 | 0.097718 | 0.15671 | 0.23591 | 0.33778 | 0.46146 | 0.6046 | 0.75622 | 0.90819 | 1.0497 | 1.174 | 1.2716 | 1.3394 | 1.3783 | 1.3951
F11_Industrial_Paper and Printing_New_Space Heating_Natural Gas_Building Automation System_A_Achievable Technical Potential | F11 | Industrial | Paper and Printing | New | Space Heating | Natural Gas | Building Automation System | A | Cumulative Summer Peak Savings (MW) | Achievable Technical Potential | 0 | 0 | 0 | 0 | 0 | 0 | 0 | 0 | 0 | 0 | 0 | 0 | 0 | 0 | 0 | 0 | 0 | 0 | 0 | 0 | 0 | 0
F12_Industrial_Paper and Printing_New_Space Heating_Natural Gas_Building Automation System_A_Achievable Technical Potential | F12 | Industrial | Paper and Printing | New | Space Heating | Natural Gas | Building Automation System | A | Cumulative Winter Peak Savings (MW) | Achievable Technical Potential | 0 | 0 | 0 | 0 | 0 | 0 | 0 | 0 | 0 | 0 | 0 | 0 | 0 | 0 | 0 | 0 | 0 | 0 | 0 | 0 | 0 | 0
F13_Industrial_Paper and Printing_New_Space Heating_Natural Gas_Building Automation System_A_Achievable Technical Potential | F13 | Industrial | Paper and Printing | New | Space Heating | Natural Gas | Building Automation System | A | Purchases (Incremental) | Achievable Technical Potential | 0 | 0 | 31.8681 | 111.1726 | 281.4707 | 611.1433 | 1067.7577 | 1762.2344 | 2710.0418 | 3969.4934 | 5329.9151 | 6855.3314 | 8322.3631 | 9632.2703 | 10203.2942 | 10226.4659 | 9525.6371 | 8391.9688 | 6677.2027 | 4844.3234 | 3232.734 | 2197.8761
F14_Industrial_Paper and Printing_New_Space Heating_Natural Gas_Building Automation System_A_Achievable Technical Potential | F14 | Industrial | Paper and Printing | New | Space Heating | Natural Gas | Building Automation System | A | Purchases (Cumulative) | Achievable Technical Potential | 0 | 0 | 31.8681 | 143.0408 | 424.5115 | 1035.6548 | 2103.4125 | 3865.6469 | 6575.6886 | 10545.182 | 15875.0971 | 22730.4285 | 31052.7917 | 40685.0619 | 50888.3561 | 61114.822 | 70640.4591 | 79000.5598 | 85566.5898 | 90129.4426 | 92751.0332 | 93881.1516
F1_Industrial_Paper and Printing_New_Space Heating_Natural Gas_Steam System Efficiency Improvements_A_Achievable Technical Potential | F1 | Industrial | Paper and Printing | New | Space Heating | Natural Gas | Steam System Efficiency Improvements | A | Original Unit Energy Savings (kWh or therms) | Achievable Technical Potential | 0 | 0 | 0.13322 | 0.13322 | 0.13322 | 0.13322 | 0.13322 | 0.13322 | 0.13322 | 0.13322 | 0.13322 | 0.13322 | 0.13322 | 0.13322 | 0.13322 | 0.13322 | 0.13322 | 0.13322 | 0.13322 | 0.13322 | 0.13322 | 0.13322
F2_Industrial_Paper and Printing_New_Space Heating_Natural Gas_Steam System Efficiency Improvements_A_Achievable Technical Potential | F2 | Industrial | Paper and Printing | New | Space Heating | Natural Gas | Steam System Efficiency Improvements | A | Original Unit Summer Peak Savings (kW) | Achievable Technical Potential | 0 | 0 | 0 | 0 | 0 | 0 | 0 | 0 | 0 | 0 | 0 | 0 | 0 | 0 | 0 | 0 | 0 | 0 | 0 | 0 | 0 | 0
F3_Industrial_Paper and Printing_New_Space Heating_Natural Gas_Steam System Efficiency Improvements_A_Achievable Technical Potential | F3 | Industrial | Paper and Printing | New | Space Heating | Natural Gas | Steam System Efficiency Improvements | A | Original Unit Winter Peak Savings (kW) | Achievable Technical Potential | 0 | 0 | 0 | 0 | 0 | 0 | 0 | 0 | 0 | 0 | 0 | 0 | 0 | 0 | 0 | 0 | 0 | 0 | 0 | 0 | 0 | 0
F4_Industrial_Paper and Printing_New_Space Heating_Natural Gas_Steam System Efficiency Improvements_A_Achievable Technical Potential | F4 | Industrial | Paper and Printing | New | Space Heating | Natural Gas | Steam System Efficiency Improvements | A | Standalone Impact on Baseline Energy (%) | Achievable Technical Potential | 0% | 0% | 0.0008309% | 0.002137% | 0.004448% | 0.008129% | 0.01434% | 0.02269% | 0.03367% | 0.04689% | 0.06333% | 0.08071% | 0.09831% | 0.1134% | 0.1271% | 0.1341% | 0.134% | 0.1259% | 0.121% | 0.1155% | 0.1105% | 0.106%
F5_Industrial_Paper and Printing_New_Space Heating_Natural Gas_Steam System Efficiency Improvements_A_Achievable Technical Potential | F5 | Industrial | Paper and Printing | New | Space Heating | Natural Gas | Steam System Efficiency Improvements | A | Standalone Impact on Baseline Summer Peak (%) | Achievable Technical Potential | bar: 2019 to 2040
F6_Industrial_Paper and Printing_New_Space Heating_Natural Gas_Steam System Efficiency Improvements_A_Achievable Technical Potential | F6 | Industrial | Paper and Printing | New | Space Heating | Natural Gas | Steam System Efficiency Improvements | A | Standalone Impact on Baseline Winter Peak (%) | Achievable Technical Potential | bar: 2019 to 2040
F7_Industrial_Paper and Printing_New_Space Heating_Natural Gas_Steam System Efficiency Improvements_A_Achievable Technical Potential | F7 | Industrial | Paper and Printing | New | Space Heating | Natural Gas | Steam System Efficiency Improvements | A | Incremental Energy Savings (MWh or mTherms) | Achievable Technical Potential | 0 | 0 | 3.0089e-05 | 0.00010497 | 0.00026575 | 0.00057702 | 0.0010081 | 0.0016638 | 0.0025587 | 0.0037479 | 0.0050323 | 0.0064726 | 0.0078577 | 0.0090944 | 0.0096336 | 0.0096555 | 0.0089938 | 0.0079234 | 0.0091994 | 0.0098993 | 0.010232 | 0.010002
F8_Industrial_Paper and Printing_New_Space Heating_Natural Gas_Steam System Efficiency Improvements_A_Achievable Technical Potential | F8 | Industrial | Paper and Printing | New | Space Heating | Natural Gas | Steam System Efficiency Improvements | A | Incremental Summer Peak Savings (MW) | Achievable Technical Potential | 0 | 0 | 0 | 0 | 0 | 0 | 0 | 0 | 0 | 0 | 0 | 0 | 0 | 0 | 0 | 0 | 0 | 0 | 0 | 0 | 0 | 0
F9_Industrial_Paper and Printing_New_Space Heating_Natural Gas_Steam System Efficiency Improvements_A_Achievable Technical Potential | F9 | Industrial | Paper and Printing | New | Space Heating | Natural Gas | Steam System Efficiency Improvements | A | Incremental Winter Peak Savings (MW) | Achievable Technical Potential | 0 | 0 | 0 | 0 | 0 | 0 | 0 | 0 | 0 | 0 | 0 | 0 | 0 | 0 | 0 | 0 | 0 | 0 | 0 | 0 | 0 | 0
F10_Industrial_Paper and Printing_New_Space Heating_Natural Gas_Steam System Efficiency Improvements_A_Achievable Technical Potential | F10 | Industrial | Paper and Printing | New | Space Heating | Natural Gas | Steam System Efficiency Improvements | A | Cumulative Energy Savings (MWh or mTherms) | Achievable Technical Potential | 0 | 0 | 3.0089e-05 | 0.00013505 | 0.00040081 | 0.00097783 | 0.001986 | 0.0036197 | 0.0060735 | 0.0095556 | 0.014011 | 0.019475 | 0.025669 | 0.032205 | 0.038091 | 0.042714 | 0.045235 | 0.045271 | 0.045271 | 0.045271 | 0.045271 | 0.045271
F11_Industrial_Paper and Printing_New_Space Heating_Natural Gas_Steam System Efficiency Improvements_A_Achievable Technical Potential | F11 | Industrial | Paper and Printing | New | Space Heating | Natural Gas | Steam System Efficiency Improvements | A | Cumulative Summer Peak Savings (MW) | Achievable Technical Potential | 0 | 0 | 0 | 0 | 0 | 0 | 0 | 0 | 0 | 0 | 0 | 0 | 0 | 0 | 0 | 0 | 0 | 0 | 0 | 0 | 0 | 0
F12_Industrial_Paper and Printing_New_Space Heating_Natural Gas_Steam System Efficiency Improvements_A_Achievable Technical Potential | F12 | Industrial | Paper and Printing | New | Space Heating | Natural Gas | Steam System Efficiency Improvements | A | Cumulative Winter Peak Savings (MW) | Achievable Technical Potential | 0 | 0 | 0 | 0 | 0 | 0 | 0 | 0 | 0 | 0 | 0 | 0 | 0 | 0 | 0 | 0 | 0 | 0 | 0 | 0 | 0 | 0
F13_Industrial_Paper and Printing_New_Space Heating_Natural Gas_Steam System Efficiency Improvements_A_Achievable Technical Potential | F13 | Industrial | Paper and Printing | New | Space Heating | Natural Gas | Steam System Efficiency Improvements | A | Purchases (Incremental) | Achievable Technical Potential | 0 | 0 | 0.22585 | 0.78789 | 1.9948 | 4.3312 | 7.5673 | 12.4892 | 19.2064 | 28.1323 | 37.7738 | 48.5846 | 58.9816 | 68.2651 | 72.312 | 72.4762 | 67.5094 | 59.4749 | 69.053 | 74.3068 | 76.8075 | 75.0767
F14_Industrial_Paper and Printing_New_Space Heating_Natural Gas_Steam System Efficiency Improvements_A_Achievable Technical Potential | F14 | Industrial | Paper and Printing | New | Space Heating | Natural Gas | Steam System Efficiency Improvements | A | Purchases (Cumulative) | Achievable Technical Potential | 0 | 0 | 0.22585 | 1.0137 | 3.0086 | 7.3398 | 14.9071 | 27.1705 | 45.589 | 71.7264 | 105.1689 | 146.1862 | 192.6786 | 241.7373 | 285.917 | 320.6195 | 339.5442 | 339.8117 | 339.8117 | 339.8117 | 339.8117 | 339.8117
F1_Industrial_Paper and Printing_New_Process_Natural Gas_Steam System Efficiency Improvements_A_Achievable Technical Potential | F1 | Industrial | Paper and Printing | New | Process | Natural Gas | Steam System Efficiency Improvements | A | Original Unit Energy Savings (kWh or therms) | Achievable Technical Potential | 0 | 0 | 0.076988 | 0.076988 | 0.076988 | 0.076988 | 0.076988 | 0.076988 | 0.076988 | 0.076988 | 0.076988 | 0.076988 | 0.076988 | 0.076988 | 0.076988 | 0.076988 | 0.076988 | 0.076988 | 0.076988 | 0.076988 | 0.076988 | 0.076988
F2_Industrial_Paper and Printing_New_Process_Natural Gas_Steam System Efficiency Improvements_A_Achievable Technical Potential | F2 | Industrial | Paper and Printing | New | Process | Natural Gas | Steam System Efficiency Improvements | A | Original Unit Summer Peak Savings (kW) | Achievable Technical Potential | 0 | 0 | 0 | 0 | 0 | 0 | 0 | 0 | 0 | 0 | 0 | 0 | 0 | 0 | 0 | 0 | 0 | 0 | 0 | 0 | 0 | 0
F3_Industrial_Paper and Printing_New_Process_Natural Gas_Steam System Efficiency Improvements_A_Achievable Technical Potential | F3 | Industrial | Paper and Printing | New | Process | Natural Gas | Steam System Efficiency Improvements | A | Original Unit Winter Peak Savings (kW) | Achievable Technical Potential | 0 | 0 | 0 | 0 | 0 | 0 | 0 | 0 | 0 | 0 | 0 | 0 | 0 | 0 | 0 | 0 | 0 | 0 | 0 | 0 | 0 | 0
F4_Industrial_Paper and Printing_New_Process_Natural Gas_Steam System Efficiency Improvements_A_Achievable Technical Potential | F4 | Industrial | Paper and Printing | New | Process | Natural Gas | Steam System Efficiency Improvements | A | Standalone Impact on Baseline Energy (%) | Achievable Technical Potential | 0% | 0% | 9.514e-07% | 2.447e-06% | 5.092e-06% | 9.308e-06% | 1.642e-05% | 2.598e-05% | 3.855e-05% | 5.368e-05% | 7.25e-05% | 9.24e-05% | 0.0001126% | 0.0001298% | 0.0001455% | 0.0001535% | 0.0001534% | 0.0001441% | 0.0001385% | 0.0001322% | 0.0001266% | 0.0001214%
F5_Industrial_Paper and Printing_New_Process_Natural Gas_Steam System Efficiency Improvements_A_Achievable Technical Potential | F5 | Industrial | Paper and Printing | New | Process | Natural Gas | Steam System Efficiency Improvements | A | Standalone Impact on Baseline Summer Peak (%) | Achievable Technical Potential | bar: 2019 to 2040
F6_Industrial_Paper and Printing_New_Process_Natural Gas_Steam System Efficiency Improvements_A_Achievable Technical Potential | F6 | Industrial | Paper and Printing | New | Process | Natural Gas | Steam System Efficiency Improvements | A | Standalone Impact on Baseline Winter Peak (%) | Achievable Technical Potential | bar: 2019 to 2040
F7_Industrial_Paper and Printing_New_Process_Natural Gas_Steam System Efficiency Improvements_A_Achievable Technical Potential | F7 | Industrial | Paper and Printing | New | Process | Natural Gas | Steam System Efficiency Improvements | A | Incremental Energy Savings (MWh or mTherms) | Achievable Technical Potential | 0 | 0 | 1.6848e-07 | 5.8775e-07 | 1.4881e-06 | 3.231e-06 | 5.645e-06 | 9.3165e-06 | 1.4327e-05 | 2.0986e-05 | 2.8178e-05 | 3.6243e-05 | 4.3999e-05 | 5.0924e-05 | 5.3943e-05 | 5.4065e-05 | 5.036e-05 | 4.4366e-05 | 5.1511e-05 | 5.5431e-05 | 5.7296e-05 | 5.6005e-05
F8_Industrial_Paper and Printing_New_Process_Natural Gas_Steam System Efficiency Improvements_A_Achievable Technical Potential | F8 | Industrial | Paper and Printing | New | Process | Natural Gas | Steam System Efficiency Improvements | A | Incremental Summer Peak Savings (MW) | Achievable Technical Potential | 0 | 0 | 0 | 0 | 0 | 0 | 0 | 0 | 0 | 0 | 0 | 0 | 0 | 0 | 0 | 0 | 0 | 0 | 0 | 0 | 0 | 0
F9_Industrial_Paper and Printing_New_Process_Natural Gas_Steam System Efficiency Improvements_A_Achievable Technical Potential | F9 | Industrial | Paper and Printing | New | Process | Natural Gas | Steam System Efficiency Improvements | A | Incremental Winter Peak Savings (MW) | Achievable Technical Potential | 0 | 0 | 0 | 0 | 0 | 0 | 0 | 0 | 0 | 0 | 0 | 0 | 0 | 0 | 0 | 0 | 0 | 0 | 0 | 0 | 0 | 0
F10_Industrial_Paper and Printing_New_Process_Natural Gas_Steam System Efficiency Improvements_A_Achievable Technical Potential | F10 | Industrial | Paper and Printing | New | Process | Natural Gas | Steam System Efficiency Improvements | A | Cumulative Energy Savings (MWh or mTherms) | Achievable Technical Potential | 0 | 0 | 1.6848e-07 | 7.5623e-07 | 2.2443e-06 | 5.4753e-06 | 1.112e-05 | 2.0268e-05 | 3.4008e-05 | 5.3506e-05 | 7.8453e-05 | 0.00010905 | 0.00014373 | 0.00018033 | 0.00021329 | 0.00023917 | 0.00025329 | 0.00025349 | 0.00025349 | 0.00025349 | 0.00025349 | 0.00025349
F11_Industrial_Paper and Printing_New_Process_Natural Gas_Steam System Efficiency Improvements_A_Achievable Technical Potential | F11 | Industrial | Paper and Printing | New | Process | Natural Gas | Steam System Efficiency Improvements | A | Cumulative Summer Peak Savings (MW) | Achievable Technical Potential | 0 | 0 | 0 | 0 | 0 | 0 | 0 | 0 | 0 | 0 | 0 | 0 | 0 | 0 | 0 | 0 | 0 | 0 | 0 | 0 | 0 | 0
F12_Industrial_Paper and Printing_New_Process_Natural Gas_Steam System Efficiency Improvements_A_Achievable Technical Potential | F12 | Industrial | Paper and Printing | New | Process | Natural Gas | Steam System Efficiency Improvements | A | Cumulative Winter Peak Savings (MW) | Achievable Technical Potential | 0 | 0 | 0 | 0 | 0 | 0 | 0 | 0 | 0 | 0 | 0 | 0 | 0 | 0 | 0 | 0 | 0 | 0 | 0 | 0 | 0 | 0
F13_Industrial_Paper and Printing_New_Process_Natural Gas_Steam System Efficiency Improvements_A_Achievable Technical Potential | F13 | Industrial | Paper and Printing | New | Process | Natural Gas | Steam System Efficiency Improvements | A | Purchases (Incremental) | Achievable Technical Potential | 0 | 0 | 0.0021884 | 0.0076342 | 0.019329 | 0.041967 | 0.073323 | 0.12101 | 0.1861 | 0.27258 | 0.366 | 0.47075 | 0.5715 | 0.66145 | 0.70066 | 0.70225 | 0.65412 | 0.57628 | 0.66908 | 0.71999 | 0.74422 | 0.72745
F14_Industrial_Paper and Printing_New_Process_Natural Gas_Steam System Efficiency Improvements_A_Achievable Technical Potential | F14 | Industrial | Paper and Printing | New | Process | Natural Gas | Steam System Efficiency Improvements | A | Purchases (Cumulative) | Achievable Technical Potential | 0 | 0 | 0.0021884 | 0.0098226 | 0.029151 | 0.071118 | 0.14444 | 0.26327 | 0.44173 | 0.69499 | 1.019 | 1.4165 | 1.8669 | 2.3423 | 2.7704 | 3.1066 | 3.29 | 3.2926 | 3.2926 | 3.2926 | 3.2926 | 3.2926
F1_Industrial_Paper and Printing_New_Space Heating_Natural Gas_Strategic Energy Management_A_Achievable Technical Potential | F1 | Industrial | Paper and Printing | New | Space Heating | Natural Gas | Strategic Energy Management | A | Original Unit Energy Savings (kWh or therms) | Achievable Technical Potential | 0 | 0 | 53.9469 | 53.9469 | 53.9469 | 53.9469 | 53.9469 | 53.9469 | 53.9469 | 53.9469 | 53.9469 | 53.9469 | 53.9469 | 53.9469 | 53.9469 | 53.9469 | 53.9469 | 53.9469 | 53.9469 | 53.9469 | 53.9469 | 53.9469
F2_Industrial_Paper and Printing_New_Space Heating_Natural Gas_Strategic Energy Management_A_Achievable Technical Potential | F2 | Industrial | Paper and Printing | New | Space Heating | Natural Gas | Strategic Energy Management | A | Original Unit Summer Peak Savings (kW) | Achievable Technical Potential | 0 | 0 | 0 | 0 | 0 | 0 | 0 | 0 | 0 | 0 | 0 | 0 | 0 | 0 | 0 | 0 | 0 | 0 | 0 | 0 | 0 | 0
F3_Industrial_Paper and Printing_New_Space Heating_Natural Gas_Strategic Energy Management_A_Achievable Technical Potential | F3 | Industrial | Paper and Printing | New | Space Heating | Natural Gas | Strategic Energy Management | A | Original Unit Winter Peak Savings (kW) | Achievable Technical Potential | 0 | 0 | 0 | 0 | 0 | 0 | 0 | 0 | 0 | 0 | 0 | 0 | 0 | 0 | 0 | 0 | 0 | 0 | 0 | 0 | 0 | 0
F4_Industrial_Paper and Printing_New_Space Heating_Natural Gas_Strategic Energy Management_A_Achievable Technical Potential | F4 | Industrial | Paper and Printing | New | Space Heating | Natural Gas | Strategic Energy Management | A | Standalone Impact on Baseline Energy (%) | Achievable Technical Potential | 0% | 0% | 0.08224% | 0.1294% | 0.173% | 0.2118% | 0.2663% | 0.2946% | 0.314% | 0.3238% | 0.3358% | 0.3429% | 0.3489% | 0.3507% | 0.3588% | 0.3626% | 0.3657% | 0.3575% | 0.3495% | 0.334% | 0.3198% | 0.3067%
F5_Industrial_Paper and Printing_New_Space Heating_Natural Gas_Strategic Energy Management_A_Achievable Technical Potential | F5 | Industrial | Paper and Printing | New | Space Heating | Natural Gas | Strategic Energy Management | A | Standalone Impact on Baseline Summer Peak (%) | Achievable Technical Potential | bar: 2019 to 2040
F6_Industrial_Paper and Printing_New_Space Heating_Natural Gas_Strategic Energy Management_A_Achievable Technical Potential | F6 | Industrial | Paper and Printing | New | Space Heating | Natural Gas | Strategic Energy Management | A | Standalone Impact on Baseline Winter Peak (%) | Achievable Technical Potential | bar: 2019 to 2040
F7_Industrial_Paper and Printing_New_Space Heating_Natural Gas_Strategic Energy Management_A_Achievable Technical Potential | F7 | Industrial | Paper and Printing | New | Space Heating | Natural Gas | Strategic Energy Management | A | Incremental Energy Savings (MWh or mTherms) | Achievable Technical Potential | 0 | 0 | 0.0029779 | 0.0051969 | 0.0074105 | 0.0098917 | 0.011386 | 0.01312 | 0.014833 | 0.01676 | 0.018195 | 0.019845 | 0.021473 | 0.023362 | 0.024645 | 0.026203 | 0.02776 | 0.029572 | 0.03077 | 0.032245 | 0.036094 | 0.039146
F8_Industrial_Paper and Printing_New_Space Heating_Natural Gas_Strategic Energy Management_A_Achievable Technical Potential | F8 | Industrial | Paper and Printing | New | Space Heating | Natural Gas | Strategic Energy Management | A | Incremental Summer Peak Savings (MW) | Achievable Technical Potential | 0 | 0 | 0 | 0 | 0 | 0 | 0 | 0 | 0 | 0 | 0 | 0 | 0 | 0 | 0 | 0 | 0 | 0 | 0 | 0 | 0 | 0
F9_Industrial_Paper and Printing_New_Space Heating_Natural Gas_Strategic Energy Management_A_Achievable Technical Potential | F9 | Industrial | Paper and Printing | New | Space Heating | Natural Gas | Strategic Energy Management | A | Incremental Winter Peak Savings (MW) | Achievable Technical Potential | 0 | 0 | 0 | 0 | 0 | 0 | 0 | 0 | 0 | 0 | 0 | 0 | 0 | 0 | 0 | 0 | 0 | 0 | 0 | 0 | 0 | 0
F10_Industrial_Paper and Printing_New_Space Heating_Natural Gas_Strategic Energy Management_A_Achievable Technical Potential | F10 | Industrial | Paper and Printing | New | Space Heating | Natural Gas | Strategic Energy Management | A | Cumulative Energy Savings (MWh or mTherms) | Achievable Technical Potential | 0 | 0 | 0.0029779 | 0.0081748 | 0.015585 | 0.025477 | 0.036863 | 0.047005 | 0.056642 | 0.065991 | 0.074294 | 0.082753 | 0.091106 | 0.099635 | 0.10752 | 0.11553 | 0.12344 | 0.12856 | 0.13077 | 0.13096 | 0.13096 | 0.13096
F11_Industrial_Paper and Printing_New_Space Heating_Natural Gas_Strategic Energy Management_A_Achievable Technical Potential | F11 | Industrial | Paper and Printing | New | Space Heating | Natural Gas | Strategic Energy Management | A | Cumulative Summer Peak Savings (MW) | Achievable Technical Potential | 0 | 0 | 0 | 0 | 0 | 0 | 0 | 0 | 0 | 0 | 0 | 0 | 0 | 0 | 0 | 0 | 0 | 0 | 0 | 0 | 0 | 0
F12_Industrial_Paper and Printing_New_Space Heating_Natural Gas_Strategic Energy Management_A_Achievable Technical Potential | F12 | Industrial | Paper and Printing | New | Space Heating | Natural Gas | Strategic Energy Management | A | Cumulative Winter Peak Savings (MW) | Achievable Technical Potential | 0 | 0 | 0 | 0 | 0 | 0 | 0 | 0 | 0 | 0 | 0 | 0 | 0 | 0 | 0 | 0 | 0 | 0 | 0 | 0 | 0 | 0
F13_Industrial_Paper and Printing_New_Space Heating_Natural Gas_Strategic Energy Management_A_Achievable Technical Potential | F13 | Industrial | Paper and Printing | New | Space Heating | Natural Gas | Strategic Energy Management | A | Purchases (Incremental) | Achievable Technical Potential | 0 | 0 | 0.0552 | 0.096334 | 0.13737 | 0.18336 | 0.21106 | 0.24321 | 0.27496 | 0.31067 | 0.33727 | 0.36786 | 0.39805 | 0.43307 | 0.45683 | 0.48572 | 0.51458 | 0.54818 | 0.57037 | 0.59772 | 0.66907 | 0.72563
F14_Industrial_Paper and Printing_New_Space Heating_Natural Gas_Strategic Energy Management_A_Achievable Technical Potential | F14 | Industrial | Paper and Printing | New | Space Heating | Natural Gas | Strategic Energy Management | A | Purchases (Cumulative) | Achievable Technical Potential | 0 | 0 | 0.0552 | 0.15153 | 0.2889 | 0.47226 | 0.68332 | 0.87133 | 1.05 | 1.2233 | 1.3772 | 1.534 | 1.6888 | 1.8469 | 1.9931 | 2.1415 | 2.2882 | 2.3832 | 2.4241 | 2.4277 | 2.4277 | 2.4277
F1_Industrial_Paper and Printing_New_Process_Natural Gas_Strategic Energy Management_A_Achievable Technical Potential | F1 | Industrial | Paper and Printing | New | Process | Natural Gas | Strategic Energy Management | A | Original Unit Energy Savings (kWh or therms) | Achievable Technical Potential | 0 | 0 | 56.8877 | 56.8877 | 56.8877 | 56.8877 | 56.8877 | 56.8877 | 56.8877 | 56.8877 | 56.8877 | 56.8877 | 56.8877 | 56.8877 | 56.8877 | 56.8877 | 56.8877 | 56.8877 | 56.8877 | 56.8877 | 56.8877 | 56.8877
F2_Industrial_Paper and Printing_New_Process_Natural Gas_Strategic Energy Management_A_Achievable Technical Potential | F2 | Industrial | Paper and Printing | New | Process | Natural Gas | Strategic Energy Management | A | Original Unit Summer Peak Savings (kW) | Achievable Technical Potential | 0 | 0 | 0 | 0 | 0 | 0 | 0 | 0 | 0 | 0 | 0 | 0 | 0 | 0 | 0 | 0 | 0 | 0 | 0 | 0 | 0 | 0
F3_Industrial_Paper and Printing_New_Process_Natural Gas_Strategic Energy Management_A_Achievable Technical Potential | F3 | Industrial | Paper and Printing | New | Process | Natural Gas | Strategic Energy Management | A | Original Unit Winter Peak Savings (kW) | Achievable Technical Potential | 0 | 0 | 0 | 0 | 0 | 0 | 0 | 0 | 0 | 0 | 0 | 0 | 0 | 0 | 0 | 0 | 0 | 0 | 0 | 0 | 0 | 0
F4_Industrial_Paper and Printing_New_Process_Natural Gas_Strategic Energy Management_A_Achievable Technical Potential | F4 | Industrial | Paper and Printing | New | Process | Natural Gas | Strategic Energy Management | A | Standalone Impact on Baseline Energy (%) | Achievable Technical Potential | 0% | 0% | 0.08224% | 0.1294% | 0.173% | 0.2118% | 0.2663% | 0.2946% | 0.314% | 0.3238% | 0.3358% | 0.3429% | 0.3489% | 0.3507% | 0.3588% | 0.3626% | 0.3657% | 0.3575% | 0.3495% | 0.334% | 0.3198% | 0.3067%
F5_Industrial_Paper and Printing_New_Process_Natural Gas_Strategic Energy Management_A_Achievable Technical Potential | F5 | Industrial | Paper and Printing | New | Process | Natural Gas | Strategic Energy Management | A | Standalone Impact on Baseline Summer Peak (%) | Achievable Technical Potential | bar: 2019 to 2040
F6_Industrial_Paper and Printing_New_Process_Natural Gas_Strategic Energy Management_A_Achievable Technical Potential | F6 | Industrial | Paper and Printing | New | Process | Natural Gas | Strategic Energy Management | A | Standalone Impact on Baseline Winter Peak (%) | Achievable Technical Potential | bar: 2019 to 2040
F7_Industrial_Paper and Printing_New_Process_Natural Gas_Strategic Energy Management_A_Achievable Technical Potential | F7 | Industrial | Paper and Printing | New | Process | Natural Gas | Strategic Energy Management | A | Incremental Energy Savings (MWh or mTherms) | Achievable Technical Potential | 0 | 0 | 0.014564 | 0.025417 | 0.036243 | 0.048377 | 0.055685 | 0.064169 | 0.072545 | 0.081968 | 0.088985 | 0.097057 | 0.10502 | 0.11426 | 0.12053 | 0.12815 | 0.13577 | 0.14463 | 0.15049 | 0.1577 | 0.17653 | 0.19145
F8_Industrial_Paper and Printing_New_Process_Natural Gas_Strategic Energy Management_A_Achievable Technical Potential | F8 | Industrial | Paper and Printing | New | Process | Natural Gas | Strategic Energy Management | A | Incremental Summer Peak Savings (MW) | Achievable Technical Potential | 0 | 0 | 0 | 0 | 0 | 0 | 0 | 0 | 0 | 0 | 0 | 0 | 0 | 0 | 0 | 0 | 0 | 0 | 0 | 0 | 0 | 0
F9_Industrial_Paper and Printing_New_Process_Natural Gas_Strategic Energy Management_A_Achievable Technical Potential | F9 | Industrial | Paper and Printing | New | Process | Natural Gas | Strategic Energy Management | A | Incremental Winter Peak Savings (MW) | Achievable Technical Potential | 0 | 0 | 0 | 0 | 0 | 0 | 0 | 0 | 0 | 0 | 0 | 0 | 0 | 0 | 0 | 0 | 0 | 0 | 0 | 0 | 0 | 0
F10_Industrial_Paper and Printing_New_Process_Natural Gas_Strategic Energy Management_A_Achievable Technical Potential | F10 | Industrial | Paper and Printing | New | Process | Natural Gas | Strategic Energy Management | A | Cumulative Energy Savings (MWh or mTherms) | Achievable Technical Potential | 0 | 0 | 0.014564 | 0.039981 | 0.076224 | 0.1246 | 0.18029 | 0.22989 | 0.27702 | 0.32274 | 0.36335 | 0.40472 | 0.44558 | 0.48729 | 0.52585 | 0.56502 | 0.60373 | 0.62877 | 0.63958 | 0.64051 | 0.64051 | 0.64051
F11_Industrial_Paper and Printing_New_Process_Natural Gas_Strategic Energy Management_A_Achievable Technical Potential | F11 | Industrial | Paper and Printing | New | Process | Natural Gas | Strategic Energy Management | A | Cumulative Summer Peak Savings (MW) | Achievable Technical Potential | 0 | 0 | 0 | 0 | 0 | 0 | 0 | 0 | 0 | 0 | 0 | 0 | 0 | 0 | 0 | 0 | 0 | 0 | 0 | 0 | 0 | 0
F12_Industrial_Paper and Printing_New_Process_Natural Gas_Strategic Energy Management_A_Achievable Technical Potential | F12 | Industrial | Paper and Printing | New | Process | Natural Gas | Strategic Energy Management | A | Cumulative Winter Peak Savings (MW) | Achievable Technical Potential | 0 | 0 | 0 | 0 | 0 | 0 | 0 | 0 | 0 | 0 | 0 | 0 | 0 | 0 | 0 | 0 | 0 | 0 | 0 | 0 | 0 | 0
F13_Industrial_Paper and Printing_New_Process_Natural Gas_Strategic Energy Management_A_Achievable Technical Potential | F13 | Industrial | Paper and Printing | New | Process | Natural Gas | Strategic Energy Management | A | Purchases (Incremental) | Achievable Technical Potential | 0 | 0 | 0.25601 | 0.44679 | 0.6371 | 0.8504 | 0.97886 | 1.128 | 1.2752 | 1.4409 | 1.5642 | 1.7061 | 1.8461 | 2.0085 | 2.1187 | 2.2527 | 2.3866 | 2.5424 | 2.6453 | 2.7722 | 3.1031 | 3.3654
F14_Industrial_Paper and Printing_New_Process_Natural Gas_Strategic Energy Management_A_Achievable Technical Potential | F14 | Industrial | Paper and Printing | New | Process | Natural Gas | Strategic Energy Management | A | Purchases (Cumulative) | Achievable Technical Potential | 0 | 0 | 0.25601 | 0.7028 | 1.3399 | 2.1903 | 3.1692 | 4.0411 | 4.8696 | 5.6734 | 6.3872 | 7.1144 | 7.8326 | 8.5658 | 9.2437 | 9.9322 | 10.6126 | 11.0529 | 11.2429 | 11.2592 | 11.2592 | 11.2592
F1_Industrial_Paper and Printing_New_Miscellaneous_Natural Gas_Strategic Energy Management_A_Achievable Technical Potential | F1 | Industrial | Paper and Printing | New | Miscellaneous | Natural Gas | Strategic Energy Management | A | Original Unit Energy Savings (kWh or therms) | Achievable Technical Potential | 0 | 0 | 18.0192 | 18.0192 | 18.0192 | 18.0192 | 18.0192 | 18.0192 | 18.0192 | 18.0192 | 18.0192 | 18.0192 | 18.0192 | 18.0192 | 18.0192 | 18.0192 | 18.0192 | 18.0192 | 18.0192 | 18.0192 | 18.0192 | 18.0192
F2_Industrial_Paper and Printing_New_Miscellaneous_Natural Gas_Strategic Energy Management_A_Achievable Technical Potential | F2 | Industrial | Paper and Printing | New | Miscellaneous | Natural Gas | Strategic Energy Management | A | Original Unit Summer Peak Savings (kW) | Achievable Technical Potential | 0 | 0 | 0 | 0 | 0 | 0 | 0 | 0 | 0 | 0 | 0 | 0 | 0 | 0 | 0 | 0 | 0 | 0 | 0 | 0 | 0 | 0
F3_Industrial_Paper and Printing_New_Miscellaneous_Natural Gas_Strategic Energy Management_A_Achievable Technical Potential | F3 | Industrial | Paper and Printing | New | Miscellaneous | Natural Gas | Strategic Energy Management | A | Original Unit Winter Peak Savings (kW) | Achievable Technical Potential | 0 | 0 | 0 | 0 | 0 | 0 | 0 | 0 | 0 | 0 | 0 | 0 | 0 | 0 | 0 | 0 | 0 | 0 | 0 | 0 | 0 | 0
F4_Industrial_Paper and Printing_New_Miscellaneous_Natural Gas_Strategic Energy Management_A_Achievable Technical Potential | F4 | Industrial | Paper and Printing | New | Miscellaneous | Natural Gas | Strategic Energy Management | A | Standalone Impact on Baseline Energy (%) | Achievable Technical Potential | 0% | 0% | 0.08224% | 0.1294% | 0.173% | 0.2118% | 0.2663% | 0.2946% | 0.314% | 0.3238% | 0.3358% | 0.3429% | 0.3489% | 0.3507% | 0.3588% | 0.3626% | 0.3657% | 0.3575% | 0.3495% | 0.334% | 0.3198% | 0.3067%
F5_Industrial_Paper and Printing_New_Miscellaneous_Natural Gas_Strategic Energy Management_A_Achievable Technical Potential | F5 | Industrial | Paper and Printing | New | Miscellaneous | Natural Gas | Strategic Energy Management | A | Standalone Impact on Baseline Summer Peak (%) | Achievable Technical Potential | bar: 2019 to 2040
F6_Industrial_Paper and Printing_New_Miscellaneous_Natural Gas_Strategic Energy Management_A_Achievable Technical Potential | F6 | Industrial | Paper and Printing | New | Miscellaneous | Natural Gas | Strategic Energy Management | A | Standalone Impact on Baseline Winter Peak (%) | Achievable Technical Potential | bar: 2019 to 2040
F7_Industrial_Paper and Printing_New_Miscellaneous_Natural Gas_Strategic Energy Management_A_Achievable Technical Potential | F7 | Industrial | Paper and Printing | New | Miscellaneous | Natural Gas | Strategic Energy Management | A | Incremental Energy Savings (MWh or mTherms) | Achievable Technical Potential | 0 | 0 | 0.0011533 | 0.0020127 | 0.00287 | 0.0038309 | 0.0044096 | 0.0050814 | 0.0057447 | 0.0064908 | 0.0070465 | 0.0076857 | 0.0083164 | 0.0090479 | 0.0095445 | 0.010148 | 0.010751 | 0.011453 | 0.011917 | 0.012488 | 0.013979 | 0.015161
F8_Industrial_Paper and Printing_New_Miscellaneous_Natural Gas_Strategic Energy Management_A_Achievable Technical Potential | F8 | Industrial | Paper and Printing | New | Miscellaneous | Natural Gas | Strategic Energy Management | A | Incremental Summer Peak Savings (MW) | Achievable Technical Potential | 0 | 0 | 0 | 0 | 0 | 0 | 0 | 0 | 0 | 0 | 0 | 0 | 0 | 0 | 0 | 0 | 0 | 0 | 0 | 0 | 0 | 0
F9_Industrial_Paper and Printing_New_Miscellaneous_Natural Gas_Strategic Energy Management_A_Achievable Technical Potential | F9 | Industrial | Paper and Printing | New | Miscellaneous | Natural Gas | Strategic Energy Management | A | Incremental Winter Peak Savings (MW) | Achievable Technical Potential | 0 | 0 | 0 | 0 | 0 | 0 | 0 | 0 | 0 | 0 | 0 | 0 | 0 | 0 | 0 | 0 | 0 | 0 | 0 | 0 | 0 | 0
F10_Industrial_Paper and Printing_New_Miscellaneous_Natural Gas_Strategic Energy Management_A_Achievable Technical Potential | F10 | Industrial | Paper and Printing | New | Miscellaneous | Natural Gas | Strategic Energy Management | A | Cumulative Energy Savings (MWh or mTherms) | Achievable Technical Potential | 0 | 0 | 0.0011533 | 0.003166 | 0.006036 | 0.0098668 | 0.014276 | 0.018205 | 0.021937 | 0.025557 | 0.028773 | 0.032049 | 0.035284 | 0.038587 | 0.041641 | 0.044742 | 0.047808 | 0.049791 | 0.050647 | 0.050721 | 0.050721 | 0.050721
F11_Industrial_Paper and Printing_New_Miscellaneous_Natural Gas_Strategic Energy Management_A_Achievable Technical Potential | F11 | Industrial | Paper and Printing | New | Miscellaneous | Natural Gas | Strategic Energy Management | A | Cumulative Summer Peak Savings (MW) | Achievable Technical Potential | 0 | 0 | 0 | 0 | 0 | 0 | 0 | 0 | 0 | 0 | 0 | 0 | 0 | 0 | 0 | 0 | 0 | 0 | 0 | 0 | 0 | 0
F12_Industrial_Paper and Printing_New_Miscellaneous_Natural Gas_Strategic Energy Management_A_Achievable Technical Potential | F12 | Industrial | Paper and Printing | New | Miscellaneous | Natural Gas | Strategic Energy Management | A | Cumulative Winter Peak Savings (MW) | Achievable Technical Potential | 0 | 0 | 0 | 0 | 0 | 0 | 0 | 0 | 0 | 0 | 0 | 0 | 0 | 0 | 0 | 0 | 0 | 0 | 0 | 0 | 0 | 0
F13_Industrial_Paper and Printing_New_Miscellaneous_Natural Gas_Strategic Energy Management_A_Achievable Technical Potential | F13 | Industrial | Paper and Printing | New | Miscellaneous | Natural Gas | Strategic Energy Management | A | Purchases (Incremental) | Achievable Technical Potential | 0 | 0 | 0.064003 | 0.1117 | 0.15927 | 0.2126 | 0.24472 | 0.282 | 0.31881 | 0.36022 | 0.39106 | 0.42653 | 0.46153 | 0.50213 | 0.52968 | 0.56317 | 0.59664 | 0.6356 | 0.66133 | 0.69304 | 0.77578 | 0.84136
F14_Industrial_Paper and Printing_New_Miscellaneous_Natural Gas_Strategic Energy Management_A_Achievable Technical Potential | F14 | Industrial | Paper and Printing | New | Miscellaneous | Natural Gas | Strategic Energy Management | A | Purchases (Cumulative) | Achievable Technical Potential | 0 | 0 | 0.064003 | 0.1757 | 0.33497 | 0.54757 | 0.79229 | 1.0103 | 1.2174 | 1.4183 | 1.5968 | 1.7786 | 1.9581 | 2.1415 | 2.3109 | 2.483 | 2.6532 | 2.7632 | 2.8107 | 2.8148 | 2.8148 | 2.8148
F1_Industrial_Paper and Printing_New_Space Heating_Natural Gas_Commissioning_A_Achievable Technical Potential | F1 | Industrial | Paper and Printing | New | Space Heating | Natural Gas | Commissioning | A | Original Unit Energy Savings (kWh or therms) | Achievable Technical Potential | 0 | 0 | 64.9213 | 64.9213 | 64.9213 | 64.9213 | 64.9213 | 64.9213 | 64.9213 | 64.9213 | 64.9213 | 64.9213 | 64.9213 | 64.9213 | 64.9213 | 64.9213 | 64.9213 | 64.9213 | 64.9213 | 64.9213 | 64.9213 | 64.9213
F2_Industrial_Paper and Printing_New_Space Heating_Natural Gas_Commissioning_A_Achievable Technical Potential | F2 | Industrial | Paper and Printing | New | Space Heating | Natural Gas | Commissioning | A | Original Unit Summer Peak Savings (kW) | Achievable Technical Potential | 0 | 0 | 0 | 0 | 0 | 0 | 0 | 0 | 0 | 0 | 0 | 0 | 0 | 0 | 0 | 0 | 0 | 0 | 0 | 0 | 0 | 0
F3_Industrial_Paper and Printing_New_Space Heating_Natural Gas_Commissioning_A_Achievable Technical Potential | F3 | Industrial | Paper and Printing | New | Space Heating | Natural Gas | Commissioning | A | Original Unit Winter Peak Savings (kW) | Achievable Technical Potential | 0 | 0 | 0 | 0 | 0 | 0 | 0 | 0 | 0 | 0 | 0 | 0 | 0 | 0 | 0 | 0 | 0 | 0 | 0 | 0 | 0 | 0
F4_Industrial_Paper and Printing_New_Space Heating_Natural Gas_Commissioning_A_Achievable Technical Potential | F4 | Industrial | Paper and Printing | New | Space Heating | Natural Gas | Commissioning | A | Standalone Impact on Baseline Energy (%) | Achievable Technical Potential | bar: 2019 to 2040
F5_Industrial_Paper and Printing_New_Space Heating_Natural Gas_Commissioning_A_Achievable Technical Potential | F5 | Industrial | Paper and Printing | New | Space Heating | Natural Gas | Commissioning | A | Standalone Impact on Baseline Summer Peak (%) | Achievable Technical Potential | bar: 2019 to 2040
F6_Industrial_Paper and Printing_New_Space Heating_Natural Gas_Commissioning_A_Achievable Technical Potential | F6 | Industrial | Paper and Printing | New | Space Heating | Natural Gas | Commissioning | A | Standalone Impact on Baseline Winter Peak (%) | Achievable Technical Potential | bar: 2019 to 2040
F7_Industrial_Paper and Printing_New_Space Heating_Natural Gas_Commissioning_A_Achievable Technical Potential | F7 | Industrial | Paper and Printing | New | Space Heating | Natural Gas | Commissioning | A | Incremental Energy Savings (MWh or mTherms) | Achievable Technical Potential | 0 | 0 | 0 | 0 | 0 | 0 | 0 | 0 | 0 | 0 | 0 | 0 | 0 | 0 | 0 | 0 | 0 | 0 | 0 | 0 | 0 | 0
F8_Industrial_Paper and Printing_New_Space Heating_Natural Gas_Commissioning_A_Achievable Technical Potential | F8 | Industrial | Paper and Printing | New | Space Heating | Natural Gas | Commissioning | A | Incremental Summer Peak Savings (MW) | Achievable Technical Potential | 0 | 0 | 0 | 0 | 0 | 0 | 0 | 0 | 0 | 0 | 0 | 0 | 0 | 0 | 0 | 0 | 0 | 0 | 0 | 0 | 0 | 0
F9_Industrial_Paper and Printing_New_Space Heating_Natural Gas_Commissioning_A_Achievable Technical Potential | F9 | Industrial | Paper and Printing | New | Space Heating | Natural Gas | Commissioning | A | Incremental Winter Peak Savings (MW) | Achievable Technical Potential | 0 | 0 | 0 | 0 | 0 | 0 | 0 | 0 | 0 | 0 | 0 | 0 | 0 | 0 | 0 | 0 | 0 | 0 | 0 | 0 | 0 | 0
F10_Industrial_Paper and Printing_New_Space Heating_Natural Gas_Commissioning_A_Achievable Technical Potential | F10 | Industrial | Paper and Printing | New | Space Heating | Natural Gas | Commissioning | A | Cumulative Energy Savings (MWh or mTherms) | Achievable Technical Potential | 0 | 0 | 0 | 0 | 0 | 0 | 0 | 0 | 0 | 0 | 0 | 0 | 0 | 0 | 0 | 0 | 0 | 0 | 0 | 0 | 0 | 0
F11_Industrial_Paper and Printing_New_Space Heating_Natural Gas_Commissioning_A_Achievable Technical Potential | F11 | Industrial | Paper and Printing | New | Space Heating | Natural Gas | Commissioning | A | Cumulative Summer Peak Savings (MW) | Achievable Technical Potential | 0 | 0 | 0 | 0 | 0 | 0 | 0 | 0 | 0 | 0 | 0 | 0 | 0 | 0 | 0 | 0 | 0 | 0 | 0 | 0 | 0 | 0
F12_Industrial_Paper and Printing_New_Space Heating_Natural Gas_Commissioning_A_Achievable Technical Potential | F12 | Industrial | Paper and Printing | New | Space Heating | Natural Gas | Commissioning | A | Cumulative Winter Peak Savings (MW) | Achievable Technical Potential | 0 | 0 | 0 | 0 | 0 | 0 | 0 | 0 | 0 | 0 | 0 | 0 | 0 | 0 | 0 | 0 | 0 | 0 | 0 | 0 | 0 | 0
F13_Industrial_Paper and Printing_New_Space Heating_Natural Gas_Commissioning_A_Achievable Technical Potential | F13 | Industrial | Paper and Printing | New | Space Heating | Natural Gas | Commissioning | A | Purchases (Incremental) | Achievable Technical Potential | 0 | 0 | 0 | 0 | 0 | 0 | 0 | 0 | 0 | 0 | 0 | 0 | 0 | 0 | 0 | 0 | 0 | 0 | 0 | 0 | 0 | 0
F14_Industrial_Paper and Printing_New_Space Heating_Natural Gas_Commissioning_A_Achievable Technical Potential | F14 | Industrial | Paper and Printing | New | Space Heating | Natural Gas | Commissioning | A | Purchases (Cumulative) | Achievable Technical Potential | 0 | 0 | 0 | 0 | 0 | 0 | 0 | 0 | 0 | 0 | 0 | 0 | 0 | 0 | 0 | 0 | 0 | 0 | 0 | 0 | 0 | 0
F1_Industrial_Paper and Printing_New_Process_Natural Gas_Commissioning_A_Achievable Technical Potential | F1 | Industrial | Paper and Printing | New | Process | Natural Gas | Commissioning | A | Original Unit Energy Savings (kWh or therms) | Achievable Technical Potential | 0 | 0 | 317.5129 | 317.5129 | 317.5129 | 317.5129 | 317.5129 | 317.5129 | 317.5129 | 317.5129 | 317.5129 | 317.5129 | 317.5129 | 317.5129 | 317.5129 | 317.5129 | 317.5129 | 317.5129 | 317.5129 | 317.5129 | 317.5129 | 317.5129
F2_Industrial_Paper and Printing_New_Process_Natural Gas_Commissioning_A_Achievable Technical Potential | F2 | Industrial | Paper and Printing | New | Process | Natural Gas | Commissioning | A | Original Unit Summer Peak Savings (kW) | Achievable Technical Potential | 0 | 0 | 0 | 0 | 0 | 0 | 0 | 0 | 0 | 0 | 0 | 0 | 0 | 0 | 0 | 0 | 0 | 0 | 0 | 0 | 0 | 0
F3_Industrial_Paper and Printing_New_Process_Natural Gas_Commissioning_A_Achievable Technical Potential | F3 | Industrial | Paper and Printing | New | Process | Natural Gas | Commissioning | A | Original Unit Winter Peak Savings (kW) | Achievable Technical Potential | 0 | 0 | 0 | 0 | 0 | 0 | 0 | 0 | 0 | 0 | 0 | 0 | 0 | 0 | 0 | 0 | 0 | 0 | 0 | 0 | 0 | 0
F4_Industrial_Paper and Printing_New_Process_Natural Gas_Commissioning_A_Achievable Technical Potential | F4 | Industrial | Paper and Printing | New | Process | Natural Gas | Commissioning | A | Standalone Impact on Baseline Energy (%) | Achievable Technical Potential | bar: 2019 to 2040
F5_Industrial_Paper and Printing_New_Process_Natural Gas_Commissioning_A_Achievable Technical Potential | F5 | Industrial | Paper and Printing | New | Process | Natural Gas | Commissioning | A | Standalone Impact on Baseline Summer Peak (%) | Achievable Technical Potential | bar: 2019 to 2040
F6_Industrial_Paper and Printing_New_Process_Natural Gas_Commissioning_A_Achievable Technical Potential | F6 | Industrial | Paper and Printing | New | Process | Natural Gas | Commissioning | A | Standalone Impact on Baseline Winter Peak (%) | Achievable Technical Potential | bar: 2019 to 2040
F7_Industrial_Paper and Printing_New_Process_Natural Gas_Commissioning_A_Achievable Technical Potential | F7 | Industrial | Paper and Printing | New | Process | Natural Gas | Commissioning | A | Incremental Energy Savings (MWh or mTherms) | Achievable Technical Potential | 0 | 0 | 0 | 0 | 0 | 0 | 0 | 0 | 0 | 0 | 0 | 0 | 0 | 0 | 0 | 0 | 0 | 0 | 0 | 0 | 0 | 0
F8_Industrial_Paper and Printing_New_Process_Natural Gas_Commissioning_A_Achievable Technical Potential | F8 | Industrial | Paper and Printing | New | Process | Natural Gas | Commissioning | A | Incremental Summer Peak Savings (MW) | Achievable Technical Potential | 0 | 0 | 0 | 0 | 0 | 0 | 0 | 0 | 0 | 0 | 0 | 0 | 0 | 0 | 0 | 0 | 0 | 0 | 0 | 0 | 0 | 0
F9_Industrial_Paper and Printing_New_Process_Natural Gas_Commissioning_A_Achievable Technical Potential | F9 | Industrial | Paper and Printing | New | Process | Natural Gas | Commissioning | A | Incremental Winter Peak Savings (MW) | Achievable Technical Potential | 0 | 0 | 0 | 0 | 0 | 0 | 0 | 0 | 0 | 0 | 0 | 0 | 0 | 0 | 0 | 0 | 0 | 0 | 0 | 0 | 0 | 0
F10_Industrial_Paper and Printing_New_Process_Natural Gas_Commissioning_A_Achievable Technical Potential | F10 | Industrial | Paper and Printing | New | Process | Natural Gas | Commissioning | A | Cumulative Energy Savings (MWh or mTherms) | Achievable Technical Potential | 0 | 0 | 0 | 0 | 0 | 0 | 0 | 0 | 0 | 0 | 0 | 0 | 0 | 0 | 0 | 0 | 0 | 0 | 0 | 0 | 0 | 0
F11_Industrial_Paper and Printing_New_Process_Natural Gas_Commissioning_A_Achievable Technical Potential | F11 | Industrial | Paper and Printing | New | Process | Natural Gas | Commissioning | A | Cumulative Summer Peak Savings (MW) | Achievable Technical Potential | 0 | 0 | 0 | 0 | 0 | 0 | 0 | 0 | 0 | 0 | 0 | 0 | 0 | 0 | 0 | 0 | 0 | 0 | 0 | 0 | 0 | 0
F12_Industrial_Paper and Printing_New_Process_Natural Gas_Commissioning_A_Achievable Technical Potential | F12 | Industrial | Paper and Printing | New | Process | Natural Gas | Commissioning | A | Cumulative Winter Peak Savings (MW) | Achievable Technical Potential | 0 | 0 | 0 | 0 | 0 | 0 | 0 | 0 | 0 | 0 | 0 | 0 | 0 | 0 | 0 | 0 | 0 | 0 | 0 | 0 | 0 | 0
F13_Industrial_Paper and Printing_New_Process_Natural Gas_Commissioning_A_Achievable Technical Potential | F13 | Industrial | Paper and Printing | New | Process | Natural Gas | Commissioning | A | Purchases (Incremental) | Achievable Technical Potential | 0 | 0 | 0 | 0 | 0 | 0 | 0 | 0 | 0 | 0 | 0 | 0 | 0 | 0 | 0 | 0 | 0 | 0 | 0 | 0 | 0 | 0
F14_Industrial_Paper and Printing_New_Process_Natural Gas_Commissioning_A_Achievable Technical Potential | F14 | Industrial | Paper and Printing | New | Process | Natural Gas | Commissioning | A | Purchases (Cumulative) | Achievable Technical Potential | 0 | 0 | 0 | 0 | 0 | 0 | 0 | 0 | 0 | 0 | 0 | 0 | 0 | 0 | 0 | 0 | 0 | 0 | 0 | 0 | 0 | 0
F1_Industrial_Paper and Printing_New_Space Heating_Natural Gas_Retrocommissioning_A_Achievable Technical Potential | F1 | Industrial | Paper and Printing | New | Space Heating | Natural Gas | Retrocommissioning | A | Original Unit Energy Savings (kWh or therms) | Achievable Technical Potential | 0 | 0 | 0 | 0 | 0 | 0 | 0 | 0 | 0 | 0 | 0 | 0 | 0 | 0 | 0 | 0 | 0 | 0 | 0 | 0 | 0 | 0
F2_Industrial_Paper and Printing_New_Space Heating_Natural Gas_Retrocommissioning_A_Achievable Technical Potential | F2 | Industrial | Paper and Printing | New | Space Heating | Natural Gas | Retrocommissioning | A | Original Unit Summer Peak Savings (kW) | Achievable Technical Potential | 0 | 0 | 0 | 0 | 0 | 0 | 0 | 0 | 0 | 0 | 0 | 0 | 0 | 0 | 0 | 0 | 0 | 0 | 0 | 0 | 0 | 0
F3_Industrial_Paper and Printing_New_Space Heating_Natural Gas_Retrocommissioning_A_Achievable Technical Potential | F3 | Industrial | Paper and Printing | New | Space Heating | Natural Gas | Retrocommissioning | A | Original Unit Winter Peak Savings (kW) | Achievable Technical Potential | 0 | 0 | 0 | 0 | 0 | 0 | 0 | 0 | 0 | 0 | 0 | 0 | 0 | 0 | 0 | 0 | 0 | 0 | 0 | 0 | 0 | 0
F4_Industrial_Paper and Printing_New_Space Heating_Natural Gas_Retrocommissioning_A_Achievable Technical Potential | F4 | Industrial | Paper and Printing | New | Space Heating | Natural Gas | Retrocommissioning | A | Standalone Impact on Baseline Energy (%) | Achievable Technical Potential | bar: 2019 to 2040
F5_Industrial_Paper and Printing_New_Space Heating_Natural Gas_Retrocommissioning_A_Achievable Technical Potential | F5 | Industrial | Paper and Printing | New | Space Heating | Natural Gas | Retrocommissioning | A | Standalone Impact on Baseline Summer Peak (%) | Achievable Technical Potential | bar: 2019 to 2040
F6_Industrial_Paper and Printing_New_Space Heating_Natural Gas_Retrocommissioning_A_Achievable Technical Potential | F6 | Industrial | Paper and Printing | New | Space Heating | Natural Gas | Retrocommissioning | A | Standalone Impact on Baseline Winter Peak (%) | Achievable Technical Potential | bar: 2019 to 2040
F7_Industrial_Paper and Printing_New_Space Heating_Natural Gas_Retrocommissioning_A_Achievable Technical Potential | F7 | Industrial | Paper and Printing | New | Space Heating | Natural Gas | Retrocommissioning | A | Incremental Energy Savings (MWh or mTherms) | Achievable Technical Potential | 0 | 0 | 0 | 0 | 0 | 0 | 0 | 0 | 0 | 0 | 0 | 0 | 0 | 0 | 0 | 0 | 0 | 0 | 0 | 0 | 0 | 0
F8_Industrial_Paper and Printing_New_Space Heating_Natural Gas_Retrocommissioning_A_Achievable Technical Potential | F8 | Industrial | Paper and Printing | New | Space Heating | Natural Gas | Retrocommissioning | A | Incremental Summer Peak Savings (MW) | Achievable Technical Potential | 0 | 0 | 0 | 0 | 0 | 0 | 0 | 0 | 0 | 0 | 0 | 0 | 0 | 0 | 0 | 0 | 0 | 0 | 0 | 0 | 0 | 0
F9_Industrial_Paper and Printing_New_Space Heating_Natural Gas_Retrocommissioning_A_Achievable Technical Potential | F9 | Industrial | Paper and Printing | New | Space Heating | Natural Gas | Retrocommissioning | A | Incremental Winter Peak Savings (MW) | Achievable Technical Potential | 0 | 0 | 0 | 0 | 0 | 0 | 0 | 0 | 0 | 0 | 0 | 0 | 0 | 0 | 0 | 0 | 0 | 0 | 0 | 0 | 0 | 0
F10_Industrial_Paper and Printing_New_Space Heating_Natural Gas_Retrocommissioning_A_Achievable Technical Potential | F10 | Industrial | Paper and Printing | New | Space Heating | Natural Gas | Retrocommissioning | A | Cumulative Energy Savings (MWh or mTherms) | Achievable Technical Potential | 0 | 0 | 0 | 0 | 0 | 0 | 0 | 0 | 0 | 0 | 0 | 0 | 0 | 0 | 0 | 0 | 0 | 0 | 0 | 0 | 0 | 0
F11_Industrial_Paper and Printing_New_Space Heating_Natural Gas_Retrocommissioning_A_Achievable Technical Potential | F11 | Industrial | Paper and Printing | New | Space Heating | Natural Gas | Retrocommissioning | A | Cumulative Summer Peak Savings (MW) | Achievable Technical Potential | 0 | 0 | 0 | 0 | 0 | 0 | 0 | 0 | 0 | 0 | 0 | 0 | 0 | 0 | 0 | 0 | 0 | 0 | 0 | 0 | 0 | 0
F12_Industrial_Paper and Printing_New_Space Heating_Natural Gas_Retrocommissioning_A_Achievable Technical Potential | F12 | Industrial | Paper and Printing | New | Space Heating | Natural Gas | Retrocommissioning | A | Cumulative Winter Peak Savings (MW) | Achievable Technical Potential | 0 | 0 | 0 | 0 | 0 | 0 | 0 | 0 | 0 | 0 | 0 | 0 | 0 | 0 | 0 | 0 | 0 | 0 | 0 | 0 | 0 | 0
F13_Industrial_Paper and Printing_New_Space Heating_Natural Gas_Retrocommissioning_A_Achievable Technical Potential | F13 | Industrial | Paper and Printing | New | Space Heating | Natural Gas | Retrocommissioning | A | Purchases (Incremental) | Achievable Technical Potential | 0 | 0 | 0 | 0 | 0 | 0 | 0 | 0 | 0 | 0 | 0 | 0 | 0 | 0 | 0 | 0 | 0 | 0 | 0 | 0 | 0 | 0
F14_Industrial_Paper and Printing_New_Space Heating_Natural Gas_Retrocommissioning_A_Achievable Technical Potential | F14 | Industrial | Paper and Printing | New | Space Heating | Natural Gas | Retrocommissioning | A | Purchases (Cumulative) | Achievable Technical Potential | 0 | 0 | 0 | 0 | 0 | 0 | 0 | 0 | 0 | 0 | 0 | 0 | 0 | 0 | 0 | 0 | 0 | 0 | 0 | 0 | 0 | 0
F1_Industrial_Paper and Printing_New_Process_Natural Gas_Retrocommissioning_A_Achievable Technical Potential | F1 | Industrial | Paper and Printing | New | Process | Natural Gas | Retrocommissioning | A | Original Unit Energy Savings (kWh or therms) | Achievable Technical Potential | 0 | 0 | 0 | 0 | 0 | 0 | 0 | 0 | 0 | 0 | 0 | 0 | 0 | 0 | 0 | 0 | 0 | 0 | 0 | 0 | 0 | 0
F2_Industrial_Paper and Printing_New_Process_Natural Gas_Retrocommissioning_A_Achievable Technical Potential | F2 | Industrial | Paper and Printing | New | Process | Natural Gas | Retrocommissioning | A | Original Unit Summer Peak Savings (kW) | Achievable Technical Potential | 0 | 0 | 0 | 0 | 0 | 0 | 0 | 0 | 0 | 0 | 0 | 0 | 0 | 0 | 0 | 0 | 0 | 0 | 0 | 0 | 0 | 0
F3_Industrial_Paper and Printing_New_Process_Natural Gas_Retrocommissioning_A_Achievable Technical Potential | F3 | Industrial | Paper and Printing | New | Process | Natural Gas | Retrocommissioning | A | Original Unit Winter Peak Savings (kW) | Achievable Technical Potential | 0 | 0 | 0 | 0 | 0 | 0 | 0 | 0 | 0 | 0 | 0 | 0 | 0 | 0 | 0 | 0 | 0 | 0 | 0 | 0 | 0 | 0
F4_Industrial_Paper and Printing_New_Process_Natural Gas_Retrocommissioning_A_Achievable Technical Potential | F4 | Industrial | Paper and Printing | New | Process | Natural Gas | Retrocommissioning | A | Standalone Impact on Baseline Energy (%) | Achievable Technical Potential | bar: 2019 to 2040
F5_Industrial_Paper and Printing_New_Process_Natural Gas_Retrocommissioning_A_Achievable Technical Potential | F5 | Industrial | Paper and Printing | New | Process | Natural Gas | Retrocommissioning | A | Standalone Impact on Baseline Summer Peak (%) | Achievable Technical Potential | bar: 2019 to 2040
F6_Industrial_Paper and Printing_New_Process_Natural Gas_Retrocommissioning_A_Achievable Technical Potential | F6 | Industrial | Paper and Printing | New | Process | Natural Gas | Retrocommissioning | A | Standalone Impact on Baseline Winter Peak (%) | Achievable Technical Potential | bar: 2019 to 2040
F7_Industrial_Paper and Printing_New_Process_Natural Gas_Retrocommissioning_A_Achievable Technical Potential | F7 | Industrial | Paper and Printing | New | Process | Natural Gas | Retrocommissioning | A | Incremental Energy Savings (MWh or mTherms) | Achievable Technical Potential | 0 | 0 | 0 | 0 | 0 | 0 | 0 | 0 | 0 | 0 | 0 | 0 | 0 | 0 | 0 | 0 | 0 | 0 | 0 | 0 | 0 | 0
F8_Industrial_Paper and Printing_New_Process_Natural Gas_Retrocommissioning_A_Achievable Technical Potential | F8 | Industrial | Paper and Printing | New | Process | Natural Gas | Retrocommissioning | A | Incremental Summer Peak Savings (MW) | Achievable Technical Potential | 0 | 0 | 0 | 0 | 0 | 0 | 0 | 0 | 0 | 0 | 0 | 0 | 0 | 0 | 0 | 0 | 0 | 0 | 0 | 0 | 0 | 0
F9_Industrial_Paper and Printing_New_Process_Natural Gas_Retrocommissioning_A_Achievable Technical Potential | F9 | Industrial | Paper and Printing | New | Process | Natural Gas | Retrocommissioning | A | Incremental Winter Peak Savings (MW) | Achievable Technical Potential | 0 | 0 | 0 | 0 | 0 | 0 | 0 | 0 | 0 | 0 | 0 | 0 | 0 | 0 | 0 | 0 | 0 | 0 | 0 | 0 | 0 | 0
F10_Industrial_Paper and Printing_New_Process_Natural Gas_Retrocommissioning_A_Achievable Technical Potential | F10 | Industrial | Paper and Printing | New | Process | Natural Gas | Retrocommissioning | A | Cumulative Energy Savings (MWh or mTherms) | Achievable Technical Potential | 0 | 0 | 0 | 0 | 0 | 0 | 0 | 0 | 0 | 0 | 0 | 0 | 0 | 0 | 0 | 0 | 0 | 0 | 0 | 0 | 0 | 0
F11_Industrial_Paper and Printing_New_Process_Natural Gas_Retrocommissioning_A_Achievable Technical Potential | F11 | Industrial | Paper and Printing | New | Process | Natural Gas | Retrocommissioning | A | Cumulative Summer Peak Savings (MW) | Achievable Technical Potential | 0 | 0 | 0 | 0 | 0 | 0 | 0 | 0 | 0 | 0 | 0 | 0 | 0 | 0 | 0 | 0 | 0 | 0 | 0 | 0 | 0 | 0
F12_Industrial_Paper and Printing_New_Process_Natural Gas_Retrocommissioning_A_Achievable Technical Potential | F12 | Industrial | Paper and Printing | New | Process | Natural Gas | Retrocommissioning | A | Cumulative Winter Peak Savings (MW) | Achievable Technical Potential | 0 | 0 | 0 | 0 | 0 | 0 | 0 | 0 | 0 | 0 | 0 | 0 | 0 | 0 | 0 | 0 | 0 | 0 | 0 | 0 | 0 | 0
F13_Industrial_Paper and Printing_New_Process_Natural Gas_Retrocommissioning_A_Achievable Technical Potential | F13 | Industrial | Paper and Printing | New | Process | Natural Gas | Retrocommissioning | A | Purchases (Incremental) | Achievable Technical Potential | 0 | 0 | 0 | 0 | 0 | 0 | 0 | 0 | 0 | 0 | 0 | 0 | 0 | 0 | 0 | 0 | 0 | 0 | 0 | 0 | 0 | 0
F14_Industrial_Paper and Printing_New_Process_Natural Gas_Retrocommissioning_A_Achievable Technical Potential | F14 | Industrial | Paper and Printing | New | Process | Natural Gas | Retrocommissioning | A | Purchases (Cumulative) | Achievable Technical Potential | 0 | 0 | 0 | 0 | 0 | 0 | 0 | 0 | 0 | 0 | 0 | 0 | 0 | 0 | 0 | 0 | 0 | 0 | 0 | 0 | 0 | 0
F1_Industrial_Instruments_Existing_Space Heating_Natural Gas_Insulation - Roof/Ceiling_A_Achievable Technical Potential | F1 | Industrial | Instruments | Existing | Space Heating | Natural Gas | Insulation - Roof/Ceiling | A | Original Unit Energy Savings (kWh or therms) | Achievable Technical Potential | 0 | 0 | 0.083035 | 0.082838 | 0.082641 | 0.082447 | 0.082256 | 0.08207 | 0.08189 | 0.081718 | 0.081553 | 0.081398 | 0.081252 | 0.081115 | 0.080985 | 0.080863 | 0.080748 | 0.08064 | 0.080538 | 0.080442 | 0.080353 | 0.080269
F2_Industrial_Instruments_Existing_Space Heating_Natural Gas_Insulation - Roof/Ceiling_A_Achievable Technical Potential | F2 | Industrial | Instruments | Existing | Space Heating | Natural Gas | Insulation - Roof/Ceiling | A | Original Unit Summer Peak Savings (kW) | Achievable Technical Potential | 0 | 0 | 0 | 0 | 0 | 0 | 0 | 0 | 0 | 0 | 0 | 0 | 0 | 0 | 0 | 0 | 0 | 0 | 0 | 0 | 0 | 0
F3_Industrial_Instruments_Existing_Space Heating_Natural Gas_Insulation - Roof/Ceiling_A_Achievable Technical Potential | F3 | Industrial | Instruments | Existing | Space Heating | Natural Gas | Insulation - Roof/Ceiling | A | Original Unit Winter Peak Savings (kW) | Achievable Technical Potential | 0 | 0 | 0 | 0 | 0 | 0 | 0 | 0 | 0 | 0 | 0 | 0 | 0 | 0 | 0 | 0 | 0 | 0 | 0 | 0 | 0 | 0
F4_Industrial_Instruments_Existing_Space Heating_Natural Gas_Insulation - Roof/Ceiling_A_Achievable Technical Potential | F4 | Industrial | Instruments | Existing | Space Heating | Natural Gas | Insulation - Roof/Ceiling | A | Standalone Impact on Baseline Energy (%) | Achievable Technical Potential | 0% | 0% | 0.3143% | 0.8697% | 1.74% | 2.969% | 4.545% | 6.403% | 8.431% | 10.49% | 12.47% | 14.25% | 15.79% | 17.06% | 18.1% | 18.94% | 19.61% | 20.18% | 20.66% | 21.12% | 21.49% | 21.86%
F5_Industrial_Instruments_Existing_Space Heating_Natural Gas_Insulation - Roof/Ceiling_A_Achievable Technical Potential | F5 | Industrial | Instruments | Existing | Space Heating | Natural Gas | Insulation - Roof/Ceiling | A | Standalone Impact on Baseline Summer Peak (%) | Achievable Technical Potential | bar: 2019 to 2040
F6_Industrial_Instruments_Existing_Space Heating_Natural Gas_Insulation - Roof/Ceiling_A_Achievable Technical Potential | F6 | Industrial | Instruments | Existing | Space Heating | Natural Gas | Insulation - Roof/Ceiling | A | Standalone Impact on Baseline Winter Peak (%) | Achievable Technical Potential | bar: 2019 to 2040
F7_Industrial_Instruments_Existing_Space Heating_Natural Gas_Insulation - Roof/Ceiling_A_Achievable Technical Potential | F7 | Industrial | Instruments | Existing | Space Heating | Natural Gas | Insulation - Roof/Ceiling | A | Incremental Energy Savings (MWh or mTherms) | Achievable Technical Potential | 0 | 0 | 1.3843 | 2.375 | 3.6222 | 4.9719 | 6.2043 | 7.0975 | 7.4952 | 7.3505 | 6.7286 | 5.775 | 4.6655 | 3.5601 | 2.5739 | 1.768 | 1.1567 | 0.72242 | 0.43161 | 0.28685 | 0 | 0
F8_Industrial_Instruments_Existing_Space Heating_Natural Gas_Insulation - Roof/Ceiling_A_Achievable Technical Potential | F8 | Industrial | Instruments | Existing | Space Heating | Natural Gas | Insulation - Roof/Ceiling | A | Incremental Summer Peak Savings (MW) | Achievable Technical Potential | 0 | 0 | 0 | 0 | 0 | 0 | 0 | 0 | 0 | 0 | 0 | 0 | 0 | 0 | 0 | 0 | 0 | 0 | 0 | 0 | 0 | 0
F9_Industrial_Instruments_Existing_Space Heating_Natural Gas_Insulation - Roof/Ceiling_A_Achievable Technical Potential | F9 | Industrial | Instruments | Existing | Space Heating | Natural Gas | Insulation - Roof/Ceiling | A | Incremental Winter Peak Savings (MW) | Achievable Technical Potential | 0 | 0 | 0 | 0 | 0 | 0 | 0 | 0 | 0 | 0 | 0 | 0 | 0 | 0 | 0 | 0 | 0 | 0 | 0 | 0 | 0 | 0
F10_Industrial_Instruments_Existing_Space Heating_Natural Gas_Insulation - Roof/Ceiling_A_Achievable Technical Potential | F10 | Industrial | Instruments | Existing | Space Heating | Natural Gas | Insulation - Roof/Ceiling | A | Cumulative Energy Savings (MWh or mTherms) | Achievable Technical Potential | 0 | 0 | 1.3843 | 3.756 | 7.3692 | 12.3238 | 18.4996 | 25.5552 | 32.9944 | 40.2754 | 46.923 | 52.6089 | 57.18 | 60.6432 | 63.1201 | 64.7929 | 65.8575 | 66.4917 | 66.8395 | 67.0471 | 66.9724 | 66.9023
F11_Industrial_Instruments_Existing_Space Heating_Natural Gas_Insulation - Roof/Ceiling_A_Achievable Technical Potential | F11 | Industrial | Instruments | Existing | Space Heating | Natural Gas | Insulation - Roof/Ceiling | A | Cumulative Summer Peak Savings (MW) | Achievable Technical Potential | 0 | 0 | 0 | 0 | 0 | 0 | 0 | 0 | 0 | 0 | 0 | 0 | 0 | 0 | 0 | 0 | 0 | 0 | 0 | 0 | 0 | 0
F12_Industrial_Instruments_Existing_Space Heating_Natural Gas_Insulation - Roof/Ceiling_A_Achievable Technical Potential | F12 | Industrial | Instruments | Existing | Space Heating | Natural Gas | Insulation - Roof/Ceiling | A | Cumulative Winter Peak Savings (MW) | Achievable Technical Potential | 0 | 0 | 0 | 0 | 0 | 0 | 0 | 0 | 0 | 0 | 0 | 0 | 0 | 0 | 0 | 0 | 0 | 0 | 0 | 0 | 0 | 0
F13_Industrial_Instruments_Existing_Space Heating_Natural Gas_Insulation - Roof/Ceiling_A_Achievable Technical Potential | F13 | Industrial | Instruments | Existing | Space Heating | Natural Gas | Insulation - Roof/Ceiling | A | Purchases (Incremental) | Achievable Technical Potential | 0 | 0 | 16670.6724 | 28670.6823 | 43829.8937 | 60303.8882 | 75427.1204 | 86481.0949 | 91527.7371 | 89949.6726 | 82505.5618 | 70947.6706 | 57420.1228 | 43890.0939 | 31782.4818 | 21864.1556 | 14324.7916 | 8958.6079 | 5359.0473 | 3565.9628 | 0 | 0
F14_Industrial_Instruments_Existing_Space Heating_Natural Gas_Insulation - Roof/Ceiling_A_Achievable Technical Potential | F14 | Industrial | Instruments | Existing | Space Heating | Natural Gas | Insulation - Roof/Ceiling | A | Purchases (Cumulative) | Achievable Technical Potential | 0 | 0 | 16670.6724 | 45341.3548 | 89171.2485 | 149475.1367 | 224902.2571 | 311383.352 | 402911.089 | 492860.7617 | 575366.3234 | 646313.994 | 703734.1169 | 747624.2108 | 779406.6926 | 801270.8481 | 815595.6397 | 824554.2476 | 829913.2949 | 833479.2578 | 833479.2578 | 833479.2578
F1_Industrial_Instruments_Existing_Space Heating_Natural Gas_Insulation - Wall Cavity_A_Achievable Technical Potential | F1 | Industrial | Instruments | Existing | Space Heating | Natural Gas | Insulation - Wall Cavity | A | Original Unit Energy Savings (kWh or therms) | Achievable Technical Potential | 0 | 0 | 0.018165 | 0.018122 | 0.018079 | 0.018037 | 0.017995 | 0.017954 | 0.017915 | 0.017877 | 0.017841 | 0.017807 | 0.017775 | 0.017745 | 0.017717 | 0.01769 | 0.017665 | 0.017641 | 0.017619 | 0.017598 | 0.017579 | 0.01756
F2_Industrial_Instruments_Existing_Space Heating_Natural Gas_Insulation - Wall Cavity_A_Achievable Technical Potential | F2 | Industrial | Instruments | Existing | Space Heating | Natural Gas | Insulation - Wall Cavity | A | Original Unit Summer Peak Savings (kW) | Achievable Technical Potential | 0 | 0 | 0 | 0 | 0 | 0 | 0 | 0 | 0 | 0 | 0 | 0 | 0 | 0 | 0 | 0 | 0 | 0 | 0 | 0 | 0 | 0
F3_Industrial_Instruments_Existing_Space Heating_Natural Gas_Insulation - Wall Cavity_A_Achievable Technical Potential | F3 | Industrial | Instruments | Existing | Space Heating | Natural Gas | Insulation - Wall Cavity | A | Original Unit Winter Peak Savings (kW) | Achievable Technical Potential | 0 | 0 | 0 | 0 | 0 | 0 | 0 | 0 | 0 | 0 | 0 | 0 | 0 | 0 | 0 | 0 | 0 | 0 | 0 | 0 | 0 | 0
F4_Industrial_Instruments_Existing_Space Heating_Natural Gas_Insulation - Wall Cavity_A_Achievable Technical Potential | F4 | Industrial | Instruments | Existing | Space Heating | Natural Gas | Insulation - Wall Cavity | A | Standalone Impact on Baseline Energy (%) | Achievable Technical Potential | 0% | 0% | 0.06875% | 0.1903% | 0.3808% | 0.6494% | 0.9943% | 1.401% | 1.844% | 2.296% | 2.727% | 3.117% | 3.453% | 3.733% | 3.96% | 4.143% | 4.291% | 4.414% | 4.521% | 4.62% | 4.701% | 4.783%
F5_Industrial_Instruments_Existing_Space Heating_Natural Gas_Insulation - Wall Cavity_A_Achievable Technical Potential | F5 | Industrial | Instruments | Existing | Space Heating | Natural Gas | Insulation - Wall Cavity | A | Standalone Impact on Baseline Summer Peak (%) | Achievable Technical Potential | bar: 2019 to 2040
F6_Industrial_Instruments_Existing_Space Heating_Natural Gas_Insulation - Wall Cavity_A_Achievable Technical Potential | F6 | Industrial | Instruments | Existing | Space Heating | Natural Gas | Insulation - Wall Cavity | A | Standalone Impact on Baseline Winter Peak (%) | Achievable Technical Potential | bar: 2019 to 2040
F7_Industrial_Instruments_Existing_Space Heating_Natural Gas_Insulation - Wall Cavity_A_Achievable Technical Potential | F7 | Industrial | Instruments | Existing | Space Heating | Natural Gas | Insulation - Wall Cavity | A | Incremental Energy Savings (MWh or mTherms) | Achievable Technical Potential | 0 | 0 | 0.30283 | 0.51958 | 0.79241 | 1.0877 | 1.3573 | 1.5527 | 1.6397 | 1.608 | 1.472 | 1.2634 | 1.0207 | 0.77884 | 0.56308 | 0.38678 | 0.25305 | 0.15804 | 0.094421 | 0.062754 | 0 | 0
F8_Industrial_Instruments_Existing_Space Heating_Natural Gas_Insulation - Wall Cavity_A_Achievable Technical Potential | F8 | Industrial | Instruments | Existing | Space Heating | Natural Gas | Insulation - Wall Cavity | A | Incremental Summer Peak Savings (MW) | Achievable Technical Potential | 0 | 0 | 0 | 0 | 0 | 0 | 0 | 0 | 0 | 0 | 0 | 0 | 0 | 0 | 0 | 0 | 0 | 0 | 0 | 0 | 0 | 0
F9_Industrial_Instruments_Existing_Space Heating_Natural Gas_Insulation - Wall Cavity_A_Achievable Technical Potential | F9 | Industrial | Instruments | Existing | Space Heating | Natural Gas | Insulation - Wall Cavity | A | Incremental Winter Peak Savings (MW) | Achievable Technical Potential | 0 | 0 | 0 | 0 | 0 | 0 | 0 | 0 | 0 | 0 | 0 | 0 | 0 | 0 | 0 | 0 | 0 | 0 | 0 | 0 | 0 | 0
F10_Industrial_Instruments_Existing_Space Heating_Natural Gas_Insulation - Wall Cavity_A_Achievable Technical Potential | F10 | Industrial | Instruments | Existing | Space Heating | Natural Gas | Insulation - Wall Cavity | A | Cumulative Energy Savings (MWh or mTherms) | Achievable Technical Potential | 0 | 0 | 0.30283 | 0.82169 | 1.6121 | 2.696 | 4.0471 | 5.5906 | 7.2181 | 8.8109 | 10.2652 | 11.5091 | 12.5091 | 13.2667 | 13.8086 | 14.1745 | 14.4074 | 14.5462 | 14.6222 | 14.6677 | 14.6513 | 14.636
F11_Industrial_Instruments_Existing_Space Heating_Natural Gas_Insulation - Wall Cavity_A_Achievable Technical Potential | F11 | Industrial | Instruments | Existing | Space Heating | Natural Gas | Insulation - Wall Cavity | A | Cumulative Summer Peak Savings (MW) | Achievable Technical Potential | 0 | 0 | 0 | 0 | 0 | 0 | 0 | 0 | 0 | 0 | 0 | 0 | 0 | 0 | 0 | 0 | 0 | 0 | 0 | 0 | 0 | 0
F12_Industrial_Instruments_Existing_Space Heating_Natural Gas_Insulation - Wall Cavity_A_Achievable Technical Potential | F12 | Industrial | Instruments | Existing | Space Heating | Natural Gas | Insulation - Wall Cavity | A | Cumulative Winter Peak Savings (MW) | Achievable Technical Potential | 0 | 0 | 0 | 0 | 0 | 0 | 0 | 0 | 0 | 0 | 0 | 0 | 0 | 0 | 0 | 0 | 0 | 0 | 0 | 0 | 0 | 0
F13_Industrial_Instruments_Existing_Space Heating_Natural Gas_Insulation - Wall Cavity_A_Achievable Technical Potential | F13 | Industrial | Instruments | Existing | Space Heating | Natural Gas | Insulation - Wall Cavity | A | Purchases (Incremental) | Achievable Technical Potential | 0 | 0 | 16670.6724 | 28670.6823 | 43829.8937 | 60303.8882 | 75427.1204 | 86481.0949 | 91527.7371 | 89949.6726 | 82505.5618 | 70947.6706 | 57420.1228 | 43890.0939 | 31782.4818 | 21864.1556 | 14324.7916 | 8958.6079 | 5359.0473 | 3565.9628 | 0 | 0
F14_Industrial_Instruments_Existing_Space Heating_Natural Gas_Insulation - Wall Cavity_A_Achievable Technical Potential | F14 | Industrial | Instruments | Existing | Space Heating | Natural Gas | Insulation - Wall Cavity | A | Purchases (Cumulative) | Achievable Technical Potential | 0 | 0 | 16670.6724 | 45341.3548 | 89171.2485 | 149475.1367 | 224902.2571 | 311383.352 | 402911.089 | 492860.7617 | 575366.3234 | 646313.994 | 703734.1169 | 747624.2108 | 779406.6926 | 801270.8481 | 815595.6397 | 824554.2476 | 829913.2949 | 833479.2578 | 833479.2578 | 833479.2578
F1_Industrial_Instruments_Existing_Space Heating_Natural Gas_Insulation - Ducting_A_Achievable Technical Potential | F1 | Industrial | Instruments | Existing | Space Heating | Natural Gas | Insulation - Ducting | A | Original Unit Energy Savings (kWh or therms) | Achievable Technical Potential | 0 | 0 | 0.0014398 | 0.0014319 | 0.0014239 | 0.0014161 | 0.0014083 | 0.0014008 | 0.0013935 | 0.0013865 | 0.0013799 | 0.0013736 | 0.0013677 | 0.0013622 | 0.001357 | 0.0013521 | 0.0013475 | 0.0013431 | 0.001339 | 0.0013352 | 0.0013316 | 0.0013281
F2_Industrial_Instruments_Existing_Space Heating_Natural Gas_Insulation - Ducting_A_Achievable Technical Potential | F2 | Industrial | Instruments | Existing | Space Heating | Natural Gas | Insulation - Ducting | A | Original Unit Summer Peak Savings (kW) | Achievable Technical Potential | 0 | 0 | 0 | 0 | 0 | 0 | 0 | 0 | 0 | 0 | 0 | 0 | 0 | 0 | 0 | 0 | 0 | 0 | 0 | 0 | 0 | 0
F3_Industrial_Instruments_Existing_Space Heating_Natural Gas_Insulation - Ducting_A_Achievable Technical Potential | F3 | Industrial | Instruments | Existing | Space Heating | Natural Gas | Insulation - Ducting | A | Original Unit Winter Peak Savings (kW) | Achievable Technical Potential | 0 | 0 | 0 | 0 | 0 | 0 | 0 | 0 | 0 | 0 | 0 | 0 | 0 | 0 | 0 | 0 | 0 | 0 | 0 | 0 | 0 | 0
F4_Industrial_Instruments_Existing_Space Heating_Natural Gas_Insulation - Ducting_A_Achievable Technical Potential | F4 | Industrial | Instruments | Existing | Space Heating | Natural Gas | Insulation - Ducting | A | Standalone Impact on Baseline Energy (%) | Achievable Technical Potential | 0% | 0% | 0.000688% | 0.00154% | 0.002589% | 0.003815% | 0.005221% | 0.006872% | 0.008694% | 0.01058% | 0.01238% | 0.01398% | 0.01528% | 0.01623% | 0.0169% | 0.01736% | 0.01771% | 0.01802% | 0.01831% | 0.0186% | 0.0189% | 0.0192%
F5_Industrial_Instruments_Existing_Space Heating_Natural Gas_Insulation - Ducting_A_Achievable Technical Potential | F5 | Industrial | Instruments | Existing | Space Heating | Natural Gas | Insulation - Ducting | A | Standalone Impact on Baseline Summer Peak (%) | Achievable Technical Potential | bar: 2019 to 2040
F6_Industrial_Instruments_Existing_Space Heating_Natural Gas_Insulation - Ducting_A_Achievable Technical Potential | F6 | Industrial | Instruments | Existing | Space Heating | Natural Gas | Insulation - Ducting | A | Standalone Impact on Baseline Winter Peak (%) | Achievable Technical Potential | bar: 2019 to 2040
F7_Industrial_Instruments_Existing_Space Heating_Natural Gas_Insulation - Ducting_A_Achievable Technical Potential | F7 | Industrial | Instruments | Existing | Space Heating | Natural Gas | Insulation - Ducting | A | Incremental Energy Savings (MWh or mTherms) | Achievable Technical Potential | 0 | 0 | 0.0030307 | 0.0036368 | 0.0043494 | 0.0049345 | 0.0055012 | 0.0062868 | 0.0067425 | 0.0067353 | 0.0062079 | 0.0052204 | 0.0039531 | 0.0025607 | 0.0014557 | 0.0006863 | 0.00028438 | 0.0001013 | 3.1001e-05 | 6.6212e-06 | 1.0667e-06 | 1.2551e-07
F8_Industrial_Instruments_Existing_Space Heating_Natural Gas_Insulation - Ducting_A_Achievable Technical Potential | F8 | Industrial | Instruments | Existing | Space Heating | Natural Gas | Insulation - Ducting | A | Incremental Summer Peak Savings (MW) | Achievable Technical Potential | 0 | 0 | 0 | 0 | 0 | 0 | 0 | 0 | 0 | 0 | 0 | 0 | 0 | 0 | 0 | 0 | 0 | 0 | 0 | 0 | 0 | 0
F9_Industrial_Instruments_Existing_Space Heating_Natural Gas_Insulation - Ducting_A_Achievable Technical Potential | F9 | Industrial | Instruments | Existing | Space Heating | Natural Gas | Insulation - Ducting | A | Incremental Winter Peak Savings (MW) | Achievable Technical Potential | 0 | 0 | 0 | 0 | 0 | 0 | 0 | 0 | 0 | 0 | 0 | 0 | 0 | 0 | 0 | 0 | 0 | 0 | 0 | 0 | 0 | 0
F10_Industrial_Instruments_Existing_Space Heating_Natural Gas_Insulation - Ducting_A_Achievable Technical Potential | F10 | Industrial | Instruments | Existing | Space Heating | Natural Gas | Insulation - Ducting | A | Cumulative Energy Savings (MWh or mTherms) | Achievable Technical Potential | 0 | 0 | 0.0030307 | 0.0066507 | 0.010963 | 0.015837 | 0.021252 | 0.027425 | 0.034025 | 0.040589 | 0.046603 | 0.051612 | 0.055344 | 0.057681 | 0.058916 | 0.059389 | 0.05947 | 0.05938 | 0.05923 | 0.059066 | 0.058907 | 0.058756
F11_Industrial_Instruments_Existing_Space Heating_Natural Gas_Insulation - Ducting_A_Achievable Technical Potential | F11 | Industrial | Instruments | Existing | Space Heating | Natural Gas | Insulation - Ducting | A | Cumulative Summer Peak Savings (MW) | Achievable Technical Potential | 0 | 0 | 0 | 0 | 0 | 0 | 0 | 0 | 0 | 0 | 0 | 0 | 0 | 0 | 0 | 0 | 0 | 0 | 0 | 0 | 0 | 0
F12_Industrial_Instruments_Existing_Space Heating_Natural Gas_Insulation - Ducting_A_Achievable Technical Potential | F12 | Industrial | Instruments | Existing | Space Heating | Natural Gas | Insulation - Ducting | A | Cumulative Winter Peak Savings (MW) | Achievable Technical Potential | 0 | 0 | 0 | 0 | 0 | 0 | 0 | 0 | 0 | 0 | 0 | 0 | 0 | 0 | 0 | 0 | 0 | 0 | 0 | 0 | 0 | 0
F13_Industrial_Instruments_Existing_Space Heating_Natural Gas_Insulation - Ducting_A_Achievable Technical Potential | F13 | Industrial | Instruments | Existing | Space Heating | Natural Gas | Insulation - Ducting | A | Purchases (Incremental) | Achievable Technical Potential | 0 | 0 | 2104.8721 | 2539.8879 | 3054.4919 | 3484.6496 | 3906.1551 | 4488.0275 | 4838.5491 | 4857.6969 | 4498.8688 | 3800.4837 | 2890.2683 | 1879.8608 | 1072.7126 | 507.5862 | 211.0455 | 75.4206 | 23.1518 | 4.959 | 0.80108 | 0.094498
F14_Industrial_Instruments_Existing_Space Heating_Natural Gas_Insulation - Ducting_A_Achievable Technical Potential | F14 | Industrial | Instruments | Existing | Space Heating | Natural Gas | Insulation - Ducting | A | Purchases (Cumulative) | Achievable Technical Potential | 0 | 0 | 2104.8721 | 4644.76 | 7699.2519 | 11183.9015 | 15090.0566 | 19578.0842 | 24416.6332 | 29274.3301 | 33773.199 | 37573.6827 | 40463.9509 | 42343.8118 | 43416.5243 | 43924.1106 | 44135.156 | 44210.5767 | 44233.7285 | 44238.6876 | 44239.4886 | 44239.5831
F1_Industrial_Instruments_Existing_Space Heating_Natural Gas_HVAC - Duct Repair and Sealing_A_Achievable Technical Potential | F1 | Industrial | Instruments | Existing | Space Heating | Natural Gas | HVAC - Duct Repair and Sealing | A | Original Unit Energy Savings (kWh or therms) | Achievable Technical Potential | 0 | 0 | 0.0040723 | 0.0040498 | 0.0040273 | 0.004005 | 0.0039832 | 0.0039618 | 0.0039412 | 0.0039215 | 0.0039027 | 0.003885 | 0.0038683 | 0.0038527 | 0.0038379 | 0.0038241 | 0.003811 | 0.0037987 | 0.0037871 | 0.0037763 | 0.003766 | 0.0037564
F2_Industrial_Instruments_Existing_Space Heating_Natural Gas_HVAC - Duct Repair and Sealing_A_Achievable Technical Potential | F2 | Industrial | Instruments | Existing | Space Heating | Natural Gas | HVAC - Duct Repair and Sealing | A | Original Unit Summer Peak Savings (kW) | Achievable Technical Potential | 0 | 0 | 0 | 0 | 0 | 0 | 0 | 0 | 0 | 0 | 0 | 0 | 0 | 0 | 0 | 0 | 0 | 0 | 0 | 0 | 0 | 0
F3_Industrial_Instruments_Existing_Space Heating_Natural Gas_HVAC - Duct Repair and Sealing_A_Achievable Technical Potential | F3 | Industrial | Instruments | Existing | Space Heating | Natural Gas | HVAC - Duct Repair and Sealing | A | Original Unit Winter Peak Savings (kW) | Achievable Technical Potential | 0 | 0 | 0 | 0 | 0 | 0 | 0 | 0 | 0 | 0 | 0 | 0 | 0 | 0 | 0 | 0 | 0 | 0 | 0 | 0 | 0 | 0
F4_Industrial_Instruments_Existing_Space Heating_Natural Gas_HVAC - Duct Repair and Sealing_A_Achievable Technical Potential | F4 | Industrial | Instruments | Existing | Space Heating | Natural Gas | HVAC - Duct Repair and Sealing | A | Standalone Impact on Baseline Energy (%) | Achievable Technical Potential | 0% | 0% | 0.00396% | 0.007964% | 0.01201% | 0.01611% | 0.02025% | 0.02444% | 0.02868% | 0.03297% | 0.03732% | 0.04173% | 0.0462% | 0.05073% | 0.05533% | 0.06% | 0.06474% | 0.06956% | 0.07445% | 0.07942% | 0.08447% | 0.0896%
F5_Industrial_Instruments_Existing_Space Heating_Natural Gas_HVAC - Duct Repair and Sealing_A_Achievable Technical Potential | F5 | Industrial | Instruments | Existing | Space Heating | Natural Gas | HVAC - Duct Repair and Sealing | A | Standalone Impact on Baseline Summer Peak (%) | Achievable Technical Potential | bar: 2019 to 2040
F6_Industrial_Instruments_Existing_Space Heating_Natural Gas_HVAC - Duct Repair and Sealing_A_Achievable Technical Potential | F6 | Industrial | Instruments | Existing | Space Heating | Natural Gas | HVAC - Duct Repair and Sealing | A | Standalone Impact on Baseline Winter Peak (%) | Achievable Technical Potential | bar: 2019 to 2040
F7_Industrial_Instruments_Existing_Space Heating_Natural Gas_HVAC - Duct Repair and Sealing_A_Achievable Technical Potential | F7 | Industrial | Instruments | Existing | Space Heating | Natural Gas | HVAC - Duct Repair and Sealing | A | Incremental Energy Savings (MWh or mTherms) | Achievable Technical Potential | 0 | 0 | 0.017442 | 0.017047 | 0.01666 | 0.016282 | 0.015914 | 0.015556 | 0.015208 | 0.014871 | 0.014545 | 0.014229 | 0.013924 | 0.013628 | 0.013342 | 0.013065 | 0.012796 | 0.012534 | 0.012281 | 0.012034 | 0.011795 | 0.011562
F8_Industrial_Instruments_Existing_Space Heating_Natural Gas_HVAC - Duct Repair and Sealing_A_Achievable Technical Potential | F8 | Industrial | Instruments | Existing | Space Heating | Natural Gas | HVAC - Duct Repair and Sealing | A | Incremental Summer Peak Savings (MW) | Achievable Technical Potential | 0 | 0 | 0 | 0 | 0 | 0 | 0 | 0 | 0 | 0 | 0 | 0 | 0 | 0 | 0 | 0 | 0 | 0 | 0 | 0 | 0 | 0
F9_Industrial_Instruments_Existing_Space Heating_Natural Gas_HVAC - Duct Repair and Sealing_A_Achievable Technical Potential | F9 | Industrial | Instruments | Existing | Space Heating | Natural Gas | HVAC - Duct Repair and Sealing | A | Incremental Winter Peak Savings (MW) | Achievable Technical Potential | 0 | 0 | 0 | 0 | 0 | 0 | 0 | 0 | 0 | 0 | 0 | 0 | 0 | 0 | 0 | 0 | 0 | 0 | 0 | 0 | 0 | 0
F10_Industrial_Instruments_Existing_Space Heating_Natural Gas_HVAC - Duct Repair and Sealing_A_Achievable Technical Potential | F10 | Industrial | Instruments | Existing | Space Heating | Natural Gas | HVAC - Duct Repair and Sealing | A | Cumulative Energy Savings (MWh or mTherms) | Achievable Technical Potential | 0 | 0 | 0.017442 | 0.034393 | 0.050862 | 0.066863 | 0.082412 | 0.097526 | 0.11223 | 0.12654 | 0.14047 | 0.15407 | 0.16733 | 0.18028 | 0.19293 | 0.2053 | 0.21739 | 0.22923 | 0.24081 | 0.25215 | 0.26326 | 0.27415
F11_Industrial_Instruments_Existing_Space Heating_Natural Gas_HVAC - Duct Repair and Sealing_A_Achievable Technical Potential | F11 | Industrial | Instruments | Existing | Space Heating | Natural Gas | HVAC - Duct Repair and Sealing | A | Cumulative Summer Peak Savings (MW) | Achievable Technical Potential | 0 | 0 | 0 | 0 | 0 | 0 | 0 | 0 | 0 | 0 | 0 | 0 | 0 | 0 | 0 | 0 | 0 | 0 | 0 | 0 | 0 | 0
F12_Industrial_Instruments_Existing_Space Heating_Natural Gas_HVAC - Duct Repair and Sealing_A_Achievable Technical Potential | F12 | Industrial | Instruments | Existing | Space Heating | Natural Gas | HVAC - Duct Repair and Sealing | A | Cumulative Winter Peak Savings (MW) | Achievable Technical Potential | 0 | 0 | 0 | 0 | 0 | 0 | 0 | 0 | 0 | 0 | 0 | 0 | 0 | 0 | 0 | 0 | 0 | 0 | 0 | 0 | 0 | 0
F13_Industrial_Instruments_Existing_Space Heating_Natural Gas_HVAC - Duct Repair and Sealing_A_Achievable Technical Potential | F13 | Industrial | Instruments | Existing | Space Heating | Natural Gas | HVAC - Duct Repair and Sealing | A | Purchases (Incremental) | Achievable Technical Potential | 0 | 0 | 4283.1701 | 4209.3223 | 4136.7478 | 4065.4245 | 3995.331 | 3926.446 | 3858.7487 | 3792.2185 | 3726.8354 | 3662.5796 | 3599.4317 | 3537.3726 | 3476.3834 | 3416.4457 | 3357.5415 | 3299.6528 | 3242.7623 | 3186.8526 | 3131.9068 | 3077.9085
F14_Industrial_Instruments_Existing_Space Heating_Natural Gas_HVAC - Duct Repair and Sealing_A_Achievable Technical Potential | F14 | Industrial | Instruments | Existing | Space Heating | Natural Gas | HVAC - Duct Repair and Sealing | A | Purchases (Cumulative) | Achievable Technical Potential | 0 | 0 | 4283.1701 | 8492.4924 | 12629.2401 | 16694.6647 | 20689.9957 | 24616.4417 | 28475.1904 | 32267.4089 | 35994.2443 | 39656.8239 | 43256.2557 | 46793.6282 | 50270.0116 | 53686.4573 | 57043.9988 | 60343.6516 | 63586.4139 | 66773.2665 | 69905.1733 | 72983.0818
F1_Industrial_Instruments_Existing_Space Heating_Natural Gas_Windows - High Efficiency_A_Achievable Technical Potential | F1 | Industrial | Instruments | Existing | Space Heating | Natural Gas | Windows - High Efficiency | A | Original Unit Energy Savings (kWh or therms) | Achievable Technical Potential | 0 | 0 | 0.0077675 | 0.0077491 | 0.0077307 | 0.0077125 | 0.0076946 | 0.0076772 | 0.0076604 | 0.0076442 | 0.0076289 | 0.0076144 | 0.0076007 | 0.0075878 | 0.0075757 | 0.0075643 | 0.0075535 | 0.0075434 | 0.0075339 | 0.007525 | 0.0075166 | 0.0075087
F2_Industrial_Instruments_Existing_Space Heating_Natural Gas_Windows - High Efficiency_A_Achievable Technical Potential | F2 | Industrial | Instruments | Existing | Space Heating | Natural Gas | Windows - High Efficiency | A | Original Unit Summer Peak Savings (kW) | Achievable Technical Potential | 0 | 0 | 0 | 0 | 0 | 0 | 0 | 0 | 0 | 0 | 0 | 0 | 0 | 0 | 0 | 0 | 0 | 0 | 0 | 0 | 0 | 0
F3_Industrial_Instruments_Existing_Space Heating_Natural Gas_Windows - High Efficiency_A_Achievable Technical Potential | F3 | Industrial | Instruments | Existing | Space Heating | Natural Gas | Windows - High Efficiency | A | Original Unit Winter Peak Savings (kW) | Achievable Technical Potential | 0 | 0 | 0 | 0 | 0 | 0 | 0 | 0 | 0 | 0 | 0 | 0 | 0 | 0 | 0 | 0 | 0 | 0 | 0 | 0 | 0 | 0
F4_Industrial_Instruments_Existing_Space Heating_Natural Gas_Windows - High Efficiency_A_Achievable Technical Potential | F4 | Industrial | Instruments | Existing | Space Heating | Natural Gas | Windows - High Efficiency | A | Standalone Impact on Baseline Energy (%) | Achievable Technical Potential | 0% | 0% | 0.00596% | 0.01798% | 0.03945% | 0.07455% | 0.1281% | 0.2051% | 0.3105% | 0.4478% | 0.6188% | 0.8221% | 1.052% | 1.3% | 1.554% | 1.798% | 2.021% | 2.215% | 2.374% | 2.5% | 2.597% | 2.677%
F5_Industrial_Instruments_Existing_Space Heating_Natural Gas_Windows - High Efficiency_A_Achievable Technical Potential | F5 | Industrial | Instruments | Existing | Space Heating | Natural Gas | Windows - High Efficiency | A | Standalone Impact on Baseline Summer Peak (%) | Achievable Technical Potential | bar: 2019 to 2040
F6_Industrial_Instruments_Existing_Space Heating_Natural Gas_Windows - High Efficiency_A_Achievable Technical Potential | F6 | Industrial | Instruments | Existing | Space Heating | Natural Gas | Windows - High Efficiency | A | Standalone Impact on Baseline Winter Peak (%) | Achievable Technical Potential | bar: 2019 to 2040
F7_Industrial_Instruments_Existing_Space Heating_Natural Gas_Windows - High Efficiency_A_Achievable Technical Potential | F7 | Industrial | Instruments | Existing | Space Heating | Natural Gas | Windows - High Efficiency | A | Incremental Energy Savings (MWh or mTherms) | Achievable Technical Potential | 0 | 0 | 0.026253 | 0.051451 | 0.089565 | 0.14284 | 0.21258 | 0.29854 | 0.39821 | 0.50626 | 0.61412 | 0.71036 | 0.78183 | 0.816 | 0.80399 | 0.7437 | 0.64169 | 0.52083 | 0.39092 | 0.26565 | 0.16661 | 0.10667
F8_Industrial_Instruments_Existing_Space Heating_Natural Gas_Windows - High Efficiency_A_Achievable Technical Potential | F8 | Industrial | Instruments | Existing | Space Heating | Natural Gas | Windows - High Efficiency | A | Incremental Summer Peak Savings (MW) | Achievable Technical Potential | 0 | 0 | 0 | 0 | 0 | 0 | 0 | 0 | 0 | 0 | 0 | 0 | 0 | 0 | 0 | 0 | 0 | 0 | 0 | 0 | 0 | 0
F9_Industrial_Instruments_Existing_Space Heating_Natural Gas_Windows - High Efficiency_A_Achievable Technical Potential | F9 | Industrial | Instruments | Existing | Space Heating | Natural Gas | Windows - High Efficiency | A | Incremental Winter Peak Savings (MW) | Achievable Technical Potential | 0 | 0 | 0 | 0 | 0 | 0 | 0 | 0 | 0 | 0 | 0 | 0 | 0 | 0 | 0 | 0 | 0 | 0 | 0 | 0 | 0 | 0
F10_Industrial_Instruments_Existing_Space Heating_Natural Gas_Windows - High Efficiency_A_Achievable Technical Potential | F10 | Industrial | Instruments | Existing | Space Heating | Natural Gas | Windows - High Efficiency | A | Cumulative Energy Savings (MWh or mTherms) | Achievable Technical Potential | 0 | 0 | 0.026253 | 0.077642 | 0.16702 | 0.30947 | 0.52134 | 0.81869 | 1.2151 | 1.7188 | 2.3295 | 3.0354 | 3.8118 | 4.6213 | 5.4179 | 6.1535 | 6.7864 | 7.2981 | 7.6799 | 7.9364 | 8.0942 | 8.1924
F11_Industrial_Instruments_Existing_Space Heating_Natural Gas_Windows - High Efficiency_A_Achievable Technical Potential | F11 | Industrial | Instruments | Existing | Space Heating | Natural Gas | Windows - High Efficiency | A | Cumulative Summer Peak Savings (MW) | Achievable Technical Potential | 0 | 0 | 0 | 0 | 0 | 0 | 0 | 0 | 0 | 0 | 0 | 0 | 0 | 0 | 0 | 0 | 0 | 0 | 0 | 0 | 0 | 0
F12_Industrial_Instruments_Existing_Space Heating_Natural Gas_Windows - High Efficiency_A_Achievable Technical Potential | F12 | Industrial | Instruments | Existing | Space Heating | Natural Gas | Windows - High Efficiency | A | Cumulative Winter Peak Savings (MW) | Achievable Technical Potential | 0 | 0 | 0 | 0 | 0 | 0 | 0 | 0 | 0 | 0 | 0 | 0 | 0 | 0 | 0 | 0 | 0 | 0 | 0 | 0 | 0 | 0
F13_Industrial_Instruments_Existing_Space Heating_Natural Gas_Windows - High Efficiency_A_Achievable Technical Potential | F13 | Industrial | Instruments | Existing | Space Heating | Natural Gas | Windows - High Efficiency | A | Purchases (Incremental) | Achievable Technical Potential | 0 | 0 | 3379.8554 | 6639.6246 | 11585.6964 | 18520.7969 | 27627.2935 | 38885.9775 | 51983.615 | 66227.6516 | 80499.9117 | 93291.8202 | 102862.7498 | 107539.9334 | 106127.0209 | 98317.7425 | 84952.8836 | 69043.8013 | 51887.8872 | 35303.032 | 22165.8405 | 14206.7418
F14_Industrial_Instruments_Existing_Space Heating_Natural Gas_Windows - High Efficiency_A_Achievable Technical Potential | F14 | Industrial | Instruments | Existing | Space Heating | Natural Gas | Windows - High Efficiency | A | Purchases (Cumulative) | Achievable Technical Potential | 0 | 0 | 3379.8554 | 10019.4801 | 21605.1765 | 40125.9734 | 67753.2668 | 106639.2443 | 158622.8594 | 224850.511 | 305350.4227 | 398642.2429 | 501504.9926 | 609044.9261 | 715171.947 | 813489.6894 | 898442.573 | 967486.3743 | 1019374.2615 | 1054677.2935 | 1076843.134 | 1091049.8758
F1_Industrial_Instruments_Existing_Space Heating_Natural Gas_Gas Boiler - Maintenance_A_Achievable Technical Potential | F1 | Industrial | Instruments | Existing | Space Heating | Natural Gas | Gas Boiler - Maintenance | A | Original Unit Energy Savings (kWh or therms) | Achievable Technical Potential | 0 | 0 | 4.1325 | 4.1221 | 4.112 | 4.1021 | 4.0924 | 4.083 | 4.0739 | 4.0651 | 4.0567 | 4.0486 | 4.0408 | 4.0334 | 4.0264 | 4.0197 | 4.0135 | 4.0076 | 4.0022 | 3.9971 | 3.9925 | 3.9883
F2_Industrial_Instruments_Existing_Space Heating_Natural Gas_Gas Boiler - Maintenance_A_Achievable Technical Potential | F2 | Industrial | Instruments | Existing | Space Heating | Natural Gas | Gas Boiler - Maintenance | A | Original Unit Summer Peak Savings (kW) | Achievable Technical Potential | 0 | 0 | 0 | 0 | 0 | 0 | 0 | 0 | 0 | 0 | 0 | 0 | 0 | 0 | 0 | 0 | 0 | 0 | 0 | 0 | 0 | 0
F3_Industrial_Instruments_Existing_Space Heating_Natural Gas_Gas Boiler - Maintenance_A_Achievable Technical Potential | F3 | Industrial | Instruments | Existing | Space Heating | Natural Gas | Gas Boiler - Maintenance | A | Original Unit Winter Peak Savings (kW) | Achievable Technical Potential | 0 | 0 | 0 | 0 | 0 | 0 | 0 | 0 | 0 | 0 | 0 | 0 | 0 | 0 | 0 | 0 | 0 | 0 | 0 | 0 | 0 | 0
F4_Industrial_Instruments_Existing_Space Heating_Natural Gas_Gas Boiler - Maintenance_A_Achievable Technical Potential | F4 | Industrial | Instruments | Existing | Space Heating | Natural Gas | Gas Boiler - Maintenance | A | Standalone Impact on Baseline Energy (%) | Achievable Technical Potential | 0% | 0% | 0.004189% | 0.007197% | 0.009355% | 0.0111% | 0.01268% | 0.0141% | 0.01538% | 0.01652% | 0.01754% | 0.01847% | 0.01931% | 0.02004% | 0.0207% | 0.02131% | 0.02187% | 0.02242% | 0.02295% | 0.02347% | 0.02398% | 0.02448%
F5_Industrial_Instruments_Existing_Space Heating_Natural Gas_Gas Boiler - Maintenance_A_Achievable Technical Potential | F5 | Industrial | Instruments | Existing | Space Heating | Natural Gas | Gas Boiler - Maintenance | A | Standalone Impact on Baseline Summer Peak (%) | Achievable Technical Potential | bar: 2019 to 2040
F6_Industrial_Instruments_Existing_Space Heating_Natural Gas_Gas Boiler - Maintenance_A_Achievable Technical Potential | F6 | Industrial | Instruments | Existing | Space Heating | Natural Gas | Gas Boiler - Maintenance | A | Standalone Impact on Baseline Winter Peak (%) | Achievable Technical Potential | bar: 2019 to 2040
F7_Industrial_Instruments_Existing_Space Heating_Natural Gas_Gas Boiler - Maintenance_A_Achievable Technical Potential | F7 | Industrial | Instruments | Existing | Space Heating | Natural Gas | Gas Boiler - Maintenance | A | Incremental Energy Savings (MWh or mTherms) | Achievable Technical Potential | 0 | 0 | 0.01845 | 0.012677 | 0.0086034 | 0.0065689 | 0.0056428 | 0.0047877 | 0.0040219 | 0.0033508 | 0.0027726 | 0.0022807 | 0.0018667 | 0.0014261 | 0.0010896 | 0.00083258 | 0.00063624 | 0.0005733 | 0.00044033 | 0.00037217 | 0.0003064 | 0.00024296
F8_Industrial_Instruments_Existing_Space Heating_Natural Gas_Gas Boiler - Maintenance_A_Achievable Technical Potential | F8 | Industrial | Instruments | Existing | Space Heating | Natural Gas | Gas Boiler - Maintenance | A | Incremental Summer Peak Savings (MW) | Achievable Technical Potential | 0 | 0 | 0 | 0 | 0 | 0 | 0 | 0 | 0 | 0 | 0 | 0 | 0 | 0 | 0 | 0 | 0 | 0 | 0 | 0 | 0 | 0
F9_Industrial_Instruments_Existing_Space Heating_Natural Gas_Gas Boiler - Maintenance_A_Achievable Technical Potential | F9 | Industrial | Instruments | Existing | Space Heating | Natural Gas | Gas Boiler - Maintenance | A | Incremental Winter Peak Savings (MW) | Achievable Technical Potential | 0 | 0 | 0 | 0 | 0 | 0 | 0 | 0 | 0 | 0 | 0 | 0 | 0 | 0 | 0 | 0 | 0 | 0 | 0 | 0 | 0 | 0
F10_Industrial_Instruments_Existing_Space Heating_Natural Gas_Gas Boiler - Maintenance_A_Achievable Technical Potential | F10 | Industrial | Instruments | Existing | Space Heating | Natural Gas | Gas Boiler - Maintenance | A | Cumulative Energy Savings (MWh or mTherms) | Achievable Technical Potential | 0 | 0 | 0.01845 | 0.031081 | 0.039608 | 0.046081 | 0.051615 | 0.056285 | 0.060181 | 0.063403 | 0.066043 | 0.068192 | 0.069928 | 0.071226 | 0.072192 | 0.072905 | 0.073428 | 0.073894 | 0.074234 | 0.074512 | 0.074732 | 0.074897
F11_Industrial_Instruments_Existing_Space Heating_Natural Gas_Gas Boiler - Maintenance_A_Achievable Technical Potential | F11 | Industrial | Instruments | Existing | Space Heating | Natural Gas | Gas Boiler - Maintenance | A | Cumulative Summer Peak Savings (MW) | Achievable Technical Potential | 0 | 0 | 0 | 0 | 0 | 0 | 0 | 0 | 0 | 0 | 0 | 0 | 0 | 0 | 0 | 0 | 0 | 0 | 0 | 0 | 0 | 0
F12_Industrial_Instruments_Existing_Space Heating_Natural Gas_Gas Boiler - Maintenance_A_Achievable Technical Potential | F12 | Industrial | Instruments | Existing | Space Heating | Natural Gas | Gas Boiler - Maintenance | A | Cumulative Winter Peak Savings (MW) | Achievable Technical Potential | 0 | 0 | 0 | 0 | 0 | 0 | 0 | 0 | 0 | 0 | 0 | 0 | 0 | 0 | 0 | 0 | 0 | 0 | 0 | 0 | 0 | 0
F13_Industrial_Instruments_Existing_Space Heating_Natural Gas_Gas Boiler - Maintenance_A_Achievable Technical Potential | F13 | Industrial | Instruments | Existing | Space Heating | Natural Gas | Gas Boiler - Maintenance | A | Purchases (Incremental) | Achievable Technical Potential | 0 | 0 | 4.4646 | 3.0754 | 2.0923 | 1.6014 | 1.3789 | 1.1726 | 0.98723 | 0.82429 | 0.68346 | 0.56334 | 0.46196 | 0.35358 | 0.27062 | 0.20712 | 0.15853 | 0.14305 | 0.11002 | 0.093109 | 0.076745 | 0.060917
F14_Industrial_Instruments_Existing_Space Heating_Natural Gas_Gas Boiler - Maintenance_A_Achievable Technical Potential | F14 | Industrial | Instruments | Existing | Space Heating | Natural Gas | Gas Boiler - Maintenance | A | Purchases (Cumulative) | Achievable Technical Potential | 0 | 0 | 4.4646 | 7.54 | 9.6323 | 11.2337 | 12.6125 | 13.7851 | 14.7724 | 15.5967 | 16.2801 | 16.8435 | 17.3054 | 17.659 | 17.9296 | 18.1367 | 18.2953 | 18.4383 | 18.5483 | 18.6415 | 18.7182 | 18.7791
F1_Industrial_Instruments_Existing_Process_Natural Gas_Gas Boiler - Maintenance_A_Achievable Technical Potential | F1 | Industrial | Instruments | Existing | Process | Natural Gas | Gas Boiler - Maintenance | A | Original Unit Energy Savings (kWh or therms) | Achievable Technical Potential | 0 | 0 | 2.58 | 2.58 | 2.58 | 2.58 | 2.58 | 2.58 | 2.58 | 2.58 | 2.58 | 2.58 | 2.58 | 2.58 | 2.58 | 2.58 | 2.58 | 2.58 | 2.58 | 2.58 | 2.58 | 2.58
F2_Industrial_Instruments_Existing_Process_Natural Gas_Gas Boiler - Maintenance_A_Achievable Technical Potential | F2 | Industrial | Instruments | Existing | Process | Natural Gas | Gas Boiler - Maintenance | A | Original Unit Summer Peak Savings (kW) | Achievable Technical Potential | 0 | 0 | 0 | 0 | 0 | 0 | 0 | 0 | 0 | 0 | 0 | 0 | 0 | 0 | 0 | 0 | 0 | 0 | 0 | 0 | 0 | 0
F3_Industrial_Instruments_Existing_Process_Natural Gas_Gas Boiler - Maintenance_A_Achievable Technical Potential | F3 | Industrial | Instruments | Existing | Process | Natural Gas | Gas Boiler - Maintenance | A | Original Unit Winter Peak Savings (kW) | Achievable Technical Potential | 0 | 0 | 0 | 0 | 0 | 0 | 0 | 0 | 0 | 0 | 0 | 0 | 0 | 0 | 0 | 0 | 0 | 0 | 0 | 0 | 0 | 0
F4_Industrial_Instruments_Existing_Process_Natural Gas_Gas Boiler - Maintenance_A_Achievable Technical Potential | F4 | Industrial | Instruments | Existing | Process | Natural Gas | Gas Boiler - Maintenance | A | Standalone Impact on Baseline Energy (%) | Achievable Technical Potential | 0% | 0% | 0.03069% | 0.05273% | 0.06855% | 0.08135% | 0.09293% | 0.1034% | 0.1127% | 0.1211% | 0.1286% | 0.1354% | 0.1415% | 0.147% | 0.1518% | 0.1563% | 0.1604% | 0.1645% | 0.1684% | 0.1722% | 0.1759% | 0.1796%
F5_Industrial_Instruments_Existing_Process_Natural Gas_Gas Boiler - Maintenance_A_Achievable Technical Potential | F5 | Industrial | Instruments | Existing | Process | Natural Gas | Gas Boiler - Maintenance | A | Standalone Impact on Baseline Summer Peak (%) | Achievable Technical Potential | bar: 2019 to 2040
F6_Industrial_Instruments_Existing_Process_Natural Gas_Gas Boiler - Maintenance_A_Achievable Technical Potential | F6 | Industrial | Instruments | Existing | Process | Natural Gas | Gas Boiler - Maintenance | A | Standalone Impact on Baseline Winter Peak (%) | Achievable Technical Potential | bar: 2019 to 2040
F7_Industrial_Instruments_Existing_Process_Natural Gas_Gas Boiler - Maintenance_A_Achievable Technical Potential | F7 | Industrial | Instruments | Existing | Process | Natural Gas | Gas Boiler - Maintenance | A | Incremental Energy Savings (MWh or mTherms) | Achievable Technical Potential | 0 | 0 | 0.34942 | 0.24069 | 0.16375 | 0.12533 | 0.10792 | 0.091773 | 0.077265 | 0.064512 | 0.053491 | 0.04409 | 0.036155 | 0.027672 | 0.02118 | 0.01621 | 0.012407 | 0.011196 | 0.0086109 | 0.0072871 | 0.0060064 | 0.0047676
F8_Industrial_Instruments_Existing_Process_Natural Gas_Gas Boiler - Maintenance_A_Achievable Technical Potential | F8 | Industrial | Instruments | Existing | Process | Natural Gas | Gas Boiler - Maintenance | A | Incremental Summer Peak Savings (MW) | Achievable Technical Potential | 0 | 0 | 0 | 0 | 0 | 0 | 0 | 0 | 0 | 0 | 0 | 0 | 0 | 0 | 0 | 0 | 0 | 0 | 0 | 0 | 0 | 0
F9_Industrial_Instruments_Existing_Process_Natural Gas_Gas Boiler - Maintenance_A_Achievable Technical Potential | F9 | Industrial | Instruments | Existing | Process | Natural Gas | Gas Boiler - Maintenance | A | Incremental Winter Peak Savings (MW) | Achievable Technical Potential | 0 | 0 | 0 | 0 | 0 | 0 | 0 | 0 | 0 | 0 | 0 | 0 | 0 | 0 | 0 | 0 | 0 | 0 | 0 | 0 | 0 | 0
F10_Industrial_Instruments_Existing_Process_Natural Gas_Gas Boiler - Maintenance_A_Achievable Technical Potential | F10 | Industrial | Instruments | Existing | Process | Natural Gas | Gas Boiler - Maintenance | A | Cumulative Energy Savings (MWh or mTherms) | Achievable Technical Potential | 0 | 0 | 0.34942 | 0.59011 | 0.75387 | 0.8792 | 0.98711 | 1.0789 | 1.1561 | 1.2207 | 1.2742 | 1.3182 | 1.3544 | 1.3821 | 1.4032 | 1.4195 | 1.4319 | 1.4431 | 1.4517 | 1.459 | 1.465 | 1.4697
F11_Industrial_Instruments_Existing_Process_Natural Gas_Gas Boiler - Maintenance_A_Achievable Technical Potential | F11 | Industrial | Instruments | Existing | Process | Natural Gas | Gas Boiler - Maintenance | A | Cumulative Summer Peak Savings (MW) | Achievable Technical Potential | 0 | 0 | 0 | 0 | 0 | 0 | 0 | 0 | 0 | 0 | 0 | 0 | 0 | 0 | 0 | 0 | 0 | 0 | 0 | 0 | 0 | 0
F12_Industrial_Instruments_Existing_Process_Natural Gas_Gas Boiler - Maintenance_A_Achievable Technical Potential | F12 | Industrial | Instruments | Existing | Process | Natural Gas | Gas Boiler - Maintenance | A | Cumulative Winter Peak Savings (MW) | Achievable Technical Potential | 0 | 0 | 0 | 0 | 0 | 0 | 0 | 0 | 0 | 0 | 0 | 0 | 0 | 0 | 0 | 0 | 0 | 0 | 0 | 0 | 0 | 0
F13_Industrial_Instruments_Existing_Process_Natural Gas_Gas Boiler - Maintenance_A_Achievable Technical Potential | F13 | Industrial | Instruments | Existing | Process | Natural Gas | Gas Boiler - Maintenance | A | Purchases (Incremental) | Achievable Technical Potential | 0 | 0 | 135.4334 | 93.2914 | 63.4691 | 48.5775 | 41.8274 | 35.5707 | 29.9473 | 25.0046 | 20.7327 | 17.0889 | 14.0136 | 10.7256 | 8.2091 | 6.283 | 4.8089 | 4.3394 | 3.3375 | 2.8244 | 2.328 | 1.8479
F14_Industrial_Instruments_Existing_Process_Natural Gas_Gas Boiler - Maintenance_A_Achievable Technical Potential | F14 | Industrial | Instruments | Existing | Process | Natural Gas | Gas Boiler - Maintenance | A | Purchases (Cumulative) | Achievable Technical Potential | 0 | 0 | 135.4334 | 228.7248 | 292.1939 | 340.7715 | 382.5989 | 418.1696 | 448.1169 | 473.1215 | 493.8542 | 510.943 | 524.9566 | 535.6822 | 543.8913 | 550.1744 | 554.9832 | 559.3227 | 562.6602 | 565.4846 | 567.8127 | 569.6606
F1_Industrial_Instruments_Existing_Space Heating_Natural Gas_Gas Furnace - Maintenance_A_Achievable Technical Potential | F1 | Industrial | Instruments | Existing | Space Heating | Natural Gas | Gas Furnace - Maintenance | A | Original Unit Energy Savings (kWh or therms) | Achievable Technical Potential | 0 | 0 | 0.0093975 | 0.0093456 | 0.0092937 | 0.0092423 | 0.0091918 | 0.0091426 | 0.0090951 | 0.0090495 | 0.0090061 | 0.0089653 | 0.0089269 | 0.0088907 | 0.0088567 | 0.0088247 | 0.0087946 | 0.0087662 | 0.0087395 | 0.0087144 | 0.0086907 | 0.0086685
F2_Industrial_Instruments_Existing_Space Heating_Natural Gas_Gas Furnace - Maintenance_A_Achievable Technical Potential | F2 | Industrial | Instruments | Existing | Space Heating | Natural Gas | Gas Furnace - Maintenance | A | Original Unit Summer Peak Savings (kW) | Achievable Technical Potential | 0 | 0 | 0 | 0 | 0 | 0 | 0 | 0 | 0 | 0 | 0 | 0 | 0 | 0 | 0 | 0 | 0 | 0 | 0 | 0 | 0 | 0
F3_Industrial_Instruments_Existing_Space Heating_Natural Gas_Gas Furnace - Maintenance_A_Achievable Technical Potential | F3 | Industrial | Instruments | Existing | Space Heating | Natural Gas | Gas Furnace - Maintenance | A | Original Unit Winter Peak Savings (kW) | Achievable Technical Potential | 0 | 0 | 0 | 0 | 0 | 0 | 0 | 0 | 0 | 0 | 0 | 0 | 0 | 0 | 0 | 0 | 0 | 0 | 0 | 0 | 0 | 0
F4_Industrial_Instruments_Existing_Space Heating_Natural Gas_Gas Furnace - Maintenance_A_Achievable Technical Potential | F4 | Industrial | Instruments | Existing | Space Heating | Natural Gas | Gas Furnace - Maintenance | A | Standalone Impact on Baseline Energy (%) | Achievable Technical Potential | 0% | 0% | 0.0001148% | 0.0001967% | 0.0002548% | 0.0003015% | 0.0003433% | 0.0003806% | 0.0004138% | 0.0004433% | 0.0004695% | 0.0004929% | 0.0005141% | 0.0005325% | 0.0005489% | 0.0005638% | 0.0005776% | 0.0005912% | 0.0006041% | 0.0006167% | 0.0006291% | 0.0006412%
F5_Industrial_Instruments_Existing_Space Heating_Natural Gas_Gas Furnace - Maintenance_A_Achievable Technical Potential | F5 | Industrial | Instruments | Existing | Space Heating | Natural Gas | Gas Furnace - Maintenance | A | Standalone Impact on Baseline Summer Peak (%) | Achievable Technical Potential | bar: 2019 to 2040
F6_Industrial_Instruments_Existing_Space Heating_Natural Gas_Gas Furnace - Maintenance_A_Achievable Technical Potential | F6 | Industrial | Instruments | Existing | Space Heating | Natural Gas | Gas Furnace - Maintenance | A | Standalone Impact on Baseline Winter Peak (%) | Achievable Technical Potential | bar: 2019 to 2040
F7_Industrial_Instruments_Existing_Space Heating_Natural Gas_Gas Furnace - Maintenance_A_Achievable Technical Potential | F7 | Industrial | Instruments | Existing | Space Heating | Natural Gas | Gas Furnace - Maintenance | A | Incremental Energy Savings (MWh or mTherms) | Achievable Technical Potential | 0 | 0 | 0.00050572 | 0.00034643 | 0.00023438 | 0.0001784 | 0.00015277 | 0.00012922 | 0.00010823 | 8.991e-05 | 7.4192e-05 | 6.0876e-05 | 4.9707e-05 | 3.789e-05 | 2.8889e-05 | 2.2031e-05 | 1.6804e-05 | 1.5115e-05 | 1.159e-05 | 9.7799e-06 | 8.0392e-06 | 6.3649e-06
F8_Industrial_Instruments_Existing_Space Heating_Natural Gas_Gas Furnace - Maintenance_A_Achievable Technical Potential | F8 | Industrial | Instruments | Existing | Space Heating | Natural Gas | Gas Furnace - Maintenance | A | Incremental Summer Peak Savings (MW) | Achievable Technical Potential | 0 | 0 | 0 | 0 | 0 | 0 | 0 | 0 | 0 | 0 | 0 | 0 | 0 | 0 | 0 | 0 | 0 | 0 | 0 | 0 | 0 | 0
F9_Industrial_Instruments_Existing_Space Heating_Natural Gas_Gas Furnace - Maintenance_A_Achievable Technical Potential | F9 | Industrial | Instruments | Existing | Space Heating | Natural Gas | Gas Furnace - Maintenance | A | Incremental Winter Peak Savings (MW) | Achievable Technical Potential | 0 | 0 | 0 | 0 | 0 | 0 | 0 | 0 | 0 | 0 | 0 | 0 | 0 | 0 | 0 | 0 | 0 | 0 | 0 | 0 | 0 | 0
F10_Industrial_Instruments_Existing_Space Heating_Natural Gas_Gas Furnace - Maintenance_A_Achievable Technical Potential | F10 | Industrial | Instruments | Existing | Space Heating | Natural Gas | Gas Furnace - Maintenance | A | Cumulative Energy Savings (MWh or mTherms) | Achievable Technical Potential | 0 | 0 | 0.00050572 | 0.00084935 | 0.001079 | 0.0012514 | 0.0013974 | 0.0015191 | 0.0016194 | 0.0017012 | 0.0017673 | 0.0018201 | 0.001862 | 0.0018924 | 0.001914 | 0.0019292 | 0.0019394 | 0.0019482 | 0.0019539 | 0.0019581 | 0.0019608 | 0.0019621
F11_Industrial_Instruments_Existing_Space Heating_Natural Gas_Gas Furnace - Maintenance_A_Achievable Technical Potential | F11 | Industrial | Instruments | Existing | Space Heating | Natural Gas | Gas Furnace - Maintenance | A | Cumulative Summer Peak Savings (MW) | Achievable Technical Potential | 0 | 0 | 0 | 0 | 0 | 0 | 0 | 0 | 0 | 0 | 0 | 0 | 0 | 0 | 0 | 0 | 0 | 0 | 0 | 0 | 0 | 0
F12_Industrial_Instruments_Existing_Space Heating_Natural Gas_Gas Furnace - Maintenance_A_Achievable Technical Potential | F12 | Industrial | Instruments | Existing | Space Heating | Natural Gas | Gas Furnace - Maintenance | A | Cumulative Winter Peak Savings (MW) | Achievable Technical Potential | 0 | 0 | 0 | 0 | 0 | 0 | 0 | 0 | 0 | 0 | 0 | 0 | 0 | 0 | 0 | 0 | 0 | 0 | 0 | 0 | 0 | 0
F13_Industrial_Instruments_Existing_Space Heating_Natural Gas_Gas Furnace - Maintenance_A_Achievable Technical Potential | F13 | Industrial | Instruments | Existing | Space Heating | Natural Gas | Gas Furnace - Maintenance | A | Purchases (Incremental) | Achievable Technical Potential | 0 | 0 | 53.8138 | 37.0689 | 25.2191 | 19.302 | 16.6199 | 14.1338 | 11.8994 | 9.9354 | 8.238 | 6.7902 | 5.5682 | 4.2618 | 3.2618 | 2.4965 | 1.9108 | 1.7243 | 1.3261 | 1.1223 | 0.92503 | 0.73426
F14_Industrial_Instruments_Existing_Space Heating_Natural Gas_Gas Furnace - Maintenance_A_Achievable Technical Potential | F14 | Industrial | Instruments | Existing | Space Heating | Natural Gas | Gas Furnace - Maintenance | A | Purchases (Cumulative) | Achievable Technical Potential | 0 | 0 | 53.8138 | 90.8826 | 116.1017 | 135.4038 | 152.0237 | 166.1575 | 178.0569 | 187.9924 | 196.2304 | 203.0206 | 208.5888 | 212.8506 | 216.1124 | 218.6089 | 220.5197 | 222.244 | 223.5701 | 224.6924 | 225.6174 | 226.3517
F1_Industrial_Instruments_Existing_Space Heating_Natural Gas_Gas Boiler - Hot Water Reset_A_Achievable Technical Potential | F1 | Industrial | Instruments | Existing | Space Heating | Natural Gas | Gas Boiler - Hot Water Reset | A | Original Unit Energy Savings (kWh or therms) | Achievable Technical Potential | 0 | 0 | 15.0273 | 14.9896 | 14.9526 | 14.9166 | 14.8814 | 14.8473 | 14.8142 | 14.7823 | 14.7516 | 14.7221 | 14.6939 | 14.667 | 14.6414 | 14.6172 | 14.5945 | 14.5732 | 14.5534 | 14.535 | 14.5182 | 14.5029
F2_Industrial_Instruments_Existing_Space Heating_Natural Gas_Gas Boiler - Hot Water Reset_A_Achievable Technical Potential | F2 | Industrial | Instruments | Existing | Space Heating | Natural Gas | Gas Boiler - Hot Water Reset | A | Original Unit Summer Peak Savings (kW) | Achievable Technical Potential | 0 | 0 | 0 | 0 | 0 | 0 | 0 | 0 | 0 | 0 | 0 | 0 | 0 | 0 | 0 | 0 | 0 | 0 | 0 | 0 | 0 | 0
F3_Industrial_Instruments_Existing_Space Heating_Natural Gas_Gas Boiler - Hot Water Reset_A_Achievable Technical Potential | F3 | Industrial | Instruments | Existing | Space Heating | Natural Gas | Gas Boiler - Hot Water Reset | A | Original Unit Winter Peak Savings (kW) | Achievable Technical Potential | 0 | 0 | 0 | 0 | 0 | 0 | 0 | 0 | 0 | 0 | 0 | 0 | 0 | 0 | 0 | 0 | 0 | 0 | 0 | 0 | 0 | 0
F4_Industrial_Instruments_Existing_Space Heating_Natural Gas_Gas Boiler - Hot Water Reset_A_Achievable Technical Potential | F4 | Industrial | Instruments | Existing | Space Heating | Natural Gas | Gas Boiler - Hot Water Reset | A | Standalone Impact on Baseline Energy (%) | Achievable Technical Potential | 0% | 0% | 0.007402% | 0.01662% | 0.02803% | 0.04143% | 0.05687% | 0.07508% | 0.09527% | 0.1162% | 0.1364% | 0.1544% | 0.1692% | 0.1801% | 0.1879% | 0.1934% | 0.1977% | 0.2015% | 0.2052% | 0.2088% | 0.2124% | 0.2161%
F5_Industrial_Instruments_Existing_Space Heating_Natural Gas_Gas Boiler - Hot Water Reset_A_Achievable Technical Potential | F5 | Industrial | Instruments | Existing | Space Heating | Natural Gas | Gas Boiler - Hot Water Reset | A | Standalone Impact on Baseline Summer Peak (%) | Achievable Technical Potential | bar: 2019 to 2040
F6_Industrial_Instruments_Existing_Space Heating_Natural Gas_Gas Boiler - Hot Water Reset_A_Achievable Technical Potential | F6 | Industrial | Instruments | Existing | Space Heating | Natural Gas | Gas Boiler - Hot Water Reset | A | Standalone Impact on Baseline Winter Peak (%) | Achievable Technical Potential | bar: 2019 to 2040
F7_Industrial_Instruments_Existing_Space Heating_Natural Gas_Gas Boiler - Hot Water Reset_A_Achievable Technical Potential | F7 | Industrial | Instruments | Existing | Space Heating | Natural Gas | Gas Boiler - Hot Water Reset | A | Incremental Energy Savings (MWh or mTherms) | Achievable Technical Potential | 0 | 0 | 0.032605 | 0.039245 | 0.04708 | 0.053581 | 0.059921 | 0.068689 | 0.073889 | 0.074021 | 0.068411 | 0.057676 | 0.043778 | 0.028422 | 0.01619 | 0.0076482 | 0.003175 | 0.001133 | 0.00034732 | 7.4302e-05 | 1.1989e-05 | 1.4127e-06
F8_Industrial_Instruments_Existing_Space Heating_Natural Gas_Gas Boiler - Hot Water Reset_A_Achievable Technical Potential | F8 | Industrial | Instruments | Existing | Space Heating | Natural Gas | Gas Boiler - Hot Water Reset | A | Incremental Summer Peak Savings (MW) | Achievable Technical Potential | 0 | 0 | 0 | 0 | 0 | 0 | 0 | 0 | 0 | 0 | 0 | 0 | 0 | 0 | 0 | 0 | 0 | 0 | 0 | 0 | 0 | 0
F9_Industrial_Instruments_Existing_Space Heating_Natural Gas_Gas Boiler - Hot Water Reset_A_Achievable Technical Potential | F9 | Industrial | Instruments | Existing | Space Heating | Natural Gas | Gas Boiler - Hot Water Reset | A | Incremental Winter Peak Savings (MW) | Achievable Technical Potential | 0 | 0 | 0 | 0 | 0 | 0 | 0 | 0 | 0 | 0 | 0 | 0 | 0 | 0 | 0 | 0 | 0 | 0 | 0 | 0 | 0 | 0
F10_Industrial_Instruments_Existing_Space Heating_Natural Gas_Gas Boiler - Hot Water Reset_A_Achievable Technical Potential | F10 | Industrial | Instruments | Existing | Space Heating | Natural Gas | Gas Boiler - Hot Water Reset | A | Cumulative Energy Savings (MWh or mTherms) | Achievable Technical Potential | 0 | 0 | 0.032605 | 0.071769 | 0.11867 | 0.17197 | 0.23148 | 0.29964 | 0.37286 | 0.44608 | 0.51356 | 0.57021 | 0.6129 | 0.6402 | 0.65527 | 0.66184 | 0.66398 | 0.66415 | 0.66359 | 0.66283 | 0.66207 | 0.66138
F11_Industrial_Instruments_Existing_Space Heating_Natural Gas_Gas Boiler - Hot Water Reset_A_Achievable Technical Potential | F11 | Industrial | Instruments | Existing | Space Heating | Natural Gas | Gas Boiler - Hot Water Reset | A | Cumulative Summer Peak Savings (MW) | Achievable Technical Potential | 0 | 0 | 0 | 0 | 0 | 0 | 0 | 0 | 0 | 0 | 0 | 0 | 0 | 0 | 0 | 0 | 0 | 0 | 0 | 0 | 0 | 0
F12_Industrial_Instruments_Existing_Space Heating_Natural Gas_Gas Boiler - Hot Water Reset_A_Achievable Technical Potential | F12 | Industrial | Instruments | Existing | Space Heating | Natural Gas | Gas Boiler - Hot Water Reset | A | Cumulative Winter Peak Savings (MW) | Achievable Technical Potential | 0 | 0 | 0 | 0 | 0 | 0 | 0 | 0 | 0 | 0 | 0 | 0 | 0 | 0 | 0 | 0 | 0 | 0 | 0 | 0 | 0 | 0
F13_Industrial_Instruments_Existing_Space Heating_Natural Gas_Gas Boiler - Hot Water Reset_A_Achievable Technical Potential | F13 | Industrial | Instruments | Existing | Space Heating | Natural Gas | Gas Boiler - Hot Water Reset | A | Purchases (Incremental) | Achievable Technical Potential | 0 | 0 | 2.1698 | 2.6182 | 3.1486 | 3.5921 | 4.0266 | 4.6264 | 4.9877 | 5.0074 | 4.6375 | 3.9176 | 2.9794 | 1.9378 | 1.1058 | 0.52323 | 0.21755 | 0.077745 | 0.023865 | 0.0051119 | 0.00082577 | 9.7411e-05
F14_Industrial_Instruments_Existing_Space Heating_Natural Gas_Gas Boiler - Hot Water Reset_A_Achievable Technical Potential | F14 | Industrial | Instruments | Existing | Space Heating | Natural Gas | Gas Boiler - Hot Water Reset | A | Purchases (Cumulative) | Achievable Technical Potential | 0 | 0 | 2.1698 | 4.7879 | 7.9366 | 11.5286 | 15.5552 | 20.1815 | 25.1692 | 30.1766 | 34.8142 | 38.7318 | 41.7112 | 43.649 | 44.7547 | 45.278 | 45.4955 | 45.5733 | 45.5971 | 45.6022 | 45.6031 | 45.6032
F1_Industrial_Instruments_Existing_Process_Natural Gas_Gas Boiler - Hot Water Reset_A_Achievable Technical Potential | F1 | Industrial | Instruments | Existing | Process | Natural Gas | Gas Boiler - Hot Water Reset | A | Original Unit Energy Savings (kWh or therms) | Achievable Technical Potential | 0 | 0 | 4.6909 | 4.6909 | 4.6909 | 4.6909 | 4.6909 | 4.6909 | 4.6909 | 4.6909 | 4.6909 | 4.6909 | 4.6909 | 4.6909 | 4.6909 | 4.6909 | 4.6909 | 4.6909 | 4.6909 | 4.6909 | 4.6909 | 4.6909
F2_Industrial_Instruments_Existing_Process_Natural Gas_Gas Boiler - Hot Water Reset_A_Achievable Technical Potential | F2 | Industrial | Instruments | Existing | Process | Natural Gas | Gas Boiler - Hot Water Reset | A | Original Unit Summer Peak Savings (kW) | Achievable Technical Potential | 0 | 0 | 0 | 0 | 0 | 0 | 0 | 0 | 0 | 0 | 0 | 0 | 0 | 0 | 0 | 0 | 0 | 0 | 0 | 0 | 0 | 0
F3_Industrial_Instruments_Existing_Process_Natural Gas_Gas Boiler - Hot Water Reset_A_Achievable Technical Potential | F3 | Industrial | Instruments | Existing | Process | Natural Gas | Gas Boiler - Hot Water Reset | A | Original Unit Winter Peak Savings (kW) | Achievable Technical Potential | 0 | 0 | 0 | 0 | 0 | 0 | 0 | 0 | 0 | 0 | 0 | 0 | 0 | 0 | 0 | 0 | 0 | 0 | 0 | 0 | 0 | 0
F4_Industrial_Instruments_Existing_Process_Natural Gas_Gas Boiler - Hot Water Reset_A_Achievable Technical Potential | F4 | Industrial | Instruments | Existing | Process | Natural Gas | Gas Boiler - Hot Water Reset | A | Standalone Impact on Baseline Energy (%) | Achievable Technical Potential | 0% | 0% | 0.02711% | 0.06088% | 0.1027% | 0.1518% | 0.2084% | 0.2751% | 0.3491% | 0.4259% | 0.5% | 0.566% | 0.6203% | 0.6605% | 0.6891% | 0.7094% | 0.7253% | 0.7393% | 0.7526% | 0.7659% | 0.7794% | 0.7931%
F5_Industrial_Instruments_Existing_Process_Natural Gas_Gas Boiler - Hot Water Reset_A_Achievable Technical Potential | F5 | Industrial | Instruments | Existing | Process | Natural Gas | Gas Boiler - Hot Water Reset | A | Standalone Impact on Baseline Summer Peak (%) | Achievable Technical Potential | bar: 2019 to 2040
F6_Industrial_Instruments_Existing_Process_Natural Gas_Gas Boiler - Hot Water Reset_A_Achievable Technical Potential | F6 | Industrial | Instruments | Existing | Process | Natural Gas | Gas Boiler - Hot Water Reset | A | Standalone Impact on Baseline Winter Peak (%) | Achievable Technical Potential | bar: 2019 to 2040
F7_Industrial_Instruments_Existing_Process_Natural Gas_Gas Boiler - Hot Water Reset_A_Achievable Technical Potential | F7 | Industrial | Instruments | Existing | Process | Natural Gas | Gas Boiler - Hot Water Reset | A | Incremental Energy Savings (MWh or mTherms) | Achievable Technical Potential | 0 | 0 | 0.30875 | 0.37256 | 0.44805 | 0.51114 | 0.57297 | 0.65832 | 0.70974 | 0.71255 | 0.65992 | 0.55747 | 0.42396 | 0.27575 | 0.15735 | 0.074455 | 0.030957 | 0.011063 | 0.003396 | 0.00072742 | 0.00011751 | 1.3861e-05
F8_Industrial_Instruments_Existing_Process_Natural Gas_Gas Boiler - Hot Water Reset_A_Achievable Technical Potential | F8 | Industrial | Instruments | Existing | Process | Natural Gas | Gas Boiler - Hot Water Reset | A | Incremental Summer Peak Savings (MW) | Achievable Technical Potential | 0 | 0 | 0 | 0 | 0 | 0 | 0 | 0 | 0 | 0 | 0 | 0 | 0 | 0 | 0 | 0 | 0 | 0 | 0 | 0 | 0 | 0
F9_Industrial_Instruments_Existing_Process_Natural Gas_Gas Boiler - Hot Water Reset_A_Achievable Technical Potential | F9 | Industrial | Instruments | Existing | Process | Natural Gas | Gas Boiler - Hot Water Reset | A | Incremental Winter Peak Savings (MW) | Achievable Technical Potential | 0 | 0 | 0 | 0 | 0 | 0 | 0 | 0 | 0 | 0 | 0 | 0 | 0 | 0 | 0 | 0 | 0 | 0 | 0 | 0 | 0 | 0
F10_Industrial_Instruments_Existing_Process_Natural Gas_Gas Boiler - Hot Water Reset_A_Achievable Technical Potential | F10 | Industrial | Instruments | Existing | Process | Natural Gas | Gas Boiler - Hot Water Reset | A | Cumulative Energy Savings (MWh or mTherms) | Achievable Technical Potential | 0 | 0 | 0.30875 | 0.68132 | 1.1294 | 1.6405 | 2.2135 | 2.8718 | 3.5815 | 4.2941 | 4.954 | 5.5115 | 5.9354 | 6.2112 | 6.3685 | 6.443 | 6.474 | 6.485 | 6.4884 | 6.4891 | 6.4893 | 6.4893
F11_Industrial_Instruments_Existing_Process_Natural Gas_Gas Boiler - Hot Water Reset_A_Achievable Technical Potential | F11 | Industrial | Instruments | Existing | Process | Natural Gas | Gas Boiler - Hot Water Reset | A | Cumulative Summer Peak Savings (MW) | Achievable Technical Potential | 0 | 0 | 0 | 0 | 0 | 0 | 0 | 0 | 0 | 0 | 0 | 0 | 0 | 0 | 0 | 0 | 0 | 0 | 0 | 0 | 0 | 0
F12_Industrial_Instruments_Existing_Process_Natural Gas_Gas Boiler - Hot Water Reset_A_Achievable Technical Potential | F12 | Industrial | Instruments | Existing | Process | Natural Gas | Gas Boiler - Hot Water Reset | A | Cumulative Winter Peak Savings (MW) | Achievable Technical Potential | 0 | 0 | 0 | 0 | 0 | 0 | 0 | 0 | 0 | 0 | 0 | 0 | 0 | 0 | 0 | 0 | 0 | 0 | 0 | 0 | 0 | 0
F13_Industrial_Instruments_Existing_Process_Natural Gas_Gas Boiler - Hot Water Reset_A_Achievable Technical Potential | F13 | Industrial | Instruments | Existing | Process | Natural Gas | Gas Boiler - Hot Water Reset | A | Purchases (Incremental) | Achievable Technical Potential | 0 | 0 | 65.8189 | 79.4218 | 95.5133 | 108.9643 | 122.1447 | 140.3397 | 151.3004 | 151.8992 | 140.6787 | 118.8403 | 90.3781 | 58.7829 | 33.5435 | 15.8721 | 6.5993 | 2.3584 | 0.72395 | 0.15507 | 0.025049 | 0.0029549
F14_Industrial_Instruments_Existing_Process_Natural Gas_Gas Boiler - Hot Water Reset_A_Achievable Technical Potential | F14 | Industrial | Instruments | Existing | Process | Natural Gas | Gas Boiler - Hot Water Reset | A | Purchases (Cumulative) | Achievable Technical Potential | 0 | 0 | 65.8189 | 145.2407 | 240.754 | 349.7183 | 471.8629 | 612.2026 | 763.5031 | 915.4022 | 1056.0809 | 1174.9213 | 1265.2994 | 1324.0822 | 1357.6257 | 1373.4978 | 1380.0972 | 1382.4556 | 1383.1795 | 1383.3346 | 1383.3597 | 1383.3626
F1_Industrial_Instruments_Existing_Space Heating_Natural Gas_Steam Trap Maintenance_A_Achievable Technical Potential | F1 | Industrial | Instruments | Existing | Space Heating | Natural Gas | Steam Trap Maintenance | A | Original Unit Energy Savings (kWh or therms) | Achievable Technical Potential | 0 | 0 | 5.3088 | 5.2955 | 5.2825 | 5.2697 | 5.2573 | 5.2452 | 5.2336 | 5.2223 | 5.2114 | 5.201 | 5.191 | 5.1815 | 5.1725 | 5.164 | 5.1559 | 5.1484 | 5.1414 | 5.1349 | 5.129 | 5.1236
F2_Industrial_Instruments_Existing_Space Heating_Natural Gas_Steam Trap Maintenance_A_Achievable Technical Potential | F2 | Industrial | Instruments | Existing | Space Heating | Natural Gas | Steam Trap Maintenance | A | Original Unit Summer Peak Savings (kW) | Achievable Technical Potential | 0 | 0 | 0 | 0 | 0 | 0 | 0 | 0 | 0 | 0 | 0 | 0 | 0 | 0 | 0 | 0 | 0 | 0 | 0 | 0 | 0 | 0
F3_Industrial_Instruments_Existing_Space Heating_Natural Gas_Steam Trap Maintenance_A_Achievable Technical Potential | F3 | Industrial | Instruments | Existing | Space Heating | Natural Gas | Steam Trap Maintenance | A | Original Unit Winter Peak Savings (kW) | Achievable Technical Potential | 0 | 0 | 0 | 0 | 0 | 0 | 0 | 0 | 0 | 0 | 0 | 0 | 0 | 0 | 0 | 0 | 0 | 0 | 0 | 0 | 0 | 0
F4_Industrial_Instruments_Existing_Space Heating_Natural Gas_Steam Trap Maintenance_A_Achievable Technical Potential | F4 | Industrial | Instruments | Existing | Space Heating | Natural Gas | Steam Trap Maintenance | A | Standalone Impact on Baseline Energy (%) | Achievable Technical Potential | 0% | 0% | 0.00146% | 0.002944% | 0.004455% | 0.005992% | 0.007556% | 0.009147% | 0.01077% | 0.01241% | 0.01409% | 0.01579% | 0.01753% | 0.01929% | 0.02108% | 0.02291% | 0.02477% | 0.02665% | 0.02858% | 0.03053% | 0.03252% | 0.03455%
F5_Industrial_Instruments_Existing_Space Heating_Natural Gas_Steam Trap Maintenance_A_Achievable Technical Potential | F5 | Industrial | Instruments | Existing | Space Heating | Natural Gas | Steam Trap Maintenance | A | Standalone Impact on Baseline Summer Peak (%) | Achievable Technical Potential | bar: 2019 to 2040
F6_Industrial_Instruments_Existing_Space Heating_Natural Gas_Steam Trap Maintenance_A_Achievable Technical Potential | F6 | Industrial | Instruments | Existing | Space Heating | Natural Gas | Steam Trap Maintenance | A | Standalone Impact on Baseline Winter Peak (%) | Achievable Technical Potential | bar: 2019 to 2040
F7_Industrial_Instruments_Existing_Space Heating_Natural Gas_Steam Trap Maintenance_A_Achievable Technical Potential | F7 | Industrial | Instruments | Existing | Space Heating | Natural Gas | Steam Trap Maintenance | A | Incremental Energy Savings (MWh or mTherms) | Achievable Technical Potential | 0 | 0 | 0.0064291 | 0.0063024 | 0.0061785 | 0.0060573 | 0.0059388 | 0.0058231 | 0.0057099 | 0.0055994 | 0.0054914 | 0.0053859 | 0.0052829 | 0.0051823 | 0.0050841 | 0.0049882 | 0.0048946 | 0.0048032 | 0.0047139 | 0.0046268 | 0.0045418 | 0.0044588
F8_Industrial_Instruments_Existing_Space Heating_Natural Gas_Steam Trap Maintenance_A_Achievable Technical Potential | F8 | Industrial | Instruments | Existing | Space Heating | Natural Gas | Steam Trap Maintenance | A | Incremental Summer Peak Savings (MW) | Achievable Technical Potential | 0 | 0 | 0 | 0 | 0 | 0 | 0 | 0 | 0 | 0 | 0 | 0 | 0 | 0 | 0 | 0 | 0 | 0 | 0 | 0 | 0 | 0
F9_Industrial_Instruments_Existing_Space Heating_Natural Gas_Steam Trap Maintenance_A_Achievable Technical Potential | F9 | Industrial | Instruments | Existing | Space Heating | Natural Gas | Steam Trap Maintenance | A | Incremental Winter Peak Savings (MW) | Achievable Technical Potential | 0 | 0 | 0 | 0 | 0 | 0 | 0 | 0 | 0 | 0 | 0 | 0 | 0 | 0 | 0 | 0 | 0 | 0 | 0 | 0 | 0 | 0
F10_Industrial_Instruments_Existing_Space Heating_Natural Gas_Steam Trap Maintenance_A_Achievable Technical Potential | F10 | Industrial | Instruments | Existing | Space Heating | Natural Gas | Steam Trap Maintenance | A | Cumulative Energy Savings (MWh or mTherms) | Achievable Technical Potential | 0 | 0 | 0.0064291 | 0.012715 | 0.018863 | 0.024874 | 0.030755 | 0.036507 | 0.042136 | 0.047644 | 0.053037 | 0.058317 | 0.063488 | 0.068554 | 0.073519 | 0.078385 | 0.083158 | 0.08784 | 0.092434 | 0.096945 | 0.10137 | 0.10573
F11_Industrial_Instruments_Existing_Space Heating_Natural Gas_Steam Trap Maintenance_A_Achievable Technical Potential | F11 | Industrial | Instruments | Existing | Space Heating | Natural Gas | Steam Trap Maintenance | A | Cumulative Summer Peak Savings (MW) | Achievable Technical Potential | 0 | 0 | 0 | 0 | 0 | 0 | 0 | 0 | 0 | 0 | 0 | 0 | 0 | 0 | 0 | 0 | 0 | 0 | 0 | 0 | 0 | 0
F12_Industrial_Instruments_Existing_Space Heating_Natural Gas_Steam Trap Maintenance_A_Achievable Technical Potential | F12 | Industrial | Instruments | Existing | Space Heating | Natural Gas | Steam Trap Maintenance | A | Cumulative Winter Peak Savings (MW) | Achievable Technical Potential | 0 | 0 | 0 | 0 | 0 | 0 | 0 | 0 | 0 | 0 | 0 | 0 | 0 | 0 | 0 | 0 | 0 | 0 | 0 | 0 | 0 | 0
F13_Industrial_Instruments_Existing_Space Heating_Natural Gas_Steam Trap Maintenance_A_Achievable Technical Potential | F13 | Industrial | Instruments | Existing | Space Heating | Natural Gas | Steam Trap Maintenance | A | Purchases (Incremental) | Achievable Technical Potential | 0 | 0 | 1.211 | 1.1901 | 1.1696 | 1.1495 | 1.1296 | 1.1102 | 1.091 | 1.0722 | 1.0537 | 1.0356 | 1.0177 | 1.0002 | 0.98291 | 0.96597 | 0.94931 | 0.93294 | 0.91686 | 0.90105 | 0.88552 | 0.87025
F14_Industrial_Instruments_Existing_Space Heating_Natural Gas_Steam Trap Maintenance_A_Achievable Technical Potential | F14 | Industrial | Instruments | Existing | Space Heating | Natural Gas | Steam Trap Maintenance | A | Purchases (Cumulative) | Achievable Technical Potential | 0 | 0 | 1.211 | 2.4012 | 3.5708 | 4.7202 | 5.8499 | 6.9601 | 8.0511 | 9.1233 | 10.177 | 11.2126 | 12.2303 | 13.2304 | 14.2133 | 15.1793 | 16.1286 | 17.0616 | 17.9784 | 18.8795 | 19.765 | 20.6352
F1_Industrial_Instruments_Existing_Process_Natural Gas_Steam Trap Maintenance_A_Achievable Technical Potential | F1 | Industrial | Instruments | Existing | Process | Natural Gas | Steam Trap Maintenance | A | Original Unit Energy Savings (kWh or therms) | Achievable Technical Potential | 0 | 0 | 3.3144 | 3.3144 | 3.3144 | 3.3144 | 3.3144 | 3.3144 | 3.3144 | 3.3144 | 3.3144 | 3.3144 | 3.3144 | 3.3144 | 3.3144 | 3.3144 | 3.3144 | 3.3144 | 3.3144 | 3.3144 | 3.3144 | 3.3144
F2_Industrial_Instruments_Existing_Process_Natural Gas_Steam Trap Maintenance_A_Achievable Technical Potential | F2 | Industrial | Instruments | Existing | Process | Natural Gas | Steam Trap Maintenance | A | Original Unit Summer Peak Savings (kW) | Achievable Technical Potential | 0 | 0 | 0 | 0 | 0 | 0 | 0 | 0 | 0 | 0 | 0 | 0 | 0 | 0 | 0 | 0 | 0 | 0 | 0 | 0 | 0 | 0
F3_Industrial_Instruments_Existing_Process_Natural Gas_Steam Trap Maintenance_A_Achievable Technical Potential | F3 | Industrial | Instruments | Existing | Process | Natural Gas | Steam Trap Maintenance | A | Original Unit Winter Peak Savings (kW) | Achievable Technical Potential | 0 | 0 | 0 | 0 | 0 | 0 | 0 | 0 | 0 | 0 | 0 | 0 | 0 | 0 | 0 | 0 | 0 | 0 | 0 | 0 | 0 | 0
F4_Industrial_Instruments_Existing_Process_Natural Gas_Steam Trap Maintenance_A_Achievable Technical Potential | F4 | Industrial | Instruments | Existing | Process | Natural Gas | Steam Trap Maintenance | A | Standalone Impact on Baseline Energy (%) | Achievable Technical Potential | 0% | 0% | 0.01069% | 0.02157% | 0.03264% | 0.04391% | 0.05537% | 0.06704% | 0.07891% | 0.09098% | 0.1033% | 0.1158% | 0.1285% | 0.1415% | 0.1546% | 0.168% | 0.1817% | 0.1956% | 0.2097% | 0.224% | 0.2387% | 0.2536%
F5_Industrial_Instruments_Existing_Process_Natural Gas_Steam Trap Maintenance_A_Achievable Technical Potential | F5 | Industrial | Instruments | Existing | Process | Natural Gas | Steam Trap Maintenance | A | Standalone Impact on Baseline Summer Peak (%) | Achievable Technical Potential | bar: 2019 to 2040
F6_Industrial_Instruments_Existing_Process_Natural Gas_Steam Trap Maintenance_A_Achievable Technical Potential | F6 | Industrial | Instruments | Existing | Process | Natural Gas | Steam Trap Maintenance | A | Standalone Impact on Baseline Winter Peak (%) | Achievable Technical Potential | bar: 2019 to 2040
F7_Industrial_Instruments_Existing_Process_Natural Gas_Steam Trap Maintenance_A_Achievable Technical Potential | F7 | Industrial | Instruments | Existing | Process | Natural Gas | Steam Trap Maintenance | A | Incremental Energy Savings (MWh or mTherms) | Achievable Technical Potential | 0 | 0 | 0.12176 | 0.11966 | 0.1176 | 0.11557 | 0.11358 | 0.11162 | 0.10969 | 0.1078 | 0.10594 | 0.10412 | 0.10232 | 0.10056 | 0.098824 | 0.09712 | 0.095446 | 0.0938 | 0.092183 | 0.090594 | 0.089032 | 0.087497
F8_Industrial_Instruments_Existing_Process_Natural Gas_Steam Trap Maintenance_A_Achievable Technical Potential | F8 | Industrial | Instruments | Existing | Process | Natural Gas | Steam Trap Maintenance | A | Incremental Summer Peak Savings (MW) | Achievable Technical Potential | 0 | 0 | 0 | 0 | 0 | 0 | 0 | 0 | 0 | 0 | 0 | 0 | 0 | 0 | 0 | 0 | 0 | 0 | 0 | 0 | 0 | 0
F9_Industrial_Instruments_Existing_Process_Natural Gas_Steam Trap Maintenance_A_Achievable Technical Potential | F9 | Industrial | Instruments | Existing | Process | Natural Gas | Steam Trap Maintenance | A | Incremental Winter Peak Savings (MW) | Achievable Technical Potential | 0 | 0 | 0 | 0 | 0 | 0 | 0 | 0 | 0 | 0 | 0 | 0 | 0 | 0 | 0 | 0 | 0 | 0 | 0 | 0 | 0 | 0
F10_Industrial_Instruments_Existing_Process_Natural Gas_Steam Trap Maintenance_A_Achievable Technical Potential | F10 | Industrial | Instruments | Existing | Process | Natural Gas | Steam Trap Maintenance | A | Cumulative Energy Savings (MWh or mTherms) | Achievable Technical Potential | 0 | 0 | 0.12176 | 0.24142 | 0.35902 | 0.47458 | 0.58816 | 0.69978 | 0.80947 | 0.91728 | 1.0232 | 1.1273 | 1.2297 | 1.3302 | 1.429 | 1.5262 | 1.6216 | 1.7154 | 1.8076 | 1.8982 | 1.9872 | 2.0747
F11_Industrial_Instruments_Existing_Process_Natural Gas_Steam Trap Maintenance_A_Achievable Technical Potential | F11 | Industrial | Instruments | Existing | Process | Natural Gas | Steam Trap Maintenance | A | Cumulative Summer Peak Savings (MW) | Achievable Technical Potential | 0 | 0 | 0 | 0 | 0 | 0 | 0 | 0 | 0 | 0 | 0 | 0 | 0 | 0 | 0 | 0 | 0 | 0 | 0 | 0 | 0 | 0
F12_Industrial_Instruments_Existing_Process_Natural Gas_Steam Trap Maintenance_A_Achievable Technical Potential | F12 | Industrial | Instruments | Existing | Process | Natural Gas | Steam Trap Maintenance | A | Cumulative Winter Peak Savings (MW) | Achievable Technical Potential | 0 | 0 | 0 | 0 | 0 | 0 | 0 | 0 | 0 | 0 | 0 | 0 | 0 | 0 | 0 | 0 | 0 | 0 | 0 | 0 | 0 | 0
F13_Industrial_Instruments_Existing_Process_Natural Gas_Steam Trap Maintenance_A_Achievable Technical Potential | F13 | Industrial | Instruments | Existing | Process | Natural Gas | Steam Trap Maintenance | A | Purchases (Incremental) | Achievable Technical Potential | 0 | 0 | 36.7361 | 36.1028 | 35.4803 | 34.8686 | 34.2674 | 33.6766 | 33.0959 | 32.5253 | 31.9645 | 31.4134 | 30.8718 | 30.3395 | 29.8164 | 29.3024 | 28.7972 | 28.3007 | 27.8127 | 27.3332 | 26.8619 | 26.3988
F14_Industrial_Instruments_Existing_Process_Natural Gas_Steam Trap Maintenance_A_Achievable Technical Potential | F14 | Industrial | Instruments | Existing | Process | Natural Gas | Steam Trap Maintenance | A | Purchases (Cumulative) | Achievable Technical Potential | 0 | 0 | 36.7361 | 72.8389 | 108.3192 | 143.1878 | 177.4551 | 211.1317 | 244.2277 | 276.753 | 308.7175 | 340.1309 | 371.0027 | 401.3423 | 431.1587 | 460.4611 | 489.2583 | 517.5589 | 545.3716 | 572.7048 | 599.5667 | 625.9655
F1_Industrial_Instruments_Existing_Space Heating_Natural Gas_Gas Boiler - High Turndown_A_Achievable Technical Potential | F1 | Industrial | Instruments | Existing | Space Heating | Natural Gas | Gas Boiler - High Turndown | A | Original Unit Energy Savings (kWh or therms) | Achievable Technical Potential | 0 | 0 | 5.6352 | 5.6211 | 5.6072 | 5.5937 | 5.5805 | 5.5677 | 5.5553 | 5.5434 | 5.5318 | 5.5208 | 5.5102 | 5.5001 | 5.4905 | 5.4815 | 5.4729 | 5.465 | 5.4575 | 5.4506 | 5.4443 | 5.4386
F2_Industrial_Instruments_Existing_Space Heating_Natural Gas_Gas Boiler - High Turndown_A_Achievable Technical Potential | F2 | Industrial | Instruments | Existing | Space Heating | Natural Gas | Gas Boiler - High Turndown | A | Original Unit Summer Peak Savings (kW) | Achievable Technical Potential | 0 | 0 | 0 | 0 | 0 | 0 | 0 | 0 | 0 | 0 | 0 | 0 | 0 | 0 | 0 | 0 | 0 | 0 | 0 | 0 | 0 | 0
F3_Industrial_Instruments_Existing_Space Heating_Natural Gas_Gas Boiler - High Turndown_A_Achievable Technical Potential | F3 | Industrial | Instruments | Existing | Space Heating | Natural Gas | Gas Boiler - High Turndown | A | Original Unit Winter Peak Savings (kW) | Achievable Technical Potential | 0 | 0 | 0 | 0 | 0 | 0 | 0 | 0 | 0 | 0 | 0 | 0 | 0 | 0 | 0 | 0 | 0 | 0 | 0 | 0 | 0 | 0
F4_Industrial_Instruments_Existing_Space Heating_Natural Gas_Gas Boiler - High Turndown_A_Achievable Technical Potential | F4 | Industrial | Instruments | Existing | Space Heating | Natural Gas | Gas Boiler - High Turndown | A | Standalone Impact on Baseline Energy (%) | Achievable Technical Potential | 0% | 0% | 0.004236% | 0.008546% | 0.01293% | 0.01739% | 0.02193% | 0.02613% | 0.02963% | 0.03259% | 0.03511% | 0.03728% | 0.03918% | 0.04086% | 0.04237% | 0.04375% | 0.04502% | 0.04621% | 0.04702% | 0.04785% | 0.04868% | 0.04954%
F5_Industrial_Instruments_Existing_Space Heating_Natural Gas_Gas Boiler - High Turndown_A_Achievable Technical Potential | F5 | Industrial | Instruments | Existing | Space Heating | Natural Gas | Gas Boiler - High Turndown | A | Standalone Impact on Baseline Summer Peak (%) | Achievable Technical Potential | bar: 2019 to 2040
F6_Industrial_Instruments_Existing_Space Heating_Natural Gas_Gas Boiler - High Turndown_A_Achievable Technical Potential | F6 | Industrial | Instruments | Existing | Space Heating | Natural Gas | Gas Boiler - High Turndown | A | Standalone Impact on Baseline Winter Peak (%) | Achievable Technical Potential | bar: 2019 to 2040
F7_Industrial_Instruments_Existing_Space Heating_Natural Gas_Gas Boiler - High Turndown_A_Achievable Technical Potential | F7 | Industrial | Instruments | Existing | Space Heating | Natural Gas | Gas Boiler - High Turndown | A | Incremental Energy Savings (MWh or mTherms) | Achievable Technical Potential | 0 | 0 | 0.01866 | 0.018293 | 0.017933 | 0.017581 | 0.017237 | 0.015211 | 0.011933 | 0.0093612 | 0.0073446 | 0.0057628 | 0.0045221 | 0.0035488 | 0.0027852 | 0.0021861 | 0.0017161 | 0.0013472 | 9.0184e-06 | 3.1613e-06 | 1.0579e-06 | 3.3867e-07
F8_Industrial_Instruments_Existing_Space Heating_Natural Gas_Gas Boiler - High Turndown_A_Achievable Technical Potential | F8 | Industrial | Instruments | Existing | Space Heating | Natural Gas | Gas Boiler - High Turndown | A | Incremental Summer Peak Savings (MW) | Achievable Technical Potential | 0 | 0 | 0 | 0 | 0 | 0 | 0 | 0 | 0 | 0 | 0 | 0 | 0 | 0 | 0 | 0 | 0 | 0 | 0 | 0 | 0 | 0
F9_Industrial_Instruments_Existing_Space Heating_Natural Gas_Gas Boiler - High Turndown_A_Achievable Technical Potential | F9 | Industrial | Instruments | Existing | Space Heating | Natural Gas | Gas Boiler - High Turndown | A | Incremental Winter Peak Savings (MW) | Achievable Technical Potential | 0 | 0 | 0 | 0 | 0 | 0 | 0 | 0 | 0 | 0 | 0 | 0 | 0 | 0 | 0 | 0 | 0 | 0 | 0 | 0 | 0 | 0
F10_Industrial_Instruments_Existing_Space Heating_Natural Gas_Gas Boiler - High Turndown_A_Achievable Technical Potential | F10 | Industrial | Instruments | Existing | Space Heating | Natural Gas | Gas Boiler - High Turndown | A | Cumulative Energy Savings (MWh or mTherms) | Achievable Technical Potential | 0 | 0 | 0.01866 | 0.036906 | 0.054748 | 0.072197 | 0.089265 | 0.10427 | 0.11597 | 0.12508 | 0.13217 | 0.13767 | 0.14192 | 0.14521 | 0.14775 | 0.14969 | 0.15117 | 0.1523 | 0.1521 | 0.15191 | 0.15174 | 0.15158
F11_Industrial_Instruments_Existing_Space Heating_Natural Gas_Gas Boiler - High Turndown_A_Achievable Technical Potential | F11 | Industrial | Instruments | Existing | Space Heating | Natural Gas | Gas Boiler - High Turndown | A | Cumulative Summer Peak Savings (MW) | Achievable Technical Potential | 0 | 0 | 0 | 0 | 0 | 0 | 0 | 0 | 0 | 0 | 0 | 0 | 0 | 0 | 0 | 0 | 0 | 0 | 0 | 0 | 0 | 0
F12_Industrial_Instruments_Existing_Space Heating_Natural Gas_Gas Boiler - High Turndown_A_Achievable Technical Potential | F12 | Industrial | Instruments | Existing | Space Heating | Natural Gas | Gas Boiler - High Turndown | A | Cumulative Winter Peak Savings (MW) | Achievable Technical Potential | 0 | 0 | 0 | 0 | 0 | 0 | 0 | 0 | 0 | 0 | 0 | 0 | 0 | 0 | 0 | 0 | 0 | 0 | 0 | 0 | 0 | 0
F13_Industrial_Instruments_Existing_Space Heating_Natural Gas_Gas Boiler - High Turndown_A_Achievable Technical Potential | F13 | Industrial | Instruments | Existing | Space Heating | Natural Gas | Gas Boiler - High Turndown | A | Purchases (Incremental) | Achievable Technical Potential | 0 | 0 | 3.3114 | 3.2543 | 3.1982 | 3.143 | 3.0888 | 2.732 | 2.1479 | 1.6887 | 1.3277 | 1.0438 | 0.82067 | 0.64522 | 0.50728 | 0.39882 | 0.31356 | 0.24652 | 0.0016525 | 0.00057999 | 0.00019432 | 6.2271e-05
F14_Industrial_Instruments_Existing_Space Heating_Natural Gas_Gas Boiler - High Turndown_A_Achievable Technical Potential | F14 | Industrial | Instruments | Existing | Space Heating | Natural Gas | Gas Boiler - High Turndown | A | Purchases (Cumulative) | Achievable Technical Potential | 0 | 0 | 3.3114 | 6.5657 | 9.7638 | 12.9069 | 15.9957 | 18.7278 | 20.8757 | 22.5644 | 23.8921 | 24.936 | 25.7566 | 26.4019 | 26.9091 | 27.3079 | 27.6215 | 27.868 | 27.8697 | 27.8703 | 27.8705 | 27.8705
F1_Industrial_Instruments_Existing_Process_Natural Gas_Gas Boiler - High Turndown_A_Achievable Technical Potential | F1 | Industrial | Instruments | Existing | Process | Natural Gas | Gas Boiler - High Turndown | A | Original Unit Energy Savings (kWh or therms) | Achievable Technical Potential | 0 | 0 | 3.5182 | 3.5182 | 3.5182 | 3.5182 | 3.5182 | 3.5182 | 3.5182 | 3.5182 | 3.5182 | 3.5182 | 3.5182 | 3.5182 | 3.5182 | 3.5182 | 3.5182 | 3.5182 | 3.5182 | 3.5182 | 3.5182 | 3.5182
F2_Industrial_Instruments_Existing_Process_Natural Gas_Gas Boiler - High Turndown_A_Achievable Technical Potential | F2 | Industrial | Instruments | Existing | Process | Natural Gas | Gas Boiler - High Turndown | A | Original Unit Summer Peak Savings (kW) | Achievable Technical Potential | 0 | 0 | 0 | 0 | 0 | 0 | 0 | 0 | 0 | 0 | 0 | 0 | 0 | 0 | 0 | 0 | 0 | 0 | 0 | 0 | 0 | 0
F3_Industrial_Instruments_Existing_Process_Natural Gas_Gas Boiler - High Turndown_A_Achievable Technical Potential | F3 | Industrial | Instruments | Existing | Process | Natural Gas | Gas Boiler - High Turndown | A | Original Unit Winter Peak Savings (kW) | Achievable Technical Potential | 0 | 0 | 0 | 0 | 0 | 0 | 0 | 0 | 0 | 0 | 0 | 0 | 0 | 0 | 0 | 0 | 0 | 0 | 0 | 0 | 0 | 0
F4_Industrial_Instruments_Existing_Process_Natural Gas_Gas Boiler - High Turndown_A_Achievable Technical Potential | F4 | Industrial | Instruments | Existing | Process | Natural Gas | Gas Boiler - High Turndown | A | Standalone Impact on Baseline Energy (%) | Achievable Technical Potential | 0% | 0% | 0.03104% | 0.06262% | 0.09475% | 0.1275% | 0.1607% | 0.1915% | 0.2172% | 0.2389% | 0.2574% | 0.2733% | 0.2873% | 0.2996% | 0.3107% | 0.3209% | 0.3303% | 0.339% | 0.345% | 0.3511% | 0.3572% | 0.3635%
F5_Industrial_Instruments_Existing_Process_Natural Gas_Gas Boiler - High Turndown_A_Achievable Technical Potential | F5 | Industrial | Instruments | Existing | Process | Natural Gas | Gas Boiler - High Turndown | A | Standalone Impact on Baseline Summer Peak (%) | Achievable Technical Potential | bar: 2019 to 2040
F6_Industrial_Instruments_Existing_Process_Natural Gas_Gas Boiler - High Turndown_A_Achievable Technical Potential | F6 | Industrial | Instruments | Existing | Process | Natural Gas | Gas Boiler - High Turndown | A | Standalone Impact on Baseline Winter Peak (%) | Achievable Technical Potential | bar: 2019 to 2040
F7_Industrial_Instruments_Existing_Process_Natural Gas_Gas Boiler - High Turndown_A_Achievable Technical Potential | F7 | Industrial | Instruments | Existing | Process | Natural Gas | Gas Boiler - High Turndown | A | Incremental Energy Savings (MWh or mTherms) | Achievable Technical Potential | 0 | 0 | 0.3534 | 0.34731 | 0.34132 | 0.33544 | 0.32965 | 0.29157 | 0.22924 | 0.18023 | 0.1417 | 0.1114 | 0.087585 | 0.06886 | 0.054138 | 0.042564 | 0.033464 | 0.02631 | 0.00017636 | 6.1899e-05 | 2.0738e-05 | 6.6459e-06
F8_Industrial_Instruments_Existing_Process_Natural Gas_Gas Boiler - High Turndown_A_Achievable Technical Potential | F8 | Industrial | Instruments | Existing | Process | Natural Gas | Gas Boiler - High Turndown | A | Incremental Summer Peak Savings (MW) | Achievable Technical Potential | 0 | 0 | 0 | 0 | 0 | 0 | 0 | 0 | 0 | 0 | 0 | 0 | 0 | 0 | 0 | 0 | 0 | 0 | 0 | 0 | 0 | 0
F9_Industrial_Instruments_Existing_Process_Natural Gas_Gas Boiler - High Turndown_A_Achievable Technical Potential | F9 | Industrial | Instruments | Existing | Process | Natural Gas | Gas Boiler - High Turndown | A | Incremental Winter Peak Savings (MW) | Achievable Technical Potential | 0 | 0 | 0 | 0 | 0 | 0 | 0 | 0 | 0 | 0 | 0 | 0 | 0 | 0 | 0 | 0 | 0 | 0 | 0 | 0 | 0 | 0
F10_Industrial_Instruments_Existing_Process_Natural Gas_Gas Boiler - High Turndown_A_Achievable Technical Potential | F10 | Industrial | Instruments | Existing | Process | Natural Gas | Gas Boiler - High Turndown | A | Cumulative Energy Savings (MWh or mTherms) | Achievable Technical Potential | 0 | 0 | 0.3534 | 0.70071 | 1.042 | 1.3775 | 1.7071 | 1.9987 | 2.2279 | 2.4082 | 2.5499 | 2.6613 | 2.7489 | 2.8177 | 2.8718 | 2.9144 | 2.9479 | 2.9742 | 2.9744 | 2.9744 | 2.9744 | 2.9745
F11_Industrial_Instruments_Existing_Process_Natural Gas_Gas Boiler - High Turndown_A_Achievable Technical Potential | F11 | Industrial | Instruments | Existing | Process | Natural Gas | Gas Boiler - High Turndown | A | Cumulative Summer Peak Savings (MW) | Achievable Technical Potential | 0 | 0 | 0 | 0 | 0 | 0 | 0 | 0 | 0 | 0 | 0 | 0 | 0 | 0 | 0 | 0 | 0 | 0 | 0 | 0 | 0 | 0
F12_Industrial_Instruments_Existing_Process_Natural Gas_Gas Boiler - High Turndown_A_Achievable Technical Potential | F12 | Industrial | Instruments | Existing | Process | Natural Gas | Gas Boiler - High Turndown | A | Cumulative Winter Peak Savings (MW) | Achievable Technical Potential | 0 | 0 | 0 | 0 | 0 | 0 | 0 | 0 | 0 | 0 | 0 | 0 | 0 | 0 | 0 | 0 | 0 | 0 | 0 | 0 | 0 | 0
F13_Industrial_Instruments_Existing_Process_Natural Gas_Gas Boiler - High Turndown_A_Achievable Technical Potential | F13 | Industrial | Instruments | Existing | Process | Natural Gas | Gas Boiler - High Turndown | A | Purchases (Incremental) | Achievable Technical Potential | 0 | 0 | 100.45 | 98.7181 | 97.0161 | 95.3434 | 93.6995 | 82.8756 | 65.1574 | 51.2272 | 40.2752 | 31.6646 | 24.8949 | 19.5726 | 15.3881 | 12.0982 | 9.5117 | 7.4782 | 0.050127 | 0.017594 | 0.0058945 | 0.001889
F14_Industrial_Instruments_Existing_Process_Natural Gas_Gas Boiler - High Turndown_A_Achievable Technical Potential | F14 | Industrial | Instruments | Existing | Process | Natural Gas | Gas Boiler - High Turndown | A | Purchases (Cumulative) | Achievable Technical Potential | 0 | 0 | 100.45 | 199.1681 | 296.1842 | 391.5276 | 485.2271 | 568.1027 | 633.2601 | 684.4873 | 724.7625 | 756.4271 | 781.322 | 800.8946 | 816.2827 | 828.3809 | 837.8926 | 845.3708 | 845.4209 | 845.4385 | 845.4444 | 845.4463
F1_Industrial_Instruments_Existing_Space Heating_Natural Gas_Gas Boiler - Burner Control Optimization_A_Achievable Technical Potential | F1 | Industrial | Instruments | Existing | Space Heating | Natural Gas | Gas Boiler - Burner Control Optimization | A | Original Unit Energy Savings (kWh or therms) | Achievable Technical Potential | 0 | 0 | 1.6342 | 1.6301 | 1.6261 | 1.6222 | 1.6184 | 1.6146 | 1.611 | 1.6076 | 1.6042 | 1.601 | 1.598 | 1.595 | 1.5923 | 1.5896 | 1.5872 | 1.5848 | 1.5827 | 1.5807 | 1.5789 | 1.5772
F2_Industrial_Instruments_Existing_Space Heating_Natural Gas_Gas Boiler - Burner Control Optimization_A_Achievable Technical Potential | F2 | Industrial | Instruments | Existing | Space Heating | Natural Gas | Gas Boiler - Burner Control Optimization | A | Original Unit Summer Peak Savings (kW) | Achievable Technical Potential | 0 | 0 | 0 | 0 | 0 | 0 | 0 | 0 | 0 | 0 | 0 | 0 | 0 | 0 | 0 | 0 | 0 | 0 | 0 | 0 | 0 | 0
F3_Industrial_Instruments_Existing_Space Heating_Natural Gas_Gas Boiler - Burner Control Optimization_A_Achievable Technical Potential | F3 | Industrial | Instruments | Existing | Space Heating | Natural Gas | Gas Boiler - Burner Control Optimization | A | Original Unit Winter Peak Savings (kW) | Achievable Technical Potential | 0 | 0 | 0 | 0 | 0 | 0 | 0 | 0 | 0 | 0 | 0 | 0 | 0 | 0 | 0 | 0 | 0 | 0 | 0 | 0 | 0 | 0
F4_Industrial_Instruments_Existing_Space Heating_Natural Gas_Gas Boiler - Burner Control Optimization_A_Achievable Technical Potential | F4 | Industrial | Instruments | Existing | Space Heating | Natural Gas | Gas Boiler - Burner Control Optimization | A | Standalone Impact on Baseline Energy (%) | Achievable Technical Potential | 0% | 0% | 0.0003314% | 0.000858% | 0.001915% | 0.003771% | 0.006672% | 0.01076% | 0.016% | 0.02217% | 0.0289% | 0.03575% | 0.0423% | 0.04822% | 0.05332% | 0.05757% | 0.06101% | 0.06379% | 0.06604% | 0.06792% | 0.06955% | 0.07107%
F5_Industrial_Instruments_Existing_Space Heating_Natural Gas_Gas Boiler - Burner Control Optimization_A_Achievable Technical Potential | F5 | Industrial | Instruments | Existing | Space Heating | Natural Gas | Gas Boiler - Burner Control Optimization | A | Standalone Impact on Baseline Summer Peak (%) | Achievable Technical Potential | bar: 2019 to 2040
F6_Industrial_Instruments_Existing_Space Heating_Natural Gas_Gas Boiler - Burner Control Optimization_A_Achievable Technical Potential | F6 | Industrial | Instruments | Existing | Space Heating | Natural Gas | Gas Boiler - Burner Control Optimization | A | Standalone Impact on Baseline Winter Peak (%) | Achievable Technical Potential | bar: 2019 to 2040
F7_Industrial_Instruments_Existing_Space Heating_Natural Gas_Gas Boiler - Burner Control Optimization_A_Achievable Technical Potential | F7 | Industrial | Instruments | Existing | Space Heating | Natural Gas | Gas Boiler - Burner Control Optimization | A | Incremental Energy Savings (MWh or mTherms) | Achievable Technical Potential | 0 | 0 | 0.0014598 | 0.0022494 | 0.0044104 | 0.0075668 | 0.01154 | 0.015842 | 0.01977 | 0.022619 | 0.023889 | 0.02343 | 0.02145 | 0.018411 | 0.014875 | 0.011351 | 0.0082069 | 0.0056376 | 0.0036886 | 0.0023039 | 0.0013766 | 0.00091503
F8_Industrial_Instruments_Existing_Space Heating_Natural Gas_Gas Boiler - Burner Control Optimization_A_Achievable Technical Potential | F8 | Industrial | Instruments | Existing | Space Heating | Natural Gas | Gas Boiler - Burner Control Optimization | A | Incremental Summer Peak Savings (MW) | Achievable Technical Potential | 0 | 0 | 0 | 0 | 0 | 0 | 0 | 0 | 0 | 0 | 0 | 0 | 0 | 0 | 0 | 0 | 0 | 0 | 0 | 0 | 0 | 0
F9_Industrial_Instruments_Existing_Space Heating_Natural Gas_Gas Boiler - Burner Control Optimization_A_Achievable Technical Potential | F9 | Industrial | Instruments | Existing | Space Heating | Natural Gas | Gas Boiler - Burner Control Optimization | A | Incremental Winter Peak Savings (MW) | Achievable Technical Potential | 0 | 0 | 0 | 0 | 0 | 0 | 0 | 0 | 0 | 0 | 0 | 0 | 0 | 0 | 0 | 0 | 0 | 0 | 0 | 0 | 0 | 0
F10_Industrial_Instruments_Existing_Space Heating_Natural Gas_Gas Boiler - Burner Control Optimization_A_Achievable Technical Potential | F10 | Industrial | Instruments | Existing | Space Heating | Natural Gas | Gas Boiler - Burner Control Optimization | A | Cumulative Energy Savings (MWh or mTherms) | Achievable Technical Potential | 0 | 0 | 0.0014598 | 0.0037055 | 0.0081068 | 0.015654 | 0.027157 | 0.042937 | 0.062611 | 0.085095 | 0.10881 | 0.13202 | 0.15322 | 0.17135 | 0.18592 | 0.19697 | 0.20487 | 0.21021 | 0.21361 | 0.21564 | 0.21677 | 0.21746
F11_Industrial_Instruments_Existing_Space Heating_Natural Gas_Gas Boiler - Burner Control Optimization_A_Achievable Technical Potential | F11 | Industrial | Instruments | Existing | Space Heating | Natural Gas | Gas Boiler - Burner Control Optimization | A | Cumulative Summer Peak Savings (MW) | Achievable Technical Potential | 0 | 0 | 0 | 0 | 0 | 0 | 0 | 0 | 0 | 0 | 0 | 0 | 0 | 0 | 0 | 0 | 0 | 0 | 0 | 0 | 0 | 0
F12_Industrial_Instruments_Existing_Space Heating_Natural Gas_Gas Boiler - Burner Control Optimization_A_Achievable Technical Potential | F12 | Industrial | Instruments | Existing | Space Heating | Natural Gas | Gas Boiler - Burner Control Optimization | A | Cumulative Winter Peak Savings (MW) | Achievable Technical Potential | 0 | 0 | 0 | 0 | 0 | 0 | 0 | 0 | 0 | 0 | 0 | 0 | 0 | 0 | 0 | 0 | 0 | 0 | 0 | 0 | 0 | 0
F13_Industrial_Instruments_Existing_Space Heating_Natural Gas_Gas Boiler - Burner Control Optimization_A_Achievable Technical Potential | F13 | Industrial | Instruments | Existing | Space Heating | Natural Gas | Gas Boiler - Burner Control Optimization | A | Purchases (Incremental) | Achievable Technical Potential | 0 | 0 | 0.89326 | 1.3799 | 2.7122 | 4.6646 | 7.1309 | 9.8112 | 12.2716 | 14.0701 | 14.8911 | 14.6344 | 13.4233 | 11.5428 | 9.342 | 7.1407 | 5.1709 | 3.5572 | 2.3306 | 1.4575 | 0.87189 | 0.58017
F14_Industrial_Instruments_Existing_Space Heating_Natural Gas_Gas Boiler - Burner Control Optimization_A_Achievable Technical Potential | F14 | Industrial | Instruments | Existing | Space Heating | Natural Gas | Gas Boiler - Burner Control Optimization | A | Purchases (Cumulative) | Achievable Technical Potential | 0 | 0 | 0.89326 | 2.2732 | 4.9854 | 9.65 | 16.7809 | 26.5921 | 38.8637 | 52.9338 | 67.8249 | 82.4593 | 95.8825 | 107.4254 | 116.7674 | 123.9081 | 129.0789 | 132.6361 | 134.9667 | 136.4242 | 137.2961 | 137.8763
F1_Industrial_Instruments_Existing_Process_Natural Gas_Gas Boiler - Burner Control Optimization_A_Achievable Technical Potential | F1 | Industrial | Instruments | Existing | Process | Natural Gas | Gas Boiler - Burner Control Optimization | A | Original Unit Energy Savings (kWh or therms) | Achievable Technical Potential | 0 | 0 | 1.0203 | 1.0203 | 1.0203 | 1.0203 | 1.0203 | 1.0203 | 1.0203 | 1.0203 | 1.0203 | 1.0203 | 1.0203 | 1.0203 | 1.0203 | 1.0203 | 1.0203 | 1.0203 | 1.0203 | 1.0203 | 1.0203 | 1.0203
F2_Industrial_Instruments_Existing_Process_Natural Gas_Gas Boiler - Burner Control Optimization_A_Achievable Technical Potential | F2 | Industrial | Instruments | Existing | Process | Natural Gas | Gas Boiler - Burner Control Optimization | A | Original Unit Summer Peak Savings (kW) | Achievable Technical Potential | 0 | 0 | 0 | 0 | 0 | 0 | 0 | 0 | 0 | 0 | 0 | 0 | 0 | 0 | 0 | 0 | 0 | 0 | 0 | 0 | 0 | 0
F3_Industrial_Instruments_Existing_Process_Natural Gas_Gas Boiler - Burner Control Optimization_A_Achievable Technical Potential | F3 | Industrial | Instruments | Existing | Process | Natural Gas | Gas Boiler - Burner Control Optimization | A | Original Unit Winter Peak Savings (kW) | Achievable Technical Potential | 0 | 0 | 0 | 0 | 0 | 0 | 0 | 0 | 0 | 0 | 0 | 0 | 0 | 0 | 0 | 0 | 0 | 0 | 0 | 0 | 0 | 0
F4_Industrial_Instruments_Existing_Process_Natural Gas_Gas Boiler - Burner Control Optimization_A_Achievable Technical Potential | F4 | Industrial | Instruments | Existing | Process | Natural Gas | Gas Boiler - Burner Control Optimization | A | Standalone Impact on Baseline Energy (%) | Achievable Technical Potential | 0% | 0% | 0.002428% | 0.006287% | 0.01403% | 0.02763% | 0.0489% | 0.07885% | 0.1173% | 0.1625% | 0.2119% | 0.2621% | 0.3101% | 0.3535% | 0.391% | 0.4222% | 0.4476% | 0.468% | 0.4845% | 0.4984% | 0.5104% | 0.5215%
F5_Industrial_Instruments_Existing_Process_Natural Gas_Gas Boiler - Burner Control Optimization_A_Achievable Technical Potential | F5 | Industrial | Instruments | Existing | Process | Natural Gas | Gas Boiler - Burner Control Optimization | A | Standalone Impact on Baseline Summer Peak (%) | Achievable Technical Potential | bar: 2019 to 2040
F6_Industrial_Instruments_Existing_Process_Natural Gas_Gas Boiler - Burner Control Optimization_A_Achievable Technical Potential | F6 | Industrial | Instruments | Existing | Process | Natural Gas | Gas Boiler - Burner Control Optimization | A | Standalone Impact on Baseline Winter Peak (%) | Achievable Technical Potential | bar: 2019 to 2040
F7_Industrial_Instruments_Existing_Process_Natural Gas_Gas Boiler - Burner Control Optimization_A_Achievable Technical Potential | F7 | Industrial | Instruments | Existing | Process | Natural Gas | Gas Boiler - Burner Control Optimization | A | Incremental Energy Savings (MWh or mTherms) | Achievable Technical Potential | 0 | 0 | 0.027646 | 0.042708 | 0.083944 | 0.14437 | 0.2207 | 0.30365 | 0.37981 | 0.43547 | 0.46088 | 0.45293 | 0.41545 | 0.35725 | 0.28913 | 0.221 | 0.16004 | 0.11009 | 0.072131 | 0.04511 | 0.026985 | 0.017956
F8_Industrial_Instruments_Existing_Process_Natural Gas_Gas Boiler - Burner Control Optimization_A_Achievable Technical Potential | F8 | Industrial | Instruments | Existing | Process | Natural Gas | Gas Boiler - Burner Control Optimization | A | Incremental Summer Peak Savings (MW) | Achievable Technical Potential | 0 | 0 | 0 | 0 | 0 | 0 | 0 | 0 | 0 | 0 | 0 | 0 | 0 | 0 | 0 | 0 | 0 | 0 | 0 | 0 | 0 | 0
F9_Industrial_Instruments_Existing_Process_Natural Gas_Gas Boiler - Burner Control Optimization_A_Achievable Technical Potential | F9 | Industrial | Instruments | Existing | Process | Natural Gas | Gas Boiler - Burner Control Optimization | A | Incremental Winter Peak Savings (MW) | Achievable Technical Potential | 0 | 0 | 0 | 0 | 0 | 0 | 0 | 0 | 0 | 0 | 0 | 0 | 0 | 0 | 0 | 0 | 0 | 0 | 0 | 0 | 0 | 0
F10_Industrial_Instruments_Existing_Process_Natural Gas_Gas Boiler - Burner Control Optimization_A_Achievable Technical Potential | F10 | Industrial | Instruments | Existing | Process | Natural Gas | Gas Boiler - Burner Control Optimization | A | Cumulative Energy Savings (MWh or mTherms) | Achievable Technical Potential | 0 | 0 | 0.027646 | 0.070355 | 0.1543 | 0.29867 | 0.51937 | 0.82302 | 1.2028 | 1.6383 | 2.0992 | 2.5521 | 2.9676 | 3.3248 | 3.6139 | 3.8349 | 3.995 | 4.1051 | 4.1772 | 4.2223 | 4.2493 | 4.2673
F11_Industrial_Instruments_Existing_Process_Natural Gas_Gas Boiler - Burner Control Optimization_A_Achievable Technical Potential | F11 | Industrial | Instruments | Existing | Process | Natural Gas | Gas Boiler - Burner Control Optimization | A | Cumulative Summer Peak Savings (MW) | Achievable Technical Potential | 0 | 0 | 0 | 0 | 0 | 0 | 0 | 0 | 0 | 0 | 0 | 0 | 0 | 0 | 0 | 0 | 0 | 0 | 0 | 0 | 0 | 0
F12_Industrial_Instruments_Existing_Process_Natural Gas_Gas Boiler - Burner Control Optimization_A_Achievable Technical Potential | F12 | Industrial | Instruments | Existing | Process | Natural Gas | Gas Boiler - Burner Control Optimization | A | Cumulative Winter Peak Savings (MW) | Achievable Technical Potential | 0 | 0 | 0 | 0 | 0 | 0 | 0 | 0 | 0 | 0 | 0 | 0 | 0 | 0 | 0 | 0 | 0 | 0 | 0 | 0 | 0 | 0
F13_Industrial_Instruments_Existing_Process_Natural Gas_Gas Boiler - Burner Control Optimization_A_Achievable Technical Potential | F13 | Industrial | Instruments | Existing | Process | Natural Gas | Gas Boiler - Burner Control Optimization | A | Purchases (Incremental) | Achievable Technical Potential | 0 | 0 | 27.0968 | 41.8593 | 82.2752 | 141.4992 | 216.3148 | 297.6193 | 372.2574 | 426.8124 | 451.7192 | 443.9309 | 407.1918 | 350.1499 | 283.387 | 216.6119 | 156.8569 | 107.9067 | 70.6975 | 44.2136 | 26.4486 | 17.5992
F14_Industrial_Instruments_Existing_Process_Natural Gas_Gas Boiler - Burner Control Optimization_A_Achievable Technical Potential | F14 | Industrial | Instruments | Existing | Process | Natural Gas | Gas Boiler - Burner Control Optimization | A | Purchases (Cumulative) | Achievable Technical Potential | 0 | 0 | 27.0968 | 68.9561 | 151.2313 | 292.7305 | 509.0453 | 806.6646 | 1178.922 | 1605.7344 | 2057.4536 | 2501.3845 | 2908.5764 | 3258.7262 | 3542.1132 | 3758.7252 | 3915.5821 | 4023.4888 | 4094.1863 | 4138.3999 | 4164.8486 | 4182.4478
F1_Industrial_Instruments_Existing_Space Heating_Natural Gas_HVAC - Demand Controlled Ventilation_A_Achievable Technical Potential | F1 | Industrial | Instruments | Existing | Space Heating | Natural Gas | HVAC - Demand Controlled Ventilation | A | Original Unit Energy Savings (kWh or therms) | Achievable Technical Potential | 0 | 0 | 0.076632 | 0.076208 | 0.075785 | 0.075366 | 0.074954 | 0.074553 | 0.074165 | 0.073793 | 0.07344 | 0.073107 | 0.072794 | 0.072499 | 0.072221 | 0.07196 | 0.071715 | 0.071483 | 0.071266 | 0.071061 | 0.070868 | 0.070686
F2_Industrial_Instruments_Existing_Space Heating_Natural Gas_HVAC - Demand Controlled Ventilation_A_Achievable Technical Potential | F2 | Industrial | Instruments | Existing | Space Heating | Natural Gas | HVAC - Demand Controlled Ventilation | A | Original Unit Summer Peak Savings (kW) | Achievable Technical Potential | 0 | 0 | 0 | 0 | 0 | 0 | 0 | 0 | 0 | 0 | 0 | 0 | 0 | 0 | 0 | 0 | 0 | 0 | 0 | 0 | 0 | 0
F3_Industrial_Instruments_Existing_Space Heating_Natural Gas_HVAC - Demand Controlled Ventilation_A_Achievable Technical Potential | F3 | Industrial | Instruments | Existing | Space Heating | Natural Gas | HVAC - Demand Controlled Ventilation | A | Original Unit Winter Peak Savings (kW) | Achievable Technical Potential | 0 | 0 | 0 | 0 | 0 | 0 | 0 | 0 | 0 | 0 | 0 | 0 | 0 | 0 | 0 | 0 | 0 | 0 | 0 | 0 | 0 | 0
F4_Industrial_Instruments_Existing_Space Heating_Natural Gas_HVAC - Demand Controlled Ventilation_A_Achievable Technical Potential | F4 | Industrial | Instruments | Existing | Space Heating | Natural Gas | HVAC - Demand Controlled Ventilation | A | Standalone Impact on Baseline Energy (%) | Achievable Technical Potential | 0% | 0% | 0.04258% | 0.08564% | 0.1292% | 0.1732% | 0.2177% | 0.2628% | 0.3084% | 0.3545% | 0.4013% | 0.4487% | 0.4967% | 0.5455% | 0.595% | 0.6452% | 0.6962% | 0.748% | 0.8005% | 0.854% | 0.9083% | 0.9634%
F5_Industrial_Instruments_Existing_Space Heating_Natural Gas_HVAC - Demand Controlled Ventilation_A_Achievable Technical Potential | F5 | Industrial | Instruments | Existing | Space Heating | Natural Gas | HVAC - Demand Controlled Ventilation | A | Standalone Impact on Baseline Summer Peak (%) | Achievable Technical Potential | bar: 2019 to 2040
F6_Industrial_Instruments_Existing_Space Heating_Natural Gas_HVAC - Demand Controlled Ventilation_A_Achievable Technical Potential | F6 | Industrial | Instruments | Existing | Space Heating | Natural Gas | HVAC - Demand Controlled Ventilation | A | Standalone Impact on Baseline Winter Peak (%) | Achievable Technical Potential | bar: 2019 to 2040
F7_Industrial_Instruments_Existing_Space Heating_Natural Gas_HVAC - Demand Controlled Ventilation_A_Achievable Technical Potential | F7 | Industrial | Instruments | Existing | Space Heating | Natural Gas | HVAC - Demand Controlled Ventilation | A | Incremental Energy Savings (MWh or mTherms) | Achievable Technical Potential | 0 | 0 | 0.18756 | 0.1833 | 0.17914 | 0.17508 | 0.17112 | 0.16727 | 0.16353 | 0.15991 | 0.1564 | 0.15301 | 0.14972 | 0.14655 | 0.14347 | 0.14048 | 0.13759 | 0.13478 | 0.13206 | 0.12941 | 0.12683 | 0.12432
F8_Industrial_Instruments_Existing_Space Heating_Natural Gas_HVAC - Demand Controlled Ventilation_A_Achievable Technical Potential | F8 | Industrial | Instruments | Existing | Space Heating | Natural Gas | HVAC - Demand Controlled Ventilation | A | Incremental Summer Peak Savings (MW) | Achievable Technical Potential | 0 | 0 | 0 | 0 | 0 | 0 | 0 | 0 | 0 | 0 | 0 | 0 | 0 | 0 | 0 | 0 | 0 | 0 | 0 | 0 | 0 | 0
F9_Industrial_Instruments_Existing_Space Heating_Natural Gas_HVAC - Demand Controlled Ventilation_A_Achievable Technical Potential | F9 | Industrial | Instruments | Existing | Space Heating | Natural Gas | HVAC - Demand Controlled Ventilation | A | Incremental Winter Peak Savings (MW) | Achievable Technical Potential | 0 | 0 | 0 | 0 | 0 | 0 | 0 | 0 | 0 | 0 | 0 | 0 | 0 | 0 | 0 | 0 | 0 | 0 | 0 | 0 | 0 | 0
F10_Industrial_Instruments_Existing_Space Heating_Natural Gas_HVAC - Demand Controlled Ventilation_A_Achievable Technical Potential | F10 | Industrial | Instruments | Existing | Space Heating | Natural Gas | HVAC - Demand Controlled Ventilation | A | Cumulative Energy Savings (MWh or mTherms) | Achievable Technical Potential | 0 | 0 | 0.18756 | 0.36982 | 0.54692 | 0.71897 | 0.88617 | 1.0487 | 1.2068 | 1.3606 | 1.5105 | 1.6567 | 1.7993 | 1.9386 | 2.0746 | 2.2076 | 2.3377 | 2.4649 | 2.5894 | 2.7114 | 2.8309 | 2.948
F11_Industrial_Instruments_Existing_Space Heating_Natural Gas_HVAC - Demand Controlled Ventilation_A_Achievable Technical Potential | F11 | Industrial | Instruments | Existing | Space Heating | Natural Gas | HVAC - Demand Controlled Ventilation | A | Cumulative Summer Peak Savings (MW) | Achievable Technical Potential | 0 | 0 | 0 | 0 | 0 | 0 | 0 | 0 | 0 | 0 | 0 | 0 | 0 | 0 | 0 | 0 | 0 | 0 | 0 | 0 | 0 | 0
F12_Industrial_Instruments_Existing_Space Heating_Natural Gas_HVAC - Demand Controlled Ventilation_A_Achievable Technical Potential | F12 | Industrial | Instruments | Existing | Space Heating | Natural Gas | HVAC - Demand Controlled Ventilation | A | Cumulative Winter Peak Savings (MW) | Achievable Technical Potential | 0 | 0 | 0 | 0 | 0 | 0 | 0 | 0 | 0 | 0 | 0 | 0 | 0 | 0 | 0 | 0 | 0 | 0 | 0 | 0 | 0 | 0
F13_Industrial_Instruments_Existing_Space Heating_Natural Gas_HVAC - Demand Controlled Ventilation_A_Achievable Technical Potential | F13 | Industrial | Instruments | Existing | Space Heating | Natural Gas | HVAC - Demand Controlled Ventilation | A | Purchases (Incremental) | Achievable Technical Potential | 0 | 0 | 2447.5258 | 2405.327 | 2363.8559 | 2323.0997 | 2283.0463 | 2243.6834 | 2204.9992 | 2166.982 | 2129.6202 | 2092.9027 | 2056.8181 | 2021.3557 | 1986.5048 | 1952.2547 | 1918.5951 | 1885.5159 | 1853.007 | 1821.0586 | 1789.6611 | 1758.8048
F14_Industrial_Instruments_Existing_Space Heating_Natural Gas_HVAC - Demand Controlled Ventilation_A_Achievable Technical Potential | F14 | Industrial | Instruments | Existing | Space Heating | Natural Gas | HVAC - Demand Controlled Ventilation | A | Purchases (Cumulative) | Achievable Technical Potential | 0 | 0 | 2447.5258 | 4852.8528 | 7216.7087 | 9539.8084 | 11822.8547 | 14066.5381 | 16271.5373 | 18438.5194 | 20568.1396 | 22661.0422 | 24717.8604 | 26739.2161 | 28725.7209 | 30677.9756 | 32596.5707 | 34482.0866 | 36335.0937 | 38156.1523 | 39945.8133 | 41704.6182
F1_Industrial_Instruments_Existing_Space Heating_Natural Gas_Gas Boiler - Stack Economizer_A_Achievable Technical Potential | F1 | Industrial | Instruments | Existing | Space Heating | Natural Gas | Gas Boiler - Stack Economizer | A | Original Unit Energy Savings (kWh or therms) | Achievable Technical Potential | 0 | 0 | 4.1137 | 4.1034 | 4.0933 | 4.0834 | 4.0738 | 4.0644 | 4.0554 | 4.0467 | 4.0382 | 4.0302 | 4.0224 | 4.0151 | 4.0081 | 4.0015 | 3.9952 | 3.9894 | 3.984 | 3.979 | 3.9744 | 3.9702
F2_Industrial_Instruments_Existing_Space Heating_Natural Gas_Gas Boiler - Stack Economizer_A_Achievable Technical Potential | F2 | Industrial | Instruments | Existing | Space Heating | Natural Gas | Gas Boiler - Stack Economizer | A | Original Unit Summer Peak Savings (kW) | Achievable Technical Potential | 0 | 0 | 0 | 0 | 0 | 0 | 0 | 0 | 0 | 0 | 0 | 0 | 0 | 0 | 0 | 0 | 0 | 0 | 0 | 0 | 0 | 0
F3_Industrial_Instruments_Existing_Space Heating_Natural Gas_Gas Boiler - Stack Economizer_A_Achievable Technical Potential | F3 | Industrial | Instruments | Existing | Space Heating | Natural Gas | Gas Boiler - Stack Economizer | A | Original Unit Winter Peak Savings (kW) | Achievable Technical Potential | 0 | 0 | 0 | 0 | 0 | 0 | 0 | 0 | 0 | 0 | 0 | 0 | 0 | 0 | 0 | 0 | 0 | 0 | 0 | 0 | 0 | 0
F4_Industrial_Instruments_Existing_Space Heating_Natural Gas_Gas Boiler - Stack Economizer_A_Achievable Technical Potential | F4 | Industrial | Instruments | Existing | Space Heating | Natural Gas | Gas Boiler - Stack Economizer | A | Standalone Impact on Baseline Energy (%) | Achievable Technical Potential | 0% | 0% | 0.008247% | 0.01664% | 0.02517% | 0.03386% | 0.04269% | 0.05086% | 0.05768% | 0.06344% | 0.06835% | 0.07258% | 0.07627% | 0.07955% | 0.08248% | 0.08516% | 0.08764% | 0.08996% | 0.09154% | 0.09314% | 0.09477% | 0.09643%
F5_Industrial_Instruments_Existing_Space Heating_Natural Gas_Gas Boiler - Stack Economizer_A_Achievable Technical Potential | F5 | Industrial | Instruments | Existing | Space Heating | Natural Gas | Gas Boiler - Stack Economizer | A | Standalone Impact on Baseline Summer Peak (%) | Achievable Technical Potential | bar: 2019 to 2040
F6_Industrial_Instruments_Existing_Space Heating_Natural Gas_Gas Boiler - Stack Economizer_A_Achievable Technical Potential | F6 | Industrial | Instruments | Existing | Space Heating | Natural Gas | Gas Boiler - Stack Economizer | A | Standalone Impact on Baseline Winter Peak (%) | Achievable Technical Potential | bar: 2019 to 2040
F7_Industrial_Instruments_Existing_Space Heating_Natural Gas_Gas Boiler - Stack Economizer_A_Achievable Technical Potential | F7 | Industrial | Instruments | Existing | Space Heating | Natural Gas | Gas Boiler - Stack Economizer | A | Incremental Energy Savings (MWh or mTherms) | Achievable Technical Potential | 0 | 0 | 0.036326 | 0.03561 | 0.034909 | 0.034225 | 0.033555 | 0.029611 | 0.023229 | 0.018223 | 0.014297 | 0.011218 | 0.008803 | 0.0069083 | 0.0054219 | 0.0042557 | 0.0033406 | 0.0026226 | 1.7556e-05 | 6.1541e-06 | 2.0594e-06 | 6.5927e-07
F8_Industrial_Instruments_Existing_Space Heating_Natural Gas_Gas Boiler - Stack Economizer_A_Achievable Technical Potential | F8 | Industrial | Instruments | Existing | Space Heating | Natural Gas | Gas Boiler - Stack Economizer | A | Incremental Summer Peak Savings (MW) | Achievable Technical Potential | 0 | 0 | 0 | 0 | 0 | 0 | 0 | 0 | 0 | 0 | 0 | 0 | 0 | 0 | 0 | 0 | 0 | 0 | 0 | 0 | 0 | 0
F9_Industrial_Instruments_Existing_Space Heating_Natural Gas_Gas Boiler - Stack Economizer_A_Achievable Technical Potential | F9 | Industrial | Instruments | Existing | Space Heating | Natural Gas | Gas Boiler - Stack Economizer | A | Incremental Winter Peak Savings (MW) | Achievable Technical Potential | 0 | 0 | 0 | 0 | 0 | 0 | 0 | 0 | 0 | 0 | 0 | 0 | 0 | 0 | 0 | 0 | 0 | 0 | 0 | 0 | 0 | 0
F10_Industrial_Instruments_Existing_Space Heating_Natural Gas_Gas Boiler - Stack Economizer_A_Achievable Technical Potential | F10 | Industrial | Instruments | Existing | Space Heating | Natural Gas | Gas Boiler - Stack Economizer | A | Cumulative Energy Savings (MWh or mTherms) | Achievable Technical Potential | 0 | 0 | 0.036326 | 0.071844 | 0.10658 | 0.14054 | 0.17377 | 0.20298 | 0.22576 | 0.24349 | 0.25729 | 0.26799 | 0.27628 | 0.28268 | 0.28761 | 0.29139 | 0.29428 | 0.29647 | 0.29609 | 0.29572 | 0.29538 | 0.29507
F11_Industrial_Instruments_Existing_Space Heating_Natural Gas_Gas Boiler - Stack Economizer_A_Achievable Technical Potential | F11 | Industrial | Instruments | Existing | Space Heating | Natural Gas | Gas Boiler - Stack Economizer | A | Cumulative Summer Peak Savings (MW) | Achievable Technical Potential | 0 | 0 | 0 | 0 | 0 | 0 | 0 | 0 | 0 | 0 | 0 | 0 | 0 | 0 | 0 | 0 | 0 | 0 | 0 | 0 | 0 | 0
F12_Industrial_Instruments_Existing_Space Heating_Natural Gas_Gas Boiler - Stack Economizer_A_Achievable Technical Potential | F12 | Industrial | Instruments | Existing | Space Heating | Natural Gas | Gas Boiler - Stack Economizer | A | Cumulative Winter Peak Savings (MW) | Achievable Technical Potential | 0 | 0 | 0 | 0 | 0 | 0 | 0 | 0 | 0 | 0 | 0 | 0 | 0 | 0 | 0 | 0 | 0 | 0 | 0 | 0 | 0 | 0
F13_Industrial_Instruments_Existing_Space Heating_Natural Gas_Gas Boiler - Stack Economizer_A_Achievable Technical Potential | F13 | Industrial | Instruments | Existing | Space Heating | Natural Gas | Gas Boiler - Stack Economizer | A | Purchases (Incremental) | Achievable Technical Potential | 0 | 0 | 8.8303 | 8.6781 | 8.5285 | 8.3814 | 8.2369 | 7.2854 | 5.7278 | 4.5033 | 3.5405 | 2.7836 | 2.1885 | 1.7206 | 1.3527 | 1.0635 | 0.83615 | 0.65739 | 0.0044066 | 0.0015466 | 0.00051818 | 0.00016606
F14_Industrial_Instruments_Existing_Space Heating_Natural Gas_Gas Boiler - Stack Economizer_A_Achievable Technical Potential | F14 | Industrial | Instruments | Existing | Space Heating | Natural Gas | Gas Boiler - Stack Economizer | A | Purchases (Cumulative) | Achievable Technical Potential | 0 | 0 | 8.8303 | 17.5084 | 26.0369 | 34.4184 | 42.6553 | 49.9407 | 55.6685 | 60.1718 | 63.7123 | 66.4959 | 68.6844 | 70.4049 | 71.7577 | 72.8212 | 73.6574 | 74.3147 | 74.3191 | 74.3207 | 74.3212 | 74.3214
F1_Industrial_Instruments_Existing_Process_Natural Gas_Gas Boiler - Stack Economizer_A_Achievable Technical Potential | F1 | Industrial | Instruments | Existing | Process | Natural Gas | Gas Boiler - Stack Economizer | A | Original Unit Energy Savings (kWh or therms) | Achievable Technical Potential | 0 | 0 | 3.3775 | 3.3775 | 3.3775 | 3.3775 | 3.3775 | 3.3775 | 3.3775 | 3.3775 | 3.3775 | 3.3775 | 3.3775 | 3.3775 | 3.3775 | 3.3775 | 3.3775 | 3.3775 | 3.3775 | 3.3775 | 3.3775 | 3.3775
F2_Industrial_Instruments_Existing_Process_Natural Gas_Gas Boiler - Stack Economizer_A_Achievable Technical Potential | F2 | Industrial | Instruments | Existing | Process | Natural Gas | Gas Boiler - Stack Economizer | A | Original Unit Summer Peak Savings (kW) | Achievable Technical Potential | 0 | 0 | 0 | 0 | 0 | 0 | 0 | 0 | 0 | 0 | 0 | 0 | 0 | 0 | 0 | 0 | 0 | 0 | 0 | 0 | 0 | 0
F3_Industrial_Instruments_Existing_Process_Natural Gas_Gas Boiler - Stack Economizer_A_Achievable Technical Potential | F3 | Industrial | Instruments | Existing | Process | Natural Gas | Gas Boiler - Stack Economizer | A | Original Unit Winter Peak Savings (kW) | Achievable Technical Potential | 0 | 0 | 0 | 0 | 0 | 0 | 0 | 0 | 0 | 0 | 0 | 0 | 0 | 0 | 0 | 0 | 0 | 0 | 0 | 0 | 0 | 0
F4_Industrial_Instruments_Existing_Process_Natural Gas_Gas Boiler - Stack Economizer_A_Achievable Technical Potential | F4 | Industrial | Instruments | Existing | Process | Natural Gas | Gas Boiler - Stack Economizer | A | Standalone Impact on Baseline Energy (%) | Achievable Technical Potential | 0% | 0% | 0.07945% | 0.1603% | 0.2426% | 0.3263% | 0.4114% | 0.4902% | 0.556% | 0.6115% | 0.6588% | 0.6997% | 0.7354% | 0.767% | 0.7955% | 0.8214% | 0.8455% | 0.868% | 0.8832% | 0.8988% | 0.9145% | 0.9306%
F5_Industrial_Instruments_Existing_Process_Natural Gas_Gas Boiler - Stack Economizer_A_Achievable Technical Potential | F5 | Industrial | Instruments | Existing | Process | Natural Gas | Gas Boiler - Stack Economizer | A | Standalone Impact on Baseline Summer Peak (%) | Achievable Technical Potential | bar: 2019 to 2040
F6_Industrial_Instruments_Existing_Process_Natural Gas_Gas Boiler - Stack Economizer_A_Achievable Technical Potential | F6 | Industrial | Instruments | Existing | Process | Natural Gas | Gas Boiler - Stack Economizer | A | Standalone Impact on Baseline Winter Peak (%) | Achievable Technical Potential | bar: 2019 to 2040
F7_Industrial_Instruments_Existing_Process_Natural Gas_Gas Boiler - Stack Economizer_A_Achievable Technical Potential | F7 | Industrial | Instruments | Existing | Process | Natural Gas | Gas Boiler - Stack Economizer | A | Incremental Energy Savings (MWh or mTherms) | Achievable Technical Potential | 0 | 0 | 0.90471 | 0.88911 | 0.87379 | 0.85872 | 0.84391 | 0.74643 | 0.58685 | 0.46138 | 0.36274 | 0.28519 | 0.22422 | 0.17628 | 0.13859 | 0.10896 | 0.085668 | 0.067353 | 0.00045148 | 0.00015846 | 5.309e-05 | 1.7013e-05
F8_Industrial_Instruments_Existing_Process_Natural Gas_Gas Boiler - Stack Economizer_A_Achievable Technical Potential | F8 | Industrial | Instruments | Existing | Process | Natural Gas | Gas Boiler - Stack Economizer | A | Incremental Summer Peak Savings (MW) | Achievable Technical Potential | 0 | 0 | 0 | 0 | 0 | 0 | 0 | 0 | 0 | 0 | 0 | 0 | 0 | 0 | 0 | 0 | 0 | 0 | 0 | 0 | 0 | 0
F9_Industrial_Instruments_Existing_Process_Natural Gas_Gas Boiler - Stack Economizer_A_Achievable Technical Potential | F9 | Industrial | Instruments | Existing | Process | Natural Gas | Gas Boiler - Stack Economizer | A | Incremental Winter Peak Savings (MW) | Achievable Technical Potential | 0 | 0 | 0 | 0 | 0 | 0 | 0 | 0 | 0 | 0 | 0 | 0 | 0 | 0 | 0 | 0 | 0 | 0 | 0 | 0 | 0 | 0
F10_Industrial_Instruments_Existing_Process_Natural Gas_Gas Boiler - Stack Economizer_A_Achievable Technical Potential | F10 | Industrial | Instruments | Existing | Process | Natural Gas | Gas Boiler - Stack Economizer | A | Cumulative Energy Savings (MWh or mTherms) | Achievable Technical Potential | 0 | 0 | 0.90471 | 1.7938 | 2.6676 | 3.5263 | 4.3702 | 5.1167 | 5.7035 | 6.1649 | 6.5276 | 6.8128 | 7.0371 | 7.2133 | 7.3519 | 7.4609 | 7.5466 | 7.6139 | 7.6144 | 7.6145 | 7.6146 | 7.6146
F11_Industrial_Instruments_Existing_Process_Natural Gas_Gas Boiler - Stack Economizer_A_Achievable Technical Potential | F11 | Industrial | Instruments | Existing | Process | Natural Gas | Gas Boiler - Stack Economizer | A | Cumulative Summer Peak Savings (MW) | Achievable Technical Potential | 0 | 0 | 0 | 0 | 0 | 0 | 0 | 0 | 0 | 0 | 0 | 0 | 0 | 0 | 0 | 0 | 0 | 0 | 0 | 0 | 0 | 0
F12_Industrial_Instruments_Existing_Process_Natural Gas_Gas Boiler - Stack Economizer_A_Achievable Technical Potential | F12 | Industrial | Instruments | Existing | Process | Natural Gas | Gas Boiler - Stack Economizer | A | Cumulative Winter Peak Savings (MW) | Achievable Technical Potential | 0 | 0 | 0 | 0 | 0 | 0 | 0 | 0 | 0 | 0 | 0 | 0 | 0 | 0 | 0 | 0 | 0 | 0 | 0 | 0 | 0 | 0
F13_Industrial_Instruments_Existing_Process_Natural Gas_Gas Boiler - Stack Economizer_A_Achievable Technical Potential | F13 | Industrial | Instruments | Existing | Process | Natural Gas | Gas Boiler - Stack Economizer | A | Purchases (Incremental) | Achievable Technical Potential | 0 | 0 | 267.8667 | 263.2483 | 258.7095 | 254.249 | 249.8654 | 221.0017 | 173.753 | 136.6058 | 107.4004 | 84.439 | 66.3865 | 52.1935 | 41.0349 | 32.2619 | 25.3646 | 19.9418 | 0.13367 | 0.046917 | 0.015719 | 0.0050373
F14_Industrial_Instruments_Existing_Process_Natural Gas_Gas Boiler - Stack Economizer_A_Achievable Technical Potential | F14 | Industrial | Instruments | Existing | Process | Natural Gas | Gas Boiler - Stack Economizer | A | Purchases (Cumulative) | Achievable Technical Potential | 0 | 0 | 267.8667 | 531.115 | 789.8245 | 1044.0736 | 1293.939 | 1514.9406 | 1688.6937 | 1825.2995 | 1932.6999 | 2017.1389 | 2083.5254 | 2135.7189 | 2176.7538 | 2209.0158 | 2234.3803 | 2254.3221 | 2254.4558 | 2254.5027 | 2254.5184 | 2254.5234
F1_Industrial_Instruments_Existing_Space Heating_Natural Gas_Gas Furnace Tube Inserts_A_Achievable Technical Potential | F1 | Industrial | Instruments | Existing | Space Heating | Natural Gas | Gas Furnace Tube Inserts | A | Original Unit Energy Savings (kWh or therms) | Achievable Technical Potential | 0 | 0 | 0.088102 | 0.087615 | 0.087128 | 0.086647 | 0.086173 | 0.085712 | 0.085266 | 0.084839 | 0.084432 | 0.08405 | 0.08369 | 0.083351 | 0.083032 | 0.082732 | 0.082449 | 0.082183 | 0.081933 | 0.081697 | 0.081476 | 0.081267
F2_Industrial_Instruments_Existing_Space Heating_Natural Gas_Gas Furnace Tube Inserts_A_Achievable Technical Potential | F2 | Industrial | Instruments | Existing | Space Heating | Natural Gas | Gas Furnace Tube Inserts | A | Original Unit Summer Peak Savings (kW) | Achievable Technical Potential | 0 | 0 | 0 | 0 | 0 | 0 | 0 | 0 | 0 | 0 | 0 | 0 | 0 | 0 | 0 | 0 | 0 | 0 | 0 | 0 | 0 | 0
F3_Industrial_Instruments_Existing_Space Heating_Natural Gas_Gas Furnace Tube Inserts_A_Achievable Technical Potential | F3 | Industrial | Instruments | Existing | Space Heating | Natural Gas | Gas Furnace Tube Inserts | A | Original Unit Winter Peak Savings (kW) | Achievable Technical Potential | 0 | 0 | 0 | 0 | 0 | 0 | 0 | 0 | 0 | 0 | 0 | 0 | 0 | 0 | 0 | 0 | 0 | 0 | 0 | 0 | 0 | 0
F4_Industrial_Instruments_Existing_Space Heating_Natural Gas_Gas Furnace Tube Inserts_A_Achievable Technical Potential | F4 | Industrial | Instruments | Existing | Space Heating | Natural Gas | Gas Furnace Tube Inserts | A | Standalone Impact on Baseline Energy (%) | Achievable Technical Potential | bar: 2019 to 2040
F5_Industrial_Instruments_Existing_Space Heating_Natural Gas_Gas Furnace Tube Inserts_A_Achievable Technical Potential | F5 | Industrial | Instruments | Existing | Space Heating | Natural Gas | Gas Furnace Tube Inserts | A | Standalone Impact on Baseline Summer Peak (%) | Achievable Technical Potential | bar: 2019 to 2040
F6_Industrial_Instruments_Existing_Space Heating_Natural Gas_Gas Furnace Tube Inserts_A_Achievable Technical Potential | F6 | Industrial | Instruments | Existing | Space Heating | Natural Gas | Gas Furnace Tube Inserts | A | Standalone Impact on Baseline Winter Peak (%) | Achievable Technical Potential | bar: 2019 to 2040
F7_Industrial_Instruments_Existing_Space Heating_Natural Gas_Gas Furnace Tube Inserts_A_Achievable Technical Potential | F7 | Industrial | Instruments | Existing | Space Heating | Natural Gas | Gas Furnace Tube Inserts | A | Incremental Energy Savings (MWh or mTherms) | Achievable Technical Potential | 0 | 0 | 0 | 0 | 0 | 0 | 0 | 0 | 0 | 0 | 0 | 0 | 0 | 0 | 0 | 0 | 0 | 0 | 0 | 0 | 0 | 0
F8_Industrial_Instruments_Existing_Space Heating_Natural Gas_Gas Furnace Tube Inserts_A_Achievable Technical Potential | F8 | Industrial | Instruments | Existing | Space Heating | Natural Gas | Gas Furnace Tube Inserts | A | Incremental Summer Peak Savings (MW) | Achievable Technical Potential | 0 | 0 | 0 | 0 | 0 | 0 | 0 | 0 | 0 | 0 | 0 | 0 | 0 | 0 | 0 | 0 | 0 | 0 | 0 | 0 | 0 | 0
F9_Industrial_Instruments_Existing_Space Heating_Natural Gas_Gas Furnace Tube Inserts_A_Achievable Technical Potential | F9 | Industrial | Instruments | Existing | Space Heating | Natural Gas | Gas Furnace Tube Inserts | A | Incremental Winter Peak Savings (MW) | Achievable Technical Potential | 0 | 0 | 0 | 0 | 0 | 0 | 0 | 0 | 0 | 0 | 0 | 0 | 0 | 0 | 0 | 0 | 0 | 0 | 0 | 0 | 0 | 0
F10_Industrial_Instruments_Existing_Space Heating_Natural Gas_Gas Furnace Tube Inserts_A_Achievable Technical Potential | F10 | Industrial | Instruments | Existing | Space Heating | Natural Gas | Gas Furnace Tube Inserts | A | Cumulative Energy Savings (MWh or mTherms) | Achievable Technical Potential | 0 | 0 | 0 | 0 | 0 | 0 | 0 | 0 | 0 | 0 | 0 | 0 | 0 | 0 | 0 | 0 | 0 | 0 | 0 | 0 | 0 | 0
F11_Industrial_Instruments_Existing_Space Heating_Natural Gas_Gas Furnace Tube Inserts_A_Achievable Technical Potential | F11 | Industrial | Instruments | Existing | Space Heating | Natural Gas | Gas Furnace Tube Inserts | A | Cumulative Summer Peak Savings (MW) | Achievable Technical Potential | 0 | 0 | 0 | 0 | 0 | 0 | 0 | 0 | 0 | 0 | 0 | 0 | 0 | 0 | 0 | 0 | 0 | 0 | 0 | 0 | 0 | 0
F12_Industrial_Instruments_Existing_Space Heating_Natural Gas_Gas Furnace Tube Inserts_A_Achievable Technical Potential | F12 | Industrial | Instruments | Existing | Space Heating | Natural Gas | Gas Furnace Tube Inserts | A | Cumulative Winter Peak Savings (MW) | Achievable Technical Potential | 0 | 0 | 0 | 0 | 0 | 0 | 0 | 0 | 0 | 0 | 0 | 0 | 0 | 0 | 0 | 0 | 0 | 0 | 0 | 0 | 0 | 0
F13_Industrial_Instruments_Existing_Space Heating_Natural Gas_Gas Furnace Tube Inserts_A_Achievable Technical Potential | F13 | Industrial | Instruments | Existing | Space Heating | Natural Gas | Gas Furnace Tube Inserts | A | Purchases (Incremental) | Achievable Technical Potential | 0 | 0 | 0 | 0 | 0 | 0 | 0 | 0 | 0 | 0 | 0 | 0 | 0 | 0 | 0 | 0 | 0 | 0 | 0 | 0 | 0 | 0
F14_Industrial_Instruments_Existing_Space Heating_Natural Gas_Gas Furnace Tube Inserts_A_Achievable Technical Potential | F14 | Industrial | Instruments | Existing | Space Heating | Natural Gas | Gas Furnace Tube Inserts | A | Purchases (Cumulative) | Achievable Technical Potential | 0 | 0 | 0 | 0 | 0 | 0 | 0 | 0 | 0 | 0 | 0 | 0 | 0 | 0 | 0 | 0 | 0 | 0 | 0 | 0 | 0 | 0
F1_Industrial_Instruments_Existing_Space Heating_Natural Gas_Space Heating - Heat Recovery Ventilator_A_Achievable Technical Potential | F1 | Industrial | Instruments | Existing | Space Heating | Natural Gas | Space Heating - Heat Recovery Ventilator | A | Original Unit Energy Savings (kWh or therms) | Achievable Technical Potential | 0 | 0 | 0.01336 | 0.013329 | 0.013297 | 0.013266 | 0.013235 | 0.013205 | 0.013176 | 0.013148 | 0.013122 | 0.013097 | 0.013074 | 0.013051 | 0.013031 | 0.013011 | 0.012992 | 0.012975 | 0.012959 | 0.012943 | 0.012929 | 0.012915
F2_Industrial_Instruments_Existing_Space Heating_Natural Gas_Space Heating - Heat Recovery Ventilator_A_Achievable Technical Potential | F2 | Industrial | Instruments | Existing | Space Heating | Natural Gas | Space Heating - Heat Recovery Ventilator | A | Original Unit Summer Peak Savings (kW) | Achievable Technical Potential | 0 | 0 | 0 | 0 | 0 | 0 | 0 | 0 | 0 | 0 | 0 | 0 | 0 | 0 | 0 | 0 | 0 | 0 | 0 | 0 | 0 | 0
F3_Industrial_Instruments_Existing_Space Heating_Natural Gas_Space Heating - Heat Recovery Ventilator_A_Achievable Technical Potential | F3 | Industrial | Instruments | Existing | Space Heating | Natural Gas | Space Heating - Heat Recovery Ventilator | A | Original Unit Winter Peak Savings (kW) | Achievable Technical Potential | 0 | 0 | 0 | 0 | 0 | 0 | 0 | 0 | 0 | 0 | 0 | 0 | 0 | 0 | 0 | 0 | 0 | 0 | 0 | 0 | 0 | 0
F4_Industrial_Instruments_Existing_Space Heating_Natural Gas_Space Heating - Heat Recovery Ventilator_A_Achievable Technical Potential | F4 | Industrial | Instruments | Existing | Space Heating | Natural Gas | Space Heating - Heat Recovery Ventilator | A | Standalone Impact on Baseline Energy (%) | Achievable Technical Potential | 0% | 0% | 0.01817% | 0.03666% | 0.05548% | 0.07462% | 0.0941% | 0.1139% | 0.1341% | 0.1546% | 0.1755% | 0.1967% | 0.2184% | 0.2404% | 0.2628% | 0.2855% | 0.3087% | 0.3323% | 0.3563% | 0.3807% | 0.4056% | 0.4309%
F5_Industrial_Instruments_Existing_Space Heating_Natural Gas_Space Heating - Heat Recovery Ventilator_A_Achievable Technical Potential | F5 | Industrial | Instruments | Existing | Space Heating | Natural Gas | Space Heating - Heat Recovery Ventilator | A | Standalone Impact on Baseline Summer Peak (%) | Achievable Technical Potential | bar: 2019 to 2040
F6_Industrial_Instruments_Existing_Space Heating_Natural Gas_Space Heating - Heat Recovery Ventilator_A_Achievable Technical Potential | F6 | Industrial | Instruments | Existing | Space Heating | Natural Gas | Space Heating - Heat Recovery Ventilator | A | Standalone Impact on Baseline Winter Peak (%) | Achievable Technical Potential | bar: 2019 to 2040
F7_Industrial_Instruments_Existing_Space Heating_Natural Gas_Space Heating - Heat Recovery Ventilator_A_Achievable Technical Potential | F7 | Industrial | Instruments | Existing | Space Heating | Natural Gas | Space Heating - Heat Recovery Ventilator | A | Incremental Energy Savings (MWh or mTherms) | Achievable Technical Potential | 0 | 0 | 0.080041 | 0.078474 | 0.076938 | 0.075433 | 0.073961 | 0.072521 | 0.071115 | 0.069741 | 0.068401 | 0.067094 | 0.065819 | 0.064575 | 0.06336 | 0.062173 | 0.061015 | 0.059882 | 0.058776 | 0.057694 | 0.056636 | 0.055601
F8_Industrial_Instruments_Existing_Space Heating_Natural Gas_Space Heating - Heat Recovery Ventilator_A_Achievable Technical Potential | F8 | Industrial | Instruments | Existing | Space Heating | Natural Gas | Space Heating - Heat Recovery Ventilator | A | Incremental Summer Peak Savings (MW) | Achievable Technical Potential | 0 | 0 | 0 | 0 | 0 | 0 | 0 | 0 | 0 | 0 | 0 | 0 | 0 | 0 | 0 | 0 | 0 | 0 | 0 | 0 | 0 | 0
F9_Industrial_Instruments_Existing_Space Heating_Natural Gas_Space Heating - Heat Recovery Ventilator_A_Achievable Technical Potential | F9 | Industrial | Instruments | Existing | Space Heating | Natural Gas | Space Heating - Heat Recovery Ventilator | A | Incremental Winter Peak Savings (MW) | Achievable Technical Potential | 0 | 0 | 0 | 0 | 0 | 0 | 0 | 0 | 0 | 0 | 0 | 0 | 0 | 0 | 0 | 0 | 0 | 0 | 0 | 0 | 0 | 0
F10_Industrial_Instruments_Existing_Space Heating_Natural Gas_Space Heating - Heat Recovery Ventilator_A_Achievable Technical Potential | F10 | Industrial | Instruments | Existing | Space Heating | Natural Gas | Space Heating - Heat Recovery Ventilator | A | Cumulative Energy Savings (MWh or mTherms) | Achievable Technical Potential | 0 | 0 | 0.080041 | 0.15832 | 0.23489 | 0.30977 | 0.38301 | 0.45467 | 0.52478 | 0.59342 | 0.66063 | 0.72647 | 0.79098 | 0.85422 | 0.91621 | 0.977 | 1.0366 | 1.0951 | 1.1525 | 1.2088 | 1.2641 | 1.3184
F11_Industrial_Instruments_Existing_Space Heating_Natural Gas_Space Heating - Heat Recovery Ventilator_A_Achievable Technical Potential | F11 | Industrial | Instruments | Existing | Space Heating | Natural Gas | Space Heating - Heat Recovery Ventilator | A | Cumulative Summer Peak Savings (MW) | Achievable Technical Potential | 0 | 0 | 0 | 0 | 0 | 0 | 0 | 0 | 0 | 0 | 0 | 0 | 0 | 0 | 0 | 0 | 0 | 0 | 0 | 0 | 0 | 0
F12_Industrial_Instruments_Existing_Space Heating_Natural Gas_Space Heating - Heat Recovery Ventilator_A_Achievable Technical Potential | F12 | Industrial | Instruments | Existing | Space Heating | Natural Gas | Space Heating - Heat Recovery Ventilator | A | Cumulative Winter Peak Savings (MW) | Achievable Technical Potential | 0 | 0 | 0 | 0 | 0 | 0 | 0 | 0 | 0 | 0 | 0 | 0 | 0 | 0 | 0 | 0 | 0 | 0 | 0 | 0 | 0 | 0
F13_Industrial_Instruments_Existing_Space Heating_Natural Gas_Space Heating - Heat Recovery Ventilator_A_Achievable Technical Potential | F13 | Industrial | Instruments | Existing | Space Heating | Natural Gas | Space Heating - Heat Recovery Ventilator | A | Purchases (Incremental) | Achievable Technical Potential | 0 | 0 | 5990.8738 | 5887.5828 | 5786.0728 | 5686.3129 | 5588.273 | 5491.9235 | 5397.2352 | 5304.1794 | 5212.728 | 5122.8534 | 5034.5283 | 4947.7261 | 4862.4205 | 4778.5857 | 4696.1963 | 4615.2274 | 4535.6545 | 4457.4535 | 4380.6009 | 4305.0733
F14_Industrial_Instruments_Existing_Space Heating_Natural Gas_Space Heating - Heat Recovery Ventilator_A_Achievable Technical Potential | F14 | Industrial | Instruments | Existing | Space Heating | Natural Gas | Space Heating - Heat Recovery Ventilator | A | Purchases (Cumulative) | Achievable Technical Potential | 0 | 0 | 5990.8738 | 11878.4566 | 17664.5294 | 23350.8423 | 28939.1154 | 34431.0389 | 39828.274 | 45132.4534 | 50345.1814 | 55468.0348 | 60502.5632 | 65450.2893 | 70312.7098 | 75091.2955 | 79787.4917 | 84402.7191 | 88938.3736 | 93395.8271 | 97776.428 | 102081.5013
F1_Industrial_Instruments_Existing_Space Heating_Natural Gas_Thermostat - Programmable_A_Achievable Technical Potential | F1 | Industrial | Instruments | Existing | Space Heating | Natural Gas | Thermostat - Programmable | A | Original Unit Energy Savings (kWh or therms) | Achievable Technical Potential | 0 | 0 | 0.0064634 | 0.006448 | 0.0064327 | 0.0064176 | 0.0064027 | 0.0063882 | 0.0063742 | 0.0063608 | 0.006348 | 0.006336 | 0.0063246 | 0.0063139 | 0.0063038 | 0.0062943 | 0.0062853 | 0.0062769 | 0.006269 | 0.0062616 | 0.0062546 | 0.006248
F2_Industrial_Instruments_Existing_Space Heating_Natural Gas_Thermostat - Programmable_A_Achievable Technical Potential | F2 | Industrial | Instruments | Existing | Space Heating | Natural Gas | Thermostat - Programmable | A | Original Unit Summer Peak Savings (kW) | Achievable Technical Potential | 0 | 0 | 0 | 0 | 0 | 0 | 0 | 0 | 0 | 0 | 0 | 0 | 0 | 0 | 0 | 0 | 0 | 0 | 0 | 0 | 0 | 0
F3_Industrial_Instruments_Existing_Space Heating_Natural Gas_Thermostat - Programmable_A_Achievable Technical Potential | F3 | Industrial | Instruments | Existing | Space Heating | Natural Gas | Thermostat - Programmable | A | Original Unit Winter Peak Savings (kW) | Achievable Technical Potential | 0 | 0 | 0 | 0 | 0 | 0 | 0 | 0 | 0 | 0 | 0 | 0 | 0 | 0 | 0 | 0 | 0 | 0 | 0 | 0 | 0 | 0
F4_Industrial_Instruments_Existing_Space Heating_Natural Gas_Thermostat - Programmable_A_Achievable Technical Potential | F4 | Industrial | Instruments | Existing | Space Heating | Natural Gas | Thermostat - Programmable | A | Standalone Impact on Baseline Energy (%) | Achievable Technical Potential | 0% | 0% | 0.02637% | 0.05321% | 0.08051% | 0.1083% | 0.1366% | 0.1653% | 0.1946% | 0.2244% | 0.2547% | 0.2855% | 0.3169% | 0.3489% | 0.3813% | 0.4144% | 0.4481% | 0.4823% | 0.5171% | 0.5526% | 0.5886% | 0.6253%
F5_Industrial_Instruments_Existing_Space Heating_Natural Gas_Thermostat - Programmable_A_Achievable Technical Potential | F5 | Industrial | Instruments | Existing | Space Heating | Natural Gas | Thermostat - Programmable | A | Standalone Impact on Baseline Summer Peak (%) | Achievable Technical Potential | bar: 2019 to 2040
F6_Industrial_Instruments_Existing_Space Heating_Natural Gas_Thermostat - Programmable_A_Achievable Technical Potential | F6 | Industrial | Instruments | Existing | Space Heating | Natural Gas | Thermostat - Programmable | A | Standalone Impact on Baseline Winter Peak (%) | Achievable Technical Potential | bar: 2019 to 2040
F7_Industrial_Instruments_Existing_Space Heating_Natural Gas_Thermostat - Programmable_A_Achievable Technical Potential | F7 | Industrial | Instruments | Existing | Space Heating | Natural Gas | Thermostat - Programmable | A | Incremental Energy Savings (MWh or mTherms) | Achievable Technical Potential | 0 | 0 | 0.11616 | 0.11389 | 0.11166 | 0.10948 | 0.10734 | 0.10525 | 0.10321 | 0.10122 | 0.099272 | 0.097375 | 0.095524 | 0.093718 | 0.091955 | 0.090233 | 0.088551 | 0.086908 | 0.085302 | 0.083732 | 0.082196 | 0.080695
F8_Industrial_Instruments_Existing_Space Heating_Natural Gas_Thermostat - Programmable_A_Achievable Technical Potential | F8 | Industrial | Instruments | Existing | Space Heating | Natural Gas | Thermostat - Programmable | A | Incremental Summer Peak Savings (MW) | Achievable Technical Potential | 0 | 0 | 0 | 0 | 0 | 0 | 0 | 0 | 0 | 0 | 0 | 0 | 0 | 0 | 0 | 0 | 0 | 0 | 0 | 0 | 0 | 0
F9_Industrial_Instruments_Existing_Space Heating_Natural Gas_Thermostat - Programmable_A_Achievable Technical Potential | F9 | Industrial | Instruments | Existing | Space Heating | Natural Gas | Thermostat - Programmable | A | Incremental Winter Peak Savings (MW) | Achievable Technical Potential | 0 | 0 | 0 | 0 | 0 | 0 | 0 | 0 | 0 | 0 | 0 | 0 | 0 | 0 | 0 | 0 | 0 | 0 | 0 | 0 | 0 | 0
F10_Industrial_Instruments_Existing_Space Heating_Natural Gas_Thermostat - Programmable_A_Achievable Technical Potential | F10 | Industrial | Instruments | Existing | Space Heating | Natural Gas | Thermostat - Programmable | A | Cumulative Energy Savings (MWh or mTherms) | Achievable Technical Potential | 0 | 0 | 0.11616 | 0.22978 | 0.34089 | 0.44957 | 0.55587 | 0.65986 | 0.76163 | 0.86124 | 0.95878 | 1.0543 | 1.148 | 1.2397 | 1.3297 | 1.4179 | 1.5045 | 1.5894 | 1.6727 | 1.7544 | 1.8347 | 1.9134
F11_Industrial_Instruments_Existing_Space Heating_Natural Gas_Thermostat - Programmable_A_Achievable Technical Potential | F11 | Industrial | Instruments | Existing | Space Heating | Natural Gas | Thermostat - Programmable | A | Cumulative Summer Peak Savings (MW) | Achievable Technical Potential | 0 | 0 | 0 | 0 | 0 | 0 | 0 | 0 | 0 | 0 | 0 | 0 | 0 | 0 | 0 | 0 | 0 | 0 | 0 | 0 | 0 | 0
F12_Industrial_Instruments_Existing_Space Heating_Natural Gas_Thermostat - Programmable_A_Achievable Technical Potential | F12 | Industrial | Instruments | Existing | Space Heating | Natural Gas | Thermostat - Programmable | A | Cumulative Winter Peak Savings (MW) | Achievable Technical Potential | 0 | 0 | 0 | 0 | 0 | 0 | 0 | 0 | 0 | 0 | 0 | 0 | 0 | 0 | 0 | 0 | 0 | 0 | 0 | 0 | 0 | 0
F13_Industrial_Instruments_Existing_Space Heating_Natural Gas_Thermostat - Programmable_A_Achievable Technical Potential | F13 | Industrial | Instruments | Existing | Space Heating | Natural Gas | Thermostat - Programmable | A | Purchases (Incremental) | Achievable Technical Potential | 0 | 0 | 17972.6213 | 17662.7485 | 17358.2184 | 17058.9388 | 16764.8191 | 16475.7705 | 16191.7055 | 15912.5382 | 15638.1841 | 15368.5602 | 15103.585 | 14843.1784 | 14587.2615 | 14335.757 | 14088.5888 | 13845.6821 | 13606.9634 | 13372.3606 | 13141.8027 | 12915.2199
F14_Industrial_Instruments_Existing_Space Heating_Natural Gas_Thermostat - Programmable_A_Achievable Technical Potential | F14 | Industrial | Instruments | Existing | Space Heating | Natural Gas | Thermostat - Programmable | A | Purchases (Cumulative) | Achievable Technical Potential | 0 | 0 | 17972.6213 | 35635.3698 | 52993.5882 | 70052.527 | 86817.3461 | 103293.1166 | 119484.8221 | 135397.3603 | 151035.5443 | 166404.1045 | 181507.6895 | 196350.8679 | 210938.1294 | 225273.8864 | 239362.4752 | 253208.1573 | 266815.1207 | 280187.4813 | 293329.284 | 306244.5038
F1_Industrial_Instruments_Existing_Space Heating_Natural Gas_ENERGY STAR Connected Thermostat_A_Achievable Technical Potential | F1 | Industrial | Instruments | Existing | Space Heating | Natural Gas | ENERGY STAR Connected Thermostat | A | Original Unit Energy Savings (kWh or therms) | Achievable Technical Potential | 0 | 0 | 0.015624 | 0.015587 | 0.01555 | 0.015514 | 0.015478 | 0.015443 | 0.015409 | 0.015376 | 0.015345 | 0.015316 | 0.015289 | 0.015263 | 0.015238 | 0.015215 | 0.015194 | 0.015173 | 0.015154 | 0.015136 | 0.01512 | 0.015104
F2_Industrial_Instruments_Existing_Space Heating_Natural Gas_ENERGY STAR Connected Thermostat_A_Achievable Technical Potential | F2 | Industrial | Instruments | Existing | Space Heating | Natural Gas | ENERGY STAR Connected Thermostat | A | Original Unit Summer Peak Savings (kW) | Achievable Technical Potential | 0 | 0 | 0 | 0 | 0 | 0 | 0 | 0 | 0 | 0 | 0 | 0 | 0 | 0 | 0 | 0 | 0 | 0 | 0 | 0 | 0 | 0
F3_Industrial_Instruments_Existing_Space Heating_Natural Gas_ENERGY STAR Connected Thermostat_A_Achievable Technical Potential | F3 | Industrial | Instruments | Existing | Space Heating | Natural Gas | ENERGY STAR Connected Thermostat | A | Original Unit Winter Peak Savings (kW) | Achievable Technical Potential | 0 | 0 | 0 | 0 | 0 | 0 | 0 | 0 | 0 | 0 | 0 | 0 | 0 | 0 | 0 | 0 | 0 | 0 | 0 | 0 | 0 | 0
F4_Industrial_Instruments_Existing_Space Heating_Natural Gas_ENERGY STAR Connected Thermostat_A_Achievable Technical Potential | F4 | Industrial | Instruments | Existing | Space Heating | Natural Gas | ENERGY STAR Connected Thermostat | A | Standalone Impact on Baseline Energy (%) | Achievable Technical Potential | 0% | 0% | 0.06375% | 0.1286% | 0.1946% | 0.2618% | 0.3301% | 0.3997% | 0.4704% | 0.5424% | 0.6157% | 0.6903% | 0.7661% | 0.8433% | 0.9219% | 1.002% | 1.083% | 1.166% | 1.25% | 1.336% | 1.423% | 1.512%
F5_Industrial_Instruments_Existing_Space Heating_Natural Gas_ENERGY STAR Connected Thermostat_A_Achievable Technical Potential | F5 | Industrial | Instruments | Existing | Space Heating | Natural Gas | ENERGY STAR Connected Thermostat | A | Standalone Impact on Baseline Summer Peak (%) | Achievable Technical Potential | bar: 2019 to 2040
F6_Industrial_Instruments_Existing_Space Heating_Natural Gas_ENERGY STAR Connected Thermostat_A_Achievable Technical Potential | F6 | Industrial | Instruments | Existing | Space Heating | Natural Gas | ENERGY STAR Connected Thermostat | A | Standalone Impact on Baseline Winter Peak (%) | Achievable Technical Potential | bar: 2019 to 2040
F7_Industrial_Instruments_Existing_Space Heating_Natural Gas_ENERGY STAR Connected Thermostat_A_Achievable Technical Potential | F7 | Industrial | Instruments | Existing | Space Heating | Natural Gas | ENERGY STAR Connected Thermostat | A | Incremental Energy Savings (MWh or mTherms) | Achievable Technical Potential | 0 | 0 | 0.28081 | 0.27531 | 0.26992 | 0.26464 | 0.25948 | 0.25443 | 0.24949 | 0.24468 | 0.23997 | 0.23539 | 0.23092 | 0.22655 | 0.22229 | 0.21813 | 0.21406 | 0.21009 | 0.2062 | 0.20241 | 0.1987 | 0.19507
F8_Industrial_Instruments_Existing_Space Heating_Natural Gas_ENERGY STAR Connected Thermostat_A_Achievable Technical Potential | F8 | Industrial | Instruments | Existing | Space Heating | Natural Gas | ENERGY STAR Connected Thermostat | A | Incremental Summer Peak Savings (MW) | Achievable Technical Potential | 0 | 0 | 0 | 0 | 0 | 0 | 0 | 0 | 0 | 0 | 0 | 0 | 0 | 0 | 0 | 0 | 0 | 0 | 0 | 0 | 0 | 0
F9_Industrial_Instruments_Existing_Space Heating_Natural Gas_ENERGY STAR Connected Thermostat_A_Achievable Technical Potential | F9 | Industrial | Instruments | Existing | Space Heating | Natural Gas | ENERGY STAR Connected Thermostat | A | Incremental Winter Peak Savings (MW) | Achievable Technical Potential | 0 | 0 | 0 | 0 | 0 | 0 | 0 | 0 | 0 | 0 | 0 | 0 | 0 | 0 | 0 | 0 | 0 | 0 | 0 | 0 | 0 | 0
F10_Industrial_Instruments_Existing_Space Heating_Natural Gas_ENERGY STAR Connected Thermostat_A_Achievable Technical Potential | F10 | Industrial | Instruments | Existing | Space Heating | Natural Gas | ENERGY STAR Connected Thermostat | A | Cumulative Energy Savings (MWh or mTherms) | Achievable Technical Potential | 0 | 0 | 0.28081 | 0.55545 | 0.82406 | 1.0868 | 1.3437 | 1.5951 | 1.8411 | 2.0819 | 2.3177 | 2.5487 | 2.775 | 2.9969 | 3.2144 | 3.4276 | 3.6368 | 3.842 | 4.0434 | 4.241 | 4.435 | 4.6254
F11_Industrial_Instruments_Existing_Space Heating_Natural Gas_ENERGY STAR Connected Thermostat_A_Achievable Technical Potential | F11 | Industrial | Instruments | Existing | Space Heating | Natural Gas | ENERGY STAR Connected Thermostat | A | Cumulative Summer Peak Savings (MW) | Achievable Technical Potential | 0 | 0 | 0 | 0 | 0 | 0 | 0 | 0 | 0 | 0 | 0 | 0 | 0 | 0 | 0 | 0 | 0 | 0 | 0 | 0 | 0 | 0
F12_Industrial_Instruments_Existing_Space Heating_Natural Gas_ENERGY STAR Connected Thermostat_A_Achievable Technical Potential | F12 | Industrial | Instruments | Existing | Space Heating | Natural Gas | ENERGY STAR Connected Thermostat | A | Cumulative Winter Peak Savings (MW) | Achievable Technical Potential | 0 | 0 | 0 | 0 | 0 | 0 | 0 | 0 | 0 | 0 | 0 | 0 | 0 | 0 | 0 | 0 | 0 | 0 | 0 | 0 | 0 | 0
F13_Industrial_Instruments_Existing_Space Heating_Natural Gas_ENERGY STAR Connected Thermostat_A_Achievable Technical Potential | F13 | Industrial | Instruments | Existing | Space Heating | Natural Gas | ENERGY STAR Connected Thermostat | A | Purchases (Incremental) | Achievable Technical Potential | 0 | 0 | 17972.6213 | 17662.7485 | 17358.2184 | 17058.9388 | 16764.8191 | 16475.7705 | 16191.7055 | 15912.5382 | 15638.1841 | 15368.5602 | 15103.585 | 14843.1784 | 14587.2615 | 14335.757 | 14088.5888 | 13845.6821 | 13606.9634 | 13372.3606 | 13141.8027 | 12915.2199
F14_Industrial_Instruments_Existing_Space Heating_Natural Gas_ENERGY STAR Connected Thermostat_A_Achievable Technical Potential | F14 | Industrial | Instruments | Existing | Space Heating | Natural Gas | ENERGY STAR Connected Thermostat | A | Purchases (Cumulative) | Achievable Technical Potential | 0 | 0 | 17972.6213 | 35635.3698 | 52993.5882 | 70052.527 | 86817.3461 | 103293.1166 | 119484.8221 | 135397.3603 | 151035.5443 | 166404.1045 | 181507.6895 | 196350.8679 | 210938.1294 | 225273.8864 | 239362.4752 | 253208.1573 | 266815.1207 | 280187.4813 | 293329.284 | 306244.5038
F1_Industrial_Instruments_Existing_Space Heating_Natural Gas_Destratification Fans (HVLS)_A_Achievable Technical Potential | F1 | Industrial | Instruments | Existing | Space Heating | Natural Gas | Destratification Fans (HVLS) | A | Original Unit Energy Savings (kWh or therms) | Achievable Technical Potential | 0 | 0 | 0.015624 | 0.015587 | 0.01555 | 0.015514 | 0.015478 | 0.015443 | 0.015409 | 0.015376 | 0.015345 | 0.015316 | 0.015289 | 0.015263 | 0.015238 | 0.015215 | 0.015194 | 0.015173 | 0.015154 | 0.015136 | 0.01512 | 0.015104
F2_Industrial_Instruments_Existing_Space Heating_Natural Gas_Destratification Fans (HVLS)_A_Achievable Technical Potential | F2 | Industrial | Instruments | Existing | Space Heating | Natural Gas | Destratification Fans (HVLS) | A | Original Unit Summer Peak Savings (kW) | Achievable Technical Potential | 0 | 0 | 0 | 0 | 0 | 0 | 0 | 0 | 0 | 0 | 0 | 0 | 0 | 0 | 0 | 0 | 0 | 0 | 0 | 0 | 0 | 0
F3_Industrial_Instruments_Existing_Space Heating_Natural Gas_Destratification Fans (HVLS)_A_Achievable Technical Potential | F3 | Industrial | Instruments | Existing | Space Heating | Natural Gas | Destratification Fans (HVLS) | A | Original Unit Winter Peak Savings (kW) | Achievable Technical Potential | 0 | 0 | 0 | 0 | 0 | 0 | 0 | 0 | 0 | 0 | 0 | 0 | 0 | 0 | 0 | 0 | 0 | 0 | 0 | 0 | 0 | 0
F4_Industrial_Instruments_Existing_Space Heating_Natural Gas_Destratification Fans (HVLS)_A_Achievable Technical Potential | F4 | Industrial | Instruments | Existing | Space Heating | Natural Gas | Destratification Fans (HVLS) | A | Standalone Impact on Baseline Energy (%) | Achievable Technical Potential | 0% | 0% | 0.06375% | 0.1286% | 0.1946% | 0.2618% | 0.3301% | 0.3997% | 0.4704% | 0.5424% | 0.6157% | 0.6903% | 0.7661% | 0.8433% | 0.9219% | 1.002% | 1.083% | 1.166% | 1.25% | 1.336% | 1.423% | 1.512%
F5_Industrial_Instruments_Existing_Space Heating_Natural Gas_Destratification Fans (HVLS)_A_Achievable Technical Potential | F5 | Industrial | Instruments | Existing | Space Heating | Natural Gas | Destratification Fans (HVLS) | A | Standalone Impact on Baseline Summer Peak (%) | Achievable Technical Potential | bar: 2019 to 2040
F6_Industrial_Instruments_Existing_Space Heating_Natural Gas_Destratification Fans (HVLS)_A_Achievable Technical Potential | F6 | Industrial | Instruments | Existing | Space Heating | Natural Gas | Destratification Fans (HVLS) | A | Standalone Impact on Baseline Winter Peak (%) | Achievable Technical Potential | bar: 2019 to 2040
F7_Industrial_Instruments_Existing_Space Heating_Natural Gas_Destratification Fans (HVLS)_A_Achievable Technical Potential | F7 | Industrial | Instruments | Existing | Space Heating | Natural Gas | Destratification Fans (HVLS) | A | Incremental Energy Savings (MWh or mTherms) | Achievable Technical Potential | 0 | 0 | 0.28081 | 0.27531 | 0.26992 | 0.26464 | 0.25948 | 0.25443 | 0.24949 | 0.24468 | 0.23997 | 0.23539 | 0.23092 | 0.22655 | 0.22229 | 0.21813 | 0.21406 | 0.21009 | 0.2062 | 0.20241 | 0.1987 | 0.19507
F8_Industrial_Instruments_Existing_Space Heating_Natural Gas_Destratification Fans (HVLS)_A_Achievable Technical Potential | F8 | Industrial | Instruments | Existing | Space Heating | Natural Gas | Destratification Fans (HVLS) | A | Incremental Summer Peak Savings (MW) | Achievable Technical Potential | 0 | 0 | 0 | 0 | 0 | 0 | 0 | 0 | 0 | 0 | 0 | 0 | 0 | 0 | 0 | 0 | 0 | 0 | 0 | 0 | 0 | 0
F9_Industrial_Instruments_Existing_Space Heating_Natural Gas_Destratification Fans (HVLS)_A_Achievable Technical Potential | F9 | Industrial | Instruments | Existing | Space Heating | Natural Gas | Destratification Fans (HVLS) | A | Incremental Winter Peak Savings (MW) | Achievable Technical Potential | 0 | 0 | 0 | 0 | 0 | 0 | 0 | 0 | 0 | 0 | 0 | 0 | 0 | 0 | 0 | 0 | 0 | 0 | 0 | 0 | 0 | 0
F10_Industrial_Instruments_Existing_Space Heating_Natural Gas_Destratification Fans (HVLS)_A_Achievable Technical Potential | F10 | Industrial | Instruments | Existing | Space Heating | Natural Gas | Destratification Fans (HVLS) | A | Cumulative Energy Savings (MWh or mTherms) | Achievable Technical Potential | 0 | 0 | 0.28081 | 0.55545 | 0.82406 | 1.0868 | 1.3437 | 1.5951 | 1.8411 | 2.0819 | 2.3177 | 2.5487 | 2.775 | 2.9969 | 3.2144 | 3.4276 | 3.6368 | 3.842 | 4.0434 | 4.241 | 4.435 | 4.6254
F11_Industrial_Instruments_Existing_Space Heating_Natural Gas_Destratification Fans (HVLS)_A_Achievable Technical Potential | F11 | Industrial | Instruments | Existing | Space Heating | Natural Gas | Destratification Fans (HVLS) | A | Cumulative Summer Peak Savings (MW) | Achievable Technical Potential | 0 | 0 | 0 | 0 | 0 | 0 | 0 | 0 | 0 | 0 | 0 | 0 | 0 | 0 | 0 | 0 | 0 | 0 | 0 | 0 | 0 | 0
F12_Industrial_Instruments_Existing_Space Heating_Natural Gas_Destratification Fans (HVLS)_A_Achievable Technical Potential | F12 | Industrial | Instruments | Existing | Space Heating | Natural Gas | Destratification Fans (HVLS) | A | Cumulative Winter Peak Savings (MW) | Achievable Technical Potential | 0 | 0 | 0 | 0 | 0 | 0 | 0 | 0 | 0 | 0 | 0 | 0 | 0 | 0 | 0 | 0 | 0 | 0 | 0 | 0 | 0 | 0
F13_Industrial_Instruments_Existing_Space Heating_Natural Gas_Destratification Fans (HVLS)_A_Achievable Technical Potential | F13 | Industrial | Instruments | Existing | Space Heating | Natural Gas | Destratification Fans (HVLS) | A | Purchases (Incremental) | Achievable Technical Potential | 0 | 0 | 17972.6213 | 17662.7485 | 17358.2184 | 17058.9388 | 16764.8191 | 16475.7705 | 16191.7055 | 15912.5382 | 15638.1841 | 15368.5602 | 15103.585 | 14843.1784 | 14587.2615 | 14335.757 | 14088.5888 | 13845.6821 | 13606.9634 | 13372.3606 | 13141.8027 | 12915.2199
F14_Industrial_Instruments_Existing_Space Heating_Natural Gas_Destratification Fans (HVLS)_A_Achievable Technical Potential | F14 | Industrial | Instruments | Existing | Space Heating | Natural Gas | Destratification Fans (HVLS) | A | Purchases (Cumulative) | Achievable Technical Potential | 0 | 0 | 17972.6213 | 35635.3698 | 52993.5882 | 70052.527 | 86817.3461 | 103293.1166 | 119484.8221 | 135397.3603 | 151035.5443 | 166404.1045 | 181507.6895 | 196350.8679 | 210938.1294 | 225273.8864 | 239362.4752 | 253208.1573 | 266815.1207 | 280187.4813 | 293329.284 | 306244.5038
F1_Industrial_Instruments_Existing_Space Heating_Natural Gas_Gas Boiler - Insulate Steam Lines/Condensate Tank_A_Achievable Technical Potential | F1 | Industrial | Instruments | Existing | Space Heating | Natural Gas | Gas Boiler - Insulate Steam Lines/Condensate Tank | A | Original Unit Energy Savings (kWh or therms) | Achievable Technical Potential | 0 | 0 | 44.7545 | 44.6421 | 44.5321 | 44.4246 | 44.32 | 44.2184 | 44.1199 | 44.0248 | 43.9333 | 43.8455 | 43.7614 | 43.6813 | 43.6052 | 43.5332 | 43.4655 | 43.4021 | 43.343 | 43.2884 | 43.2382 | 43.1927
F2_Industrial_Instruments_Existing_Space Heating_Natural Gas_Gas Boiler - Insulate Steam Lines/Condensate Tank_A_Achievable Technical Potential | F2 | Industrial | Instruments | Existing | Space Heating | Natural Gas | Gas Boiler - Insulate Steam Lines/Condensate Tank | A | Original Unit Summer Peak Savings (kW) | Achievable Technical Potential | 0 | 0 | 0 | 0 | 0 | 0 | 0 | 0 | 0 | 0 | 0 | 0 | 0 | 0 | 0 | 0 | 0 | 0 | 0 | 0 | 0 | 0
F3_Industrial_Instruments_Existing_Space Heating_Natural Gas_Gas Boiler - Insulate Steam Lines/Condensate Tank_A_Achievable Technical Potential | F3 | Industrial | Instruments | Existing | Space Heating | Natural Gas | Gas Boiler - Insulate Steam Lines/Condensate Tank | A | Original Unit Winter Peak Savings (kW) | Achievable Technical Potential | 0 | 0 | 0 | 0 | 0 | 0 | 0 | 0 | 0 | 0 | 0 | 0 | 0 | 0 | 0 | 0 | 0 | 0 | 0 | 0 | 0 | 0
F4_Industrial_Instruments_Existing_Space Heating_Natural Gas_Gas Boiler - Insulate Steam Lines/Condensate Tank_A_Achievable Technical Potential | F4 | Industrial | Instruments | Existing | Space Heating | Natural Gas | Gas Boiler - Insulate Steam Lines/Condensate Tank | A | Standalone Impact on Baseline Energy (%) | Achievable Technical Potential | 0% | 0% | 0.005127% | 0.01034% | 0.01565% | 0.02105% | 0.02654% | 0.03213% | 0.03782% | 0.0436% | 0.04949% | 0.05548% | 0.06157% | 0.06776% | 0.07406% | 0.08047% | 0.08699% | 0.09363% | 0.1004% | 0.1073% | 0.1142% | 0.1214%
F5_Industrial_Instruments_Existing_Space Heating_Natural Gas_Gas Boiler - Insulate Steam Lines/Condensate Tank_A_Achievable Technical Potential | F5 | Industrial | Instruments | Existing | Space Heating | Natural Gas | Gas Boiler - Insulate Steam Lines/Condensate Tank | A | Standalone Impact on Baseline Summer Peak (%) | Achievable Technical Potential | bar: 2019 to 2040
F6_Industrial_Instruments_Existing_Space Heating_Natural Gas_Gas Boiler - Insulate Steam Lines/Condensate Tank_A_Achievable Technical Potential | F6 | Industrial | Instruments | Existing | Space Heating | Natural Gas | Gas Boiler - Insulate Steam Lines/Condensate Tank | A | Standalone Impact on Baseline Winter Peak (%) | Achievable Technical Potential | bar: 2019 to 2040
F7_Industrial_Instruments_Existing_Space Heating_Natural Gas_Gas Boiler - Insulate Steam Lines/Condensate Tank_A_Achievable Technical Potential | F7 | Industrial | Instruments | Existing | Space Heating | Natural Gas | Gas Boiler - Insulate Steam Lines/Condensate Tank | A | Incremental Energy Savings (MWh or mTherms) | Achievable Technical Potential | 0 | 0 | 0.022583 | 0.022138 | 0.021702 | 0.021277 | 0.020861 | 0.020454 | 0.020057 | 0.019668 | 0.019289 | 0.018919 | 0.018557 | 0.018203 | 0.017858 | 0.017522 | 0.017193 | 0.016872 | 0.016558 | 0.016252 | 0.015953 | 0.015662
F8_Industrial_Instruments_Existing_Space Heating_Natural Gas_Gas Boiler - Insulate Steam Lines/Condensate Tank_A_Achievable Technical Potential | F8 | Industrial | Instruments | Existing | Space Heating | Natural Gas | Gas Boiler - Insulate Steam Lines/Condensate Tank | A | Incremental Summer Peak Savings (MW) | Achievable Technical Potential | 0 | 0 | 0 | 0 | 0 | 0 | 0 | 0 | 0 | 0 | 0 | 0 | 0 | 0 | 0 | 0 | 0 | 0 | 0 | 0 | 0 | 0
F9_Industrial_Instruments_Existing_Space Heating_Natural Gas_Gas Boiler - Insulate Steam Lines/Condensate Tank_A_Achievable Technical Potential | F9 | Industrial | Instruments | Existing | Space Heating | Natural Gas | Gas Boiler - Insulate Steam Lines/Condensate Tank | A | Incremental Winter Peak Savings (MW) | Achievable Technical Potential | 0 | 0 | 0 | 0 | 0 | 0 | 0 | 0 | 0 | 0 | 0 | 0 | 0 | 0 | 0 | 0 | 0 | 0 | 0 | 0 | 0 | 0
F10_Industrial_Instruments_Existing_Space Heating_Natural Gas_Gas Boiler - Insulate Steam Lines/Condensate Tank_A_Achievable Technical Potential | F10 | Industrial | Instruments | Existing | Space Heating | Natural Gas | Gas Boiler - Insulate Steam Lines/Condensate Tank | A | Cumulative Energy Savings (MWh or mTherms) | Achievable Technical Potential | 0 | 0 | 0.022583 | 0.044664 | 0.066256 | 0.087373 | 0.10803 | 0.12823 | 0.14801 | 0.16735 | 0.1863 | 0.20484 | 0.22301 | 0.2408 | 0.25824 | 0.27534 | 0.2921 | 0.30854 | 0.32468 | 0.34053 | 0.35608 | 0.37137
F11_Industrial_Instruments_Existing_Space Heating_Natural Gas_Gas Boiler - Insulate Steam Lines/Condensate Tank_A_Achievable Technical Potential | F11 | Industrial | Instruments | Existing | Space Heating | Natural Gas | Gas Boiler - Insulate Steam Lines/Condensate Tank | A | Cumulative Summer Peak Savings (MW) | Achievable Technical Potential | 0 | 0 | 0 | 0 | 0 | 0 | 0 | 0 | 0 | 0 | 0 | 0 | 0 | 0 | 0 | 0 | 0 | 0 | 0 | 0 | 0 | 0
F12_Industrial_Instruments_Existing_Space Heating_Natural Gas_Gas Boiler - Insulate Steam Lines/Condensate Tank_A_Achievable Technical Potential | F12 | Industrial | Instruments | Existing | Space Heating | Natural Gas | Gas Boiler - Insulate Steam Lines/Condensate Tank | A | Cumulative Winter Peak Savings (MW) | Achievable Technical Potential | 0 | 0 | 0 | 0 | 0 | 0 | 0 | 0 | 0 | 0 | 0 | 0 | 0 | 0 | 0 | 0 | 0 | 0 | 0 | 0 | 0 | 0
F13_Industrial_Instruments_Existing_Space Heating_Natural Gas_Gas Boiler - Insulate Steam Lines/Condensate Tank_A_Achievable Technical Potential | F13 | Industrial | Instruments | Existing | Space Heating | Natural Gas | Gas Boiler - Insulate Steam Lines/Condensate Tank | A | Purchases (Incremental) | Achievable Technical Potential | 0 | 0 | 0.50459 | 0.49589 | 0.48734 | 0.47894 | 0.47068 | 0.46257 | 0.45459 | 0.44675 | 0.43905 | 0.43148 | 0.42404 | 0.41673 | 0.40955 | 0.40249 | 0.39555 | 0.38873 | 0.38202 | 0.37544 | 0.36896 | 0.3626
F14_Industrial_Instruments_Existing_Space Heating_Natural Gas_Gas Boiler - Insulate Steam Lines/Condensate Tank_A_Achievable Technical Potential | F14 | Industrial | Instruments | Existing | Space Heating | Natural Gas | Gas Boiler - Insulate Steam Lines/Condensate Tank | A | Purchases (Cumulative) | Achievable Technical Potential | 0 | 0 | 0.50459 | 1.0005 | 1.4878 | 1.9668 | 2.4375 | 2.9 | 3.3546 | 3.8014 | 4.2404 | 4.6719 | 5.0959 | 5.5127 | 5.9222 | 6.3247 | 6.7203 | 7.109 | 7.491 | 7.8664 | 8.2354 | 8.598
F1_Industrial_Instruments_Existing_Process_Natural Gas_Gas Boiler - Insulate Steam Lines/Condensate Tank_A_Achievable Technical Potential | F1 | Industrial | Instruments | Existing | Process | Natural Gas | Gas Boiler - Insulate Steam Lines/Condensate Tank | A | Original Unit Energy Savings (kWh or therms) | Achievable Technical Potential | 0 | 0 | 27.9412 | 27.9412 | 27.9412 | 27.9412 | 27.9412 | 27.9412 | 27.9412 | 27.9412 | 27.9412 | 27.9412 | 27.9412 | 27.9412 | 27.9412 | 27.9412 | 27.9412 | 27.9412 | 27.9412 | 27.9412 | 27.9412 | 27.9412
F2_Industrial_Instruments_Existing_Process_Natural Gas_Gas Boiler - Insulate Steam Lines/Condensate Tank_A_Achievable Technical Potential | F2 | Industrial | Instruments | Existing | Process | Natural Gas | Gas Boiler - Insulate Steam Lines/Condensate Tank | A | Original Unit Summer Peak Savings (kW) | Achievable Technical Potential | 0 | 0 | 0 | 0 | 0 | 0 | 0 | 0 | 0 | 0 | 0 | 0 | 0 | 0 | 0 | 0 | 0 | 0 | 0 | 0 | 0 | 0
F3_Industrial_Instruments_Existing_Process_Natural Gas_Gas Boiler - Insulate Steam Lines/Condensate Tank_A_Achievable Technical Potential | F3 | Industrial | Instruments | Existing | Process | Natural Gas | Gas Boiler - Insulate Steam Lines/Condensate Tank | A | Original Unit Winter Peak Savings (kW) | Achievable Technical Potential | 0 | 0 | 0 | 0 | 0 | 0 | 0 | 0 | 0 | 0 | 0 | 0 | 0 | 0 | 0 | 0 | 0 | 0 | 0 | 0 | 0 | 0
F4_Industrial_Instruments_Existing_Process_Natural Gas_Gas Boiler - Insulate Steam Lines/Condensate Tank_A_Achievable Technical Potential | F4 | Industrial | Instruments | Existing | Process | Natural Gas | Gas Boiler - Insulate Steam Lines/Condensate Tank | A | Standalone Impact on Baseline Energy (%) | Achievable Technical Potential | 0% | 0% | 0.03756% | 0.07578% | 0.1147% | 0.1542% | 0.1945% | 0.2355% | 0.2772% | 0.3196% | 0.3628% | 0.4067% | 0.4514% | 0.4969% | 0.5431% | 0.5902% | 0.6381% | 0.6869% | 0.7365% | 0.787% | 0.8383% | 0.8906%
F5_Industrial_Instruments_Existing_Process_Natural Gas_Gas Boiler - Insulate Steam Lines/Condensate Tank_A_Achievable Technical Potential | F5 | Industrial | Instruments | Existing | Process | Natural Gas | Gas Boiler - Insulate Steam Lines/Condensate Tank | A | Standalone Impact on Baseline Summer Peak (%) | Achievable Technical Potential | bar: 2019 to 2040
F6_Industrial_Instruments_Existing_Process_Natural Gas_Gas Boiler - Insulate Steam Lines/Condensate Tank_A_Achievable Technical Potential | F6 | Industrial | Instruments | Existing | Process | Natural Gas | Gas Boiler - Insulate Steam Lines/Condensate Tank | A | Standalone Impact on Baseline Winter Peak (%) | Achievable Technical Potential | bar: 2019 to 2040
F7_Industrial_Instruments_Existing_Process_Natural Gas_Gas Boiler - Insulate Steam Lines/Condensate Tank_A_Achievable Technical Potential | F7 | Industrial | Instruments | Existing | Process | Natural Gas | Gas Boiler - Insulate Steam Lines/Condensate Tank | A | Incremental Energy Savings (MWh or mTherms) | Achievable Technical Potential | 0 | 0 | 0.42769 | 0.42031 | 0.41307 | 0.40595 | 0.39895 | 0.39207 | 0.38531 | 0.37867 | 0.37214 | 0.36572 | 0.35941 | 0.35322 | 0.34713 | 0.34114 | 0.33526 | 0.32948 | 0.3238 | 0.31822 | 0.31273 | 0.30734
F8_Industrial_Instruments_Existing_Process_Natural Gas_Gas Boiler - Insulate Steam Lines/Condensate Tank_A_Achievable Technical Potential | F8 | Industrial | Instruments | Existing | Process | Natural Gas | Gas Boiler - Insulate Steam Lines/Condensate Tank | A | Incremental Summer Peak Savings (MW) | Achievable Technical Potential | 0 | 0 | 0 | 0 | 0 | 0 | 0 | 0 | 0 | 0 | 0 | 0 | 0 | 0 | 0 | 0 | 0 | 0 | 0 | 0 | 0 | 0
F9_Industrial_Instruments_Existing_Process_Natural Gas_Gas Boiler - Insulate Steam Lines/Condensate Tank_A_Achievable Technical Potential | F9 | Industrial | Instruments | Existing | Process | Natural Gas | Gas Boiler - Insulate Steam Lines/Condensate Tank | A | Incremental Winter Peak Savings (MW) | Achievable Technical Potential | 0 | 0 | 0 | 0 | 0 | 0 | 0 | 0 | 0 | 0 | 0 | 0 | 0 | 0 | 0 | 0 | 0 | 0 | 0 | 0 | 0 | 0
F10_Industrial_Instruments_Existing_Process_Natural Gas_Gas Boiler - Insulate Steam Lines/Condensate Tank_A_Achievable Technical Potential | F10 | Industrial | Instruments | Existing | Process | Natural Gas | Gas Boiler - Insulate Steam Lines/Condensate Tank | A | Cumulative Energy Savings (MWh or mTherms) | Achievable Technical Potential | 0 | 0 | 0.42769 | 0.848 | 1.2611 | 1.667 | 2.066 | 2.458 | 2.8433 | 3.222 | 3.5941 | 3.9599 | 4.3193 | 4.6725 | 5.0196 | 5.3608 | 5.696 | 6.0255 | 6.3493 | 6.6675 | 6.9803 | 7.2876
F11_Industrial_Instruments_Existing_Process_Natural Gas_Gas Boiler - Insulate Steam Lines/Condensate Tank_A_Achievable Technical Potential | F11 | Industrial | Instruments | Existing | Process | Natural Gas | Gas Boiler - Insulate Steam Lines/Condensate Tank | A | Cumulative Summer Peak Savings (MW) | Achievable Technical Potential | 0 | 0 | 0 | 0 | 0 | 0 | 0 | 0 | 0 | 0 | 0 | 0 | 0 | 0 | 0 | 0 | 0 | 0 | 0 | 0 | 0 | 0
F12_Industrial_Instruments_Existing_Process_Natural Gas_Gas Boiler - Insulate Steam Lines/Condensate Tank_A_Achievable Technical Potential | F12 | Industrial | Instruments | Existing | Process | Natural Gas | Gas Boiler - Insulate Steam Lines/Condensate Tank | A | Cumulative Winter Peak Savings (MW) | Achievable Technical Potential | 0 | 0 | 0 | 0 | 0 | 0 | 0 | 0 | 0 | 0 | 0 | 0 | 0 | 0 | 0 | 0 | 0 | 0 | 0 | 0 | 0 | 0
F13_Industrial_Instruments_Existing_Process_Natural Gas_Gas Boiler - Insulate Steam Lines/Condensate Tank_A_Achievable Technical Potential | F13 | Industrial | Instruments | Existing | Process | Natural Gas | Gas Boiler - Insulate Steam Lines/Condensate Tank | A | Purchases (Incremental) | Achievable Technical Potential | 0 | 0 | 15.3067 | 15.0428 | 14.7835 | 14.5286 | 14.2781 | 14.0319 | 13.79 | 13.5522 | 13.3186 | 13.0889 | 12.8633 | 12.6415 | 12.4235 | 12.2093 | 11.9988 | 11.7919 | 11.5886 | 11.3888 | 11.1925 | 10.9995
F14_Industrial_Instruments_Existing_Process_Natural Gas_Gas Boiler - Insulate Steam Lines/Condensate Tank_A_Achievable Technical Potential | F14 | Industrial | Instruments | Existing | Process | Natural Gas | Gas Boiler - Insulate Steam Lines/Condensate Tank | A | Purchases (Cumulative) | Achievable Technical Potential | 0 | 0 | 15.3067 | 30.3495 | 45.133 | 59.6616 | 73.9396 | 87.9715 | 101.7615 | 115.3137 | 128.6323 | 141.7212 | 154.5845 | 167.226 | 179.6495 | 191.8588 | 203.8576 | 215.6495 | 227.2382 | 238.627 | 249.8195 | 260.819
F1_Industrial_Instruments_Existing_Space Heating_Natural Gas_Gas Boiler - Insulate Hot Water Lines_A_Achievable Technical Potential | F1 | Industrial | Instruments | Existing | Space Heating | Natural Gas | Gas Boiler - Insulate Hot Water Lines | A | Original Unit Energy Savings (kWh or therms) | Achievable Technical Potential | 0 | 0 | 50.5866 | 50.4596 | 50.3353 | 50.2138 | 50.0955 | 49.9806 | 49.8694 | 49.7619 | 49.6585 | 49.5592 | 49.4642 | 49.3736 | 49.2876 | 49.2063 | 49.1297 | 49.058 | 48.9912 | 48.9295 | 48.8728 | 48.8213
F2_Industrial_Instruments_Existing_Space Heating_Natural Gas_Gas Boiler - Insulate Hot Water Lines_A_Achievable Technical Potential | F2 | Industrial | Instruments | Existing | Space Heating | Natural Gas | Gas Boiler - Insulate Hot Water Lines | A | Original Unit Summer Peak Savings (kW) | Achievable Technical Potential | 0 | 0 | 0 | 0 | 0 | 0 | 0 | 0 | 0 | 0 | 0 | 0 | 0 | 0 | 0 | 0 | 0 | 0 | 0 | 0 | 0 | 0
F3_Industrial_Instruments_Existing_Space Heating_Natural Gas_Gas Boiler - Insulate Hot Water Lines_A_Achievable Technical Potential | F3 | Industrial | Instruments | Existing | Space Heating | Natural Gas | Gas Boiler - Insulate Hot Water Lines | A | Original Unit Winter Peak Savings (kW) | Achievable Technical Potential | 0 | 0 | 0 | 0 | 0 | 0 | 0 | 0 | 0 | 0 | 0 | 0 | 0 | 0 | 0 | 0 | 0 | 0 | 0 | 0 | 0 | 0
F4_Industrial_Instruments_Existing_Space Heating_Natural Gas_Gas Boiler - Insulate Hot Water Lines_A_Achievable Technical Potential | F4 | Industrial | Instruments | Existing | Space Heating | Natural Gas | Gas Boiler - Insulate Hot Water Lines | A | Standalone Impact on Baseline Energy (%) | Achievable Technical Potential | 0% | 0% | 0.01159% | 0.02338% | 0.03537% | 0.04758% | 0.06% | 0.07264% | 0.08549% | 0.09857% | 0.1119% | 0.1254% | 0.1392% | 0.1532% | 0.1674% | 0.1819% | 0.1967% | 0.2117% | 0.2269% | 0.2425% | 0.2583% | 0.2744%
F5_Industrial_Instruments_Existing_Space Heating_Natural Gas_Gas Boiler - Insulate Hot Water Lines_A_Achievable Technical Potential | F5 | Industrial | Instruments | Existing | Space Heating | Natural Gas | Gas Boiler - Insulate Hot Water Lines | A | Standalone Impact on Baseline Summer Peak (%) | Achievable Technical Potential | bar: 2019 to 2040
F6_Industrial_Instruments_Existing_Space Heating_Natural Gas_Gas Boiler - Insulate Hot Water Lines_A_Achievable Technical Potential | F6 | Industrial | Instruments | Existing | Space Heating | Natural Gas | Gas Boiler - Insulate Hot Water Lines | A | Standalone Impact on Baseline Winter Peak (%) | Achievable Technical Potential | bar: 2019 to 2040
F7_Industrial_Instruments_Existing_Space Heating_Natural Gas_Gas Boiler - Insulate Hot Water Lines_A_Achievable Technical Potential | F7 | Industrial | Instruments | Existing | Space Heating | Natural Gas | Gas Boiler - Insulate Hot Water Lines | A | Incremental Energy Savings (MWh or mTherms) | Achievable Technical Potential | 0 | 0 | 0.051051 | 0.050045 | 0.049061 | 0.048099 | 0.047158 | 0.046239 | 0.045341 | 0.044463 | 0.043605 | 0.042768 | 0.04195 | 0.041151 | 0.040371 | 0.03961 | 0.038866 | 0.03814 | 0.037432 | 0.03674 | 0.036065 | 0.035406
F8_Industrial_Instruments_Existing_Space Heating_Natural Gas_Gas Boiler - Insulate Hot Water Lines_A_Achievable Technical Potential | F8 | Industrial | Instruments | Existing | Space Heating | Natural Gas | Gas Boiler - Insulate Hot Water Lines | A | Incremental Summer Peak Savings (MW) | Achievable Technical Potential | 0 | 0 | 0 | 0 | 0 | 0 | 0 | 0 | 0 | 0 | 0 | 0 | 0 | 0 | 0 | 0 | 0 | 0 | 0 | 0 | 0 | 0
F9_Industrial_Instruments_Existing_Space Heating_Natural Gas_Gas Boiler - Insulate Hot Water Lines_A_Achievable Technical Potential | F9 | Industrial | Instruments | Existing | Space Heating | Natural Gas | Gas Boiler - Insulate Hot Water Lines | A | Incremental Winter Peak Savings (MW) | Achievable Technical Potential | 0 | 0 | 0 | 0 | 0 | 0 | 0 | 0 | 0 | 0 | 0 | 0 | 0 | 0 | 0 | 0 | 0 | 0 | 0 | 0 | 0 | 0
F10_Industrial_Instruments_Existing_Space Heating_Natural Gas_Gas Boiler - Insulate Hot Water Lines_A_Achievable Technical Potential | F10 | Industrial | Instruments | Existing | Space Heating | Natural Gas | Gas Boiler - Insulate Hot Water Lines | A | Cumulative Energy Savings (MWh or mTherms) | Achievable Technical Potential | 0 | 0 | 0.051051 | 0.10097 | 0.14978 | 0.19752 | 0.24421 | 0.28989 | 0.33459 | 0.37833 | 0.42115 | 0.46307 | 0.50413 | 0.54436 | 0.58378 | 0.62243 | 0.66033 | 0.6975 | 0.73399 | 0.7698 | 0.80498 | 0.83953
F11_Industrial_Instruments_Existing_Space Heating_Natural Gas_Gas Boiler - Insulate Hot Water Lines_A_Achievable Technical Potential | F11 | Industrial | Instruments | Existing | Space Heating | Natural Gas | Gas Boiler - Insulate Hot Water Lines | A | Cumulative Summer Peak Savings (MW) | Achievable Technical Potential | 0 | 0 | 0 | 0 | 0 | 0 | 0 | 0 | 0 | 0 | 0 | 0 | 0 | 0 | 0 | 0 | 0 | 0 | 0 | 0 | 0 | 0
F12_Industrial_Instruments_Existing_Space Heating_Natural Gas_Gas Boiler - Insulate Hot Water Lines_A_Achievable Technical Potential | F12 | Industrial | Instruments | Existing | Space Heating | Natural Gas | Gas Boiler - Insulate Hot Water Lines | A | Cumulative Winter Peak Savings (MW) | Achievable Technical Potential | 0 | 0 | 0 | 0 | 0 | 0 | 0 | 0 | 0 | 0 | 0 | 0 | 0 | 0 | 0 | 0 | 0 | 0 | 0 | 0 | 0 | 0
F13_Industrial_Instruments_Existing_Space Heating_Natural Gas_Gas Boiler - Insulate Hot Water Lines_A_Achievable Technical Potential | F13 | Industrial | Instruments | Existing | Space Heating | Natural Gas | Gas Boiler - Insulate Hot Water Lines | A | Purchases (Incremental) | Achievable Technical Potential | 0 | 0 | 1.0092 | 0.99179 | 0.97469 | 0.95788 | 0.94137 | 0.92514 | 0.90919 | 0.89351 | 0.8781 | 0.86296 | 0.84809 | 0.83346 | 0.81909 | 0.80497 | 0.79109 | 0.77745 | 0.76405 | 0.75088 | 0.73793 | 0.72521
F14_Industrial_Instruments_Existing_Space Heating_Natural Gas_Gas Boiler - Insulate Hot Water Lines_A_Achievable Technical Potential | F14 | Industrial | Instruments | Existing | Space Heating | Natural Gas | Gas Boiler - Insulate Hot Water Lines | A | Purchases (Cumulative) | Achievable Technical Potential | 0 | 0 | 1.0092 | 2.001 | 2.9757 | 3.9335 | 4.8749 | 5.8 | 6.7092 | 7.6027 | 8.4808 | 9.3438 | 10.1919 | 11.0254 | 11.8445 | 12.6494 | 13.4405 | 14.218 | 14.982 | 15.7329 | 16.4708 | 17.196
F1_Industrial_Instruments_Existing_Process_Natural Gas_Gas Boiler - Insulate Hot Water Lines_A_Achievable Technical Potential | F1 | Industrial | Instruments | Existing | Process | Natural Gas | Gas Boiler - Insulate Hot Water Lines | A | Original Unit Energy Savings (kWh or therms) | Achievable Technical Potential | 0 | 0 | 31.5823 | 31.5823 | 31.5823 | 31.5823 | 31.5823 | 31.5823 | 31.5823 | 31.5823 | 31.5823 | 31.5823 | 31.5823 | 31.5823 | 31.5823 | 31.5823 | 31.5823 | 31.5823 | 31.5823 | 31.5823 | 31.5823 | 31.5823
F2_Industrial_Instruments_Existing_Process_Natural Gas_Gas Boiler - Insulate Hot Water Lines_A_Achievable Technical Potential | F2 | Industrial | Instruments | Existing | Process | Natural Gas | Gas Boiler - Insulate Hot Water Lines | A | Original Unit Summer Peak Savings (kW) | Achievable Technical Potential | 0 | 0 | 0 | 0 | 0 | 0 | 0 | 0 | 0 | 0 | 0 | 0 | 0 | 0 | 0 | 0 | 0 | 0 | 0 | 0 | 0 | 0
F3_Industrial_Instruments_Existing_Process_Natural Gas_Gas Boiler - Insulate Hot Water Lines_A_Achievable Technical Potential | F3 | Industrial | Instruments | Existing | Process | Natural Gas | Gas Boiler - Insulate Hot Water Lines | A | Original Unit Winter Peak Savings (kW) | Achievable Technical Potential | 0 | 0 | 0 | 0 | 0 | 0 | 0 | 0 | 0 | 0 | 0 | 0 | 0 | 0 | 0 | 0 | 0 | 0 | 0 | 0 | 0 | 0
F4_Industrial_Instruments_Existing_Process_Natural Gas_Gas Boiler - Insulate Hot Water Lines_A_Achievable Technical Potential | F4 | Industrial | Instruments | Existing | Process | Natural Gas | Gas Boiler - Insulate Hot Water Lines | A | Standalone Impact on Baseline Energy (%) | Achievable Technical Potential | 0% | 0% | 0.08491% | 0.1713% | 0.2592% | 0.3487% | 0.4397% | 0.5323% | 0.6266% | 0.7225% | 0.8201% | 0.9194% | 1.02% | 1.123% | 1.228% | 1.334% | 1.443% | 1.553% | 1.665% | 1.779% | 1.895% | 2.013%
F5_Industrial_Instruments_Existing_Process_Natural Gas_Gas Boiler - Insulate Hot Water Lines_A_Achievable Technical Potential | F5 | Industrial | Instruments | Existing | Process | Natural Gas | Gas Boiler - Insulate Hot Water Lines | A | Standalone Impact on Baseline Summer Peak (%) | Achievable Technical Potential | bar: 2019 to 2040
F6_Industrial_Instruments_Existing_Process_Natural Gas_Gas Boiler - Insulate Hot Water Lines_A_Achievable Technical Potential | F6 | Industrial | Instruments | Existing | Process | Natural Gas | Gas Boiler - Insulate Hot Water Lines | A | Standalone Impact on Baseline Winter Peak (%) | Achievable Technical Potential | bar: 2019 to 2040
F7_Industrial_Instruments_Existing_Process_Natural Gas_Gas Boiler - Insulate Hot Water Lines_A_Achievable Technical Potential | F7 | Industrial | Instruments | Existing | Process | Natural Gas | Gas Boiler - Insulate Hot Water Lines | A | Incremental Energy Savings (MWh or mTherms) | Achievable Technical Potential | 0 | 0 | 0.96684 | 0.95017 | 0.93379 | 0.91769 | 0.90187 | 0.88632 | 0.87104 | 0.85602 | 0.84126 | 0.82676 | 0.8125 | 0.79849 | 0.78473 | 0.7712 | 0.7579 | 0.74483 | 0.73199 | 0.71937 | 0.70697 | 0.69478
F8_Industrial_Instruments_Existing_Process_Natural Gas_Gas Boiler - Insulate Hot Water Lines_A_Achievable Technical Potential | F8 | Industrial | Instruments | Existing | Process | Natural Gas | Gas Boiler - Insulate Hot Water Lines | A | Incremental Summer Peak Savings (MW) | Achievable Technical Potential | 0 | 0 | 0 | 0 | 0 | 0 | 0 | 0 | 0 | 0 | 0 | 0 | 0 | 0 | 0 | 0 | 0 | 0 | 0 | 0 | 0 | 0
F9_Industrial_Instruments_Existing_Process_Natural Gas_Gas Boiler - Insulate Hot Water Lines_A_Achievable Technical Potential | F9 | Industrial | Instruments | Existing | Process | Natural Gas | Gas Boiler - Insulate Hot Water Lines | A | Incremental Winter Peak Savings (MW) | Achievable Technical Potential | 0 | 0 | 0 | 0 | 0 | 0 | 0 | 0 | 0 | 0 | 0 | 0 | 0 | 0 | 0 | 0 | 0 | 0 | 0 | 0 | 0 | 0
F10_Industrial_Instruments_Existing_Process_Natural Gas_Gas Boiler - Insulate Hot Water Lines_A_Achievable Technical Potential | F10 | Industrial | Instruments | Existing | Process | Natural Gas | Gas Boiler - Insulate Hot Water Lines | A | Cumulative Energy Savings (MWh or mTherms) | Achievable Technical Potential | 0 | 0 | 0.96684 | 1.917 | 2.8508 | 3.7685 | 4.6704 | 5.5567 | 6.4277 | 7.2838 | 8.125 | 8.9518 | 9.7643 | 10.5628 | 11.3475 | 12.1187 | 12.8766 | 13.6214 | 14.3534 | 15.0728 | 15.7798 | 16.4746
F11_Industrial_Instruments_Existing_Process_Natural Gas_Gas Boiler - Insulate Hot Water Lines_A_Achievable Technical Potential | F11 | Industrial | Instruments | Existing | Process | Natural Gas | Gas Boiler - Insulate Hot Water Lines | A | Cumulative Summer Peak Savings (MW) | Achievable Technical Potential | 0 | 0 | 0 | 0 | 0 | 0 | 0 | 0 | 0 | 0 | 0 | 0 | 0 | 0 | 0 | 0 | 0 | 0 | 0 | 0 | 0 | 0
F12_Industrial_Instruments_Existing_Process_Natural Gas_Gas Boiler - Insulate Hot Water Lines_A_Achievable Technical Potential | F12 | Industrial | Instruments | Existing | Process | Natural Gas | Gas Boiler - Insulate Hot Water Lines | A | Cumulative Winter Peak Savings (MW) | Achievable Technical Potential | 0 | 0 | 0 | 0 | 0 | 0 | 0 | 0 | 0 | 0 | 0 | 0 | 0 | 0 | 0 | 0 | 0 | 0 | 0 | 0 | 0 | 0
F13_Industrial_Instruments_Existing_Process_Natural Gas_Gas Boiler - Insulate Hot Water Lines_A_Achievable Technical Potential | F13 | Industrial | Instruments | Existing | Process | Natural Gas | Gas Boiler - Insulate Hot Water Lines | A | Purchases (Incremental) | Achievable Technical Potential | 0 | 0 | 30.6134 | 30.0856 | 29.5669 | 29.0571 | 28.5562 | 28.0638 | 27.5799 | 27.1044 | 26.6371 | 26.1779 | 25.7265 | 25.283 | 24.847 | 24.4186 | 23.9976 | 23.5839 | 23.1773 | 22.7777 | 22.3849 | 21.999
F14_Industrial_Instruments_Existing_Process_Natural Gas_Gas Boiler - Insulate Hot Water Lines_A_Achievable Technical Potential | F14 | Industrial | Instruments | Existing | Process | Natural Gas | Gas Boiler - Insulate Hot Water Lines | A | Purchases (Cumulative) | Achievable Technical Potential | 0 | 0 | 30.6134 | 60.6991 | 90.266 | 119.3231 | 147.8793 | 175.9431 | 203.523 | 230.6275 | 257.2646 | 283.4424 | 309.169 | 334.4519 | 359.2989 | 383.7176 | 407.7152 | 431.2991 | 454.4763 | 477.254 | 499.6389 | 521.6379
F1_Industrial_Instruments_Existing_Process_Natural Gas_Process - Insulate Heated Process Fluids_A_Achievable Technical Potential | F1 | Industrial | Instruments | Existing | Process | Natural Gas | Process - Insulate Heated Process Fluids | A | Original Unit Energy Savings (kWh or therms) | Achievable Technical Potential | 0 | 0 | 9.2315 | 9.2315 | 9.2315 | 9.2315 | 9.2315 | 9.2315 | 9.2315 | 9.2315 | 9.2315 | 9.2315 | 9.2315 | 9.2315 | 9.2315 | 9.2315 | 9.2315 | 9.2315 | 9.2315 | 9.2315 | 9.2315 | 9.2315
F2_Industrial_Instruments_Existing_Process_Natural Gas_Process - Insulate Heated Process Fluids_A_Achievable Technical Potential | F2 | Industrial | Instruments | Existing | Process | Natural Gas | Process - Insulate Heated Process Fluids | A | Original Unit Summer Peak Savings (kW) | Achievable Technical Potential | 0 | 0 | 0 | 0 | 0 | 0 | 0 | 0 | 0 | 0 | 0 | 0 | 0 | 0 | 0 | 0 | 0 | 0 | 0 | 0 | 0 | 0
F3_Industrial_Instruments_Existing_Process_Natural Gas_Process - Insulate Heated Process Fluids_A_Achievable Technical Potential | F3 | Industrial | Instruments | Existing | Process | Natural Gas | Process - Insulate Heated Process Fluids | A | Original Unit Winter Peak Savings (kW) | Achievable Technical Potential | 0 | 0 | 0 | 0 | 0 | 0 | 0 | 0 | 0 | 0 | 0 | 0 | 0 | 0 | 0 | 0 | 0 | 0 | 0 | 0 | 0 | 0
F4_Industrial_Instruments_Existing_Process_Natural Gas_Process - Insulate Heated Process Fluids_A_Achievable Technical Potential | F4 | Industrial | Instruments | Existing | Process | Natural Gas | Process - Insulate Heated Process Fluids | A | Standalone Impact on Baseline Energy (%) | Achievable Technical Potential | 0% | 0% | 0.02715% | 0.05477% | 0.08287% | 0.1115% | 0.1406% | 0.1675% | 0.19% | 0.2089% | 0.2251% | 0.2391% | 0.2513% | 0.2621% | 0.2718% | 0.2807% | 0.2889% | 0.2965% | 0.3018% | 0.3071% | 0.3125% | 0.3179%
F5_Industrial_Instruments_Existing_Process_Natural Gas_Process - Insulate Heated Process Fluids_A_Achievable Technical Potential | F5 | Industrial | Instruments | Existing | Process | Natural Gas | Process - Insulate Heated Process Fluids | A | Standalone Impact on Baseline Summer Peak (%) | Achievable Technical Potential | bar: 2019 to 2040
F6_Industrial_Instruments_Existing_Process_Natural Gas_Process - Insulate Heated Process Fluids_A_Achievable Technical Potential | F6 | Industrial | Instruments | Existing | Process | Natural Gas | Process - Insulate Heated Process Fluids | A | Standalone Impact on Baseline Winter Peak (%) | Achievable Technical Potential | bar: 2019 to 2040
F7_Industrial_Instruments_Existing_Process_Natural Gas_Process - Insulate Heated Process Fluids_A_Achievable Technical Potential | F7 | Industrial | Instruments | Existing | Process | Natural Gas | Process - Insulate Heated Process Fluids | A | Incremental Energy Savings (MWh or mTherms) | Achievable Technical Potential | 0 | 0 | 0.3091 | 0.30377 | 0.29853 | 0.29339 | 0.28833 | 0.25502 | 0.2005 | 0.15763 | 0.12393 | 0.097437 | 0.076606 | 0.060228 | 0.047352 | 0.037228 | 0.029269 | 0.023012 | 0.00015425 | 5.414e-05 | 1.8138e-05 | 5.8127e-06
F8_Industrial_Instruments_Existing_Process_Natural Gas_Process - Insulate Heated Process Fluids_A_Achievable Technical Potential | F8 | Industrial | Instruments | Existing | Process | Natural Gas | Process - Insulate Heated Process Fluids | A | Incremental Summer Peak Savings (MW) | Achievable Technical Potential | 0 | 0 | 0 | 0 | 0 | 0 | 0 | 0 | 0 | 0 | 0 | 0 | 0 | 0 | 0 | 0 | 0 | 0 | 0 | 0 | 0 | 0
F9_Industrial_Instruments_Existing_Process_Natural Gas_Process - Insulate Heated Process Fluids_A_Achievable Technical Potential | F9 | Industrial | Instruments | Existing | Process | Natural Gas | Process - Insulate Heated Process Fluids | A | Incremental Winter Peak Savings (MW) | Achievable Technical Potential | 0 | 0 | 0 | 0 | 0 | 0 | 0 | 0 | 0 | 0 | 0 | 0 | 0 | 0 | 0 | 0 | 0 | 0 | 0 | 0 | 0 | 0
F10_Industrial_Instruments_Existing_Process_Natural Gas_Process - Insulate Heated Process Fluids_A_Achievable Technical Potential | F10 | Industrial | Instruments | Existing | Process | Natural Gas | Process - Insulate Heated Process Fluids | A | Cumulative Energy Savings (MWh or mTherms) | Achievable Technical Potential | 0 | 0 | 0.3091 | 0.61287 | 0.91141 | 1.2048 | 1.4931 | 1.7481 | 1.9486 | 2.1063 | 2.2302 | 2.3277 | 2.4043 | 2.4645 | 2.5118 | 2.5491 | 2.5783 | 2.6013 | 2.6015 | 2.6016 | 2.6016 | 2.6016
F11_Industrial_Instruments_Existing_Process_Natural Gas_Process - Insulate Heated Process Fluids_A_Achievable Technical Potential | F11 | Industrial | Instruments | Existing | Process | Natural Gas | Process - Insulate Heated Process Fluids | A | Cumulative Summer Peak Savings (MW) | Achievable Technical Potential | 0 | 0 | 0 | 0 | 0 | 0 | 0 | 0 | 0 | 0 | 0 | 0 | 0 | 0 | 0 | 0 | 0 | 0 | 0 | 0 | 0 | 0
F12_Industrial_Instruments_Existing_Process_Natural Gas_Process - Insulate Heated Process Fluids_A_Achievable Technical Potential | F12 | Industrial | Instruments | Existing | Process | Natural Gas | Process - Insulate Heated Process Fluids | A | Cumulative Winter Peak Savings (MW) | Achievable Technical Potential | 0 | 0 | 0 | 0 | 0 | 0 | 0 | 0 | 0 | 0 | 0 | 0 | 0 | 0 | 0 | 0 | 0 | 0 | 0 | 0 | 0 | 0
F13_Industrial_Instruments_Existing_Process_Natural Gas_Process - Insulate Heated Process Fluids_A_Achievable Technical Potential | F13 | Industrial | Instruments | Existing | Process | Natural Gas | Process - Insulate Heated Process Fluids | A | Purchases (Incremental) | Achievable Technical Potential | 0 | 0 | 33.4833 | 32.906 | 32.3387 | 31.7811 | 31.2332 | 27.6252 | 21.7191 | 17.0757 | 13.4251 | 10.5549 | 8.2983 | 6.5242 | 5.1294 | 4.0327 | 3.1706 | 2.4927 | 0.016709 | 0.0058647 | 0.0019648 | 0.00062966
F14_Industrial_Instruments_Existing_Process_Natural Gas_Process - Insulate Heated Process Fluids_A_Achievable Technical Potential | F14 | Industrial | Instruments | Existing | Process | Natural Gas | Process - Insulate Heated Process Fluids | A | Purchases (Cumulative) | Achievable Technical Potential | 0 | 0 | 33.4833 | 66.3894 | 98.7281 | 130.5092 | 161.7424 | 189.3676 | 211.0867 | 228.1624 | 241.5875 | 252.1424 | 260.4407 | 266.9649 | 272.0942 | 276.127 | 279.2975 | 281.7903 | 281.807 | 281.8128 | 281.8148 | 281.8154
F1_Industrial_Instruments_Existing_Process_Natural Gas_Process Heat Recovery_A_Achievable Technical Potential | F1 | Industrial | Instruments | Existing | Process | Natural Gas | Process Heat Recovery | A | Original Unit Energy Savings (kWh or therms) | Achievable Technical Potential | 0 | 0 | 0.14017 | 0.14017 | 0.14017 | 0.14017 | 0.14017 | 0.14017 | 0.14017 | 0.14017 | 0.14017 | 0.14017 | 0.14017 | 0.14017 | 0.14017 | 0.14017 | 0.14017 | 0.14017 | 0.14017 | 0.14017 | 0.14017 | 0.14017
F2_Industrial_Instruments_Existing_Process_Natural Gas_Process Heat Recovery_A_Achievable Technical Potential | F2 | Industrial | Instruments | Existing | Process | Natural Gas | Process Heat Recovery | A | Original Unit Summer Peak Savings (kW) | Achievable Technical Potential | 0 | 0 | 0 | 0 | 0 | 0 | 0 | 0 | 0 | 0 | 0 | 0 | 0 | 0 | 0 | 0 | 0 | 0 | 0 | 0 | 0 | 0
F3_Industrial_Instruments_Existing_Process_Natural Gas_Process Heat Recovery_A_Achievable Technical Potential | F3 | Industrial | Instruments | Existing | Process | Natural Gas | Process Heat Recovery | A | Original Unit Winter Peak Savings (kW) | Achievable Technical Potential | 0 | 0 | 0 | 0 | 0 | 0 | 0 | 0 | 0 | 0 | 0 | 0 | 0 | 0 | 0 | 0 | 0 | 0 | 0 | 0 | 0 | 0
F4_Industrial_Instruments_Existing_Process_Natural Gas_Process Heat Recovery_A_Achievable Technical Potential | F4 | Industrial | Instruments | Existing | Process | Natural Gas | Process Heat Recovery | A | Standalone Impact on Baseline Energy (%) | Achievable Technical Potential | 0% | 0% | 0.01484% | 0.02994% | 0.0453% | 0.06093% | 0.07684% | 0.09154% | 0.1038% | 0.1142% | 0.123% | 0.1307% | 0.1373% | 0.1432% | 0.1486% | 0.1534% | 0.1579% | 0.1621% | 0.1649% | 0.1678% | 0.1708% | 0.1738%
F5_Industrial_Instruments_Existing_Process_Natural Gas_Process Heat Recovery_A_Achievable Technical Potential | F5 | Industrial | Instruments | Existing | Process | Natural Gas | Process Heat Recovery | A | Standalone Impact on Baseline Summer Peak (%) | Achievable Technical Potential | bar: 2019 to 2040
F6_Industrial_Instruments_Existing_Process_Natural Gas_Process Heat Recovery_A_Achievable Technical Potential | F6 | Industrial | Instruments | Existing | Process | Natural Gas | Process Heat Recovery | A | Standalone Impact on Baseline Winter Peak (%) | Achievable Technical Potential | bar: 2019 to 2040
F7_Industrial_Instruments_Existing_Process_Natural Gas_Process Heat Recovery_A_Achievable Technical Potential | F7 | Industrial | Instruments | Existing | Process | Natural Gas | Process Heat Recovery | A | Incremental Energy Savings (MWh or mTherms) | Achievable Technical Potential | 0 | 0 | 0.16896 | 0.16604 | 0.16318 | 0.16037 | 0.1576 | 0.1394 | 0.10959 | 0.086163 | 0.067742 | 0.053259 | 0.041873 | 0.032921 | 0.025882 | 0.020349 | 0.015999 | 0.012578 | 8.4313e-05 | 2.9593e-05 | 9.9145e-06 | 3.1772e-06
F8_Industrial_Instruments_Existing_Process_Natural Gas_Process Heat Recovery_A_Achievable Technical Potential | F8 | Industrial | Instruments | Existing | Process | Natural Gas | Process Heat Recovery | A | Incremental Summer Peak Savings (MW) | Achievable Technical Potential | 0 | 0 | 0 | 0 | 0 | 0 | 0 | 0 | 0 | 0 | 0 | 0 | 0 | 0 | 0 | 0 | 0 | 0 | 0 | 0 | 0 | 0
F9_Industrial_Instruments_Existing_Process_Natural Gas_Process Heat Recovery_A_Achievable Technical Potential | F9 | Industrial | Instruments | Existing | Process | Natural Gas | Process Heat Recovery | A | Incremental Winter Peak Savings (MW) | Achievable Technical Potential | 0 | 0 | 0 | 0 | 0 | 0 | 0 | 0 | 0 | 0 | 0 | 0 | 0 | 0 | 0 | 0 | 0 | 0 | 0 | 0 | 0 | 0
F10_Industrial_Instruments_Existing_Process_Natural Gas_Process Heat Recovery_A_Achievable Technical Potential | F10 | Industrial | Instruments | Existing | Process | Natural Gas | Process Heat Recovery | A | Cumulative Energy Savings (MWh or mTherms) | Achievable Technical Potential | 0 | 0 | 0.16896 | 0.335 | 0.49818 | 0.65854 | 0.81614 | 0.95554 | 1.0651 | 1.1513 | 1.219 | 1.2723 | 1.3142 | 1.3471 | 1.373 | 1.3933 | 1.4093 | 1.4219 | 1.422 | 1.422 | 1.422 | 1.422
F11_Industrial_Instruments_Existing_Process_Natural Gas_Process Heat Recovery_A_Achievable Technical Potential | F11 | Industrial | Instruments | Existing | Process | Natural Gas | Process Heat Recovery | A | Cumulative Summer Peak Savings (MW) | Achievable Technical Potential | 0 | 0 | 0 | 0 | 0 | 0 | 0 | 0 | 0 | 0 | 0 | 0 | 0 | 0 | 0 | 0 | 0 | 0 | 0 | 0 | 0 | 0
F12_Industrial_Instruments_Existing_Process_Natural Gas_Process Heat Recovery_A_Achievable Technical Potential | F12 | Industrial | Instruments | Existing | Process | Natural Gas | Process Heat Recovery | A | Cumulative Winter Peak Savings (MW) | Achievable Technical Potential | 0 | 0 | 0 | 0 | 0 | 0 | 0 | 0 | 0 | 0 | 0 | 0 | 0 | 0 | 0 | 0 | 0 | 0 | 0 | 0 | 0 | 0
F13_Industrial_Instruments_Existing_Process_Natural Gas_Process Heat Recovery_A_Achievable Technical Potential | F13 | Industrial | Instruments | Existing | Process | Natural Gas | Process Heat Recovery | A | Purchases (Incremental) | Achievable Technical Potential | 0 | 0 | 1205.4001 | 1184.6173 | 1164.1929 | 1144.1206 | 1124.3944 | 994.5075 | 781.8886 | 614.7262 | 483.302 | 379.9754 | 298.7393 | 234.8709 | 184.6571 | 145.1787 | 114.1405 | 89.738 | 0.60153 | 0.21113 | 0.070734 | 0.022668
F14_Industrial_Instruments_Existing_Process_Natural Gas_Process Heat Recovery_A_Achievable Technical Potential | F14 | Industrial | Instruments | Existing | Process | Natural Gas | Process Heat Recovery | A | Purchases (Cumulative) | Achievable Technical Potential | 0 | 0 | 1205.4001 | 2390.0175 | 3554.2104 | 4698.331 | 5822.7254 | 6817.2328 | 7599.1215 | 8213.8477 | 8697.1497 | 9077.1251 | 9375.8643 | 9610.7352 | 9795.3923 | 9940.5709 | 10054.7114 | 10144.4495 | 10145.051 | 10145.2621 | 10145.3328 | 10145.3555
F1_Industrial_Instruments_Existing_Space Heating_Natural Gas_Building Automation System_A_Achievable Technical Potential | F1 | Industrial | Instruments | Existing | Space Heating | Natural Gas | Building Automation System | A | Original Unit Energy Savings (kWh or therms) | Achievable Technical Potential | 0 | 0 | 0.015624 | 0.015587 | 0.01555 | 0.015514 | 0.015478 | 0.015443 | 0.015409 | 0.015376 | 0.015345 | 0.015316 | 0.015289 | 0.015263 | 0.015238 | 0.015215 | 0.015194 | 0.015173 | 0.015154 | 0.015136 | 0.01512 | 0.015104
F2_Industrial_Instruments_Existing_Space Heating_Natural Gas_Building Automation System_A_Achievable Technical Potential | F2 | Industrial | Instruments | Existing | Space Heating | Natural Gas | Building Automation System | A | Original Unit Summer Peak Savings (kW) | Achievable Technical Potential | 0 | 0 | 0 | 0 | 0 | 0 | 0 | 0 | 0 | 0 | 0 | 0 | 0 | 0 | 0 | 0 | 0 | 0 | 0 | 0 | 0 | 0
F3_Industrial_Instruments_Existing_Space Heating_Natural Gas_Building Automation System_A_Achievable Technical Potential | F3 | Industrial | Instruments | Existing | Space Heating | Natural Gas | Building Automation System | A | Original Unit Winter Peak Savings (kW) | Achievable Technical Potential | 0 | 0 | 0 | 0 | 0 | 0 | 0 | 0 | 0 | 0 | 0 | 0 | 0 | 0 | 0 | 0 | 0 | 0 | 0 | 0 | 0 | 0
F4_Industrial_Instruments_Existing_Space Heating_Natural Gas_Building Automation System_A_Achievable Technical Potential | F4 | Industrial | Instruments | Existing | Space Heating | Natural Gas | Building Automation System | A | Standalone Impact on Baseline Energy (%) | Achievable Technical Potential | 0% | 0% | 0.01308% | 0.03945% | 0.08656% | 0.1636% | 0.2811% | 0.4501% | 0.6813% | 0.9827% | 1.358% | 1.804% | 2.309% | 2.854% | 3.41% | 3.946% | 4.435% | 4.86% | 5.21% | 5.485% | 5.699% | 5.875%
F5_Industrial_Instruments_Existing_Space Heating_Natural Gas_Building Automation System_A_Achievable Technical Potential | F5 | Industrial | Instruments | Existing | Space Heating | Natural Gas | Building Automation System | A | Standalone Impact on Baseline Summer Peak (%) | Achievable Technical Potential | bar: 2019 to 2040
F6_Industrial_Instruments_Existing_Space Heating_Natural Gas_Building Automation System_A_Achievable Technical Potential | F6 | Industrial | Instruments | Existing | Space Heating | Natural Gas | Building Automation System | A | Standalone Impact on Baseline Winter Peak (%) | Achievable Technical Potential | bar: 2019 to 2040
F7_Industrial_Instruments_Existing_Space Heating_Natural Gas_Building Automation System_A_Achievable Technical Potential | F7 | Industrial | Instruments | Existing | Space Heating | Natural Gas | Building Automation System | A | Incremental Energy Savings (MWh or mTherms) | Achievable Technical Potential | 0 | 0 | 0.057609 | 0.1129 | 0.19654 | 0.31344 | 0.46648 | 0.65509 | 0.87382 | 1.1109 | 1.3476 | 1.5588 | 1.7156 | 1.7906 | 1.7642 | 1.6319 | 1.4081 | 1.1429 | 0.85781 | 0.58294 | 0.3656 | 0.23408
F8_Industrial_Instruments_Existing_Space Heating_Natural Gas_Building Automation System_A_Achievable Technical Potential | F8 | Industrial | Instruments | Existing | Space Heating | Natural Gas | Building Automation System | A | Incremental Summer Peak Savings (MW) | Achievable Technical Potential | 0 | 0 | 0 | 0 | 0 | 0 | 0 | 0 | 0 | 0 | 0 | 0 | 0 | 0 | 0 | 0 | 0 | 0 | 0 | 0 | 0 | 0
F9_Industrial_Instruments_Existing_Space Heating_Natural Gas_Building Automation System_A_Achievable Technical Potential | F9 | Industrial | Instruments | Existing | Space Heating | Natural Gas | Building Automation System | A | Incremental Winter Peak Savings (MW) | Achievable Technical Potential | 0 | 0 | 0 | 0 | 0 | 0 | 0 | 0 | 0 | 0 | 0 | 0 | 0 | 0 | 0 | 0 | 0 | 0 | 0 | 0 | 0 | 0
F10_Industrial_Instruments_Existing_Space Heating_Natural Gas_Building Automation System_A_Achievable Technical Potential | F10 | Industrial | Instruments | Existing | Space Heating | Natural Gas | Building Automation System | A | Cumulative Energy Savings (MWh or mTherms) | Achievable Technical Potential | 0 | 0 | 0.057609 | 0.17037 | 0.36651 | 0.67909 | 1.144 | 1.7965 | 2.6664 | 3.7717 | 5.1117 | 6.6608 | 8.3644 | 10.1408 | 11.8888 | 13.5029 | 14.8918 | 16.0147 | 16.8523 | 17.4153 | 17.7615 | 17.977
F11_Industrial_Instruments_Existing_Space Heating_Natural Gas_Building Automation System_A_Achievable Technical Potential | F11 | Industrial | Instruments | Existing | Space Heating | Natural Gas | Building Automation System | A | Cumulative Summer Peak Savings (MW) | Achievable Technical Potential | 0 | 0 | 0 | 0 | 0 | 0 | 0 | 0 | 0 | 0 | 0 | 0 | 0 | 0 | 0 | 0 | 0 | 0 | 0 | 0 | 0 | 0
F12_Industrial_Instruments_Existing_Space Heating_Natural Gas_Building Automation System_A_Achievable Technical Potential | F12 | Industrial | Instruments | Existing | Space Heating | Natural Gas | Building Automation System | A | Cumulative Winter Peak Savings (MW) | Achievable Technical Potential | 0 | 0 | 0 | 0 | 0 | 0 | 0 | 0 | 0 | 0 | 0 | 0 | 0 | 0 | 0 | 0 | 0 | 0 | 0 | 0 | 0 | 0
F13_Industrial_Instruments_Existing_Space Heating_Natural Gas_Building Automation System_A_Achievable Technical Potential | F13 | Industrial | Instruments | Existing | Space Heating | Natural Gas | Building Automation System | A | Purchases (Incremental) | Achievable Technical Potential | 0 | 0 | 3687.115 | 7243.2269 | 12638.9415 | 20204.5057 | 30138.8656 | 42421.0663 | 56709.3982 | 72248.3472 | 87818.0855 | 101772.8947 | 112213.9088 | 117316.291 | 115774.9319 | 107255.7191 | 92675.873 | 75320.5105 | 56604.9678 | 38512.3985 | 24180.9169 | 15498.2638
F14_Industrial_Instruments_Existing_Space Heating_Natural Gas_Building Automation System_A_Achievable Technical Potential | F14 | Industrial | Instruments | Existing | Space Heating | Natural Gas | Building Automation System | A | Purchases (Cumulative) | Achievable Technical Potential | 0 | 0 | 3687.115 | 10930.3419 | 23569.2834 | 43773.7891 | 73912.6547 | 116333.7211 | 173043.1193 | 245291.4665 | 333109.552 | 434882.4468 | 547096.3556 | 664412.6466 | 780187.5785 | 887443.2976 | 980119.1706 | 1055439.6811 | 1112044.6489 | 1150557.0474 | 1174737.9643 | 1190236.2282
F1_Industrial_Instruments_Existing_Space Heating_Natural Gas_Steam System Efficiency Improvements_A_Achievable Technical Potential | F1 | Industrial | Instruments | Existing | Space Heating | Natural Gas | Steam System Efficiency Improvements | A | Original Unit Energy Savings (kWh or therms) | Achievable Technical Potential | 0 | 0 | 0.13953 | 0.13917 | 0.13883 | 0.1385 | 0.13817 | 0.13785 | 0.13755 | 0.13725 | 0.13697 | 0.13669 | 0.13643 | 0.13618 | 0.13594 | 0.13572 | 0.13551 | 0.13531 | 0.13512 | 0.13495 | 0.1348 | 0.13466
F2_Industrial_Instruments_Existing_Space Heating_Natural Gas_Steam System Efficiency Improvements_A_Achievable Technical Potential | F2 | Industrial | Instruments | Existing | Space Heating | Natural Gas | Steam System Efficiency Improvements | A | Original Unit Summer Peak Savings (kW) | Achievable Technical Potential | 0 | 0 | 0 | 0 | 0 | 0 | 0 | 0 | 0 | 0 | 0 | 0 | 0 | 0 | 0 | 0 | 0 | 0 | 0 | 0 | 0 | 0
F3_Industrial_Instruments_Existing_Space Heating_Natural Gas_Steam System Efficiency Improvements_A_Achievable Technical Potential | F3 | Industrial | Instruments | Existing | Space Heating | Natural Gas | Steam System Efficiency Improvements | A | Original Unit Winter Peak Savings (kW) | Achievable Technical Potential | 0 | 0 | 0 | 0 | 0 | 0 | 0 | 0 | 0 | 0 | 0 | 0 | 0 | 0 | 0 | 0 | 0 | 0 | 0 | 0 | 0 | 0
F4_Industrial_Instruments_Existing_Space Heating_Natural Gas_Steam System Efficiency Improvements_A_Achievable Technical Potential | F4 | Industrial | Instruments | Existing | Space Heating | Natural Gas | Steam System Efficiency Improvements | A | Standalone Impact on Baseline Energy (%) | Achievable Technical Potential | 0% | 0% | 0.0008277% | 0.002496% | 0.005477% | 0.01035% | 0.01778% | 0.02848% | 0.0431% | 0.06217% | 0.0859% | 0.1141% | 0.146% | 0.1804% | 0.2156% | 0.2495% | 0.2803% | 0.3071% | 0.3292% | 0.3466% | 0.3601% | 0.3712%
F5_Industrial_Instruments_Existing_Space Heating_Natural Gas_Steam System Efficiency Improvements_A_Achievable Technical Potential | F5 | Industrial | Instruments | Existing | Space Heating | Natural Gas | Steam System Efficiency Improvements | A | Standalone Impact on Baseline Summer Peak (%) | Achievable Technical Potential | bar: 2019 to 2040
F6_Industrial_Instruments_Existing_Space Heating_Natural Gas_Steam System Efficiency Improvements_A_Achievable Technical Potential | F6 | Industrial | Instruments | Existing | Space Heating | Natural Gas | Steam System Efficiency Improvements | A | Standalone Impact on Baseline Winter Peak (%) | Achievable Technical Potential | bar: 2019 to 2040
F7_Industrial_Instruments_Existing_Space Heating_Natural Gas_Steam System Efficiency Improvements_A_Achievable Technical Potential | F7 | Industrial | Instruments | Existing | Space Heating | Natural Gas | Steam System Efficiency Improvements | A | Incremental Energy Savings (MWh or mTherms) | Achievable Technical Potential | 0 | 0 | 0.0036459 | 0.0071444 | 0.012436 | 0.019832 | 0.029513 | 0.041445 | 0.055281 | 0.070277 | 0.085244 | 0.098592 | 0.1085 | 0.11322 | 0.11154 | 0.10316 | 0.089001 | 0.072229 | 0.054207 | 0.036835 | 0.023101 | 0.01479
F8_Industrial_Instruments_Existing_Space Heating_Natural Gas_Steam System Efficiency Improvements_A_Achievable Technical Potential | F8 | Industrial | Instruments | Existing | Space Heating | Natural Gas | Steam System Efficiency Improvements | A | Incremental Summer Peak Savings (MW) | Achievable Technical Potential | 0 | 0 | 0 | 0 | 0 | 0 | 0 | 0 | 0 | 0 | 0 | 0 | 0 | 0 | 0 | 0 | 0 | 0 | 0 | 0 | 0 | 0
F9_Industrial_Instruments_Existing_Space Heating_Natural Gas_Steam System Efficiency Improvements_A_Achievable Technical Potential | F9 | Industrial | Instruments | Existing | Space Heating | Natural Gas | Steam System Efficiency Improvements | A | Incremental Winter Peak Savings (MW) | Achievable Technical Potential | 0 | 0 | 0 | 0 | 0 | 0 | 0 | 0 | 0 | 0 | 0 | 0 | 0 | 0 | 0 | 0 | 0 | 0 | 0 | 0 | 0 | 0
F10_Industrial_Instruments_Existing_Space Heating_Natural Gas_Steam System Efficiency Improvements_A_Achievable Technical Potential | F10 | Industrial | Instruments | Existing | Space Heating | Natural Gas | Steam System Efficiency Improvements | A | Cumulative Energy Savings (MWh or mTherms) | Achievable Technical Potential | 0 | 0 | 0.0036459 | 0.010781 | 0.02319 | 0.042966 | 0.072378 | 0.11366 | 0.16868 | 0.2386 | 0.32335 | 0.42129 | 0.52898 | 0.64124 | 0.75166 | 0.85359 | 0.94126 | 1.0121 | 1.0649 | 1.1004 | 1.1223 | 1.1359
F11_Industrial_Instruments_Existing_Space Heating_Natural Gas_Steam System Efficiency Improvements_A_Achievable Technical Potential | F11 | Industrial | Instruments | Existing | Space Heating | Natural Gas | Steam System Efficiency Improvements | A | Cumulative Summer Peak Savings (MW) | Achievable Technical Potential | 0 | 0 | 0 | 0 | 0 | 0 | 0 | 0 | 0 | 0 | 0 | 0 | 0 | 0 | 0 | 0 | 0 | 0 | 0 | 0 | 0 | 0
F12_Industrial_Instruments_Existing_Space Heating_Natural Gas_Steam System Efficiency Improvements_A_Achievable Technical Potential | F12 | Industrial | Instruments | Existing | Space Heating | Natural Gas | Steam System Efficiency Improvements | A | Cumulative Winter Peak Savings (MW) | Achievable Technical Potential | 0 | 0 | 0 | 0 | 0 | 0 | 0 | 0 | 0 | 0 | 0 | 0 | 0 | 0 | 0 | 0 | 0 | 0 | 0 | 0 | 0 | 0
F13_Industrial_Instruments_Existing_Space Heating_Natural Gas_Steam System Efficiency Improvements_A_Achievable Technical Potential | F13 | Industrial | Instruments | Existing | Space Heating | Natural Gas | Steam System Efficiency Improvements | A | Purchases (Incremental) | Achievable Technical Potential | 0 | 0 | 26.131 | 51.3336 | 89.5737 | 143.1918 | 213.5978 | 300.6433 | 401.9064 | 512.0329 | 622.3775 | 721.277 | 795.2737 | 831.4349 | 820.5111 | 760.1344 | 656.8052 | 533.8057 | 401.1663 | 272.9421 | 171.3731 | 109.8381
F14_Industrial_Instruments_Existing_Space Heating_Natural Gas_Steam System Efficiency Improvements_A_Achievable Technical Potential | F14 | Industrial | Instruments | Existing | Space Heating | Natural Gas | Steam System Efficiency Improvements | A | Purchases (Cumulative) | Achievable Technical Potential | 0 | 0 | 26.131 | 77.4647 | 167.0384 | 310.2302 | 523.828 | 824.4713 | 1226.3778 | 1738.4106 | 2360.7881 | 3082.0651 | 3877.3388 | 4708.7737 | 5529.2848 | 6289.4192 | 6946.2244 | 7480.0301 | 7881.1965 | 8154.1385 | 8325.5116 | 8435.3497
F1_Industrial_Instruments_Existing_Process_Natural Gas_Steam System Efficiency Improvements_A_Achievable Technical Potential | F1 | Industrial | Instruments | Existing | Process | Natural Gas | Steam System Efficiency Improvements | A | Original Unit Energy Savings (kWh or therms) | Achievable Technical Potential | 0 | 0 | 0.087109 | 0.087109 | 0.087109 | 0.087109 | 0.087109 | 0.087109 | 0.087109 | 0.087109 | 0.087109 | 0.087109 | 0.087109 | 0.087109 | 0.087109 | 0.087109 | 0.087109 | 0.087109 | 0.087109 | 0.087109 | 0.087109 | 0.087109
F2_Industrial_Instruments_Existing_Process_Natural Gas_Steam System Efficiency Improvements_A_Achievable Technical Potential | F2 | Industrial | Instruments | Existing | Process | Natural Gas | Steam System Efficiency Improvements | A | Original Unit Summer Peak Savings (kW) | Achievable Technical Potential | 0 | 0 | 0 | 0 | 0 | 0 | 0 | 0 | 0 | 0 | 0 | 0 | 0 | 0 | 0 | 0 | 0 | 0 | 0 | 0 | 0 | 0
F3_Industrial_Instruments_Existing_Process_Natural Gas_Steam System Efficiency Improvements_A_Achievable Technical Potential | F3 | Industrial | Instruments | Existing | Process | Natural Gas | Steam System Efficiency Improvements | A | Original Unit Winter Peak Savings (kW) | Achievable Technical Potential | 0 | 0 | 0 | 0 | 0 | 0 | 0 | 0 | 0 | 0 | 0 | 0 | 0 | 0 | 0 | 0 | 0 | 0 | 0 | 0 | 0 | 0
F4_Industrial_Instruments_Existing_Process_Natural Gas_Steam System Efficiency Improvements_A_Achievable Technical Potential | F4 | Industrial | Instruments | Existing | Process | Natural Gas | Steam System Efficiency Improvements | A | Standalone Impact on Baseline Energy (%) | Achievable Technical Potential | 0% | 0% | 3.603e-05% | 0.0001087% | 0.0002385% | 0.0004507% | 0.0007744% | 0.00124% | 0.001877% | 0.002708% | 0.003741% | 0.00497% | 0.006362% | 0.007862% | 0.009394% | 0.01087% | 0.01222% | 0.01339% | 0.01435% | 0.01511% | 0.0157% | 0.01619%
F5_Industrial_Instruments_Existing_Process_Natural Gas_Steam System Efficiency Improvements_A_Achievable Technical Potential | F5 | Industrial | Instruments | Existing | Process | Natural Gas | Steam System Efficiency Improvements | A | Standalone Impact on Baseline Summer Peak (%) | Achievable Technical Potential | bar: 2019 to 2040
F6_Industrial_Instruments_Existing_Process_Natural Gas_Steam System Efficiency Improvements_A_Achievable Technical Potential | F6 | Industrial | Instruments | Existing | Process | Natural Gas | Steam System Efficiency Improvements | A | Standalone Impact on Baseline Winter Peak (%) | Achievable Technical Potential | bar: 2019 to 2040
F7_Industrial_Instruments_Existing_Process_Natural Gas_Steam System Efficiency Improvements_A_Achievable Technical Potential | F7 | Industrial | Instruments | Existing | Process | Natural Gas | Steam System Efficiency Improvements | A | Incremental Energy Savings (MWh or mTherms) | Achievable Technical Potential | 0 | 0 | 0.00041031 | 0.00080604 | 0.0014065 | 0.0022484 | 0.0033539 | 0.0047207 | 0.0063107 | 0.0080399 | 0.0097725 | 0.011325 | 0.012487 | 0.013055 | 0.012884 | 0.011936 | 0.010313 | 0.0083818 | 0.0062991 | 0.0042857 | 0.0026909 | 0.0017247
F8_Industrial_Instruments_Existing_Process_Natural Gas_Steam System Efficiency Improvements_A_Achievable Technical Potential | F8 | Industrial | Instruments | Existing | Process | Natural Gas | Steam System Efficiency Improvements | A | Incremental Summer Peak Savings (MW) | Achievable Technical Potential | 0 | 0 | 0 | 0 | 0 | 0 | 0 | 0 | 0 | 0 | 0 | 0 | 0 | 0 | 0 | 0 | 0 | 0 | 0 | 0 | 0 | 0
F9_Industrial_Instruments_Existing_Process_Natural Gas_Steam System Efficiency Improvements_A_Achievable Technical Potential | F9 | Industrial | Instruments | Existing | Process | Natural Gas | Steam System Efficiency Improvements | A | Incremental Winter Peak Savings (MW) | Achievable Technical Potential | 0 | 0 | 0 | 0 | 0 | 0 | 0 | 0 | 0 | 0 | 0 | 0 | 0 | 0 | 0 | 0 | 0 | 0 | 0 | 0 | 0 | 0
F10_Industrial_Instruments_Existing_Process_Natural Gas_Steam System Efficiency Improvements_A_Achievable Technical Potential | F10 | Industrial | Instruments | Existing | Process | Natural Gas | Steam System Efficiency Improvements | A | Cumulative Energy Savings (MWh or mTherms) | Achievable Technical Potential | 0 | 0 | 0.00041031 | 0.0012163 | 0.0026228 | 0.0048712 | 0.0082251 | 0.012946 | 0.019257 | 0.027296 | 0.037069 | 0.048394 | 0.060882 | 0.073937 | 0.08682 | 0.098756 | 0.10907 | 0.11745 | 0.12375 | 0.12804 | 0.13073 | 0.13245
F11_Industrial_Instruments_Existing_Process_Natural Gas_Steam System Efficiency Improvements_A_Achievable Technical Potential | F11 | Industrial | Instruments | Existing | Process | Natural Gas | Steam System Efficiency Improvements | A | Cumulative Summer Peak Savings (MW) | Achievable Technical Potential | 0 | 0 | 0 | 0 | 0 | 0 | 0 | 0 | 0 | 0 | 0 | 0 | 0 | 0 | 0 | 0 | 0 | 0 | 0 | 0 | 0 | 0
F12_Industrial_Instruments_Existing_Process_Natural Gas_Steam System Efficiency Improvements_A_Achievable Technical Potential | F12 | Industrial | Instruments | Existing | Process | Natural Gas | Steam System Efficiency Improvements | A | Cumulative Winter Peak Savings (MW) | Achievable Technical Potential | 0 | 0 | 0 | 0 | 0 | 0 | 0 | 0 | 0 | 0 | 0 | 0 | 0 | 0 | 0 | 0 | 0 | 0 | 0 | 0 | 0 | 0
F13_Industrial_Instruments_Existing_Process_Natural Gas_Steam System Efficiency Improvements_A_Achievable Technical Potential | F13 | Industrial | Instruments | Existing | Process | Natural Gas | Steam System Efficiency Improvements | A | Purchases (Incremental) | Achievable Technical Potential | 0 | 0 | 4.7103 | 9.2532 | 16.1463 | 25.8113 | 38.5025 | 54.1931 | 72.4465 | 92.2975 | 112.1879 | 130.0152 | 143.3537 | 149.872 | 147.9029 | 137.0196 | 118.3938 | 96.2222 | 72.313 | 49.1997 | 30.8912 | 19.7991
F14_Industrial_Instruments_Existing_Process_Natural Gas_Steam System Efficiency Improvements_A_Achievable Technical Potential | F14 | Industrial | Instruments | Existing | Process | Natural Gas | Steam System Efficiency Improvements | A | Purchases (Cumulative) | Achievable Technical Potential | 0 | 0 | 4.7103 | 13.9636 | 30.1098 | 55.9212 | 94.4237 | 148.6167 | 221.0632 | 313.3607 | 425.5486 | 555.5639 | 698.9175 | 848.7895 | 996.6924 | 1133.7119 | 1252.1057 | 1348.3279 | 1420.641 | 1469.8407 | 1500.7319 | 1520.531
F1_Industrial_Instruments_Existing_Space Heating_Natural Gas_Strategic Energy Management_A_Achievable Technical Potential | F1 | Industrial | Instruments | Existing | Space Heating | Natural Gas | Strategic Energy Management | A | Original Unit Energy Savings (kWh or therms) | Achievable Technical Potential | 0 | 0 | 3.2103 | 3.2026 | 3.195 | 3.1875 | 3.1801 | 3.1729 | 3.166 | 3.1593 | 3.153 | 3.147 | 3.1413 | 3.136 | 3.131 | 3.1263 | 3.1218 | 3.1176 | 3.1137 | 3.11 | 3.1065 | 3.1033
F2_Industrial_Instruments_Existing_Space Heating_Natural Gas_Strategic Energy Management_A_Achievable Technical Potential | F2 | Industrial | Instruments | Existing | Space Heating | Natural Gas | Strategic Energy Management | A | Original Unit Summer Peak Savings (kW) | Achievable Technical Potential | 0 | 0 | 0 | 0 | 0 | 0 | 0 | 0 | 0 | 0 | 0 | 0 | 0 | 0 | 0 | 0 | 0 | 0 | 0 | 0 | 0 | 0
F3_Industrial_Instruments_Existing_Space Heating_Natural Gas_Strategic Energy Management_A_Achievable Technical Potential | F3 | Industrial | Instruments | Existing | Space Heating | Natural Gas | Strategic Energy Management | A | Original Unit Winter Peak Savings (kW) | Achievable Technical Potential | 0 | 0 | 0 | 0 | 0 | 0 | 0 | 0 | 0 | 0 | 0 | 0 | 0 | 0 | 0 | 0 | 0 | 0 | 0 | 0 | 0 | 0
F4_Industrial_Instruments_Existing_Space Heating_Natural Gas_Strategic Energy Management_A_Achievable Technical Potential | F4 | Industrial | Instruments | Existing | Space Heating | Natural Gas | Strategic Energy Management | A | Standalone Impact on Baseline Energy (%) | Achievable Technical Potential | 0% | 0% | 0.08224% | 0.1659% | 0.2511% | 0.3377% | 0.4259% | 0.5156% | 0.6069% | 0.6997% | 0.7943% | 0.8904% | 0.9883% | 1.088% | 1.189% | 1.292% | 1.397% | 1.504% | 1.613% | 1.723% | 1.836% | 1.95%
F5_Industrial_Instruments_Existing_Space Heating_Natural Gas_Strategic Energy Management_A_Achievable Technical Potential | F5 | Industrial | Instruments | Existing | Space Heating | Natural Gas | Strategic Energy Management | A | Standalone Impact on Baseline Summer Peak (%) | Achievable Technical Potential | bar: 2019 to 2040
F6_Industrial_Instruments_Existing_Space Heating_Natural Gas_Strategic Energy Management_A_Achievable Technical Potential | F6 | Industrial | Instruments | Existing | Space Heating | Natural Gas | Strategic Energy Management | A | Standalone Impact on Baseline Winter Peak (%) | Achievable Technical Potential | bar: 2019 to 2040
F7_Industrial_Instruments_Existing_Space Heating_Natural Gas_Strategic Energy Management_A_Achievable Technical Potential | F7 | Industrial | Instruments | Existing | Space Heating | Natural Gas | Strategic Energy Management | A | Incremental Energy Savings (MWh or mTherms) | Achievable Technical Potential | 0 | 0 | 0.36224 | 0.35515 | 0.3482 | 0.34139 | 0.33473 | 0.32821 | 0.32185 | 0.31563 | 0.30957 | 0.30365 | 0.29788 | 0.29225 | 0.28675 | 0.28138 | 0.27614 | 0.27101 | 0.266 | 0.26111 | 0.25632 | 0.25164
F8_Industrial_Instruments_Existing_Space Heating_Natural Gas_Strategic Energy Management_A_Achievable Technical Potential | F8 | Industrial | Instruments | Existing | Space Heating | Natural Gas | Strategic Energy Management | A | Incremental Summer Peak Savings (MW) | Achievable Technical Potential | 0 | 0 | 0 | 0 | 0 | 0 | 0 | 0 | 0 | 0 | 0 | 0 | 0 | 0 | 0 | 0 | 0 | 0 | 0 | 0 | 0 | 0
F9_Industrial_Instruments_Existing_Space Heating_Natural Gas_Strategic Energy Management_A_Achievable Technical Potential | F9 | Industrial | Instruments | Existing | Space Heating | Natural Gas | Strategic Energy Management | A | Incremental Winter Peak Savings (MW) | Achievable Technical Potential | 0 | 0 | 0 | 0 | 0 | 0 | 0 | 0 | 0 | 0 | 0 | 0 | 0 | 0 | 0 | 0 | 0 | 0 | 0 | 0 | 0 | 0
F10_Industrial_Instruments_Existing_Space Heating_Natural Gas_Strategic Energy Management_A_Achievable Technical Potential | F10 | Industrial | Instruments | Existing | Space Heating | Natural Gas | Strategic Energy Management | A | Cumulative Energy Savings (MWh or mTherms) | Achievable Technical Potential | 0 | 0 | 0.36224 | 0.71654 | 1.063 | 1.4019 | 1.7334 | 2.0577 | 2.375 | 2.6857 | 2.9898 | 3.2878 | 3.5798 | 3.866 | 4.1465 | 4.4217 | 4.6915 | 4.9562 | 5.216 | 5.4709 | 5.7211 | 5.9668
F11_Industrial_Instruments_Existing_Space Heating_Natural Gas_Strategic Energy Management_A_Achievable Technical Potential | F11 | Industrial | Instruments | Existing | Space Heating | Natural Gas | Strategic Energy Management | A | Cumulative Summer Peak Savings (MW) | Achievable Technical Potential | 0 | 0 | 0 | 0 | 0 | 0 | 0 | 0 | 0 | 0 | 0 | 0 | 0 | 0 | 0 | 0 | 0 | 0 | 0 | 0 | 0 | 0
F12_Industrial_Instruments_Existing_Space Heating_Natural Gas_Strategic Energy Management_A_Achievable Technical Potential | F12 | Industrial | Instruments | Existing | Space Heating | Natural Gas | Strategic Energy Management | A | Cumulative Winter Peak Savings (MW) | Achievable Technical Potential | 0 | 0 | 0 | 0 | 0 | 0 | 0 | 0 | 0 | 0 | 0 | 0 | 0 | 0 | 0 | 0 | 0 | 0 | 0 | 0 | 0 | 0
F13_Industrial_Instruments_Existing_Space Heating_Natural Gas_Strategic Energy Management_A_Achievable Technical Potential | F13 | Industrial | Instruments | Existing | Space Heating | Natural Gas | Strategic Energy Management | A | Purchases (Incremental) | Achievable Technical Potential | 0 | 0 | 112.8396 | 110.8941 | 108.9821 | 107.1031 | 105.2565 | 103.4418 | 101.6583 | 99.9056 | 98.183 | 96.4902 | 94.8266 | 93.1917 | 91.5849 | 90.0059 | 88.454 | 86.929 | 85.4302 | 83.9573 | 82.5097 | 81.0871
F14_Industrial_Instruments_Existing_Space Heating_Natural Gas_Strategic Energy Management_A_Achievable Technical Potential | F14 | Industrial | Instruments | Existing | Space Heating | Natural Gas | Strategic Energy Management | A | Purchases (Cumulative) | Achievable Technical Potential | 0 | 0 | 112.8396 | 223.7337 | 332.7159 | 439.819 | 545.0755 | 648.5173 | 750.1756 | 850.0812 | 948.2642 | 1044.7544 | 1139.5811 | 1232.7727 | 1324.3576 | 1414.3635 | 1502.8176 | 1589.7465 | 1675.1767 | 1759.134 | 1841.6437 | 1922.7309
F1_Industrial_Instruments_Existing_Process_Natural Gas_Strategic Energy Management_A_Achievable Technical Potential | F1 | Industrial | Instruments | Existing | Process | Natural Gas | Strategic Energy Management | A | Original Unit Energy Savings (kWh or therms) | Achievable Technical Potential | 0 | 0 | 1.6994 | 1.6994 | 1.6994 | 1.6994 | 1.6994 | 1.6994 | 1.6994 | 1.6994 | 1.6994 | 1.6994 | 1.6994 | 1.6994 | 1.6994 | 1.6994 | 1.6994 | 1.6994 | 1.6994 | 1.6994 | 1.6994 | 1.6994
F2_Industrial_Instruments_Existing_Process_Natural Gas_Strategic Energy Management_A_Achievable Technical Potential | F2 | Industrial | Instruments | Existing | Process | Natural Gas | Strategic Energy Management | A | Original Unit Summer Peak Savings (kW) | Achievable Technical Potential | 0 | 0 | 0 | 0 | 0 | 0 | 0 | 0 | 0 | 0 | 0 | 0 | 0 | 0 | 0 | 0 | 0 | 0 | 0 | 0 | 0 | 0
F3_Industrial_Instruments_Existing_Process_Natural Gas_Strategic Energy Management_A_Achievable Technical Potential | F3 | Industrial | Instruments | Existing | Process | Natural Gas | Strategic Energy Management | A | Original Unit Winter Peak Savings (kW) | Achievable Technical Potential | 0 | 0 | 0 | 0 | 0 | 0 | 0 | 0 | 0 | 0 | 0 | 0 | 0 | 0 | 0 | 0 | 0 | 0 | 0 | 0 | 0 | 0
F4_Industrial_Instruments_Existing_Process_Natural Gas_Strategic Energy Management_A_Achievable Technical Potential | F4 | Industrial | Instruments | Existing | Process | Natural Gas | Strategic Energy Management | A | Standalone Impact on Baseline Energy (%) | Achievable Technical Potential | 0% | 0% | 0.08224% | 0.1659% | 0.2511% | 0.3377% | 0.4259% | 0.5156% | 0.6069% | 0.6997% | 0.7943% | 0.8904% | 0.9883% | 1.088% | 1.189% | 1.292% | 1.397% | 1.504% | 1.613% | 1.723% | 1.836% | 1.95%
F5_Industrial_Instruments_Existing_Process_Natural Gas_Strategic Energy Management_A_Achievable Technical Potential | F5 | Industrial | Instruments | Existing | Process | Natural Gas | Strategic Energy Management | A | Standalone Impact on Baseline Summer Peak (%) | Achievable Technical Potential | bar: 2019 to 2040
F6_Industrial_Instruments_Existing_Process_Natural Gas_Strategic Energy Management_A_Achievable Technical Potential | F6 | Industrial | Instruments | Existing | Process | Natural Gas | Strategic Energy Management | A | Standalone Impact on Baseline Winter Peak (%) | Achievable Technical Potential | bar: 2019 to 2040
F7_Industrial_Instruments_Existing_Process_Natural Gas_Strategic Energy Management_A_Achievable Technical Potential | F7 | Industrial | Instruments | Existing | Process | Natural Gas | Strategic Energy Management | A | Incremental Energy Savings (MWh or mTherms) | Achievable Technical Potential | 0 | 0 | 0.93642 | 0.92028 | 0.90441 | 0.88882 | 0.87349 | 0.85843 | 0.84363 | 0.82909 | 0.81479 | 0.80075 | 0.78694 | 0.77337 | 0.76004 | 0.74693 | 0.73406 | 0.7214 | 0.70896 | 0.69674 | 0.68473 | 0.67292
F8_Industrial_Instruments_Existing_Process_Natural Gas_Strategic Energy Management_A_Achievable Technical Potential | F8 | Industrial | Instruments | Existing | Process | Natural Gas | Strategic Energy Management | A | Incremental Summer Peak Savings (MW) | Achievable Technical Potential | 0 | 0 | 0 | 0 | 0 | 0 | 0 | 0 | 0 | 0 | 0 | 0 | 0 | 0 | 0 | 0 | 0 | 0 | 0 | 0 | 0 | 0
F9_Industrial_Instruments_Existing_Process_Natural Gas_Strategic Energy Management_A_Achievable Technical Potential | F9 | Industrial | Instruments | Existing | Process | Natural Gas | Strategic Energy Management | A | Incremental Winter Peak Savings (MW) | Achievable Technical Potential | 0 | 0 | 0 | 0 | 0 | 0 | 0 | 0 | 0 | 0 | 0 | 0 | 0 | 0 | 0 | 0 | 0 | 0 | 0 | 0 | 0 | 0
F10_Industrial_Instruments_Existing_Process_Natural Gas_Strategic Energy Management_A_Achievable Technical Potential | F10 | Industrial | Instruments | Existing | Process | Natural Gas | Strategic Energy Management | A | Cumulative Energy Savings (MWh or mTherms) | Achievable Technical Potential | 0 | 0 | 0.93642 | 1.8567 | 2.7611 | 3.6499 | 4.5234 | 5.3819 | 6.2255 | 7.0546 | 7.8694 | 8.6701 | 9.4571 | 10.2304 | 10.9905 | 11.7374 | 12.4715 | 13.1929 | 13.9018 | 14.5986 | 15.2833 | 15.9562
F11_Industrial_Instruments_Existing_Process_Natural Gas_Strategic Energy Management_A_Achievable Technical Potential | F11 | Industrial | Instruments | Existing | Process | Natural Gas | Strategic Energy Management | A | Cumulative Summer Peak Savings (MW) | Achievable Technical Potential | 0 | 0 | 0 | 0 | 0 | 0 | 0 | 0 | 0 | 0 | 0 | 0 | 0 | 0 | 0 | 0 | 0 | 0 | 0 | 0 | 0 | 0
F12_Industrial_Instruments_Existing_Process_Natural Gas_Strategic Energy Management_A_Achievable Technical Potential | F12 | Industrial | Instruments | Existing | Process | Natural Gas | Strategic Energy Management | A | Cumulative Winter Peak Savings (MW) | Achievable Technical Potential | 0 | 0 | 0 | 0 | 0 | 0 | 0 | 0 | 0 | 0 | 0 | 0 | 0 | 0 | 0 | 0 | 0 | 0 | 0 | 0 | 0 | 0
F13_Industrial_Instruments_Existing_Process_Natural Gas_Strategic Energy Management_A_Achievable Technical Potential | F13 | Industrial | Instruments | Existing | Process | Natural Gas | Strategic Energy Management | A | Purchases (Incremental) | Achievable Technical Potential | 0 | 0 | 551.0421 | 541.5414 | 532.2044 | 523.0285 | 514.0108 | 505.1485 | 496.4391 | 487.8798 | 479.468 | 471.2014 | 463.0772 | 455.0931 | 447.2467 | 439.5355 | 431.9573 | 424.5098 | 417.1907 | 409.9977 | 402.9288 | 395.9817
F14_Industrial_Instruments_Existing_Process_Natural Gas_Strategic Energy Management_A_Achievable Technical Potential | F14 | Industrial | Instruments | Existing | Process | Natural Gas | Strategic Energy Management | A | Purchases (Cumulative) | Achievable Technical Potential | 0 | 0 | 551.0421 | 1092.5835 | 1624.7879 | 2147.8164 | 2661.8272 | 3166.9757 | 3663.4148 | 4151.2945 | 4630.7626 | 5101.9639 | 5565.0411 | 6020.1342 | 6467.3809 | 6906.9164 | 7338.8738 | 7763.3835 | 8180.5742 | 8590.5719 | 8993.5007 | 9389.4824
F1_Industrial_Instruments_Existing_Miscellaneous_Natural Gas_Strategic Energy Management_A_Achievable Technical Potential | F1 | Industrial | Instruments | Existing | Miscellaneous | Natural Gas | Strategic Energy Management | A | Original Unit Energy Savings (kWh or therms) | Achievable Technical Potential | 0 | 0 | 1.1153 | 1.1153 | 1.1153 | 1.1153 | 1.1153 | 1.1153 | 1.1153 | 1.1153 | 1.1153 | 1.1153 | 1.1153 | 1.1153 | 1.1153 | 1.1153 | 1.1153 | 1.1153 | 1.1153 | 1.1153 | 1.1153 | 1.1153
F2_Industrial_Instruments_Existing_Miscellaneous_Natural Gas_Strategic Energy Management_A_Achievable Technical Potential | F2 | Industrial | Instruments | Existing | Miscellaneous | Natural Gas | Strategic Energy Management | A | Original Unit Summer Peak Savings (kW) | Achievable Technical Potential | 0 | 0 | 0 | 0 | 0 | 0 | 0 | 0 | 0 | 0 | 0 | 0 | 0 | 0 | 0 | 0 | 0 | 0 | 0 | 0 | 0 | 0
F3_Industrial_Instruments_Existing_Miscellaneous_Natural Gas_Strategic Energy Management_A_Achievable Technical Potential | F3 | Industrial | Instruments | Existing | Miscellaneous | Natural Gas | Strategic Energy Management | A | Original Unit Winter Peak Savings (kW) | Achievable Technical Potential | 0 | 0 | 0 | 0 | 0 | 0 | 0 | 0 | 0 | 0 | 0 | 0 | 0 | 0 | 0 | 0 | 0 | 0 | 0 | 0 | 0 | 0
F4_Industrial_Instruments_Existing_Miscellaneous_Natural Gas_Strategic Energy Management_A_Achievable Technical Potential | F4 | Industrial | Instruments | Existing | Miscellaneous | Natural Gas | Strategic Energy Management | A | Standalone Impact on Baseline Energy (%) | Achievable Technical Potential | 0% | 0% | 0.08224% | 0.1659% | 0.2511% | 0.3377% | 0.4259% | 0.5156% | 0.6069% | 0.6997% | 0.7943% | 0.8904% | 0.9883% | 1.088% | 1.189% | 1.292% | 1.397% | 1.504% | 1.613% | 1.723% | 1.836% | 1.95%
F5_Industrial_Instruments_Existing_Miscellaneous_Natural Gas_Strategic Energy Management_A_Achievable Technical Potential | F5 | Industrial | Instruments | Existing | Miscellaneous | Natural Gas | Strategic Energy Management | A | Standalone Impact on Baseline Summer Peak (%) | Achievable Technical Potential | bar: 2019 to 2040
F6_Industrial_Instruments_Existing_Miscellaneous_Natural Gas_Strategic Energy Management_A_Achievable Technical Potential | F6 | Industrial | Instruments | Existing | Miscellaneous | Natural Gas | Strategic Energy Management | A | Standalone Impact on Baseline Winter Peak (%) | Achievable Technical Potential | bar: 2019 to 2040
F7_Industrial_Instruments_Existing_Miscellaneous_Natural Gas_Strategic Energy Management_A_Achievable Technical Potential | F7 | Industrial | Instruments | Existing | Miscellaneous | Natural Gas | Strategic Energy Management | A | Incremental Energy Savings (MWh or mTherms) | Achievable Technical Potential | 0 | 0 | 0.15364 | 0.15099 | 0.14839 | 0.14583 | 0.14332 | 0.14084 | 0.13842 | 0.13603 | 0.13368 | 0.13138 | 0.12911 | 0.12689 | 0.1247 | 0.12255 | 0.12044 | 0.11836 | 0.11632 | 0.11432 | 0.11234 | 0.11041
F8_Industrial_Instruments_Existing_Miscellaneous_Natural Gas_Strategic Energy Management_A_Achievable Technical Potential | F8 | Industrial | Instruments | Existing | Miscellaneous | Natural Gas | Strategic Energy Management | A | Incremental Summer Peak Savings (MW) | Achievable Technical Potential | 0 | 0 | 0 | 0 | 0 | 0 | 0 | 0 | 0 | 0 | 0 | 0 | 0 | 0 | 0 | 0 | 0 | 0 | 0 | 0 | 0 | 0
F9_Industrial_Instruments_Existing_Miscellaneous_Natural Gas_Strategic Energy Management_A_Achievable Technical Potential | F9 | Industrial | Instruments | Existing | Miscellaneous | Natural Gas | Strategic Energy Management | A | Incremental Winter Peak Savings (MW) | Achievable Technical Potential | 0 | 0 | 0 | 0 | 0 | 0 | 0 | 0 | 0 | 0 | 0 | 0 | 0 | 0 | 0 | 0 | 0 | 0 | 0 | 0 | 0 | 0
F10_Industrial_Instruments_Existing_Miscellaneous_Natural Gas_Strategic Energy Management_A_Achievable Technical Potential | F10 | Industrial | Instruments | Existing | Miscellaneous | Natural Gas | Strategic Energy Management | A | Cumulative Energy Savings (MWh or mTherms) | Achievable Technical Potential | 0 | 0 | 0.15364 | 0.30463 | 0.45302 | 0.59885 | 0.74217 | 0.88301 | 1.0214 | 1.1575 | 1.2911 | 1.4225 | 1.5516 | 1.6785 | 1.8032 | 1.9258 | 2.0462 | 2.1646 | 2.2809 | 2.3952 | 2.5076 | 2.618
F11_Industrial_Instruments_Existing_Miscellaneous_Natural Gas_Strategic Energy Management_A_Achievable Technical Potential | F11 | Industrial | Instruments | Existing | Miscellaneous | Natural Gas | Strategic Energy Management | A | Cumulative Summer Peak Savings (MW) | Achievable Technical Potential | 0 | 0 | 0 | 0 | 0 | 0 | 0 | 0 | 0 | 0 | 0 | 0 | 0 | 0 | 0 | 0 | 0 | 0 | 0 | 0 | 0 | 0
F12_Industrial_Instruments_Existing_Miscellaneous_Natural Gas_Strategic Energy Management_A_Achievable Technical Potential | F12 | Industrial | Instruments | Existing | Miscellaneous | Natural Gas | Strategic Energy Management | A | Cumulative Winter Peak Savings (MW) | Achievable Technical Potential | 0 | 0 | 0 | 0 | 0 | 0 | 0 | 0 | 0 | 0 | 0 | 0 | 0 | 0 | 0 | 0 | 0 | 0 | 0 | 0 | 0 | 0
F13_Industrial_Instruments_Existing_Miscellaneous_Natural Gas_Strategic Energy Management_A_Achievable Technical Potential | F13 | Industrial | Instruments | Existing | Miscellaneous | Natural Gas | Strategic Energy Management | A | Purchases (Incremental) | Achievable Technical Potential | 0 | 0 | 137.7605 | 135.3853 | 133.0511 | 130.7571 | 128.5027 | 126.2871 | 124.1098 | 121.9699 | 119.867 | 117.8003 | 115.7693 | 113.7733 | 111.8117 | 109.8839 | 107.9893 | 106.1274 | 104.2977 | 102.4994 | 100.7322 | 98.9954
F14_Industrial_Instruments_Existing_Miscellaneous_Natural Gas_Strategic Energy Management_A_Achievable Technical Potential | F14 | Industrial | Instruments | Existing | Miscellaneous | Natural Gas | Strategic Energy Management | A | Purchases (Cumulative) | Achievable Technical Potential | 0 | 0 | 137.7605 | 273.1459 | 406.197 | 536.9541 | 665.4568 | 791.7439 | 915.8537 | 1037.8236 | 1157.6906 | 1275.491 | 1391.2603 | 1505.0336 | 1616.8452 | 1726.7291 | 1834.7184 | 1940.8459 | 2045.1435 | 2147.643 | 2248.3752 | 2347.3706
F1_Industrial_Instruments_Existing_Space Heating_Natural Gas_Commissioning_A_Achievable Technical Potential | F1 | Industrial | Instruments | Existing | Space Heating | Natural Gas | Commissioning | A | Original Unit Energy Savings (kWh or therms) | Achievable Technical Potential | 0 | 0 | 3.6691 | 3.6604 | 3.6517 | 3.6431 | 3.6347 | 3.6264 | 3.6185 | 3.6109 | 3.6036 | 3.5968 | 3.5903 | 3.5842 | 3.5785 | 3.5731 | 3.568 | 3.5632 | 3.5587 | 3.5545 | 3.5506 | 3.5468
F2_Industrial_Instruments_Existing_Space Heating_Natural Gas_Commissioning_A_Achievable Technical Potential | F2 | Industrial | Instruments | Existing | Space Heating | Natural Gas | Commissioning | A | Original Unit Summer Peak Savings (kW) | Achievable Technical Potential | 0 | 0 | 0 | 0 | 0 | 0 | 0 | 0 | 0 | 0 | 0 | 0 | 0 | 0 | 0 | 0 | 0 | 0 | 0 | 0 | 0 | 0
F3_Industrial_Instruments_Existing_Space Heating_Natural Gas_Commissioning_A_Achievable Technical Potential | F3 | Industrial | Instruments | Existing | Space Heating | Natural Gas | Commissioning | A | Original Unit Winter Peak Savings (kW) | Achievable Technical Potential | 0 | 0 | 0 | 0 | 0 | 0 | 0 | 0 | 0 | 0 | 0 | 0 | 0 | 0 | 0 | 0 | 0 | 0 | 0 | 0 | 0 | 0
F4_Industrial_Instruments_Existing_Space Heating_Natural Gas_Commissioning_A_Achievable Technical Potential | F4 | Industrial | Instruments | Existing | Space Heating | Natural Gas | Commissioning | A | Standalone Impact on Baseline Energy (%) | Achievable Technical Potential | bar: 2019 to 2040
F5_Industrial_Instruments_Existing_Space Heating_Natural Gas_Commissioning_A_Achievable Technical Potential | F5 | Industrial | Instruments | Existing | Space Heating | Natural Gas | Commissioning | A | Standalone Impact on Baseline Summer Peak (%) | Achievable Technical Potential | bar: 2019 to 2040
F6_Industrial_Instruments_Existing_Space Heating_Natural Gas_Commissioning_A_Achievable Technical Potential | F6 | Industrial | Instruments | Existing | Space Heating | Natural Gas | Commissioning | A | Standalone Impact on Baseline Winter Peak (%) | Achievable Technical Potential | bar: 2019 to 2040
F7_Industrial_Instruments_Existing_Space Heating_Natural Gas_Commissioning_A_Achievable Technical Potential | F7 | Industrial | Instruments | Existing | Space Heating | Natural Gas | Commissioning | A | Incremental Energy Savings (MWh or mTherms) | Achievable Technical Potential | 0 | 0 | 0 | 0 | 0 | 0 | 0 | 0 | 0 | 0 | 0 | 0 | 0 | 0 | 0 | 0 | 0 | 0 | 0 | 0 | 0 | 0
F8_Industrial_Instruments_Existing_Space Heating_Natural Gas_Commissioning_A_Achievable Technical Potential | F8 | Industrial | Instruments | Existing | Space Heating | Natural Gas | Commissioning | A | Incremental Summer Peak Savings (MW) | Achievable Technical Potential | 0 | 0 | 0 | 0 | 0 | 0 | 0 | 0 | 0 | 0 | 0 | 0 | 0 | 0 | 0 | 0 | 0 | 0 | 0 | 0 | 0 | 0
F9_Industrial_Instruments_Existing_Space Heating_Natural Gas_Commissioning_A_Achievable Technical Potential | F9 | Industrial | Instruments | Existing | Space Heating | Natural Gas | Commissioning | A | Incremental Winter Peak Savings (MW) | Achievable Technical Potential | 0 | 0 | 0 | 0 | 0 | 0 | 0 | 0 | 0 | 0 | 0 | 0 | 0 | 0 | 0 | 0 | 0 | 0 | 0 | 0 | 0 | 0
F10_Industrial_Instruments_Existing_Space Heating_Natural Gas_Commissioning_A_Achievable Technical Potential | F10 | Industrial | Instruments | Existing | Space Heating | Natural Gas | Commissioning | A | Cumulative Energy Savings (MWh or mTherms) | Achievable Technical Potential | 0 | 0 | 0 | 0 | 0 | 0 | 0 | 0 | 0 | 0 | 0 | 0 | 0 | 0 | 0 | 0 | 0 | 0 | 0 | 0 | 0 | 0
F11_Industrial_Instruments_Existing_Space Heating_Natural Gas_Commissioning_A_Achievable Technical Potential | F11 | Industrial | Instruments | Existing | Space Heating | Natural Gas | Commissioning | A | Cumulative Summer Peak Savings (MW) | Achievable Technical Potential | 0 | 0 | 0 | 0 | 0 | 0 | 0 | 0 | 0 | 0 | 0 | 0 | 0 | 0 | 0 | 0 | 0 | 0 | 0 | 0 | 0 | 0
F12_Industrial_Instruments_Existing_Space Heating_Natural Gas_Commissioning_A_Achievable Technical Potential | F12 | Industrial | Instruments | Existing | Space Heating | Natural Gas | Commissioning | A | Cumulative Winter Peak Savings (MW) | Achievable Technical Potential | 0 | 0 | 0 | 0 | 0 | 0 | 0 | 0 | 0 | 0 | 0 | 0 | 0 | 0 | 0 | 0 | 0 | 0 | 0 | 0 | 0 | 0
F13_Industrial_Instruments_Existing_Space Heating_Natural Gas_Commissioning_A_Achievable Technical Potential | F13 | Industrial | Instruments | Existing | Space Heating | Natural Gas | Commissioning | A | Purchases (Incremental) | Achievable Technical Potential | 0 | 0 | 0 | 0 | 0 | 0 | 0 | 0 | 0 | 0 | 0 | 0 | 0 | 0 | 0 | 0 | 0 | 0 | 0 | 0 | 0 | 0
F14_Industrial_Instruments_Existing_Space Heating_Natural Gas_Commissioning_A_Achievable Technical Potential | F14 | Industrial | Instruments | Existing | Space Heating | Natural Gas | Commissioning | A | Purchases (Cumulative) | Achievable Technical Potential | 0 | 0 | 0 | 0 | 0 | 0 | 0 | 0 | 0 | 0 | 0 | 0 | 0 | 0 | 0 | 0 | 0 | 0 | 0 | 0 | 0 | 0
F1_Industrial_Instruments_Existing_Process_Natural Gas_Commissioning_A_Achievable Technical Potential | F1 | Industrial | Instruments | Existing | Process | Natural Gas | Commissioning | A | Original Unit Energy Savings (kWh or therms) | Achievable Technical Potential | 0 | 0 | 9.4849 | 9.4849 | 9.4849 | 9.4849 | 9.4849 | 9.4849 | 9.4849 | 9.4849 | 9.4849 | 9.4849 | 9.4849 | 9.4849 | 9.4849 | 9.4849 | 9.4849 | 9.4849 | 9.4849 | 9.4849 | 9.4849 | 9.4849
F2_Industrial_Instruments_Existing_Process_Natural Gas_Commissioning_A_Achievable Technical Potential | F2 | Industrial | Instruments | Existing | Process | Natural Gas | Commissioning | A | Original Unit Summer Peak Savings (kW) | Achievable Technical Potential | 0 | 0 | 0 | 0 | 0 | 0 | 0 | 0 | 0 | 0 | 0 | 0 | 0 | 0 | 0 | 0 | 0 | 0 | 0 | 0 | 0 | 0
F3_Industrial_Instruments_Existing_Process_Natural Gas_Commissioning_A_Achievable Technical Potential | F3 | Industrial | Instruments | Existing | Process | Natural Gas | Commissioning | A | Original Unit Winter Peak Savings (kW) | Achievable Technical Potential | 0 | 0 | 0 | 0 | 0 | 0 | 0 | 0 | 0 | 0 | 0 | 0 | 0 | 0 | 0 | 0 | 0 | 0 | 0 | 0 | 0 | 0
F4_Industrial_Instruments_Existing_Process_Natural Gas_Commissioning_A_Achievable Technical Potential | F4 | Industrial | Instruments | Existing | Process | Natural Gas | Commissioning | A | Standalone Impact on Baseline Energy (%) | Achievable Technical Potential | bar: 2019 to 2040
F5_Industrial_Instruments_Existing_Process_Natural Gas_Commissioning_A_Achievable Technical Potential | F5 | Industrial | Instruments | Existing | Process | Natural Gas | Commissioning | A | Standalone Impact on Baseline Summer Peak (%) | Achievable Technical Potential | bar: 2019 to 2040
F6_Industrial_Instruments_Existing_Process_Natural Gas_Commissioning_A_Achievable Technical Potential | F6 | Industrial | Instruments | Existing | Process | Natural Gas | Commissioning | A | Standalone Impact on Baseline Winter Peak (%) | Achievable Technical Potential | bar: 2019 to 2040
F7_Industrial_Instruments_Existing_Process_Natural Gas_Commissioning_A_Achievable Technical Potential | F7 | Industrial | Instruments | Existing | Process | Natural Gas | Commissioning | A | Incremental Energy Savings (MWh or mTherms) | Achievable Technical Potential | 0 | 0 | 0 | 0 | 0 | 0 | 0 | 0 | 0 | 0 | 0 | 0 | 0 | 0 | 0 | 0 | 0 | 0 | 0 | 0 | 0 | 0
F8_Industrial_Instruments_Existing_Process_Natural Gas_Commissioning_A_Achievable Technical Potential | F8 | Industrial | Instruments | Existing | Process | Natural Gas | Commissioning | A | Incremental Summer Peak Savings (MW) | Achievable Technical Potential | 0 | 0 | 0 | 0 | 0 | 0 | 0 | 0 | 0 | 0 | 0 | 0 | 0 | 0 | 0 | 0 | 0 | 0 | 0 | 0 | 0 | 0
F9_Industrial_Instruments_Existing_Process_Natural Gas_Commissioning_A_Achievable Technical Potential | F9 | Industrial | Instruments | Existing | Process | Natural Gas | Commissioning | A | Incremental Winter Peak Savings (MW) | Achievable Technical Potential | 0 | 0 | 0 | 0 | 0 | 0 | 0 | 0 | 0 | 0 | 0 | 0 | 0 | 0 | 0 | 0 | 0 | 0 | 0 | 0 | 0 | 0
F10_Industrial_Instruments_Existing_Process_Natural Gas_Commissioning_A_Achievable Technical Potential | F10 | Industrial | Instruments | Existing | Process | Natural Gas | Commissioning | A | Cumulative Energy Savings (MWh or mTherms) | Achievable Technical Potential | 0 | 0 | 0 | 0 | 0 | 0 | 0 | 0 | 0 | 0 | 0 | 0 | 0 | 0 | 0 | 0 | 0 | 0 | 0 | 0 | 0 | 0
F11_Industrial_Instruments_Existing_Process_Natural Gas_Commissioning_A_Achievable Technical Potential | F11 | Industrial | Instruments | Existing | Process | Natural Gas | Commissioning | A | Cumulative Summer Peak Savings (MW) | Achievable Technical Potential | 0 | 0 | 0 | 0 | 0 | 0 | 0 | 0 | 0 | 0 | 0 | 0 | 0 | 0 | 0 | 0 | 0 | 0 | 0 | 0 | 0 | 0
F12_Industrial_Instruments_Existing_Process_Natural Gas_Commissioning_A_Achievable Technical Potential | F12 | Industrial | Instruments | Existing | Process | Natural Gas | Commissioning | A | Cumulative Winter Peak Savings (MW) | Achievable Technical Potential | 0 | 0 | 0 | 0 | 0 | 0 | 0 | 0 | 0 | 0 | 0 | 0 | 0 | 0 | 0 | 0 | 0 | 0 | 0 | 0 | 0 | 0
F13_Industrial_Instruments_Existing_Process_Natural Gas_Commissioning_A_Achievable Technical Potential | F13 | Industrial | Instruments | Existing | Process | Natural Gas | Commissioning | A | Purchases (Incremental) | Achievable Technical Potential | 0 | 0 | 0 | 0 | 0 | 0 | 0 | 0 | 0 | 0 | 0 | 0 | 0 | 0 | 0 | 0 | 0 | 0 | 0 | 0 | 0 | 0
F14_Industrial_Instruments_Existing_Process_Natural Gas_Commissioning_A_Achievable Technical Potential | F14 | Industrial | Instruments | Existing | Process | Natural Gas | Commissioning | A | Purchases (Cumulative) | Achievable Technical Potential | 0 | 0 | 0 | 0 | 0 | 0 | 0 | 0 | 0 | 0 | 0 | 0 | 0 | 0 | 0 | 0 | 0 | 0 | 0 | 0 | 0 | 0
F1_Industrial_Instruments_Existing_Space Heating_Natural Gas_Retrocommissioning_A_Achievable Technical Potential | F1 | Industrial | Instruments | Existing | Space Heating | Natural Gas | Retrocommissioning | A | Original Unit Energy Savings (kWh or therms) | Achievable Technical Potential | 0 | 0 | 0.50961 | 0.5084 | 0.50719 | 0.506 | 0.50483 | 0.50369 | 0.50258 | 0.50152 | 0.50052 | 0.49956 | 0.49867 | 0.49782 | 0.49703 | 0.49628 | 0.49557 | 0.49491 | 0.49428 | 0.4937 | 0.49315 | 0.49263
F2_Industrial_Instruments_Existing_Space Heating_Natural Gas_Retrocommissioning_A_Achievable Technical Potential | F2 | Industrial | Instruments | Existing | Space Heating | Natural Gas | Retrocommissioning | A | Original Unit Summer Peak Savings (kW) | Achievable Technical Potential | 0 | 0 | 0 | 0 | 0 | 0 | 0 | 0 | 0 | 0 | 0 | 0 | 0 | 0 | 0 | 0 | 0 | 0 | 0 | 0 | 0 | 0
F3_Industrial_Instruments_Existing_Space Heating_Natural Gas_Retrocommissioning_A_Achievable Technical Potential | F3 | Industrial | Instruments | Existing | Space Heating | Natural Gas | Retrocommissioning | A | Original Unit Winter Peak Savings (kW) | Achievable Technical Potential | 0 | 0 | 0 | 0 | 0 | 0 | 0 | 0 | 0 | 0 | 0 | 0 | 0 | 0 | 0 | 0 | 0 | 0 | 0 | 0 | 0 | 0
F4_Industrial_Instruments_Existing_Space Heating_Natural Gas_Retrocommissioning_A_Achievable Technical Potential | F4 | Industrial | Instruments | Existing | Space Heating | Natural Gas | Retrocommissioning | A | Standalone Impact on Baseline Energy (%) | Achievable Technical Potential | 0% | 0% | 0.0124% | 0.02501% | 0.03784% | 0.0509% | 0.06419% | 0.07772% | 0.09148% | 0.1055% | 0.1197% | 0.1342% | 0.149% | 0.164% | 0.1793% | 0.1948% | 0.2106% | 0.2267% | 0.2431% | 0.2597% | 0.2767% | 0.2939%
F5_Industrial_Instruments_Existing_Space Heating_Natural Gas_Retrocommissioning_A_Achievable Technical Potential | F5 | Industrial | Instruments | Existing | Space Heating | Natural Gas | Retrocommissioning | A | Standalone Impact on Baseline Summer Peak (%) | Achievable Technical Potential | bar: 2019 to 2040
F6_Industrial_Instruments_Existing_Space Heating_Natural Gas_Retrocommissioning_A_Achievable Technical Potential | F6 | Industrial | Instruments | Existing | Space Heating | Natural Gas | Retrocommissioning | A | Standalone Impact on Baseline Winter Peak (%) | Achievable Technical Potential | bar: 2019 to 2040
F7_Industrial_Instruments_Existing_Space Heating_Natural Gas_Retrocommissioning_A_Achievable Technical Potential | F7 | Industrial | Instruments | Existing | Space Heating | Natural Gas | Retrocommissioning | A | Incremental Energy Savings (MWh or mTherms) | Achievable Technical Potential | 0 | 0 | 0.054604 | 0.053534 | 0.052487 | 0.05146 | 0.050456 | 0.049474 | 0.048514 | 0.047577 | 0.046663 | 0.045771 | 0.044901 | 0.044053 | 0.043224 | 0.042414 | 0.041624 | 0.040851 | 0.040097 | 0.039358 | 0.038637 | 0.037931
F8_Industrial_Instruments_Existing_Space Heating_Natural Gas_Retrocommissioning_A_Achievable Technical Potential | F8 | Industrial | Instruments | Existing | Space Heating | Natural Gas | Retrocommissioning | A | Incremental Summer Peak Savings (MW) | Achievable Technical Potential | 0 | 0 | 0 | 0 | 0 | 0 | 0 | 0 | 0 | 0 | 0 | 0 | 0 | 0 | 0 | 0 | 0 | 0 | 0 | 0 | 0 | 0
F9_Industrial_Instruments_Existing_Space Heating_Natural Gas_Retrocommissioning_A_Achievable Technical Potential | F9 | Industrial | Instruments | Existing | Space Heating | Natural Gas | Retrocommissioning | A | Incremental Winter Peak Savings (MW) | Achievable Technical Potential | 0 | 0 | 0 | 0 | 0 | 0 | 0 | 0 | 0 | 0 | 0 | 0 | 0 | 0 | 0 | 0 | 0 | 0 | 0 | 0 | 0 | 0
F10_Industrial_Instruments_Existing_Space Heating_Natural Gas_Retrocommissioning_A_Achievable Technical Potential | F10 | Industrial | Instruments | Existing | Space Heating | Natural Gas | Retrocommissioning | A | Cumulative Energy Savings (MWh or mTherms) | Achievable Technical Potential | 0 | 0 | 0.054604 | 0.10801 | 0.16024 | 0.21132 | 0.26129 | 0.31017 | 0.35801 | 0.40483 | 0.45068 | 0.49559 | 0.5396 | 0.58274 | 0.62503 | 0.66651 | 0.70718 | 0.74709 | 0.78624 | 0.82467 | 0.86239 | 0.89941
F11_Industrial_Instruments_Existing_Space Heating_Natural Gas_Retrocommissioning_A_Achievable Technical Potential | F11 | Industrial | Instruments | Existing | Space Heating | Natural Gas | Retrocommissioning | A | Cumulative Summer Peak Savings (MW) | Achievable Technical Potential | 0 | 0 | 0 | 0 | 0 | 0 | 0 | 0 | 0 | 0 | 0 | 0 | 0 | 0 | 0 | 0 | 0 | 0 | 0 | 0 | 0 | 0
F12_Industrial_Instruments_Existing_Space Heating_Natural Gas_Retrocommissioning_A_Achievable Technical Potential | F12 | Industrial | Instruments | Existing | Space Heating | Natural Gas | Retrocommissioning | A | Cumulative Winter Peak Savings (MW) | Achievable Technical Potential | 0 | 0 | 0 | 0 | 0 | 0 | 0 | 0 | 0 | 0 | 0 | 0 | 0 | 0 | 0 | 0 | 0 | 0 | 0 | 0 | 0 | 0
F13_Industrial_Instruments_Existing_Space Heating_Natural Gas_Retrocommissioning_A_Achievable Technical Potential | F13 | Industrial | Instruments | Existing | Space Heating | Natural Gas | Retrocommissioning | A | Purchases (Incremental) | Achievable Technical Potential | 0 | 0 | 107.1471 | 105.2997 | 103.4842 | 101.7 | 99.9465 | 98.2233 | 96.5298 | 94.8655 | 93.2299 | 91.6225 | 90.0428 | 88.4903 | 86.9646 | 85.4652 | 83.9917 | 82.5436 | 81.1204 | 79.7218 | 78.3473 | 76.9964
F14_Industrial_Instruments_Existing_Space Heating_Natural Gas_Retrocommissioning_A_Achievable Technical Potential | F14 | Industrial | Instruments | Existing | Space Heating | Natural Gas | Retrocommissioning | A | Purchases (Cumulative) | Achievable Technical Potential | 0 | 0 | 107.1471 | 212.4468 | 315.931 | 417.631 | 517.5775 | 615.8008 | 712.3306 | 807.1962 | 900.4261 | 992.0485 | 1082.0913 | 1170.5817 | 1257.5463 | 1343.0115 | 1427.0032 | 1509.5468 | 1590.6672 | 1670.389 | 1748.7362 | 1825.7327
F1_Industrial_Instruments_Existing_Process_Natural Gas_Retrocommissioning_A_Achievable Technical Potential | F1 | Industrial | Instruments | Existing | Process | Natural Gas | Retrocommissioning | A | Original Unit Energy Savings (kWh or therms) | Achievable Technical Potential | 0 | 0 | 0 | 0 | 0 | 0 | 0 | 0 | 0 | 0 | 0 | 0 | 0 | 0 | 0 | 0 | 0 | 0 | 0 | 0 | 0 | 0
F2_Industrial_Instruments_Existing_Process_Natural Gas_Retrocommissioning_A_Achievable Technical Potential | F2 | Industrial | Instruments | Existing | Process | Natural Gas | Retrocommissioning | A | Original Unit Summer Peak Savings (kW) | Achievable Technical Potential | 0 | 0 | 0 | 0 | 0 | 0 | 0 | 0 | 0 | 0 | 0 | 0 | 0 | 0 | 0 | 0 | 0 | 0 | 0 | 0 | 0 | 0
F3_Industrial_Instruments_Existing_Process_Natural Gas_Retrocommissioning_A_Achievable Technical Potential | F3 | Industrial | Instruments | Existing | Process | Natural Gas | Retrocommissioning | A | Original Unit Winter Peak Savings (kW) | Achievable Technical Potential | 0 | 0 | 0 | 0 | 0 | 0 | 0 | 0 | 0 | 0 | 0 | 0 | 0 | 0 | 0 | 0 | 0 | 0 | 0 | 0 | 0 | 0
F4_Industrial_Instruments_Existing_Process_Natural Gas_Retrocommissioning_A_Achievable Technical Potential | F4 | Industrial | Instruments | Existing | Process | Natural Gas | Retrocommissioning | A | Standalone Impact on Baseline Energy (%) | Achievable Technical Potential | bar: 2019 to 2040
F5_Industrial_Instruments_Existing_Process_Natural Gas_Retrocommissioning_A_Achievable Technical Potential | F5 | Industrial | Instruments | Existing | Process | Natural Gas | Retrocommissioning | A | Standalone Impact on Baseline Summer Peak (%) | Achievable Technical Potential | bar: 2019 to 2040
F6_Industrial_Instruments_Existing_Process_Natural Gas_Retrocommissioning_A_Achievable Technical Potential | F6 | Industrial | Instruments | Existing | Process | Natural Gas | Retrocommissioning | A | Standalone Impact on Baseline Winter Peak (%) | Achievable Technical Potential | bar: 2019 to 2040
F7_Industrial_Instruments_Existing_Process_Natural Gas_Retrocommissioning_A_Achievable Technical Potential | F7 | Industrial | Instruments | Existing | Process | Natural Gas | Retrocommissioning | A | Incremental Energy Savings (MWh or mTherms) | Achievable Technical Potential | 0 | 0 | 0 | 0 | 0 | 0 | 0 | 0 | 0 | 0 | 0 | 0 | 0 | 0 | 0 | 0 | 0 | 0 | 0 | 0 | 0 | 0
F8_Industrial_Instruments_Existing_Process_Natural Gas_Retrocommissioning_A_Achievable Technical Potential | F8 | Industrial | Instruments | Existing | Process | Natural Gas | Retrocommissioning | A | Incremental Summer Peak Savings (MW) | Achievable Technical Potential | 0 | 0 | 0 | 0 | 0 | 0 | 0 | 0 | 0 | 0 | 0 | 0 | 0 | 0 | 0 | 0 | 0 | 0 | 0 | 0 | 0 | 0
F9_Industrial_Instruments_Existing_Process_Natural Gas_Retrocommissioning_A_Achievable Technical Potential | F9 | Industrial | Instruments | Existing | Process | Natural Gas | Retrocommissioning | A | Incremental Winter Peak Savings (MW) | Achievable Technical Potential | 0 | 0 | 0 | 0 | 0 | 0 | 0 | 0 | 0 | 0 | 0 | 0 | 0 | 0 | 0 | 0 | 0 | 0 | 0 | 0 | 0 | 0
F10_Industrial_Instruments_Existing_Process_Natural Gas_Retrocommissioning_A_Achievable Technical Potential | F10 | Industrial | Instruments | Existing | Process | Natural Gas | Retrocommissioning | A | Cumulative Energy Savings (MWh or mTherms) | Achievable Technical Potential | 0 | 0 | 0 | 0 | 0 | 0 | 0 | 0 | 0 | 0 | 0 | 0 | 0 | 0 | 0 | 0 | 0 | 0 | 0 | 0 | 0 | 0
F11_Industrial_Instruments_Existing_Process_Natural Gas_Retrocommissioning_A_Achievable Technical Potential | F11 | Industrial | Instruments | Existing | Process | Natural Gas | Retrocommissioning | A | Cumulative Summer Peak Savings (MW) | Achievable Technical Potential | 0 | 0 | 0 | 0 | 0 | 0 | 0 | 0 | 0 | 0 | 0 | 0 | 0 | 0 | 0 | 0 | 0 | 0 | 0 | 0 | 0 | 0
F12_Industrial_Instruments_Existing_Process_Natural Gas_Retrocommissioning_A_Achievable Technical Potential | F12 | Industrial | Instruments | Existing | Process | Natural Gas | Retrocommissioning | A | Cumulative Winter Peak Savings (MW) | Achievable Technical Potential | 0 | 0 | 0 | 0 | 0 | 0 | 0 | 0 | 0 | 0 | 0 | 0 | 0 | 0 | 0 | 0 | 0 | 0 | 0 | 0 | 0 | 0
F13_Industrial_Instruments_Existing_Process_Natural Gas_Retrocommissioning_A_Achievable Technical Potential | F13 | Industrial | Instruments | Existing | Process | Natural Gas | Retrocommissioning | A | Purchases (Incremental) | Achievable Technical Potential | 0 | 0 | 107.1471 | 105.2997 | 103.4842 | 101.7 | 99.9465 | 98.2233 | 96.5298 | 94.8655 | 93.2299 | 91.6225 | 90.0428 | 88.4903 | 86.9646 | 85.4652 | 83.9917 | 82.5436 | 81.1204 | 79.7218 | 78.3473 | 76.9964
F14_Industrial_Instruments_Existing_Process_Natural Gas_Retrocommissioning_A_Achievable Technical Potential | F14 | Industrial | Instruments | Existing | Process | Natural Gas | Retrocommissioning | A | Purchases (Cumulative) | Achievable Technical Potential | 0 | 0 | 107.1471 | 212.4468 | 315.931 | 417.631 | 517.5775 | 615.8008 | 712.3306 | 807.1962 | 900.4261 | 992.0485 | 1082.0913 | 1170.5817 | 1257.5463 | 1343.0115 | 1427.0032 | 1509.5468 | 1590.6672 | 1670.389 | 1748.7362 | 1825.7327
F1_Industrial_Instruments_New_Space Heating_Natural Gas_Insulation - Roof/Ceiling_A_Achievable Technical Potential | F1 | Industrial | Instruments | New | Space Heating | Natural Gas | Insulation - Roof/Ceiling | A | Original Unit Energy Savings (kWh or therms) | Achievable Technical Potential | 0 | 0 | 0.078976 | 0.078976 | 0.078976 | 0.078976 | 0.078976 | 0.078976 | 0.078976 | 0.078976 | 0.078976 | 0.078976 | 0.078976 | 0.078976 | 0.078976 | 0.078976 | 0.078976 | 0.078976 | 0.078976 | 0.078976 | 0.078976 | 0.078976
F2_Industrial_Instruments_New_Space Heating_Natural Gas_Insulation - Roof/Ceiling_A_Achievable Technical Potential | F2 | Industrial | Instruments | New | Space Heating | Natural Gas | Insulation - Roof/Ceiling | A | Original Unit Summer Peak Savings (kW) | Achievable Technical Potential | 0 | 0 | 0 | 0 | 0 | 0 | 0 | 0 | 0 | 0 | 0 | 0 | 0 | 0 | 0 | 0 | 0 | 0 | 0 | 0 | 0 | 0
F3_Industrial_Instruments_New_Space Heating_Natural Gas_Insulation - Roof/Ceiling_A_Achievable Technical Potential | F3 | Industrial | Instruments | New | Space Heating | Natural Gas | Insulation - Roof/Ceiling | A | Original Unit Winter Peak Savings (kW) | Achievable Technical Potential | 0 | 0 | 0 | 0 | 0 | 0 | 0 | 0 | 0 | 0 | 0 | 0 | 0 | 0 | 0 | 0 | 0 | 0 | 0 | 0 | 0 | 0
F4_Industrial_Instruments_New_Space Heating_Natural Gas_Insulation - Roof/Ceiling_A_Achievable Technical Potential | F4 | Industrial | Instruments | New | Space Heating | Natural Gas | Insulation - Roof/Ceiling | A | Standalone Impact on Baseline Energy (%) | Achievable Technical Potential | bar: 2019 to 2040
F5_Industrial_Instruments_New_Space Heating_Natural Gas_Insulation - Roof/Ceiling_A_Achievable Technical Potential | F5 | Industrial | Instruments | New | Space Heating | Natural Gas | Insulation - Roof/Ceiling | A | Standalone Impact on Baseline Summer Peak (%) | Achievable Technical Potential | bar: 2019 to 2040
F6_Industrial_Instruments_New_Space Heating_Natural Gas_Insulation - Roof/Ceiling_A_Achievable Technical Potential | F6 | Industrial | Instruments | New | Space Heating | Natural Gas | Insulation - Roof/Ceiling | A | Standalone Impact on Baseline Winter Peak (%) | Achievable Technical Potential | bar: 2019 to 2040
F7_Industrial_Instruments_New_Space Heating_Natural Gas_Insulation - Roof/Ceiling_A_Achievable Technical Potential | F7 | Industrial | Instruments | New | Space Heating | Natural Gas | Insulation - Roof/Ceiling | A | Incremental Energy Savings (MWh or mTherms) | Achievable Technical Potential | 0 | 0 | 0 | 0 | 0 | 0 | 0 | 0 | 0 | 0 | 0 | 0 | 0 | 0 | 0 | 0 | 0 | 0 | 0 | 0 | 0 | 0
F8_Industrial_Instruments_New_Space Heating_Natural Gas_Insulation - Roof/Ceiling_A_Achievable Technical Potential | F8 | Industrial | Instruments | New | Space Heating | Natural Gas | Insulation - Roof/Ceiling | A | Incremental Summer Peak Savings (MW) | Achievable Technical Potential | 0 | 0 | 0 | 0 | 0 | 0 | 0 | 0 | 0 | 0 | 0 | 0 | 0 | 0 | 0 | 0 | 0 | 0 | 0 | 0 | 0 | 0
F9_Industrial_Instruments_New_Space Heating_Natural Gas_Insulation - Roof/Ceiling_A_Achievable Technical Potential | F9 | Industrial | Instruments | New | Space Heating | Natural Gas | Insulation - Roof/Ceiling | A | Incremental Winter Peak Savings (MW) | Achievable Technical Potential | 0 | 0 | 0 | 0 | 0 | 0 | 0 | 0 | 0 | 0 | 0 | 0 | 0 | 0 | 0 | 0 | 0 | 0 | 0 | 0 | 0 | 0
F10_Industrial_Instruments_New_Space Heating_Natural Gas_Insulation - Roof/Ceiling_A_Achievable Technical Potential | F10 | Industrial | Instruments | New | Space Heating | Natural Gas | Insulation - Roof/Ceiling | A | Cumulative Energy Savings (MWh or mTherms) | Achievable Technical Potential | 0 | 0 | 0 | 0 | 0 | 0 | 0 | 0 | 0 | 0 | 0 | 0 | 0 | 0 | 0 | 0 | 0 | 0 | 0 | 0 | 0 | 0
F11_Industrial_Instruments_New_Space Heating_Natural Gas_Insulation - Roof/Ceiling_A_Achievable Technical Potential | F11 | Industrial | Instruments | New | Space Heating | Natural Gas | Insulation - Roof/Ceiling | A | Cumulative Summer Peak Savings (MW) | Achievable Technical Potential | 0 | 0 | 0 | 0 | 0 | 0 | 0 | 0 | 0 | 0 | 0 | 0 | 0 | 0 | 0 | 0 | 0 | 0 | 0 | 0 | 0 | 0
F12_Industrial_Instruments_New_Space Heating_Natural Gas_Insulation - Roof/Ceiling_A_Achievable Technical Potential | F12 | Industrial | Instruments | New | Space Heating | Natural Gas | Insulation - Roof/Ceiling | A | Cumulative Winter Peak Savings (MW) | Achievable Technical Potential | 0 | 0 | 0 | 0 | 0 | 0 | 0 | 0 | 0 | 0 | 0 | 0 | 0 | 0 | 0 | 0 | 0 | 0 | 0 | 0 | 0 | 0
F13_Industrial_Instruments_New_Space Heating_Natural Gas_Insulation - Roof/Ceiling_A_Achievable Technical Potential | F13 | Industrial | Instruments | New | Space Heating | Natural Gas | Insulation - Roof/Ceiling | A | Purchases (Incremental) | Achievable Technical Potential | 0 | 0 | 0 | 0 | 0 | 0 | 0 | 0 | 0 | 0 | 0 | 0 | 0 | 0 | 0 | 0 | 0 | 0 | 0 | 0 | 0 | 0
F14_Industrial_Instruments_New_Space Heating_Natural Gas_Insulation - Roof/Ceiling_A_Achievable Technical Potential | F14 | Industrial | Instruments | New | Space Heating | Natural Gas | Insulation - Roof/Ceiling | A | Purchases (Cumulative) | Achievable Technical Potential | 0 | 0 | 0 | 0 | 0 | 0 | 0 | 0 | 0 | 0 | 0 | 0 | 0 | 0 | 0 | 0 | 0 | 0 | 0 | 0 | 0 | 0
F1_Industrial_Instruments_New_Space Heating_Natural Gas_Insulation - Wall Cavity_A_Achievable Technical Potential | F1 | Industrial | Instruments | New | Space Heating | Natural Gas | Insulation - Wall Cavity | A | Original Unit Energy Savings (kWh or therms) | Achievable Technical Potential | 0 | 0 | 0.017277 | 0.017277 | 0.017277 | 0.017277 | 0.017277 | 0.017277 | 0.017277 | 0.017277 | 0.017277 | 0.017277 | 0.017277 | 0.017277 | 0.017277 | 0.017277 | 0.017277 | 0.017277 | 0.017277 | 0.017277 | 0.017277 | 0.017277
F2_Industrial_Instruments_New_Space Heating_Natural Gas_Insulation - Wall Cavity_A_Achievable Technical Potential | F2 | Industrial | Instruments | New | Space Heating | Natural Gas | Insulation - Wall Cavity | A | Original Unit Summer Peak Savings (kW) | Achievable Technical Potential | 0 | 0 | 0 | 0 | 0 | 0 | 0 | 0 | 0 | 0 | 0 | 0 | 0 | 0 | 0 | 0 | 0 | 0 | 0 | 0 | 0 | 0
F3_Industrial_Instruments_New_Space Heating_Natural Gas_Insulation - Wall Cavity_A_Achievable Technical Potential | F3 | Industrial | Instruments | New | Space Heating | Natural Gas | Insulation - Wall Cavity | A | Original Unit Winter Peak Savings (kW) | Achievable Technical Potential | 0 | 0 | 0 | 0 | 0 | 0 | 0 | 0 | 0 | 0 | 0 | 0 | 0 | 0 | 0 | 0 | 0 | 0 | 0 | 0 | 0 | 0
F4_Industrial_Instruments_New_Space Heating_Natural Gas_Insulation - Wall Cavity_A_Achievable Technical Potential | F4 | Industrial | Instruments | New | Space Heating | Natural Gas | Insulation - Wall Cavity | A | Standalone Impact on Baseline Energy (%) | Achievable Technical Potential | bar: 2019 to 2040
F5_Industrial_Instruments_New_Space Heating_Natural Gas_Insulation - Wall Cavity_A_Achievable Technical Potential | F5 | Industrial | Instruments | New | Space Heating | Natural Gas | Insulation - Wall Cavity | A | Standalone Impact on Baseline Summer Peak (%) | Achievable Technical Potential | bar: 2019 to 2040
F6_Industrial_Instruments_New_Space Heating_Natural Gas_Insulation - Wall Cavity_A_Achievable Technical Potential | F6 | Industrial | Instruments | New | Space Heating | Natural Gas | Insulation - Wall Cavity | A | Standalone Impact on Baseline Winter Peak (%) | Achievable Technical Potential | bar: 2019 to 2040
F7_Industrial_Instruments_New_Space Heating_Natural Gas_Insulation - Wall Cavity_A_Achievable Technical Potential | F7 | Industrial | Instruments | New | Space Heating | Natural Gas | Insulation - Wall Cavity | A | Incremental Energy Savings (MWh or mTherms) | Achievable Technical Potential | 0 | 0 | 0 | 0 | 0 | 0 | 0 | 0 | 0 | 0 | 0 | 0 | 0 | 0 | 0 | 0 | 0 | 0 | 0 | 0 | 0 | 0
F8_Industrial_Instruments_New_Space Heating_Natural Gas_Insulation - Wall Cavity_A_Achievable Technical Potential | F8 | Industrial | Instruments | New | Space Heating | Natural Gas | Insulation - Wall Cavity | A | Incremental Summer Peak Savings (MW) | Achievable Technical Potential | 0 | 0 | 0 | 0 | 0 | 0 | 0 | 0 | 0 | 0 | 0 | 0 | 0 | 0 | 0 | 0 | 0 | 0 | 0 | 0 | 0 | 0
F9_Industrial_Instruments_New_Space Heating_Natural Gas_Insulation - Wall Cavity_A_Achievable Technical Potential | F9 | Industrial | Instruments | New | Space Heating | Natural Gas | Insulation - Wall Cavity | A | Incremental Winter Peak Savings (MW) | Achievable Technical Potential | 0 | 0 | 0 | 0 | 0 | 0 | 0 | 0 | 0 | 0 | 0 | 0 | 0 | 0 | 0 | 0 | 0 | 0 | 0 | 0 | 0 | 0
F10_Industrial_Instruments_New_Space Heating_Natural Gas_Insulation - Wall Cavity_A_Achievable Technical Potential | F10 | Industrial | Instruments | New | Space Heating | Natural Gas | Insulation - Wall Cavity | A | Cumulative Energy Savings (MWh or mTherms) | Achievable Technical Potential | 0 | 0 | 0 | 0 | 0 | 0 | 0 | 0 | 0 | 0 | 0 | 0 | 0 | 0 | 0 | 0 | 0 | 0 | 0 | 0 | 0 | 0
F11_Industrial_Instruments_New_Space Heating_Natural Gas_Insulation - Wall Cavity_A_Achievable Technical Potential | F11 | Industrial | Instruments | New | Space Heating | Natural Gas | Insulation - Wall Cavity | A | Cumulative Summer Peak Savings (MW) | Achievable Technical Potential | 0 | 0 | 0 | 0 | 0 | 0 | 0 | 0 | 0 | 0 | 0 | 0 | 0 | 0 | 0 | 0 | 0 | 0 | 0 | 0 | 0 | 0
F12_Industrial_Instruments_New_Space Heating_Natural Gas_Insulation - Wall Cavity_A_Achievable Technical Potential | F12 | Industrial | Instruments | New | Space Heating | Natural Gas | Insulation - Wall Cavity | A | Cumulative Winter Peak Savings (MW) | Achievable Technical Potential | 0 | 0 | 0 | 0 | 0 | 0 | 0 | 0 | 0 | 0 | 0 | 0 | 0 | 0 | 0 | 0 | 0 | 0 | 0 | 0 | 0 | 0
F13_Industrial_Instruments_New_Space Heating_Natural Gas_Insulation - Wall Cavity_A_Achievable Technical Potential | F13 | Industrial | Instruments | New | Space Heating | Natural Gas | Insulation - Wall Cavity | A | Purchases (Incremental) | Achievable Technical Potential | 0 | 0 | 0 | 0 | 0 | 0 | 0 | 0 | 0 | 0 | 0 | 0 | 0 | 0 | 0 | 0 | 0 | 0 | 0 | 0 | 0 | 0
F14_Industrial_Instruments_New_Space Heating_Natural Gas_Insulation - Wall Cavity_A_Achievable Technical Potential | F14 | Industrial | Instruments | New | Space Heating | Natural Gas | Insulation - Wall Cavity | A | Purchases (Cumulative) | Achievable Technical Potential | 0 | 0 | 0 | 0 | 0 | 0 | 0 | 0 | 0 | 0 | 0 | 0 | 0 | 0 | 0 | 0 | 0 | 0 | 0 | 0 | 0 | 0
F1_Industrial_Instruments_New_Space Heating_Natural Gas_Insulation - Ducting_A_Achievable Technical Potential | F1 | Industrial | Instruments | New | Space Heating | Natural Gas | Insulation - Ducting | A | Original Unit Energy Savings (kWh or therms) | Achievable Technical Potential | 0 | 0 | 0.0012737 | 0.0012737 | 0.0012737 | 0.0012737 | 0.0012737 | 0.0012737 | 0.0012737 | 0.0012737 | 0.0012737 | 0.0012737 | 0.0012737 | 0.0012737 | 0.0012737 | 0.0012737 | 0.0012737 | 0.0012737 | 0.0012737 | 0.0012737 | 0.0012737 | 0.0012737
F2_Industrial_Instruments_New_Space Heating_Natural Gas_Insulation - Ducting_A_Achievable Technical Potential | F2 | Industrial | Instruments | New | Space Heating | Natural Gas | Insulation - Ducting | A | Original Unit Summer Peak Savings (kW) | Achievable Technical Potential | 0 | 0 | 0 | 0 | 0 | 0 | 0 | 0 | 0 | 0 | 0 | 0 | 0 | 0 | 0 | 0 | 0 | 0 | 0 | 0 | 0 | 0
F3_Industrial_Instruments_New_Space Heating_Natural Gas_Insulation - Ducting_A_Achievable Technical Potential | F3 | Industrial | Instruments | New | Space Heating | Natural Gas | Insulation - Ducting | A | Original Unit Winter Peak Savings (kW) | Achievable Technical Potential | 0 | 0 | 0 | 0 | 0 | 0 | 0 | 0 | 0 | 0 | 0 | 0 | 0 | 0 | 0 | 0 | 0 | 0 | 0 | 0 | 0 | 0
F4_Industrial_Instruments_New_Space Heating_Natural Gas_Insulation - Ducting_A_Achievable Technical Potential | F4 | Industrial | Instruments | New | Space Heating | Natural Gas | Insulation - Ducting | A | Standalone Impact on Baseline Energy (%) | Achievable Technical Potential | bar: 2019 to 2040
F5_Industrial_Instruments_New_Space Heating_Natural Gas_Insulation - Ducting_A_Achievable Technical Potential | F5 | Industrial | Instruments | New | Space Heating | Natural Gas | Insulation - Ducting | A | Standalone Impact on Baseline Summer Peak (%) | Achievable Technical Potential | bar: 2019 to 2040
F6_Industrial_Instruments_New_Space Heating_Natural Gas_Insulation - Ducting_A_Achievable Technical Potential | F6 | Industrial | Instruments | New | Space Heating | Natural Gas | Insulation - Ducting | A | Standalone Impact on Baseline Winter Peak (%) | Achievable Technical Potential | bar: 2019 to 2040
F7_Industrial_Instruments_New_Space Heating_Natural Gas_Insulation - Ducting_A_Achievable Technical Potential | F7 | Industrial | Instruments | New | Space Heating | Natural Gas | Insulation - Ducting | A | Incremental Energy Savings (MWh or mTherms) | Achievable Technical Potential | 0 | 0 | 0 | 0 | 0 | 0 | 0 | 0 | 0 | 0 | 0 | 0 | 0 | 0 | 0 | 0 | 0 | 0 | 0 | 0 | 0 | 0
F8_Industrial_Instruments_New_Space Heating_Natural Gas_Insulation - Ducting_A_Achievable Technical Potential | F8 | Industrial | Instruments | New | Space Heating | Natural Gas | Insulation - Ducting | A | Incremental Summer Peak Savings (MW) | Achievable Technical Potential | 0 | 0 | 0 | 0 | 0 | 0 | 0 | 0 | 0 | 0 | 0 | 0 | 0 | 0 | 0 | 0 | 0 | 0 | 0 | 0 | 0 | 0
F9_Industrial_Instruments_New_Space Heating_Natural Gas_Insulation - Ducting_A_Achievable Technical Potential | F9 | Industrial | Instruments | New | Space Heating | Natural Gas | Insulation - Ducting | A | Incremental Winter Peak Savings (MW) | Achievable Technical Potential | 0 | 0 | 0 | 0 | 0 | 0 | 0 | 0 | 0 | 0 | 0 | 0 | 0 | 0 | 0 | 0 | 0 | 0 | 0 | 0 | 0 | 0
F10_Industrial_Instruments_New_Space Heating_Natural Gas_Insulation - Ducting_A_Achievable Technical Potential | F10 | Industrial | Instruments | New | Space Heating | Natural Gas | Insulation - Ducting | A | Cumulative Energy Savings (MWh or mTherms) | Achievable Technical Potential | 0 | 0 | 0 | 0 | 0 | 0 | 0 | 0 | 0 | 0 | 0 | 0 | 0 | 0 | 0 | 0 | 0 | 0 | 0 | 0 | 0 | 0
F11_Industrial_Instruments_New_Space Heating_Natural Gas_Insulation - Ducting_A_Achievable Technical Potential | F11 | Industrial | Instruments | New | Space Heating | Natural Gas | Insulation - Ducting | A | Cumulative Summer Peak Savings (MW) | Achievable Technical Potential | 0 | 0 | 0 | 0 | 0 | 0 | 0 | 0 | 0 | 0 | 0 | 0 | 0 | 0 | 0 | 0 | 0 | 0 | 0 | 0 | 0 | 0
F12_Industrial_Instruments_New_Space Heating_Natural Gas_Insulation - Ducting_A_Achievable Technical Potential | F12 | Industrial | Instruments | New | Space Heating | Natural Gas | Insulation - Ducting | A | Cumulative Winter Peak Savings (MW) | Achievable Technical Potential | 0 | 0 | 0 | 0 | 0 | 0 | 0 | 0 | 0 | 0 | 0 | 0 | 0 | 0 | 0 | 0 | 0 | 0 | 0 | 0 | 0 | 0
F13_Industrial_Instruments_New_Space Heating_Natural Gas_Insulation - Ducting_A_Achievable Technical Potential | F13 | Industrial | Instruments | New | Space Heating | Natural Gas | Insulation - Ducting | A | Purchases (Incremental) | Achievable Technical Potential | 0 | 0 | 0 | 0 | 0 | 0 | 0 | 0 | 0 | 0 | 0 | 0 | 0 | 0 | 0 | 0 | 0 | 0 | 0 | 0 | 0 | 0
F14_Industrial_Instruments_New_Space Heating_Natural Gas_Insulation - Ducting_A_Achievable Technical Potential | F14 | Industrial | Instruments | New | Space Heating | Natural Gas | Insulation - Ducting | A | Purchases (Cumulative) | Achievable Technical Potential | 0 | 0 | 0 | 0 | 0 | 0 | 0 | 0 | 0 | 0 | 0 | 0 | 0 | 0 | 0 | 0 | 0 | 0 | 0 | 0 | 0 | 0
F1_Industrial_Instruments_New_Space Heating_Natural Gas_HVAC - Duct Repair and Sealing_A_Achievable Technical Potential | F1 | Industrial | Instruments | New | Space Heating | Natural Gas | HVAC - Duct Repair and Sealing | A | Original Unit Energy Savings (kWh or therms) | Achievable Technical Potential | 0 | 0 | 0.0036023 | 0.0036023 | 0.0036023 | 0.0036023 | 0.0036023 | 0.0036023 | 0.0036023 | 0.0036023 | 0.0036023 | 0.0036023 | 0.0036023 | 0.0036023 | 0.0036023 | 0.0036023 | 0.0036023 | 0.0036023 | 0.0036023 | 0.0036023 | 0.0036023 | 0.0036023
F2_Industrial_Instruments_New_Space Heating_Natural Gas_HVAC - Duct Repair and Sealing_A_Achievable Technical Potential | F2 | Industrial | Instruments | New | Space Heating | Natural Gas | HVAC - Duct Repair and Sealing | A | Original Unit Summer Peak Savings (kW) | Achievable Technical Potential | 0 | 0 | 0 | 0 | 0 | 0 | 0 | 0 | 0 | 0 | 0 | 0 | 0 | 0 | 0 | 0 | 0 | 0 | 0 | 0 | 0 | 0
F3_Industrial_Instruments_New_Space Heating_Natural Gas_HVAC - Duct Repair and Sealing_A_Achievable Technical Potential | F3 | Industrial | Instruments | New | Space Heating | Natural Gas | HVAC - Duct Repair and Sealing | A | Original Unit Winter Peak Savings (kW) | Achievable Technical Potential | 0 | 0 | 0 | 0 | 0 | 0 | 0 | 0 | 0 | 0 | 0 | 0 | 0 | 0 | 0 | 0 | 0 | 0 | 0 | 0 | 0 | 0
F4_Industrial_Instruments_New_Space Heating_Natural Gas_HVAC - Duct Repair and Sealing_A_Achievable Technical Potential | F4 | Industrial | Instruments | New | Space Heating | Natural Gas | HVAC - Duct Repair and Sealing | A | Standalone Impact on Baseline Energy (%) | Achievable Technical Potential | bar: 2019 to 2040
F5_Industrial_Instruments_New_Space Heating_Natural Gas_HVAC - Duct Repair and Sealing_A_Achievable Technical Potential | F5 | Industrial | Instruments | New | Space Heating | Natural Gas | HVAC - Duct Repair and Sealing | A | Standalone Impact on Baseline Summer Peak (%) | Achievable Technical Potential | bar: 2019 to 2040
F6_Industrial_Instruments_New_Space Heating_Natural Gas_HVAC - Duct Repair and Sealing_A_Achievable Technical Potential | F6 | Industrial | Instruments | New | Space Heating | Natural Gas | HVAC - Duct Repair and Sealing | A | Standalone Impact on Baseline Winter Peak (%) | Achievable Technical Potential | bar: 2019 to 2040
F7_Industrial_Instruments_New_Space Heating_Natural Gas_HVAC - Duct Repair and Sealing_A_Achievable Technical Potential | F7 | Industrial | Instruments | New | Space Heating | Natural Gas | HVAC - Duct Repair and Sealing | A | Incremental Energy Savings (MWh or mTherms) | Achievable Technical Potential | 0 | 0 | 0 | 0 | 0 | 0 | 0 | 0 | 0 | 0 | 0 | 0 | 0 | 0 | 0 | 0 | 0 | 0 | 0 | 0 | 0 | 0
F8_Industrial_Instruments_New_Space Heating_Natural Gas_HVAC - Duct Repair and Sealing_A_Achievable Technical Potential | F8 | Industrial | Instruments | New | Space Heating | Natural Gas | HVAC - Duct Repair and Sealing | A | Incremental Summer Peak Savings (MW) | Achievable Technical Potential | 0 | 0 | 0 | 0 | 0 | 0 | 0 | 0 | 0 | 0 | 0 | 0 | 0 | 0 | 0 | 0 | 0 | 0 | 0 | 0 | 0 | 0
F9_Industrial_Instruments_New_Space Heating_Natural Gas_HVAC - Duct Repair and Sealing_A_Achievable Technical Potential | F9 | Industrial | Instruments | New | Space Heating | Natural Gas | HVAC - Duct Repair and Sealing | A | Incremental Winter Peak Savings (MW) | Achievable Technical Potential | 0 | 0 | 0 | 0 | 0 | 0 | 0 | 0 | 0 | 0 | 0 | 0 | 0 | 0 | 0 | 0 | 0 | 0 | 0 | 0 | 0 | 0
F10_Industrial_Instruments_New_Space Heating_Natural Gas_HVAC - Duct Repair and Sealing_A_Achievable Technical Potential | F10 | Industrial | Instruments | New | Space Heating | Natural Gas | HVAC - Duct Repair and Sealing | A | Cumulative Energy Savings (MWh or mTherms) | Achievable Technical Potential | 0 | 0 | 0 | 0 | 0 | 0 | 0 | 0 | 0 | 0 | 0 | 0 | 0 | 0 | 0 | 0 | 0 | 0 | 0 | 0 | 0 | 0
F11_Industrial_Instruments_New_Space Heating_Natural Gas_HVAC - Duct Repair and Sealing_A_Achievable Technical Potential | F11 | Industrial | Instruments | New | Space Heating | Natural Gas | HVAC - Duct Repair and Sealing | A | Cumulative Summer Peak Savings (MW) | Achievable Technical Potential | 0 | 0 | 0 | 0 | 0 | 0 | 0 | 0 | 0 | 0 | 0 | 0 | 0 | 0 | 0 | 0 | 0 | 0 | 0 | 0 | 0 | 0
F12_Industrial_Instruments_New_Space Heating_Natural Gas_HVAC - Duct Repair and Sealing_A_Achievable Technical Potential | F12 | Industrial | Instruments | New | Space Heating | Natural Gas | HVAC - Duct Repair and Sealing | A | Cumulative Winter Peak Savings (MW) | Achievable Technical Potential | 0 | 0 | 0 | 0 | 0 | 0 | 0 | 0 | 0 | 0 | 0 | 0 | 0 | 0 | 0 | 0 | 0 | 0 | 0 | 0 | 0 | 0
F13_Industrial_Instruments_New_Space Heating_Natural Gas_HVAC - Duct Repair and Sealing_A_Achievable Technical Potential | F13 | Industrial | Instruments | New | Space Heating | Natural Gas | HVAC - Duct Repair and Sealing | A | Purchases (Incremental) | Achievable Technical Potential | 0 | 0 | 0 | 0 | 0 | 0 | 0 | 0 | 0 | 0 | 0 | 0 | 0 | 0 | 0 | 0 | 0 | 0 | 0 | 0 | 0 | 0
F14_Industrial_Instruments_New_Space Heating_Natural Gas_HVAC - Duct Repair and Sealing_A_Achievable Technical Potential | F14 | Industrial | Instruments | New | Space Heating | Natural Gas | HVAC - Duct Repair and Sealing | A | Purchases (Cumulative) | Achievable Technical Potential | 0 | 0 | 0 | 0 | 0 | 0 | 0 | 0 | 0 | 0 | 0 | 0 | 0 | 0 | 0 | 0 | 0 | 0 | 0 | 0 | 0 | 0
F1_Industrial_Instruments_New_Space Heating_Natural Gas_Windows - High Efficiency_A_Achievable Technical Potential | F1 | Industrial | Instruments | New | Space Heating | Natural Gas | Windows - High Efficiency | A | Original Unit Energy Savings (kWh or therms) | Achievable Technical Potential | 0 | 0 | 0.0073878 | 0.0073878 | 0.0073878 | 0.0073878 | 0.0073878 | 0.0073878 | 0.0073878 | 0.0073878 | 0.0073878 | 0.0073878 | 0.0073878 | 0.0073878 | 0.0073878 | 0.0073878 | 0.0073878 | 0.0073878 | 0.0073878 | 0.0073878 | 0.0073878 | 0.0073878
F2_Industrial_Instruments_New_Space Heating_Natural Gas_Windows - High Efficiency_A_Achievable Technical Potential | F2 | Industrial | Instruments | New | Space Heating | Natural Gas | Windows - High Efficiency | A | Original Unit Summer Peak Savings (kW) | Achievable Technical Potential | 0 | 0 | 0 | 0 | 0 | 0 | 0 | 0 | 0 | 0 | 0 | 0 | 0 | 0 | 0 | 0 | 0 | 0 | 0 | 0 | 0 | 0
F3_Industrial_Instruments_New_Space Heating_Natural Gas_Windows - High Efficiency_A_Achievable Technical Potential | F3 | Industrial | Instruments | New | Space Heating | Natural Gas | Windows - High Efficiency | A | Original Unit Winter Peak Savings (kW) | Achievable Technical Potential | 0 | 0 | 0 | 0 | 0 | 0 | 0 | 0 | 0 | 0 | 0 | 0 | 0 | 0 | 0 | 0 | 0 | 0 | 0 | 0 | 0 | 0
F4_Industrial_Instruments_New_Space Heating_Natural Gas_Windows - High Efficiency_A_Achievable Technical Potential | F4 | Industrial | Instruments | New | Space Heating | Natural Gas | Windows - High Efficiency | A | Standalone Impact on Baseline Energy (%) | Achievable Technical Potential | bar: 2019 to 2040
F5_Industrial_Instruments_New_Space Heating_Natural Gas_Windows - High Efficiency_A_Achievable Technical Potential | F5 | Industrial | Instruments | New | Space Heating | Natural Gas | Windows - High Efficiency | A | Standalone Impact on Baseline Summer Peak (%) | Achievable Technical Potential | bar: 2019 to 2040
F6_Industrial_Instruments_New_Space Heating_Natural Gas_Windows - High Efficiency_A_Achievable Technical Potential | F6 | Industrial | Instruments | New | Space Heating | Natural Gas | Windows - High Efficiency | A | Standalone Impact on Baseline Winter Peak (%) | Achievable Technical Potential | bar: 2019 to 2040
F7_Industrial_Instruments_New_Space Heating_Natural Gas_Windows - High Efficiency_A_Achievable Technical Potential | F7 | Industrial | Instruments | New | Space Heating | Natural Gas | Windows - High Efficiency | A | Incremental Energy Savings (MWh or mTherms) | Achievable Technical Potential | 0 | 0 | 0 | 0 | 0 | 0 | 0 | 0 | 0 | 0 | 0 | 0 | 0 | 0 | 0 | 0 | 0 | 0 | 0 | 0 | 0 | 0
F8_Industrial_Instruments_New_Space Heating_Natural Gas_Windows - High Efficiency_A_Achievable Technical Potential | F8 | Industrial | Instruments | New | Space Heating | Natural Gas | Windows - High Efficiency | A | Incremental Summer Peak Savings (MW) | Achievable Technical Potential | 0 | 0 | 0 | 0 | 0 | 0 | 0 | 0 | 0 | 0 | 0 | 0 | 0 | 0 | 0 | 0 | 0 | 0 | 0 | 0 | 0 | 0
F9_Industrial_Instruments_New_Space Heating_Natural Gas_Windows - High Efficiency_A_Achievable Technical Potential | F9 | Industrial | Instruments | New | Space Heating | Natural Gas | Windows - High Efficiency | A | Incremental Winter Peak Savings (MW) | Achievable Technical Potential | 0 | 0 | 0 | 0 | 0 | 0 | 0 | 0 | 0 | 0 | 0 | 0 | 0 | 0 | 0 | 0 | 0 | 0 | 0 | 0 | 0 | 0
F10_Industrial_Instruments_New_Space Heating_Natural Gas_Windows - High Efficiency_A_Achievable Technical Potential | F10 | Industrial | Instruments | New | Space Heating | Natural Gas | Windows - High Efficiency | A | Cumulative Energy Savings (MWh or mTherms) | Achievable Technical Potential | 0 | 0 | 0 | 0 | 0 | 0 | 0 | 0 | 0 | 0 | 0 | 0 | 0 | 0 | 0 | 0 | 0 | 0 | 0 | 0 | 0 | 0
F11_Industrial_Instruments_New_Space Heating_Natural Gas_Windows - High Efficiency_A_Achievable Technical Potential | F11 | Industrial | Instruments | New | Space Heating | Natural Gas | Windows - High Efficiency | A | Cumulative Summer Peak Savings (MW) | Achievable Technical Potential | 0 | 0 | 0 | 0 | 0 | 0 | 0 | 0 | 0 | 0 | 0 | 0 | 0 | 0 | 0 | 0 | 0 | 0 | 0 | 0 | 0 | 0
F12_Industrial_Instruments_New_Space Heating_Natural Gas_Windows - High Efficiency_A_Achievable Technical Potential | F12 | Industrial | Instruments | New | Space Heating | Natural Gas | Windows - High Efficiency | A | Cumulative Winter Peak Savings (MW) | Achievable Technical Potential | 0 | 0 | 0 | 0 | 0 | 0 | 0 | 0 | 0 | 0 | 0 | 0 | 0 | 0 | 0 | 0 | 0 | 0 | 0 | 0 | 0 | 0
F13_Industrial_Instruments_New_Space Heating_Natural Gas_Windows - High Efficiency_A_Achievable Technical Potential | F13 | Industrial | Instruments | New | Space Heating | Natural Gas | Windows - High Efficiency | A | Purchases (Incremental) | Achievable Technical Potential | 0 | 0 | 0 | 0 | 0 | 0 | 0 | 0 | 0 | 0 | 0 | 0 | 0 | 0 | 0 | 0 | 0 | 0 | 0 | 0 | 0 | 0
F14_Industrial_Instruments_New_Space Heating_Natural Gas_Windows - High Efficiency_A_Achievable Technical Potential | F14 | Industrial | Instruments | New | Space Heating | Natural Gas | Windows - High Efficiency | A | Purchases (Cumulative) | Achievable Technical Potential | 0 | 0 | 0 | 0 | 0 | 0 | 0 | 0 | 0 | 0 | 0 | 0 | 0 | 0 | 0 | 0 | 0 | 0 | 0 | 0 | 0 | 0
F1_Industrial_Instruments_New_Space Heating_Natural Gas_Gas Boiler - Maintenance_A_Achievable Technical Potential | F1 | Industrial | Instruments | New | Space Heating | Natural Gas | Gas Boiler - Maintenance | A | Original Unit Energy Savings (kWh or therms) | Achievable Technical Potential | 0 | 0 | 3.9458 | 3.9458 | 3.9458 | 3.9458 | 3.9458 | 3.9458 | 3.9458 | 3.9458 | 3.9458 | 3.9458 | 3.9458 | 3.9458 | 3.9458 | 3.9458 | 3.9458 | 3.9458 | 3.9458 | 3.9458 | 3.9458 | 3.9458
F2_Industrial_Instruments_New_Space Heating_Natural Gas_Gas Boiler - Maintenance_A_Achievable Technical Potential | F2 | Industrial | Instruments | New | Space Heating | Natural Gas | Gas Boiler - Maintenance | A | Original Unit Summer Peak Savings (kW) | Achievable Technical Potential | 0 | 0 | 0 | 0 | 0 | 0 | 0 | 0 | 0 | 0 | 0 | 0 | 0 | 0 | 0 | 0 | 0 | 0 | 0 | 0 | 0 | 0
F3_Industrial_Instruments_New_Space Heating_Natural Gas_Gas Boiler - Maintenance_A_Achievable Technical Potential | F3 | Industrial | Instruments | New | Space Heating | Natural Gas | Gas Boiler - Maintenance | A | Original Unit Winter Peak Savings (kW) | Achievable Technical Potential | 0 | 0 | 0 | 0 | 0 | 0 | 0 | 0 | 0 | 0 | 0 | 0 | 0 | 0 | 0 | 0 | 0 | 0 | 0 | 0 | 0 | 0
F4_Industrial_Instruments_New_Space Heating_Natural Gas_Gas Boiler - Maintenance_A_Achievable Technical Potential | F4 | Industrial | Instruments | New | Space Heating | Natural Gas | Gas Boiler - Maintenance | A | Standalone Impact on Baseline Energy (%) | Achievable Technical Potential | 0% | 0% | 0.002102% | 0.002678% | 0.002898% | 0.002333% | 0.00205% | 0.001805% | 0.001597% | 0.001413% | 0.001302% | 0.001194% | 0.001103% | 0.001014% | 0.0009612% | 0.000904% | 0.0008533% | 0.000801% | 0.0007699% | 0.0007346% | 0.0007033% | 0.0006747%
F5_Industrial_Instruments_New_Space Heating_Natural Gas_Gas Boiler - Maintenance_A_Achievable Technical Potential | F5 | Industrial | Instruments | New | Space Heating | Natural Gas | Gas Boiler - Maintenance | A | Standalone Impact on Baseline Summer Peak (%) | Achievable Technical Potential | bar: 2019 to 2040
F6_Industrial_Instruments_New_Space Heating_Natural Gas_Gas Boiler - Maintenance_A_Achievable Technical Potential | F6 | Industrial | Instruments | New | Space Heating | Natural Gas | Gas Boiler - Maintenance | A | Standalone Impact on Baseline Winter Peak (%) | Achievable Technical Potential | bar: 2019 to 2040
F7_Industrial_Instruments_New_Space Heating_Natural Gas_Gas Boiler - Maintenance_A_Achievable Technical Potential | F7 | Industrial | Instruments | New | Space Heating | Natural Gas | Gas Boiler - Maintenance | A | Incremental Energy Savings (MWh or mTherms) | Achievable Technical Potential | 0 | 0 | 0.00048724 | 0.00059601 | 0.00058834 | 0.00061161 | 0.00061681 | 0.00061507 | 0.00061161 | 0.00061681 | 0.00061507 | 0.0010989 | 0.0012128 | 0.0012034 | 0.0021977 | 0.0024257 | 0.0024068 | 0.0043954 | 0.0048513 | 0.0048136 | 0.0089152 | 0.0097234
F8_Industrial_Instruments_New_Space Heating_Natural Gas_Gas Boiler - Maintenance_A_Achievable Technical Potential | F8 | Industrial | Instruments | New | Space Heating | Natural Gas | Gas Boiler - Maintenance | A | Incremental Summer Peak Savings (MW) | Achievable Technical Potential | 0 | 0 | 0 | 0 | 0 | 0 | 0 | 0 | 0 | 0 | 0 | 0 | 0 | 0 | 0 | 0 | 0 | 0 | 0 | 0 | 0 | 0
F9_Industrial_Instruments_New_Space Heating_Natural Gas_Gas Boiler - Maintenance_A_Achievable Technical Potential | F9 | Industrial | Instruments | New | Space Heating | Natural Gas | Gas Boiler - Maintenance | A | Incremental Winter Peak Savings (MW) | Achievable Technical Potential | 0 | 0 | 0 | 0 | 0 | 0 | 0 | 0 | 0 | 0 | 0 | 0 | 0 | 0 | 0 | 0 | 0 | 0 | 0 | 0 | 0 | 0
F10_Industrial_Instruments_New_Space Heating_Natural Gas_Gas Boiler - Maintenance_A_Achievable Technical Potential | F10 | Industrial | Instruments | New | Space Heating | Natural Gas | Gas Boiler - Maintenance | A | Cumulative Energy Savings (MWh or mTherms) | Achievable Technical Potential | 0 | 0 | 0.00048724 | 0.0010833 | 0.0016716 | 0.001796 | 0.0018168 | 0.0018435 | 0.0018435 | 0.0018435 | 0.0018435 | 0.0018435 | 0.0018435 | 0.0018435 | 0.0018435 | 0.0018435 | 0.0018435 | 0.0018435 | 0.0018435 | 0.0018435 | 0.0018435 | 0.0018435
F11_Industrial_Instruments_New_Space Heating_Natural Gas_Gas Boiler - Maintenance_A_Achievable Technical Potential | F11 | Industrial | Instruments | New | Space Heating | Natural Gas | Gas Boiler - Maintenance | A | Cumulative Summer Peak Savings (MW) | Achievable Technical Potential | 0 | 0 | 0 | 0 | 0 | 0 | 0 | 0 | 0 | 0 | 0 | 0 | 0 | 0 | 0 | 0 | 0 | 0 | 0 | 0 | 0 | 0
F12_Industrial_Instruments_New_Space Heating_Natural Gas_Gas Boiler - Maintenance_A_Achievable Technical Potential | F12 | Industrial | Instruments | New | Space Heating | Natural Gas | Gas Boiler - Maintenance | A | Cumulative Winter Peak Savings (MW) | Achievable Technical Potential | 0 | 0 | 0 | 0 | 0 | 0 | 0 | 0 | 0 | 0 | 0 | 0 | 0 | 0 | 0 | 0 | 0 | 0 | 0 | 0 | 0 | 0
F13_Industrial_Instruments_New_Space Heating_Natural Gas_Gas Boiler - Maintenance_A_Achievable Technical Potential | F13 | Industrial | Instruments | New | Space Heating | Natural Gas | Gas Boiler - Maintenance | A | Purchases (Incremental) | Achievable Technical Potential | 0 | 0 | 0.12348 | 0.15105 | 0.14911 | 0.155 | 0.15632 | 0.15588 | 0.155 | 0.15632 | 0.15588 | 0.27848 | 0.30737 | 0.30498 | 0.55697 | 0.61474 | 0.60996 | 1.1139 | 1.2295 | 1.2199 | 2.2594 | 2.4642
F14_Industrial_Instruments_New_Space Heating_Natural Gas_Gas Boiler - Maintenance_A_Achievable Technical Potential | F14 | Industrial | Instruments | New | Space Heating | Natural Gas | Gas Boiler - Maintenance | A | Purchases (Cumulative) | Achievable Technical Potential | 0 | 0 | 0.12348 | 0.27453 | 0.42364 | 0.45516 | 0.46043 | 0.4672 | 0.4672 | 0.4672 | 0.4672 | 0.4672 | 0.4672 | 0.4672 | 0.4672 | 0.4672 | 0.4672 | 0.4672 | 0.4672 | 0.4672 | 0.4672 | 0.4672
F1_Industrial_Instruments_New_Process_Natural Gas_Gas Boiler - Maintenance_A_Achievable Technical Potential | F1 | Industrial | Instruments | New | Process | Natural Gas | Gas Boiler - Maintenance | A | Original Unit Energy Savings (kWh or therms) | Achievable Technical Potential | 0 | 0 | 2.58 | 2.58 | 2.58 | 2.58 | 2.58 | 2.58 | 2.58 | 2.58 | 2.58 | 2.58 | 2.58 | 2.58 | 2.58 | 2.58 | 2.58 | 2.58 | 2.58 | 2.58 | 2.58 | 2.58
F2_Industrial_Instruments_New_Process_Natural Gas_Gas Boiler - Maintenance_A_Achievable Technical Potential | F2 | Industrial | Instruments | New | Process | Natural Gas | Gas Boiler - Maintenance | A | Original Unit Summer Peak Savings (kW) | Achievable Technical Potential | 0 | 0 | 0 | 0 | 0 | 0 | 0 | 0 | 0 | 0 | 0 | 0 | 0 | 0 | 0 | 0 | 0 | 0 | 0 | 0 | 0 | 0
F3_Industrial_Instruments_New_Process_Natural Gas_Gas Boiler - Maintenance_A_Achievable Technical Potential | F3 | Industrial | Instruments | New | Process | Natural Gas | Gas Boiler - Maintenance | A | Original Unit Winter Peak Savings (kW) | Achievable Technical Potential | 0 | 0 | 0 | 0 | 0 | 0 | 0 | 0 | 0 | 0 | 0 | 0 | 0 | 0 | 0 | 0 | 0 | 0 | 0 | 0 | 0 | 0
F4_Industrial_Instruments_New_Process_Natural Gas_Gas Boiler - Maintenance_A_Achievable Technical Potential | F4 | Industrial | Instruments | New | Process | Natural Gas | Gas Boiler - Maintenance | A | Standalone Impact on Baseline Energy (%) | Achievable Technical Potential | 0% | 0% | 0.01534% | 0.01955% | 0.02115% | 0.01703% | 0.01496% | 0.01318% | 0.01165% | 0.01031% | 0.009501% | 0.008711% | 0.00805% | 0.007399% | 0.007014% | 0.006597% | 0.006227% | 0.005846% | 0.005618% | 0.005361% | 0.005133% | 0.004923%
F5_Industrial_Instruments_New_Process_Natural Gas_Gas Boiler - Maintenance_A_Achievable Technical Potential | F5 | Industrial | Instruments | New | Process | Natural Gas | Gas Boiler - Maintenance | A | Standalone Impact on Baseline Summer Peak (%) | Achievable Technical Potential | bar: 2019 to 2040
F6_Industrial_Instruments_New_Process_Natural Gas_Gas Boiler - Maintenance_A_Achievable Technical Potential | F6 | Industrial | Instruments | New | Process | Natural Gas | Gas Boiler - Maintenance | A | Standalone Impact on Baseline Winter Peak (%) | Achievable Technical Potential | bar: 2019 to 2040
F7_Industrial_Instruments_New_Process_Natural Gas_Gas Boiler - Maintenance_A_Achievable Technical Potential | F7 | Industrial | Instruments | New | Process | Natural Gas | Gas Boiler - Maintenance | A | Incremental Energy Savings (MWh or mTherms) | Achievable Technical Potential | 0 | 0 | 0.0096642 | 0.011822 | 0.01167 | 0.012131 | 0.012234 | 0.0122 | 0.012131 | 0.012234 | 0.0122 | 0.021795 | 0.024056 | 0.023869 | 0.043591 | 0.048112 | 0.047738 | 0.087182 | 0.096224 | 0.095477 | 0.17683 | 0.19286
F8_Industrial_Instruments_New_Process_Natural Gas_Gas Boiler - Maintenance_A_Achievable Technical Potential | F8 | Industrial | Instruments | New | Process | Natural Gas | Gas Boiler - Maintenance | A | Incremental Summer Peak Savings (MW) | Achievable Technical Potential | 0 | 0 | 0 | 0 | 0 | 0 | 0 | 0 | 0 | 0 | 0 | 0 | 0 | 0 | 0 | 0 | 0 | 0 | 0 | 0 | 0 | 0
F9_Industrial_Instruments_New_Process_Natural Gas_Gas Boiler - Maintenance_A_Achievable Technical Potential | F9 | Industrial | Instruments | New | Process | Natural Gas | Gas Boiler - Maintenance | A | Incremental Winter Peak Savings (MW) | Achievable Technical Potential | 0 | 0 | 0 | 0 | 0 | 0 | 0 | 0 | 0 | 0 | 0 | 0 | 0 | 0 | 0 | 0 | 0 | 0 | 0 | 0 | 0 | 0
F10_Industrial_Instruments_New_Process_Natural Gas_Gas Boiler - Maintenance_A_Achievable Technical Potential | F10 | Industrial | Instruments | New | Process | Natural Gas | Gas Boiler - Maintenance | A | Cumulative Energy Savings (MWh or mTherms) | Achievable Technical Potential | 0 | 0 | 0.0096642 | 0.021486 | 0.033156 | 0.035622 | 0.036035 | 0.036565 | 0.036565 | 0.036565 | 0.036565 | 0.036565 | 0.036565 | 0.036565 | 0.036565 | 0.036565 | 0.036565 | 0.036565 | 0.036565 | 0.036565 | 0.036565 | 0.036565
F11_Industrial_Instruments_New_Process_Natural Gas_Gas Boiler - Maintenance_A_Achievable Technical Potential | F11 | Industrial | Instruments | New | Process | Natural Gas | Gas Boiler - Maintenance | A | Cumulative Summer Peak Savings (MW) | Achievable Technical Potential | 0 | 0 | 0 | 0 | 0 | 0 | 0 | 0 | 0 | 0 | 0 | 0 | 0 | 0 | 0 | 0 | 0 | 0 | 0 | 0 | 0 | 0
F12_Industrial_Instruments_New_Process_Natural Gas_Gas Boiler - Maintenance_A_Achievable Technical Potential | F12 | Industrial | Instruments | New | Process | Natural Gas | Gas Boiler - Maintenance | A | Cumulative Winter Peak Savings (MW) | Achievable Technical Potential | 0 | 0 | 0 | 0 | 0 | 0 | 0 | 0 | 0 | 0 | 0 | 0 | 0 | 0 | 0 | 0 | 0 | 0 | 0 | 0 | 0 | 0
F13_Industrial_Instruments_New_Process_Natural Gas_Gas Boiler - Maintenance_A_Achievable Technical Potential | F13 | Industrial | Instruments | New | Process | Natural Gas | Gas Boiler - Maintenance | A | Purchases (Incremental) | Achievable Technical Potential | 0 | 0 | 3.7458 | 4.582 | 4.5231 | 4.702 | 4.7419 | 4.7285 | 4.702 | 4.7419 | 4.7285 | 8.4478 | 9.324 | 9.2516 | 16.8955 | 18.6479 | 18.5031 | 33.7911 | 37.2958 | 37.0063 | 68.5383 | 74.7516
F14_Industrial_Instruments_New_Process_Natural Gas_Gas Boiler - Maintenance_A_Achievable Technical Potential | F14 | Industrial | Instruments | New | Process | Natural Gas | Gas Boiler - Maintenance | A | Purchases (Cumulative) | Achievable Technical Potential | 0 | 0 | 3.7458 | 8.3278 | 12.8509 | 13.8071 | 13.967 | 14.1724 | 14.1724 | 14.1724 | 14.1724 | 14.1724 | 14.1724 | 14.1724 | 14.1724 | 14.1724 | 14.1724 | 14.1724 | 14.1724 | 14.1724 | 14.1724 | 14.1724
F1_Industrial_Instruments_New_Space Heating_Natural Gas_Gas Furnace - Maintenance_A_Achievable Technical Potential | F1 | Industrial | Instruments | New | Space Heating | Natural Gas | Gas Furnace - Maintenance | A | Original Unit Energy Savings (kWh or therms) | Achievable Technical Potential | 0 | 0 | 0.0083129 | 0.0083129 | 0.0083129 | 0.0083129 | 0.0083129 | 0.0083129 | 0.0083129 | 0.0083129 | 0.0083129 | 0.0083129 | 0.0083129 | 0.0083129 | 0.0083129 | 0.0083129 | 0.0083129 | 0.0083129 | 0.0083129 | 0.0083129 | 0.0083129 | 0.0083129
F2_Industrial_Instruments_New_Space Heating_Natural Gas_Gas Furnace - Maintenance_A_Achievable Technical Potential | F2 | Industrial | Instruments | New | Space Heating | Natural Gas | Gas Furnace - Maintenance | A | Original Unit Summer Peak Savings (kW) | Achievable Technical Potential | 0 | 0 | 0 | 0 | 0 | 0 | 0 | 0 | 0 | 0 | 0 | 0 | 0 | 0 | 0 | 0 | 0 | 0 | 0 | 0 | 0 | 0
F3_Industrial_Instruments_New_Space Heating_Natural Gas_Gas Furnace - Maintenance_A_Achievable Technical Potential | F3 | Industrial | Instruments | New | Space Heating | Natural Gas | Gas Furnace - Maintenance | A | Original Unit Winter Peak Savings (kW) | Achievable Technical Potential | 0 | 0 | 0 | 0 | 0 | 0 | 0 | 0 | 0 | 0 | 0 | 0 | 0 | 0 | 0 | 0 | 0 | 0 | 0 | 0 | 0 | 0
F4_Industrial_Instruments_New_Space Heating_Natural Gas_Gas Furnace - Maintenance_A_Achievable Technical Potential | F4 | Industrial | Instruments | New | Space Heating | Natural Gas | Gas Furnace - Maintenance | A | Standalone Impact on Baseline Energy (%) | Achievable Technical Potential | 0% | 0% | 5.339e-05% | 6.801e-05% | 7.36e-05% | 5.924e-05% | 5.207e-05% | 4.585e-05% | 4.055e-05% | 3.589e-05% | 3.306e-05% | 3.031e-05% | 2.801e-05% | 2.575e-05% | 2.441e-05% | 2.296e-05% | 2.167e-05% | 2.034e-05% | 1.955e-05% | 1.865e-05% | 1.786e-05% | 1.713e-05%
F5_Industrial_Instruments_New_Space Heating_Natural Gas_Gas Furnace - Maintenance_A_Achievable Technical Potential | F5 | Industrial | Instruments | New | Space Heating | Natural Gas | Gas Furnace - Maintenance | A | Standalone Impact on Baseline Summer Peak (%) | Achievable Technical Potential | bar: 2019 to 2040
F6_Industrial_Instruments_New_Space Heating_Natural Gas_Gas Furnace - Maintenance_A_Achievable Technical Potential | F6 | Industrial | Instruments | New | Space Heating | Natural Gas | Gas Furnace - Maintenance | A | Standalone Impact on Baseline Winter Peak (%) | Achievable Technical Potential | bar: 2019 to 2040
F7_Industrial_Instruments_New_Space Heating_Natural Gas_Gas Furnace - Maintenance_A_Achievable Technical Potential | F7 | Industrial | Instruments | New | Space Heating | Natural Gas | Gas Furnace - Maintenance | A | Incremental Energy Savings (MWh or mTherms) | Achievable Technical Potential | 0 | 0 | 1.2373e-05 | 1.5135e-05 | 1.494e-05 | 1.5531e-05 | 1.5663e-05 | 1.5619e-05 | 1.5531e-05 | 1.5663e-05 | 1.5619e-05 | 2.7904e-05 | 3.0798e-05 | 3.0559e-05 | 5.5807e-05 | 6.1596e-05 | 6.1118e-05 | 0.00011161 | 0.00012319 | 0.00012224 | 0.00022639 | 0.00024691
F8_Industrial_Instruments_New_Space Heating_Natural Gas_Gas Furnace - Maintenance_A_Achievable Technical Potential | F8 | Industrial | Instruments | New | Space Heating | Natural Gas | Gas Furnace - Maintenance | A | Incremental Summer Peak Savings (MW) | Achievable Technical Potential | 0 | 0 | 0 | 0 | 0 | 0 | 0 | 0 | 0 | 0 | 0 | 0 | 0 | 0 | 0 | 0 | 0 | 0 | 0 | 0 | 0 | 0
F9_Industrial_Instruments_New_Space Heating_Natural Gas_Gas Furnace - Maintenance_A_Achievable Technical Potential | F9 | Industrial | Instruments | New | Space Heating | Natural Gas | Gas Furnace - Maintenance | A | Incremental Winter Peak Savings (MW) | Achievable Technical Potential | 0 | 0 | 0 | 0 | 0 | 0 | 0 | 0 | 0 | 0 | 0 | 0 | 0 | 0 | 0 | 0 | 0 | 0 | 0 | 0 | 0 | 0
F10_Industrial_Instruments_New_Space Heating_Natural Gas_Gas Furnace - Maintenance_A_Achievable Technical Potential | F10 | Industrial | Instruments | New | Space Heating | Natural Gas | Gas Furnace - Maintenance | A | Cumulative Energy Savings (MWh or mTherms) | Achievable Technical Potential | 0 | 0 | 1.2373e-05 | 2.7508e-05 | 4.2448e-05 | 4.5606e-05 | 4.6134e-05 | 4.6813e-05 | 4.6813e-05 | 4.6813e-05 | 4.6813e-05 | 4.6813e-05 | 4.6813e-05 | 4.6813e-05 | 4.6813e-05 | 4.6813e-05 | 4.6813e-05 | 4.6813e-05 | 4.6813e-05 | 4.6813e-05 | 4.6813e-05 | 4.6813e-05
F11_Industrial_Instruments_New_Space Heating_Natural Gas_Gas Furnace - Maintenance_A_Achievable Technical Potential | F11 | Industrial | Instruments | New | Space Heating | Natural Gas | Gas Furnace - Maintenance | A | Cumulative Summer Peak Savings (MW) | Achievable Technical Potential | 0 | 0 | 0 | 0 | 0 | 0 | 0 | 0 | 0 | 0 | 0 | 0 | 0 | 0 | 0 | 0 | 0 | 0 | 0 | 0 | 0 | 0
F12_Industrial_Instruments_New_Space Heating_Natural Gas_Gas Furnace - Maintenance_A_Achievable Technical Potential | F12 | Industrial | Instruments | New | Space Heating | Natural Gas | Gas Furnace - Maintenance | A | Cumulative Winter Peak Savings (MW) | Achievable Technical Potential | 0 | 0 | 0 | 0 | 0 | 0 | 0 | 0 | 0 | 0 | 0 | 0 | 0 | 0 | 0 | 0 | 0 | 0 | 0 | 0 | 0 | 0
F13_Industrial_Instruments_New_Space Heating_Natural Gas_Gas Furnace - Maintenance_A_Achievable Technical Potential | F13 | Industrial | Instruments | New | Space Heating | Natural Gas | Gas Furnace - Maintenance | A | Purchases (Incremental) | Achievable Technical Potential | 0 | 0 | 1.4884 | 1.8206 | 1.7972 | 1.8683 | 1.8842 | 1.8788 | 1.8683 | 1.8842 | 1.8788 | 3.3567 | 3.7048 | 3.6761 | 6.7134 | 7.4096 | 7.3521 | 13.4267 | 14.8193 | 14.7043 | 27.2333 | 29.7021
F14_Industrial_Instruments_New_Space Heating_Natural Gas_Gas Furnace - Maintenance_A_Achievable Technical Potential | F14 | Industrial | Instruments | New | Space Heating | Natural Gas | Gas Furnace - Maintenance | A | Purchases (Cumulative) | Achievable Technical Potential | 0 | 0 | 1.4884 | 3.309 | 5.1062 | 5.4862 | 5.5497 | 5.6313 | 5.6313 | 5.6313 | 5.6313 | 5.6313 | 5.6313 | 5.6313 | 5.6313 | 5.6313 | 5.6313 | 5.6313 | 5.6313 | 5.6313 | 5.6313 | 5.6313
F1_Industrial_Instruments_New_Space Heating_Natural Gas_Gas Boiler - Hot Water Reset_A_Achievable Technical Potential | F1 | Industrial | Instruments | New | Space Heating | Natural Gas | Gas Boiler - Hot Water Reset | A | Original Unit Energy Savings (kWh or therms) | Achievable Technical Potential | 0 | 0 | 14.3485 | 14.3485 | 14.3485 | 14.3485 | 14.3485 | 14.3485 | 14.3485 | 14.3485 | 14.3485 | 14.3485 | 14.3485 | 14.3485 | 14.3485 | 14.3485 | 14.3485 | 14.3485 | 14.3485 | 14.3485 | 14.3485 | 14.3485
F2_Industrial_Instruments_New_Space Heating_Natural Gas_Gas Boiler - Hot Water Reset_A_Achievable Technical Potential | F2 | Industrial | Instruments | New | Space Heating | Natural Gas | Gas Boiler - Hot Water Reset | A | Original Unit Summer Peak Savings (kW) | Achievable Technical Potential | 0 | 0 | 0 | 0 | 0 | 0 | 0 | 0 | 0 | 0 | 0 | 0 | 0 | 0 | 0 | 0 | 0 | 0 | 0 | 0 | 0 | 0
F3_Industrial_Instruments_New_Space Heating_Natural Gas_Gas Boiler - Hot Water Reset_A_Achievable Technical Potential | F3 | Industrial | Instruments | New | Space Heating | Natural Gas | Gas Boiler - Hot Water Reset | A | Original Unit Winter Peak Savings (kW) | Achievable Technical Potential | 0 | 0 | 0 | 0 | 0 | 0 | 0 | 0 | 0 | 0 | 0 | 0 | 0 | 0 | 0 | 0 | 0 | 0 | 0 | 0 | 0 | 0
F4_Industrial_Instruments_New_Space Heating_Natural Gas_Gas Boiler - Hot Water Reset_A_Achievable Technical Potential | F4 | Industrial | Instruments | New | Space Heating | Natural Gas | Gas Boiler - Hot Water Reset | A | Standalone Impact on Baseline Energy (%) | Achievable Technical Potential | 0% | 0% | 0.007431% | 0.01338% | 0.02055% | 0.02836% | 0.03942% | 0.05149% | 0.06451% | 0.07646% | 0.08869% | 0.097% | 0.1018% | 0.1016% | 0.101% | 0.09722% | 0.09271% | 0.08738% | 0.08398% | 0.08013% | 0.07672% | 0.07359%
F5_Industrial_Instruments_New_Space Heating_Natural Gas_Gas Boiler - Hot Water Reset_A_Achievable Technical Potential | F5 | Industrial | Instruments | New | Space Heating | Natural Gas | Gas Boiler - Hot Water Reset | A | Standalone Impact on Baseline Summer Peak (%) | Achievable Technical Potential | bar: 2019 to 2040
F6_Industrial_Instruments_New_Space Heating_Natural Gas_Gas Boiler - Hot Water Reset_A_Achievable Technical Potential | F6 | Industrial | Instruments | New | Space Heating | Natural Gas | Gas Boiler - Hot Water Reset | A | Standalone Impact on Baseline Winter Peak (%) | Achievable Technical Potential | bar: 2019 to 2040
F7_Industrial_Instruments_New_Space Heating_Natural Gas_Gas Boiler - Hot Water Reset_A_Achievable Technical Potential | F7 | Industrial | Instruments | New | Space Heating | Natural Gas | Gas Boiler - Hot Water Reset | A | Incremental Energy Savings (MWh or mTherms) | Achievable Technical Potential | 0 | 0 | 0.0017221 | 0.0036902 | 0.0064392 | 0.0099775 | 0.0131 | 0.017648 | 0.021888 | 0.025264 | 0.025847 | 0.024233 | 0.020291 | 0.014611 | 0.0089491 | 0.0045813 | 0.0020534 | 0.00079545 | 0.0017221 | 0.0036902 | 0.0064392 | 0.0099775
F8_Industrial_Instruments_New_Space Heating_Natural Gas_Gas Boiler - Hot Water Reset_A_Achievable Technical Potential | F8 | Industrial | Instruments | New | Space Heating | Natural Gas | Gas Boiler - Hot Water Reset | A | Incremental Summer Peak Savings (MW) | Achievable Technical Potential | 0 | 0 | 0 | 0 | 0 | 0 | 0 | 0 | 0 | 0 | 0 | 0 | 0 | 0 | 0 | 0 | 0 | 0 | 0 | 0 | 0 | 0
F9_Industrial_Instruments_New_Space Heating_Natural Gas_Gas Boiler - Hot Water Reset_A_Achievable Technical Potential | F9 | Industrial | Instruments | New | Space Heating | Natural Gas | Gas Boiler - Hot Water Reset | A | Incremental Winter Peak Savings (MW) | Achievable Technical Potential | 0 | 0 | 0 | 0 | 0 | 0 | 0 | 0 | 0 | 0 | 0 | 0 | 0 | 0 | 0 | 0 | 0 | 0 | 0 | 0 | 0 | 0
F10_Industrial_Instruments_New_Space Heating_Natural Gas_Gas Boiler - Hot Water Reset_A_Achievable Technical Potential | F10 | Industrial | Instruments | New | Space Heating | Natural Gas | Gas Boiler - Hot Water Reset | A | Cumulative Energy Savings (MWh or mTherms) | Achievable Technical Potential | 0 | 0 | 0.0017221 | 0.0054123 | 0.011852 | 0.021829 | 0.034929 | 0.052577 | 0.074465 | 0.09973 | 0.12558 | 0.14981 | 0.1701 | 0.18471 | 0.19366 | 0.19824 | 0.20029 | 0.20109 | 0.20109 | 0.20109 | 0.20109 | 0.20109
F11_Industrial_Instruments_New_Space Heating_Natural Gas_Gas Boiler - Hot Water Reset_A_Achievable Technical Potential | F11 | Industrial | Instruments | New | Space Heating | Natural Gas | Gas Boiler - Hot Water Reset | A | Cumulative Summer Peak Savings (MW) | Achievable Technical Potential | 0 | 0 | 0 | 0 | 0 | 0 | 0 | 0 | 0 | 0 | 0 | 0 | 0 | 0 | 0 | 0 | 0 | 0 | 0 | 0 | 0 | 0
F12_Industrial_Instruments_New_Space Heating_Natural Gas_Gas Boiler - Hot Water Reset_A_Achievable Technical Potential | F12 | Industrial | Instruments | New | Space Heating | Natural Gas | Gas Boiler - Hot Water Reset | A | Cumulative Winter Peak Savings (MW) | Achievable Technical Potential | 0 | 0 | 0 | 0 | 0 | 0 | 0 | 0 | 0 | 0 | 0 | 0 | 0 | 0 | 0 | 0 | 0 | 0 | 0 | 0 | 0 | 0
F13_Industrial_Instruments_New_Space Heating_Natural Gas_Gas Boiler - Hot Water Reset_A_Achievable Technical Potential | F13 | Industrial | Instruments | New | Space Heating | Natural Gas | Gas Boiler - Hot Water Reset | A | Purchases (Incremental) | Achievable Technical Potential | 0 | 0 | 0.12002 | 0.25718 | 0.44877 | 0.69537 | 0.91297 | 1.23 | 1.5255 | 1.7608 | 1.8014 | 1.6889 | 1.4142 | 1.0183 | 0.62369 | 0.31928 | 0.14311 | 0.055438 | 0.12002 | 0.25718 | 0.44877 | 0.69537
F14_Industrial_Instruments_New_Space Heating_Natural Gas_Gas Boiler - Hot Water Reset_A_Achievable Technical Potential | F14 | Industrial | Instruments | New | Space Heating | Natural Gas | Gas Boiler - Hot Water Reset | A | Purchases (Cumulative) | Achievable Technical Potential | 0 | 0 | 0.12002 | 0.37721 | 0.82598 | 1.5213 | 2.4343 | 3.6643 | 5.1898 | 6.9505 | 8.7519 | 10.4408 | 11.8549 | 12.8732 | 13.4969 | 13.8162 | 13.9593 | 14.0147 | 14.0147 | 14.0147 | 14.0147 | 14.0147
F1_Industrial_Instruments_New_Process_Natural Gas_Gas Boiler - Hot Water Reset_A_Achievable Technical Potential | F1 | Industrial | Instruments | New | Process | Natural Gas | Gas Boiler - Hot Water Reset | A | Original Unit Energy Savings (kWh or therms) | Achievable Technical Potential | 0 | 0 | 4.6909 | 4.6909 | 4.6909 | 4.6909 | 4.6909 | 4.6909 | 4.6909 | 4.6909 | 4.6909 | 4.6909 | 4.6909 | 4.6909 | 4.6909 | 4.6909 | 4.6909 | 4.6909 | 4.6909 | 4.6909 | 4.6909 | 4.6909
F2_Industrial_Instruments_New_Process_Natural Gas_Gas Boiler - Hot Water Reset_A_Achievable Technical Potential | F2 | Industrial | Instruments | New | Process | Natural Gas | Gas Boiler - Hot Water Reset | A | Original Unit Summer Peak Savings (kW) | Achievable Technical Potential | 0 | 0 | 0 | 0 | 0 | 0 | 0 | 0 | 0 | 0 | 0 | 0 | 0 | 0 | 0 | 0 | 0 | 0 | 0 | 0 | 0 | 0
F3_Industrial_Instruments_New_Process_Natural Gas_Gas Boiler - Hot Water Reset_A_Achievable Technical Potential | F3 | Industrial | Instruments | New | Process | Natural Gas | Gas Boiler - Hot Water Reset | A | Original Unit Winter Peak Savings (kW) | Achievable Technical Potential | 0 | 0 | 0 | 0 | 0 | 0 | 0 | 0 | 0 | 0 | 0 | 0 | 0 | 0 | 0 | 0 | 0 | 0 | 0 | 0 | 0 | 0
F4_Industrial_Instruments_New_Process_Natural Gas_Gas Boiler - Hot Water Reset_A_Achievable Technical Potential | F4 | Industrial | Instruments | New | Process | Natural Gas | Gas Boiler - Hot Water Reset | A | Standalone Impact on Baseline Energy (%) | Achievable Technical Potential | 0% | 0% | 0.02711% | 0.04883% | 0.07498% | 0.1035% | 0.1438% | 0.1879% | 0.2354% | 0.279% | 0.3236% | 0.3539% | 0.3714% | 0.3707% | 0.3684% | 0.3547% | 0.3383% | 0.3188% | 0.3064% | 0.2924% | 0.2799% | 0.2685%
F5_Industrial_Instruments_New_Process_Natural Gas_Gas Boiler - Hot Water Reset_A_Achievable Technical Potential | F5 | Industrial | Instruments | New | Process | Natural Gas | Gas Boiler - Hot Water Reset | A | Standalone Impact on Baseline Summer Peak (%) | Achievable Technical Potential | bar: 2019 to 2040
F6_Industrial_Instruments_New_Process_Natural Gas_Gas Boiler - Hot Water Reset_A_Achievable Technical Potential | F6 | Industrial | Instruments | New | Process | Natural Gas | Gas Boiler - Hot Water Reset | A | Standalone Impact on Baseline Winter Peak (%) | Achievable Technical Potential | bar: 2019 to 2040
F7_Industrial_Instruments_New_Process_Natural Gas_Gas Boiler - Hot Water Reset_A_Achievable Technical Potential | F7 | Industrial | Instruments | New | Process | Natural Gas | Gas Boiler - Hot Water Reset | A | Incremental Energy Savings (MWh or mTherms) | Achievable Technical Potential | 0 | 0 | 0.017079 | 0.036597 | 0.063859 | 0.09895 | 0.12991 | 0.17503 | 0.21707 | 0.25055 | 0.25633 | 0.24032 | 0.20123 | 0.1449 | 0.088751 | 0.045434 | 0.020364 | 0.0078887 | 0.017079 | 0.036597 | 0.063859 | 0.09895
F8_Industrial_Instruments_New_Process_Natural Gas_Gas Boiler - Hot Water Reset_A_Achievable Technical Potential | F8 | Industrial | Instruments | New | Process | Natural Gas | Gas Boiler - Hot Water Reset | A | Incremental Summer Peak Savings (MW) | Achievable Technical Potential | 0 | 0 | 0 | 0 | 0 | 0 | 0 | 0 | 0 | 0 | 0 | 0 | 0 | 0 | 0 | 0 | 0 | 0 | 0 | 0 | 0 | 0
F9_Industrial_Instruments_New_Process_Natural Gas_Gas Boiler - Hot Water Reset_A_Achievable Technical Potential | F9 | Industrial | Instruments | New | Process | Natural Gas | Gas Boiler - Hot Water Reset | A | Incremental Winter Peak Savings (MW) | Achievable Technical Potential | 0 | 0 | 0 | 0 | 0 | 0 | 0 | 0 | 0 | 0 | 0 | 0 | 0 | 0 | 0 | 0 | 0 | 0 | 0 | 0 | 0 | 0
F10_Industrial_Instruments_New_Process_Natural Gas_Gas Boiler - Hot Water Reset_A_Achievable Technical Potential | F10 | Industrial | Instruments | New | Process | Natural Gas | Gas Boiler - Hot Water Reset | A | Cumulative Energy Savings (MWh or mTherms) | Achievable Technical Potential | 0 | 0 | 0.017079 | 0.053676 | 0.11754 | 0.21649 | 0.3464 | 0.52143 | 0.7385 | 0.98905 | 1.2454 | 1.4857 | 1.6869 | 1.8318 | 1.9206 | 1.966 | 1.9864 | 1.9943 | 1.9943 | 1.9943 | 1.9943 | 1.9943
F11_Industrial_Instruments_New_Process_Natural Gas_Gas Boiler - Hot Water Reset_A_Achievable Technical Potential | F11 | Industrial | Instruments | New | Process | Natural Gas | Gas Boiler - Hot Water Reset | A | Cumulative Summer Peak Savings (MW) | Achievable Technical Potential | 0 | 0 | 0 | 0 | 0 | 0 | 0 | 0 | 0 | 0 | 0 | 0 | 0 | 0 | 0 | 0 | 0 | 0 | 0 | 0 | 0 | 0
F12_Industrial_Instruments_New_Process_Natural Gas_Gas Boiler - Hot Water Reset_A_Achievable Technical Potential | F12 | Industrial | Instruments | New | Process | Natural Gas | Gas Boiler - Hot Water Reset | A | Cumulative Winter Peak Savings (MW) | Achievable Technical Potential | 0 | 0 | 0 | 0 | 0 | 0 | 0 | 0 | 0 | 0 | 0 | 0 | 0 | 0 | 0 | 0 | 0 | 0 | 0 | 0 | 0 | 0
F13_Industrial_Instruments_New_Process_Natural Gas_Gas Boiler - Hot Water Reset_A_Achievable Technical Potential | F13 | Industrial | Instruments | New | Process | Natural Gas | Gas Boiler - Hot Water Reset | A | Purchases (Incremental) | Achievable Technical Potential | 0 | 0 | 3.6408 | 7.8016 | 13.6134 | 21.0939 | 27.6949 | 37.3114 | 46.2743 | 53.4123 | 54.6441 | 51.2317 | 42.8985 | 30.8887 | 18.9197 | 9.6854 | 4.3412 | 1.6817 | 3.6408 | 7.8016 | 13.6134 | 21.0939
F14_Industrial_Instruments_New_Process_Natural Gas_Gas Boiler - Hot Water Reset_A_Achievable Technical Potential | F14 | Industrial | Instruments | New | Process | Natural Gas | Gas Boiler - Hot Water Reset | A | Purchases (Cumulative) | Achievable Technical Potential | 0 | 0 | 3.6408 | 11.4424 | 25.0558 | 46.1497 | 73.8446 | 111.156 | 157.4303 | 210.8427 | 265.4868 | 316.7185 | 359.617 | 390.5058 | 409.4254 | 419.1108 | 423.452 | 425.1337 | 425.1337 | 425.1337 | 425.1337 | 425.1337
F1_Industrial_Instruments_New_Space Heating_Natural Gas_Steam Trap Maintenance_A_Achievable Technical Potential | F1 | Industrial | Instruments | New | Space Heating | Natural Gas | Steam Trap Maintenance | A | Original Unit Energy Savings (kWh or therms) | Achievable Technical Potential | 0 | 0 | 5.069 | 5.069 | 5.069 | 5.069 | 5.069 | 5.069 | 5.069 | 5.069 | 5.069 | 5.069 | 5.069 | 5.069 | 5.069 | 5.069 | 5.069 | 5.069 | 5.069 | 5.069 | 5.069 | 5.069
F2_Industrial_Instruments_New_Space Heating_Natural Gas_Steam Trap Maintenance_A_Achievable Technical Potential | F2 | Industrial | Instruments | New | Space Heating | Natural Gas | Steam Trap Maintenance | A | Original Unit Summer Peak Savings (kW) | Achievable Technical Potential | 0 | 0 | 0 | 0 | 0 | 0 | 0 | 0 | 0 | 0 | 0 | 0 | 0 | 0 | 0 | 0 | 0 | 0 | 0 | 0 | 0 | 0
F3_Industrial_Instruments_New_Space Heating_Natural Gas_Steam Trap Maintenance_A_Achievable Technical Potential | F3 | Industrial | Instruments | New | Space Heating | Natural Gas | Steam Trap Maintenance | A | Original Unit Winter Peak Savings (kW) | Achievable Technical Potential | 0 | 0 | 0 | 0 | 0 | 0 | 0 | 0 | 0 | 0 | 0 | 0 | 0 | 0 | 0 | 0 | 0 | 0 | 0 | 0 | 0 | 0
F4_Industrial_Instruments_New_Space Heating_Natural Gas_Steam Trap Maintenance_A_Achievable Technical Potential | F4 | Industrial | Instruments | New | Space Heating | Natural Gas | Steam Trap Maintenance | A | Standalone Impact on Baseline Energy (%) | Achievable Technical Potential | bar: 2019 to 2040
F5_Industrial_Instruments_New_Space Heating_Natural Gas_Steam Trap Maintenance_A_Achievable Technical Potential | F5 | Industrial | Instruments | New | Space Heating | Natural Gas | Steam Trap Maintenance | A | Standalone Impact on Baseline Summer Peak (%) | Achievable Technical Potential | bar: 2019 to 2040
F6_Industrial_Instruments_New_Space Heating_Natural Gas_Steam Trap Maintenance_A_Achievable Technical Potential | F6 | Industrial | Instruments | New | Space Heating | Natural Gas | Steam Trap Maintenance | A | Standalone Impact on Baseline Winter Peak (%) | Achievable Technical Potential | bar: 2019 to 2040
F7_Industrial_Instruments_New_Space Heating_Natural Gas_Steam Trap Maintenance_A_Achievable Technical Potential | F7 | Industrial | Instruments | New | Space Heating | Natural Gas | Steam Trap Maintenance | A | Incremental Energy Savings (MWh or mTherms) | Achievable Technical Potential | 0 | 0 | 0 | 0 | 0 | 0 | 0 | 0 | 0 | 0 | 0 | 0 | 0 | 0 | 0 | 0 | 0 | 0 | 0 | 0 | 0 | 0
F8_Industrial_Instruments_New_Space Heating_Natural Gas_Steam Trap Maintenance_A_Achievable Technical Potential | F8 | Industrial | Instruments | New | Space Heating | Natural Gas | Steam Trap Maintenance | A | Incremental Summer Peak Savings (MW) | Achievable Technical Potential | 0 | 0 | 0 | 0 | 0 | 0 | 0 | 0 | 0 | 0 | 0 | 0 | 0 | 0 | 0 | 0 | 0 | 0 | 0 | 0 | 0 | 0
F9_Industrial_Instruments_New_Space Heating_Natural Gas_Steam Trap Maintenance_A_Achievable Technical Potential | F9 | Industrial | Instruments | New | Space Heating | Natural Gas | Steam Trap Maintenance | A | Incremental Winter Peak Savings (MW) | Achievable Technical Potential | 0 | 0 | 0 | 0 | 0 | 0 | 0 | 0 | 0 | 0 | 0 | 0 | 0 | 0 | 0 | 0 | 0 | 0 | 0 | 0 | 0 | 0
F10_Industrial_Instruments_New_Space Heating_Natural Gas_Steam Trap Maintenance_A_Achievable Technical Potential | F10 | Industrial | Instruments | New | Space Heating | Natural Gas | Steam Trap Maintenance | A | Cumulative Energy Savings (MWh or mTherms) | Achievable Technical Potential | 0 | 0 | 0 | 0 | 0 | 0 | 0 | 0 | 0 | 0 | 0 | 0 | 0 | 0 | 0 | 0 | 0 | 0 | 0 | 0 | 0 | 0
F11_Industrial_Instruments_New_Space Heating_Natural Gas_Steam Trap Maintenance_A_Achievable Technical Potential | F11 | Industrial | Instruments | New | Space Heating | Natural Gas | Steam Trap Maintenance | A | Cumulative Summer Peak Savings (MW) | Achievable Technical Potential | 0 | 0 | 0 | 0 | 0 | 0 | 0 | 0 | 0 | 0 | 0 | 0 | 0 | 0 | 0 | 0 | 0 | 0 | 0 | 0 | 0 | 0
F12_Industrial_Instruments_New_Space Heating_Natural Gas_Steam Trap Maintenance_A_Achievable Technical Potential | F12 | Industrial | Instruments | New | Space Heating | Natural Gas | Steam Trap Maintenance | A | Cumulative Winter Peak Savings (MW) | Achievable Technical Potential | 0 | 0 | 0 | 0 | 0 | 0 | 0 | 0 | 0 | 0 | 0 | 0 | 0 | 0 | 0 | 0 | 0 | 0 | 0 | 0 | 0 | 0
F13_Industrial_Instruments_New_Space Heating_Natural Gas_Steam Trap Maintenance_A_Achievable Technical Potential | F13 | Industrial | Instruments | New | Space Heating | Natural Gas | Steam Trap Maintenance | A | Purchases (Incremental) | Achievable Technical Potential | 0 | 0 | 0 | 0 | 0 | 0 | 0 | 0 | 0 | 0 | 0 | 0 | 0 | 0 | 0 | 0 | 0 | 0 | 0 | 0 | 0 | 0
F14_Industrial_Instruments_New_Space Heating_Natural Gas_Steam Trap Maintenance_A_Achievable Technical Potential | F14 | Industrial | Instruments | New | Space Heating | Natural Gas | Steam Trap Maintenance | A | Purchases (Cumulative) | Achievable Technical Potential | 0 | 0 | 0 | 0 | 0 | 0 | 0 | 0 | 0 | 0 | 0 | 0 | 0 | 0 | 0 | 0 | 0 | 0 | 0 | 0 | 0 | 0
F1_Industrial_Instruments_New_Process_Natural Gas_Steam Trap Maintenance_A_Achievable Technical Potential | F1 | Industrial | Instruments | New | Process | Natural Gas | Steam Trap Maintenance | A | Original Unit Energy Savings (kWh or therms) | Achievable Technical Potential | 0 | 0 | 3.3144 | 3.3144 | 3.3144 | 3.3144 | 3.3144 | 3.3144 | 3.3144 | 3.3144 | 3.3144 | 3.3144 | 3.3144 | 3.3144 | 3.3144 | 3.3144 | 3.3144 | 3.3144 | 3.3144 | 3.3144 | 3.3144 | 3.3144
F2_Industrial_Instruments_New_Process_Natural Gas_Steam Trap Maintenance_A_Achievable Technical Potential | F2 | Industrial | Instruments | New | Process | Natural Gas | Steam Trap Maintenance | A | Original Unit Summer Peak Savings (kW) | Achievable Technical Potential | 0 | 0 | 0 | 0 | 0 | 0 | 0 | 0 | 0 | 0 | 0 | 0 | 0 | 0 | 0 | 0 | 0 | 0 | 0 | 0 | 0 | 0
F3_Industrial_Instruments_New_Process_Natural Gas_Steam Trap Maintenance_A_Achievable Technical Potential | F3 | Industrial | Instruments | New | Process | Natural Gas | Steam Trap Maintenance | A | Original Unit Winter Peak Savings (kW) | Achievable Technical Potential | 0 | 0 | 0 | 0 | 0 | 0 | 0 | 0 | 0 | 0 | 0 | 0 | 0 | 0 | 0 | 0 | 0 | 0 | 0 | 0 | 0 | 0
F4_Industrial_Instruments_New_Process_Natural Gas_Steam Trap Maintenance_A_Achievable Technical Potential | F4 | Industrial | Instruments | New | Process | Natural Gas | Steam Trap Maintenance | A | Standalone Impact on Baseline Energy (%) | Achievable Technical Potential | bar: 2019 to 2040
F5_Industrial_Instruments_New_Process_Natural Gas_Steam Trap Maintenance_A_Achievable Technical Potential | F5 | Industrial | Instruments | New | Process | Natural Gas | Steam Trap Maintenance | A | Standalone Impact on Baseline Summer Peak (%) | Achievable Technical Potential | bar: 2019 to 2040
F6_Industrial_Instruments_New_Process_Natural Gas_Steam Trap Maintenance_A_Achievable Technical Potential | F6 | Industrial | Instruments | New | Process | Natural Gas | Steam Trap Maintenance | A | Standalone Impact on Baseline Winter Peak (%) | Achievable Technical Potential | bar: 2019 to 2040
F7_Industrial_Instruments_New_Process_Natural Gas_Steam Trap Maintenance_A_Achievable Technical Potential | F7 | Industrial | Instruments | New | Process | Natural Gas | Steam Trap Maintenance | A | Incremental Energy Savings (MWh or mTherms) | Achievable Technical Potential | 0 | 0 | 0 | 0 | 0 | 0 | 0 | 0 | 0 | 0 | 0 | 0 | 0 | 0 | 0 | 0 | 0 | 0 | 0 | 0 | 0 | 0
F8_Industrial_Instruments_New_Process_Natural Gas_Steam Trap Maintenance_A_Achievable Technical Potential | F8 | Industrial | Instruments | New | Process | Natural Gas | Steam Trap Maintenance | A | Incremental Summer Peak Savings (MW) | Achievable Technical Potential | 0 | 0 | 0 | 0 | 0 | 0 | 0 | 0 | 0 | 0 | 0 | 0 | 0 | 0 | 0 | 0 | 0 | 0 | 0 | 0 | 0 | 0
F9_Industrial_Instruments_New_Process_Natural Gas_Steam Trap Maintenance_A_Achievable Technical Potential | F9 | Industrial | Instruments | New | Process | Natural Gas | Steam Trap Maintenance | A | Incremental Winter Peak Savings (MW) | Achievable Technical Potential | 0 | 0 | 0 | 0 | 0 | 0 | 0 | 0 | 0 | 0 | 0 | 0 | 0 | 0 | 0 | 0 | 0 | 0 | 0 | 0 | 0 | 0
F10_Industrial_Instruments_New_Process_Natural Gas_Steam Trap Maintenance_A_Achievable Technical Potential | F10 | Industrial | Instruments | New | Process | Natural Gas | Steam Trap Maintenance | A | Cumulative Energy Savings (MWh or mTherms) | Achievable Technical Potential | 0 | 0 | 0 | 0 | 0 | 0 | 0 | 0 | 0 | 0 | 0 | 0 | 0 | 0 | 0 | 0 | 0 | 0 | 0 | 0 | 0 | 0
F11_Industrial_Instruments_New_Process_Natural Gas_Steam Trap Maintenance_A_Achievable Technical Potential | F11 | Industrial | Instruments | New | Process | Natural Gas | Steam Trap Maintenance | A | Cumulative Summer Peak Savings (MW) | Achievable Technical Potential | 0 | 0 | 0 | 0 | 0 | 0 | 0 | 0 | 0 | 0 | 0 | 0 | 0 | 0 | 0 | 0 | 0 | 0 | 0 | 0 | 0 | 0
F12_Industrial_Instruments_New_Process_Natural Gas_Steam Trap Maintenance_A_Achievable Technical Potential | F12 | Industrial | Instruments | New | Process | Natural Gas | Steam Trap Maintenance | A | Cumulative Winter Peak Savings (MW) | Achievable Technical Potential | 0 | 0 | 0 | 0 | 0 | 0 | 0 | 0 | 0 | 0 | 0 | 0 | 0 | 0 | 0 | 0 | 0 | 0 | 0 | 0 | 0 | 0
F13_Industrial_Instruments_New_Process_Natural Gas_Steam Trap Maintenance_A_Achievable Technical Potential | F13 | Industrial | Instruments | New | Process | Natural Gas | Steam Trap Maintenance | A | Purchases (Incremental) | Achievable Technical Potential | 0 | 0 | 0 | 0 | 0 | 0 | 0 | 0 | 0 | 0 | 0 | 0 | 0 | 0 | 0 | 0 | 0 | 0 | 0 | 0 | 0 | 0
F14_Industrial_Instruments_New_Process_Natural Gas_Steam Trap Maintenance_A_Achievable Technical Potential | F14 | Industrial | Instruments | New | Process | Natural Gas | Steam Trap Maintenance | A | Purchases (Cumulative) | Achievable Technical Potential | 0 | 0 | 0 | 0 | 0 | 0 | 0 | 0 | 0 | 0 | 0 | 0 | 0 | 0 | 0 | 0 | 0 | 0 | 0 | 0 | 0 | 0
F1_Industrial_Instruments_New_Space Heating_Natural Gas_Gas Boiler - High Turndown_A_Achievable Technical Potential | F1 | Industrial | Instruments | New | Space Heating | Natural Gas | Gas Boiler - High Turndown | A | Original Unit Energy Savings (kWh or therms) | Achievable Technical Potential | 0 | 0 | 5.3807 | 5.3807 | 5.3807 | 5.3807 | 5.3807 | 5.3807 | 5.3807 | 5.3807 | 5.3807 | 5.3807 | 5.3807 | 5.3807 | 5.3807 | 5.3807 | 5.3807 | 5.3807 | 5.3807 | 5.3807 | 5.3807 | 5.3807
F2_Industrial_Instruments_New_Space Heating_Natural Gas_Gas Boiler - High Turndown_A_Achievable Technical Potential | F2 | Industrial | Instruments | New | Space Heating | Natural Gas | Gas Boiler - High Turndown | A | Original Unit Summer Peak Savings (kW) | Achievable Technical Potential | 0 | 0 | 0 | 0 | 0 | 0 | 0 | 0 | 0 | 0 | 0 | 0 | 0 | 0 | 0 | 0 | 0 | 0 | 0 | 0 | 0 | 0
F3_Industrial_Instruments_New_Space Heating_Natural Gas_Gas Boiler - High Turndown_A_Achievable Technical Potential | F3 | Industrial | Instruments | New | Space Heating | Natural Gas | Gas Boiler - High Turndown | A | Original Unit Winter Peak Savings (kW) | Achievable Technical Potential | 0 | 0 | 0 | 0 | 0 | 0 | 0 | 0 | 0 | 0 | 0 | 0 | 0 | 0 | 0 | 0 | 0 | 0 | 0 | 0 | 0 | 0
F4_Industrial_Instruments_New_Space Heating_Natural Gas_Gas Boiler - High Turndown_A_Achievable Technical Potential | F4 | Industrial | Instruments | New | Space Heating | Natural Gas | Gas Boiler - High Turndown | A | Standalone Impact on Baseline Energy (%) | Achievable Technical Potential | 0% | 0% | 0.004253% | 0.00669% | 0.008944% | 0.01095% | 0.01377% | 0.01578% | 0.01702% | 0.01751% | 0.01809% | 0.01815% | 0.01803% | 0.01758% | 0.01746% | 0.01707% | 0.01662% | 0.01561% | 0.015% | 0.01431% | 0.0137% | 0.01314%
F5_Industrial_Instruments_New_Space Heating_Natural Gas_Gas Boiler - High Turndown_A_Achievable Technical Potential | F5 | Industrial | Instruments | New | Space Heating | Natural Gas | Gas Boiler - High Turndown | A | Standalone Impact on Baseline Summer Peak (%) | Achievable Technical Potential | bar: 2019 to 2040
F6_Industrial_Instruments_New_Space Heating_Natural Gas_Gas Boiler - High Turndown_A_Achievable Technical Potential | F6 | Industrial | Instruments | New | Space Heating | Natural Gas | Gas Boiler - High Turndown | A | Standalone Impact on Baseline Winter Peak (%) | Achievable Technical Potential | bar: 2019 to 2040
F7_Industrial_Instruments_New_Space Heating_Natural Gas_Gas Boiler - High Turndown_A_Achievable Technical Potential | F7 | Industrial | Instruments | New | Space Heating | Natural Gas | Gas Boiler - High Turndown | A | Incremental Energy Savings (MWh or mTherms) | Achievable Technical Potential | 0 | 0 | 0.00098559 | 0.00172 | 0.0024527 | 0.0032739 | 0.0037684 | 0.0039083 | 0.0035348 | 0.0031951 | 0.0027749 | 0.0024213 | 0.002096 | 0.0018243 | 0.0015395 | 0.0013095 | 0.0011098 | 0.00098559 | 0.00172 | 0.0024527 | 0.0032739 | 0.0037684
F8_Industrial_Instruments_New_Space Heating_Natural Gas_Gas Boiler - High Turndown_A_Achievable Technical Potential | F8 | Industrial | Instruments | New | Space Heating | Natural Gas | Gas Boiler - High Turndown | A | Incremental Summer Peak Savings (MW) | Achievable Technical Potential | 0 | 0 | 0 | 0 | 0 | 0 | 0 | 0 | 0 | 0 | 0 | 0 | 0 | 0 | 0 | 0 | 0 | 0 | 0 | 0 | 0 | 0
F9_Industrial_Instruments_New_Space Heating_Natural Gas_Gas Boiler - High Turndown_A_Achievable Technical Potential | F9 | Industrial | Instruments | New | Space Heating | Natural Gas | Gas Boiler - High Turndown | A | Incremental Winter Peak Savings (MW) | Achievable Technical Potential | 0 | 0 | 0 | 0 | 0 | 0 | 0 | 0 | 0 | 0 | 0 | 0 | 0 | 0 | 0 | 0 | 0 | 0 | 0 | 0 | 0 | 0
F10_Industrial_Instruments_New_Space Heating_Natural Gas_Gas Boiler - High Turndown_A_Achievable Technical Potential | F10 | Industrial | Instruments | New | Space Heating | Natural Gas | Gas Boiler - High Turndown | A | Cumulative Energy Savings (MWh or mTherms) | Achievable Technical Potential | 0 | 0 | 0.00098559 | 0.0027056 | 0.0051583 | 0.0084322 | 0.012201 | 0.016109 | 0.019644 | 0.022839 | 0.025614 | 0.028035 | 0.030131 | 0.031955 | 0.033495 | 0.034804 | 0.035914 | 0.035914 | 0.035914 | 0.035914 | 0.035914 | 0.035914
F11_Industrial_Instruments_New_Space Heating_Natural Gas_Gas Boiler - High Turndown_A_Achievable Technical Potential | F11 | Industrial | Instruments | New | Space Heating | Natural Gas | Gas Boiler - High Turndown | A | Cumulative Summer Peak Savings (MW) | Achievable Technical Potential | 0 | 0 | 0 | 0 | 0 | 0 | 0 | 0 | 0 | 0 | 0 | 0 | 0 | 0 | 0 | 0 | 0 | 0 | 0 | 0 | 0 | 0
F12_Industrial_Instruments_New_Space Heating_Natural Gas_Gas Boiler - High Turndown_A_Achievable Technical Potential | F12 | Industrial | Instruments | New | Space Heating | Natural Gas | Gas Boiler - High Turndown | A | Cumulative Winter Peak Savings (MW) | Achievable Technical Potential | 0 | 0 | 0 | 0 | 0 | 0 | 0 | 0 | 0 | 0 | 0 | 0 | 0 | 0 | 0 | 0 | 0 | 0 | 0 | 0 | 0 | 0
F13_Industrial_Instruments_New_Space Heating_Natural Gas_Gas Boiler - High Turndown_A_Achievable Technical Potential | F13 | Industrial | Instruments | New | Space Heating | Natural Gas | Gas Boiler - High Turndown | A | Purchases (Incremental) | Achievable Technical Potential | 0 | 0 | 0.18317 | 0.31967 | 0.45583 | 0.60845 | 0.70036 | 0.72635 | 0.65694 | 0.59381 | 0.51572 | 0.45 | 0.38954 | 0.33904 | 0.28612 | 0.24337 | 0.20626 | 0.18317 | 0.31967 | 0.45583 | 0.60845 | 0.70036
F14_Industrial_Instruments_New_Space Heating_Natural Gas_Gas Boiler - High Turndown_A_Achievable Technical Potential | F14 | Industrial | Instruments | New | Space Heating | Natural Gas | Gas Boiler - High Turndown | A | Purchases (Cumulative) | Achievable Technical Potential | 0 | 0 | 0.18317 | 0.50284 | 0.95867 | 1.5671 | 2.2675 | 2.9938 | 3.6508 | 4.2446 | 4.7603 | 5.2103 | 5.5998 | 5.9389 | 6.225 | 6.4684 | 6.6746 | 6.6746 | 6.6746 | 6.6746 | 6.6746 | 6.6746
F1_Industrial_Instruments_New_Process_Natural Gas_Gas Boiler - High Turndown_A_Achievable Technical Potential | F1 | Industrial | Instruments | New | Process | Natural Gas | Gas Boiler - High Turndown | A | Original Unit Energy Savings (kWh or therms) | Achievable Technical Potential | 0 | 0 | 3.5182 | 3.5182 | 3.5182 | 3.5182 | 3.5182 | 3.5182 | 3.5182 | 3.5182 | 3.5182 | 3.5182 | 3.5182 | 3.5182 | 3.5182 | 3.5182 | 3.5182 | 3.5182 | 3.5182 | 3.5182 | 3.5182 | 3.5182
F2_Industrial_Instruments_New_Process_Natural Gas_Gas Boiler - High Turndown_A_Achievable Technical Potential | F2 | Industrial | Instruments | New | Process | Natural Gas | Gas Boiler - High Turndown | A | Original Unit Summer Peak Savings (kW) | Achievable Technical Potential | 0 | 0 | 0 | 0 | 0 | 0 | 0 | 0 | 0 | 0 | 0 | 0 | 0 | 0 | 0 | 0 | 0 | 0 | 0 | 0 | 0 | 0
F3_Industrial_Instruments_New_Process_Natural Gas_Gas Boiler - High Turndown_A_Achievable Technical Potential | F3 | Industrial | Instruments | New | Process | Natural Gas | Gas Boiler - High Turndown | A | Original Unit Winter Peak Savings (kW) | Achievable Technical Potential | 0 | 0 | 0 | 0 | 0 | 0 | 0 | 0 | 0 | 0 | 0 | 0 | 0 | 0 | 0 | 0 | 0 | 0 | 0 | 0 | 0 | 0
F4_Industrial_Instruments_New_Process_Natural Gas_Gas Boiler - High Turndown_A_Achievable Technical Potential | F4 | Industrial | Instruments | New | Process | Natural Gas | Gas Boiler - High Turndown | A | Standalone Impact on Baseline Energy (%) | Achievable Technical Potential | 0% | 0% | 0.03104% | 0.04882% | 0.06527% | 0.07994% | 0.1005% | 0.1151% | 0.1242% | 0.1278% | 0.132% | 0.1325% | 0.1316% | 0.1283% | 0.1274% | 0.1246% | 0.1213% | 0.1139% | 0.1095% | 0.1044% | 0.09999% | 0.09592%
F5_Industrial_Instruments_New_Process_Natural Gas_Gas Boiler - High Turndown_A_Achievable Technical Potential | F5 | Industrial | Instruments | New | Process | Natural Gas | Gas Boiler - High Turndown | A | Standalone Impact on Baseline Summer Peak (%) | Achievable Technical Potential | bar: 2019 to 2040
F6_Industrial_Instruments_New_Process_Natural Gas_Gas Boiler - High Turndown_A_Achievable Technical Potential | F6 | Industrial | Instruments | New | Process | Natural Gas | Gas Boiler - High Turndown | A | Standalone Impact on Baseline Winter Peak (%) | Achievable Technical Potential | bar: 2019 to 2040
F7_Industrial_Instruments_New_Process_Natural Gas_Gas Boiler - High Turndown_A_Achievable Technical Potential | F7 | Industrial | Instruments | New | Process | Natural Gas | Gas Boiler - High Turndown | A | Incremental Energy Savings (MWh or mTherms) | Achievable Technical Potential | 0 | 0 | 0.019549 | 0.034116 | 0.048648 | 0.064936 | 0.074745 | 0.077519 | 0.070111 | 0.063373 | 0.055039 | 0.048025 | 0.041573 | 0.036184 | 0.030536 | 0.025973 | 0.022013 | 0.019549 | 0.034116 | 0.048648 | 0.064936 | 0.074745
F8_Industrial_Instruments_New_Process_Natural Gas_Gas Boiler - High Turndown_A_Achievable Technical Potential | F8 | Industrial | Instruments | New | Process | Natural Gas | Gas Boiler - High Turndown | A | Incremental Summer Peak Savings (MW) | Achievable Technical Potential | 0 | 0 | 0 | 0 | 0 | 0 | 0 | 0 | 0 | 0 | 0 | 0 | 0 | 0 | 0 | 0 | 0 | 0 | 0 | 0 | 0 | 0
F9_Industrial_Instruments_New_Process_Natural Gas_Gas Boiler - High Turndown_A_Achievable Technical Potential | F9 | Industrial | Instruments | New | Process | Natural Gas | Gas Boiler - High Turndown | A | Incremental Winter Peak Savings (MW) | Achievable Technical Potential | 0 | 0 | 0 | 0 | 0 | 0 | 0 | 0 | 0 | 0 | 0 | 0 | 0 | 0 | 0 | 0 | 0 | 0 | 0 | 0 | 0 | 0
F10_Industrial_Instruments_New_Process_Natural Gas_Gas Boiler - High Turndown_A_Achievable Technical Potential | F10 | Industrial | Instruments | New | Process | Natural Gas | Gas Boiler - High Turndown | A | Cumulative Energy Savings (MWh or mTherms) | Achievable Technical Potential | 0 | 0 | 0.019549 | 0.053665 | 0.10231 | 0.16725 | 0.24199 | 0.31951 | 0.38962 | 0.453 | 0.50804 | 0.55606 | 0.59764 | 0.63382 | 0.66436 | 0.69033 | 0.71234 | 0.71234 | 0.71234 | 0.71234 | 0.71234 | 0.71234
F11_Industrial_Instruments_New_Process_Natural Gas_Gas Boiler - High Turndown_A_Achievable Technical Potential | F11 | Industrial | Instruments | New | Process | Natural Gas | Gas Boiler - High Turndown | A | Cumulative Summer Peak Savings (MW) | Achievable Technical Potential | 0 | 0 | 0 | 0 | 0 | 0 | 0 | 0 | 0 | 0 | 0 | 0 | 0 | 0 | 0 | 0 | 0 | 0 | 0 | 0 | 0 | 0
F12_Industrial_Instruments_New_Process_Natural Gas_Gas Boiler - High Turndown_A_Achievable Technical Potential | F12 | Industrial | Instruments | New | Process | Natural Gas | Gas Boiler - High Turndown | A | Cumulative Winter Peak Savings (MW) | Achievable Technical Potential | 0 | 0 | 0 | 0 | 0 | 0 | 0 | 0 | 0 | 0 | 0 | 0 | 0 | 0 | 0 | 0 | 0 | 0 | 0 | 0 | 0 | 0
F13_Industrial_Instruments_New_Process_Natural Gas_Gas Boiler - High Turndown_A_Achievable Technical Potential | F13 | Industrial | Instruments | New | Process | Natural Gas | Gas Boiler - High Turndown | A | Purchases (Incremental) | Achievable Technical Potential | 0 | 0 | 5.5565 | 9.6971 | 13.8275 | 18.4571 | 21.2453 | 22.0337 | 19.928 | 18.013 | 15.6442 | 13.6505 | 11.8165 | 10.2848 | 8.6794 | 7.3825 | 6.257 | 5.5565 | 9.6971 | 13.8275 | 18.4571 | 21.2453
F14_Industrial_Instruments_New_Process_Natural Gas_Gas Boiler - High Turndown_A_Achievable Technical Potential | F14 | Industrial | Instruments | New | Process | Natural Gas | Gas Boiler - High Turndown | A | Purchases (Cumulative) | Achievable Technical Potential | 0 | 0 | 5.5565 | 15.2536 | 29.0811 | 47.5382 | 68.7835 | 90.8172 | 110.7452 | 128.7582 | 144.4024 | 158.0529 | 169.8695 | 180.1543 | 188.8337 | 196.2162 | 202.4732 | 202.4732 | 202.4732 | 202.4732 | 202.4732 | 202.4732
F1_Industrial_Instruments_New_Space Heating_Natural Gas_Gas Boiler - Burner Control Optimization_A_Achievable Technical Potential | F1 | Industrial | Instruments | New | Space Heating | Natural Gas | Gas Boiler - Burner Control Optimization | A | Original Unit Energy Savings (kWh or therms) | Achievable Technical Potential | 0 | 0 | 1.5604 | 1.5604 | 1.5604 | 1.5604 | 1.5604 | 1.5604 | 1.5604 | 1.5604 | 1.5604 | 1.5604 | 1.5604 | 1.5604 | 1.5604 | 1.5604 | 1.5604 | 1.5604 | 1.5604 | 1.5604 | 1.5604 | 1.5604
F2_Industrial_Instruments_New_Space Heating_Natural Gas_Gas Boiler - Burner Control Optimization_A_Achievable Technical Potential | F2 | Industrial | Instruments | New | Space Heating | Natural Gas | Gas Boiler - Burner Control Optimization | A | Original Unit Summer Peak Savings (kW) | Achievable Technical Potential | 0 | 0 | 0 | 0 | 0 | 0 | 0 | 0 | 0 | 0 | 0 | 0 | 0 | 0 | 0 | 0 | 0 | 0 | 0 | 0 | 0 | 0
F3_Industrial_Instruments_New_Space Heating_Natural Gas_Gas Boiler - Burner Control Optimization_A_Achievable Technical Potential | F3 | Industrial | Instruments | New | Space Heating | Natural Gas | Gas Boiler - Burner Control Optimization | A | Original Unit Winter Peak Savings (kW) | Achievable Technical Potential | 0 | 0 | 0 | 0 | 0 | 0 | 0 | 0 | 0 | 0 | 0 | 0 | 0 | 0 | 0 | 0 | 0 | 0 | 0 | 0 | 0 | 0
F4_Industrial_Instruments_New_Space Heating_Natural Gas_Gas Boiler - Burner Control Optimization_A_Achievable Technical Potential | F4 | Industrial | Instruments | New | Space Heating | Natural Gas | Gas Boiler - Burner Control Optimization | A | Standalone Impact on Baseline Energy (%) | Achievable Technical Potential | 0% | 0% | 0.0003327% | 0.0007136% | 0.001546% | 0.002989% | 0.005444% | 0.00871% | 0.01278% | 0.01723% | 0.02224% | 0.02677% | 0.03069% | 0.03341% | 0.03596% | 0.03716% | 0.03753% | 0.03695% | 0.03666% | 0.03571% | 0.0346% | 0.03342%
F5_Industrial_Instruments_New_Space Heating_Natural Gas_Gas Boiler - Burner Control Optimization_A_Achievable Technical Potential | F5 | Industrial | Instruments | New | Space Heating | Natural Gas | Gas Boiler - Burner Control Optimization | A | Standalone Impact on Baseline Summer Peak (%) | Achievable Technical Potential | bar: 2019 to 2040
F6_Industrial_Instruments_New_Space Heating_Natural Gas_Gas Boiler - Burner Control Optimization_A_Achievable Technical Potential | F6 | Industrial | Instruments | New | Space Heating | Natural Gas | Gas Boiler - Burner Control Optimization | A | Standalone Impact on Baseline Winter Peak (%) | Achievable Technical Potential | bar: 2019 to 2040
F7_Industrial_Instruments_New_Space Heating_Natural Gas_Gas Boiler - Burner Control Optimization_A_Achievable Technical Potential | F7 | Industrial | Instruments | New | Space Heating | Natural Gas | Gas Boiler - Burner Control Optimization | A | Incremental Energy Savings (MWh or mTherms) | Achievable Technical Potential | 0 | 0 | 7.7101e-05 | 0.00021151 | 0.00060321 | 0.001409 | 0.0025229 | 0.0040702 | 0.0058565 | 0.00772 | 0.0090257 | 0.0098443 | 0.009942 | 0.0094645 | 0.008222 | 0.0067993 | 0.0053077 | 0.003958 | 0.0027455 | 0.0018309 | 0.0011641 | 0.00082165
F8_Industrial_Instruments_New_Space Heating_Natural Gas_Gas Boiler - Burner Control Optimization_A_Achievable Technical Potential | F8 | Industrial | Instruments | New | Space Heating | Natural Gas | Gas Boiler - Burner Control Optimization | A | Incremental Summer Peak Savings (MW) | Achievable Technical Potential | 0 | 0 | 0 | 0 | 0 | 0 | 0 | 0 | 0 | 0 | 0 | 0 | 0 | 0 | 0 | 0 | 0 | 0 | 0 | 0 | 0 | 0
F9_Industrial_Instruments_New_Space Heating_Natural Gas_Gas Boiler - Burner Control Optimization_A_Achievable Technical Potential | F9 | Industrial | Instruments | New | Space Heating | Natural Gas | Gas Boiler - Burner Control Optimization | A | Incremental Winter Peak Savings (MW) | Achievable Technical Potential | 0 | 0 | 0 | 0 | 0 | 0 | 0 | 0 | 0 | 0 | 0 | 0 | 0 | 0 | 0 | 0 | 0 | 0 | 0 | 0 | 0 | 0
F10_Industrial_Instruments_New_Space Heating_Natural Gas_Gas Boiler - Burner Control Optimization_A_Achievable Technical Potential | F10 | Industrial | Instruments | New | Space Heating | Natural Gas | Gas Boiler - Burner Control Optimization | A | Cumulative Energy Savings (MWh or mTherms) | Achievable Technical Potential | 0 | 0 | 7.7101e-05 | 0.00028861 | 0.00089182 | 0.0023009 | 0.0048238 | 0.008894 | 0.01475 | 0.022471 | 0.031496 | 0.04134 | 0.051282 | 0.060747 | 0.068969 | 0.075768 | 0.081076 | 0.085034 | 0.087779 | 0.08961 | 0.090697 | 0.091307
F11_Industrial_Instruments_New_Space Heating_Natural Gas_Gas Boiler - Burner Control Optimization_A_Achievable Technical Potential | F11 | Industrial | Instruments | New | Space Heating | Natural Gas | Gas Boiler - Burner Control Optimization | A | Cumulative Summer Peak Savings (MW) | Achievable Technical Potential | 0 | 0 | 0 | 0 | 0 | 0 | 0 | 0 | 0 | 0 | 0 | 0 | 0 | 0 | 0 | 0 | 0 | 0 | 0 | 0 | 0 | 0
F12_Industrial_Instruments_New_Space Heating_Natural Gas_Gas Boiler - Burner Control Optimization_A_Achievable Technical Potential | F12 | Industrial | Instruments | New | Space Heating | Natural Gas | Gas Boiler - Burner Control Optimization | A | Cumulative Winter Peak Savings (MW) | Achievable Technical Potential | 0 | 0 | 0 | 0 | 0 | 0 | 0 | 0 | 0 | 0 | 0 | 0 | 0 | 0 | 0 | 0 | 0 | 0 | 0 | 0 | 0 | 0
F13_Industrial_Instruments_New_Space Heating_Natural Gas_Gas Boiler - Burner Control Optimization_A_Achievable Technical Potential | F13 | Industrial | Instruments | New | Space Heating | Natural Gas | Gas Boiler - Burner Control Optimization | A | Purchases (Incremental) | Achievable Technical Potential | 0 | 0 | 0.049411 | 0.13555 | 0.38657 | 0.903 | 1.6169 | 2.6084 | 3.7532 | 4.9475 | 5.7842 | 6.3088 | 6.3714 | 6.0654 | 5.2692 | 4.3574 | 3.4015 | 2.5365 | 1.7595 | 1.1733 | 0.746 | 0.52656
F14_Industrial_Instruments_New_Space Heating_Natural Gas_Gas Boiler - Burner Control Optimization_A_Achievable Technical Potential | F14 | Industrial | Instruments | New | Space Heating | Natural Gas | Gas Boiler - Burner Control Optimization | A | Purchases (Cumulative) | Achievable Technical Potential | 0 | 0 | 0.049411 | 0.18496 | 0.57153 | 1.4745 | 3.0914 | 5.6998 | 9.453 | 14.4005 | 20.1847 | 26.4935 | 32.865 | 38.9304 | 44.1996 | 48.557 | 51.9584 | 54.495 | 56.2544 | 57.4278 | 58.1244 | 58.5154
F1_Industrial_Instruments_New_Process_Natural Gas_Gas Boiler - Burner Control Optimization_A_Achievable Technical Potential | F1 | Industrial | Instruments | New | Process | Natural Gas | Gas Boiler - Burner Control Optimization | A | Original Unit Energy Savings (kWh or therms) | Achievable Technical Potential | 0 | 0 | 1.0203 | 1.0203 | 1.0203 | 1.0203 | 1.0203 | 1.0203 | 1.0203 | 1.0203 | 1.0203 | 1.0203 | 1.0203 | 1.0203 | 1.0203 | 1.0203 | 1.0203 | 1.0203 | 1.0203 | 1.0203 | 1.0203 | 1.0203
F2_Industrial_Instruments_New_Process_Natural Gas_Gas Boiler - Burner Control Optimization_A_Achievable Technical Potential | F2 | Industrial | Instruments | New | Process | Natural Gas | Gas Boiler - Burner Control Optimization | A | Original Unit Summer Peak Savings (kW) | Achievable Technical Potential | 0 | 0 | 0 | 0 | 0 | 0 | 0 | 0 | 0 | 0 | 0 | 0 | 0 | 0 | 0 | 0 | 0 | 0 | 0 | 0 | 0 | 0
F3_Industrial_Instruments_New_Process_Natural Gas_Gas Boiler - Burner Control Optimization_A_Achievable Technical Potential | F3 | Industrial | Instruments | New | Process | Natural Gas | Gas Boiler - Burner Control Optimization | A | Original Unit Winter Peak Savings (kW) | Achievable Technical Potential | 0 | 0 | 0 | 0 | 0 | 0 | 0 | 0 | 0 | 0 | 0 | 0 | 0 | 0 | 0 | 0 | 0 | 0 | 0 | 0 | 0 | 0
F4_Industrial_Instruments_New_Process_Natural Gas_Gas Boiler - Burner Control Optimization_A_Achievable Technical Potential | F4 | Industrial | Instruments | New | Process | Natural Gas | Gas Boiler - Burner Control Optimization | A | Standalone Impact on Baseline Energy (%) | Achievable Technical Potential | 0% | 0% | 0.002428% | 0.005208% | 0.01129% | 0.02181% | 0.03973% | 0.06357% | 0.09325% | 0.1257% | 0.1623% | 0.1953% | 0.2239% | 0.2438% | 0.2624% | 0.2712% | 0.2739% | 0.2696% | 0.2675% | 0.2606% | 0.2525% | 0.2439%
F5_Industrial_Instruments_New_Process_Natural Gas_Gas Boiler - Burner Control Optimization_A_Achievable Technical Potential | F5 | Industrial | Instruments | New | Process | Natural Gas | Gas Boiler - Burner Control Optimization | A | Standalone Impact on Baseline Summer Peak (%) | Achievable Technical Potential | bar: 2019 to 2040
F6_Industrial_Instruments_New_Process_Natural Gas_Gas Boiler - Burner Control Optimization_A_Achievable Technical Potential | F6 | Industrial | Instruments | New | Process | Natural Gas | Gas Boiler - Burner Control Optimization | A | Standalone Impact on Baseline Winter Peak (%) | Achievable Technical Potential | bar: 2019 to 2040
F7_Industrial_Instruments_New_Process_Natural Gas_Gas Boiler - Burner Control Optimization_A_Achievable Technical Potential | F7 | Industrial | Instruments | New | Process | Natural Gas | Gas Boiler - Burner Control Optimization | A | Incremental Energy Savings (MWh or mTherms) | Achievable Technical Potential | 0 | 0 | 0.0015293 | 0.0041952 | 0.011964 | 0.027948 | 0.050041 | 0.080731 | 0.11616 | 0.15312 | 0.17902 | 0.19526 | 0.1972 | 0.18773 | 0.16308 | 0.13486 | 0.10528 | 0.078505 | 0.054456 | 0.036315 | 0.023089 | 0.016297
F8_Industrial_Instruments_New_Process_Natural Gas_Gas Boiler - Burner Control Optimization_A_Achievable Technical Potential | F8 | Industrial | Instruments | New | Process | Natural Gas | Gas Boiler - Burner Control Optimization | A | Incremental Summer Peak Savings (MW) | Achievable Technical Potential | 0 | 0 | 0 | 0 | 0 | 0 | 0 | 0 | 0 | 0 | 0 | 0 | 0 | 0 | 0 | 0 | 0 | 0 | 0 | 0 | 0 | 0
F9_Industrial_Instruments_New_Process_Natural Gas_Gas Boiler - Burner Control Optimization_A_Achievable Technical Potential | F9 | Industrial | Instruments | New | Process | Natural Gas | Gas Boiler - Burner Control Optimization | A | Incremental Winter Peak Savings (MW) | Achievable Technical Potential | 0 | 0 | 0 | 0 | 0 | 0 | 0 | 0 | 0 | 0 | 0 | 0 | 0 | 0 | 0 | 0 | 0 | 0 | 0 | 0 | 0 | 0
F10_Industrial_Instruments_New_Process_Natural Gas_Gas Boiler - Burner Control Optimization_A_Achievable Technical Potential | F10 | Industrial | Instruments | New | Process | Natural Gas | Gas Boiler - Burner Control Optimization | A | Cumulative Energy Savings (MWh or mTherms) | Achievable Technical Potential | 0 | 0 | 0.0015293 | 0.0057245 | 0.017689 | 0.045637 | 0.095678 | 0.17641 | 0.29257 | 0.44569 | 0.62471 | 0.81997 | 1.0172 | 1.2049 | 1.368 | 1.5028 | 1.6081 | 1.6866 | 1.7411 | 1.7774 | 1.7989 | 1.811
F11_Industrial_Instruments_New_Process_Natural Gas_Gas Boiler - Burner Control Optimization_A_Achievable Technical Potential | F11 | Industrial | Instruments | New | Process | Natural Gas | Gas Boiler - Burner Control Optimization | A | Cumulative Summer Peak Savings (MW) | Achievable Technical Potential | 0 | 0 | 0 | 0 | 0 | 0 | 0 | 0 | 0 | 0 | 0 | 0 | 0 | 0 | 0 | 0 | 0 | 0 | 0 | 0 | 0 | 0
F12_Industrial_Instruments_New_Process_Natural Gas_Gas Boiler - Burner Control Optimization_A_Achievable Technical Potential | F12 | Industrial | Instruments | New | Process | Natural Gas | Gas Boiler - Burner Control Optimization | A | Cumulative Winter Peak Savings (MW) | Achievable Technical Potential | 0 | 0 | 0 | 0 | 0 | 0 | 0 | 0 | 0 | 0 | 0 | 0 | 0 | 0 | 0 | 0 | 0 | 0 | 0 | 0 | 0 | 0
F13_Industrial_Instruments_New_Process_Natural Gas_Gas Boiler - Burner Control Optimization_A_Achievable Technical Potential | F13 | Industrial | Instruments | New | Process | Natural Gas | Gas Boiler - Burner Control Optimization | A | Purchases (Incremental) | Achievable Technical Potential | 0 | 0 | 1.4989 | 4.1118 | 11.7266 | 27.3922 | 49.0468 | 79.1265 | 113.8527 | 150.0801 | 175.4623 | 191.3774 | 193.276 | 183.9938 | 159.8397 | 132.1802 | 103.1834 | 76.9446 | 53.3732 | 35.5933 | 22.6297 | 15.9732
F14_Industrial_Instruments_New_Process_Natural Gas_Gas Boiler - Burner Control Optimization_A_Achievable Technical Potential | F14 | Industrial | Instruments | New | Process | Natural Gas | Gas Boiler - Burner Control Optimization | A | Purchases (Cumulative) | Achievable Technical Potential | 0 | 0 | 1.4989 | 5.6107 | 17.3373 | 44.7295 | 93.7764 | 172.9029 | 286.7556 | 436.8357 | 612.298 | 803.6754 | 996.9514 | 1180.9452 | 1340.7849 | 1472.9651 | 1576.1485 | 1653.0931 | 1706.4663 | 1742.0596 | 1763.1904 | 1775.0518
F1_Industrial_Instruments_New_Space Heating_Natural Gas_HVAC - Demand Controlled Ventilation_A_Achievable Technical Potential | F1 | Industrial | Instruments | New | Space Heating | Natural Gas | HVAC - Demand Controlled Ventilation | A | Original Unit Energy Savings (kWh or therms) | Achievable Technical Potential | 0 | 0 | 0.067787 | 0.067787 | 0.067787 | 0.067787 | 0.067787 | 0.067787 | 0.067787 | 0.067787 | 0.067787 | 0.067787 | 0.067787 | 0.067787 | 0.067787 | 0.067787 | 0.067787 | 0.067787 | 0.067787 | 0.067787 | 0.067787 | 0.067787
F2_Industrial_Instruments_New_Space Heating_Natural Gas_HVAC - Demand Controlled Ventilation_A_Achievable Technical Potential | F2 | Industrial | Instruments | New | Space Heating | Natural Gas | HVAC - Demand Controlled Ventilation | A | Original Unit Summer Peak Savings (kW) | Achievable Technical Potential | 0 | 0 | 0 | 0 | 0 | 0 | 0 | 0 | 0 | 0 | 0 | 0 | 0 | 0 | 0 | 0 | 0 | 0 | 0 | 0 | 0 | 0
F3_Industrial_Instruments_New_Space Heating_Natural Gas_HVAC - Demand Controlled Ventilation_A_Achievable Technical Potential | F3 | Industrial | Instruments | New | Space Heating | Natural Gas | HVAC - Demand Controlled Ventilation | A | Original Unit Winter Peak Savings (kW) | Achievable Technical Potential | 0 | 0 | 0 | 0 | 0 | 0 | 0 | 0 | 0 | 0 | 0 | 0 | 0 | 0 | 0 | 0 | 0 | 0 | 0 | 0 | 0 | 0
F4_Industrial_Instruments_New_Space Heating_Natural Gas_HVAC - Demand Controlled Ventilation_A_Achievable Technical Potential | F4 | Industrial | Instruments | New | Space Heating | Natural Gas | HVAC - Demand Controlled Ventilation | A | Standalone Impact on Baseline Energy (%) | Achievable Technical Potential | 0% | 0% | 0.0396% | 0.06229% | 0.08329% | 0.102% | 0.1282% | 0.1509% | 0.173% | 0.1928% | 0.2172% | 0.2387% | 0.2602% | 0.2788% | 0.3039% | 0.3254% | 0.3467% | 0.3611% | 0.38% | 0.3931% | 0.4043% | 0.4146%
F5_Industrial_Instruments_New_Space Heating_Natural Gas_HVAC - Demand Controlled Ventilation_A_Achievable Technical Potential | F5 | Industrial | Instruments | New | Space Heating | Natural Gas | HVAC - Demand Controlled Ventilation | A | Standalone Impact on Baseline Summer Peak (%) | Achievable Technical Potential | bar: 2019 to 2040
F6_Industrial_Instruments_New_Space Heating_Natural Gas_HVAC - Demand Controlled Ventilation_A_Achievable Technical Potential | F6 | Industrial | Instruments | New | Space Heating | Natural Gas | HVAC - Demand Controlled Ventilation | A | Standalone Impact on Baseline Winter Peak (%) | Achievable Technical Potential | bar: 2019 to 2040
F7_Industrial_Instruments_New_Space Heating_Natural Gas_HVAC - Demand Controlled Ventilation_A_Achievable Technical Potential | F7 | Industrial | Instruments | New | Space Heating | Natural Gas | HVAC - Demand Controlled Ventilation | A | Incremental Energy Savings (MWh or mTherms) | Achievable Technical Potential | 0 | 0 | 0.0091775 | 0.016016 | 0.022839 | 0.030485 | 0.03509 | 0.040436 | 0.045715 | 0.051652 | 0.056074 | 0.06116 | 0.066179 | 0.072001 | 0.075952 | 0.080755 | 0.085553 | 0.091139 | 0.094829 | 0.099376 | 0.1038 | 0.10821
F8_Industrial_Instruments_New_Space Heating_Natural Gas_HVAC - Demand Controlled Ventilation_A_Achievable Technical Potential | F8 | Industrial | Instruments | New | Space Heating | Natural Gas | HVAC - Demand Controlled Ventilation | A | Incremental Summer Peak Savings (MW) | Achievable Technical Potential | 0 | 0 | 0 | 0 | 0 | 0 | 0 | 0 | 0 | 0 | 0 | 0 | 0 | 0 | 0 | 0 | 0 | 0 | 0 | 0 | 0 | 0
F9_Industrial_Instruments_New_Space Heating_Natural Gas_HVAC - Demand Controlled Ventilation_A_Achievable Technical Potential | F9 | Industrial | Instruments | New | Space Heating | Natural Gas | HVAC - Demand Controlled Ventilation | A | Incremental Winter Peak Savings (MW) | Achievable Technical Potential | 0 | 0 | 0 | 0 | 0 | 0 | 0 | 0 | 0 | 0 | 0 | 0 | 0 | 0 | 0 | 0 | 0 | 0 | 0 | 0 | 0 | 0
F10_Industrial_Instruments_New_Space Heating_Natural Gas_HVAC - Demand Controlled Ventilation_A_Achievable Technical Potential | F10 | Industrial | Instruments | New | Space Heating | Natural Gas | HVAC - Demand Controlled Ventilation | A | Cumulative Energy Savings (MWh or mTherms) | Achievable Technical Potential | 0 | 0 | 0.0091775 | 0.025194 | 0.048032 | 0.078518 | 0.11361 | 0.15404 | 0.19976 | 0.25141 | 0.30748 | 0.36865 | 0.43482 | 0.50683 | 0.58278 | 0.66353 | 0.74909 | 0.83105 | 0.90986 | 0.9864 | 1.0597 | 1.1328
F11_Industrial_Instruments_New_Space Heating_Natural Gas_HVAC - Demand Controlled Ventilation_A_Achievable Technical Potential | F11 | Industrial | Instruments | New | Space Heating | Natural Gas | HVAC - Demand Controlled Ventilation | A | Cumulative Summer Peak Savings (MW) | Achievable Technical Potential | 0 | 0 | 0 | 0 | 0 | 0 | 0 | 0 | 0 | 0 | 0 | 0 | 0 | 0 | 0 | 0 | 0 | 0 | 0 | 0 | 0 | 0
F12_Industrial_Instruments_New_Space Heating_Natural Gas_HVAC - Demand Controlled Ventilation_A_Achievable Technical Potential | F12 | Industrial | Instruments | New | Space Heating | Natural Gas | HVAC - Demand Controlled Ventilation | A | Cumulative Winter Peak Savings (MW) | Achievable Technical Potential | 0 | 0 | 0 | 0 | 0 | 0 | 0 | 0 | 0 | 0 | 0 | 0 | 0 | 0 | 0 | 0 | 0 | 0 | 0 | 0 | 0 | 0
F13_Industrial_Instruments_New_Space Heating_Natural Gas_HVAC - Demand Controlled Ventilation_A_Achievable Technical Potential | F13 | Industrial | Instruments | New | Space Heating | Natural Gas | HVAC - Demand Controlled Ventilation | A | Purchases (Incremental) | Achievable Technical Potential | 0 | 0 | 135.3868 | 236.2756 | 336.9166 | 449.7194 | 517.6539 | 596.5167 | 674.3857 | 761.9762 | 827.2131 | 902.2446 | 976.2809 | 1062.1651 | 1120.455 | 1191.2983 | 1262.088 | 1344.4967 | 1398.9301 | 1466.0049 | 1531.2529 | 1596.3082
F14_Industrial_Instruments_New_Space Heating_Natural Gas_HVAC - Demand Controlled Ventilation_A_Achievable Technical Potential | F14 | Industrial | Instruments | New | Space Heating | Natural Gas | HVAC - Demand Controlled Ventilation | A | Purchases (Cumulative) | Achievable Technical Potential | 0 | 0 | 135.3868 | 371.6624 | 708.579 | 1158.2984 | 1675.9522 | 2272.4689 | 2946.8546 | 3708.8308 | 4536.0439 | 5438.2885 | 6414.5694 | 7476.7345 | 8597.1895 | 9788.4878 | 11050.5758 | 12259.6857 | 13422.3402 | 14551.4285 | 15632.962 | 16711.6163
F1_Industrial_Instruments_New_Space Heating_Natural Gas_Gas Boiler - Stack Economizer_A_Achievable Technical Potential | F1 | Industrial | Instruments | New | Space Heating | Natural Gas | Gas Boiler - Stack Economizer | A | Original Unit Energy Savings (kWh or therms) | Achievable Technical Potential | 0 | 0 | 3.9279 | 3.9279 | 3.9279 | 3.9279 | 3.9279 | 3.9279 | 3.9279 | 3.9279 | 3.9279 | 3.9279 | 3.9279 | 3.9279 | 3.9279 | 3.9279 | 3.9279 | 3.9279 | 3.9279 | 3.9279 | 3.9279 | 3.9279
F2_Industrial_Instruments_New_Space Heating_Natural Gas_Gas Boiler - Stack Economizer_A_Achievable Technical Potential | F2 | Industrial | Instruments | New | Space Heating | Natural Gas | Gas Boiler - Stack Economizer | A | Original Unit Summer Peak Savings (kW) | Achievable Technical Potential | 0 | 0 | 0 | 0 | 0 | 0 | 0 | 0 | 0 | 0 | 0 | 0 | 0 | 0 | 0 | 0 | 0 | 0 | 0 | 0 | 0 | 0
F3_Industrial_Instruments_New_Space Heating_Natural Gas_Gas Boiler - Stack Economizer_A_Achievable Technical Potential | F3 | Industrial | Instruments | New | Space Heating | Natural Gas | Gas Boiler - Stack Economizer | A | Original Unit Winter Peak Savings (kW) | Achievable Technical Potential | 0 | 0 | 0 | 0 | 0 | 0 | 0 | 0 | 0 | 0 | 0 | 0 | 0 | 0 | 0 | 0 | 0 | 0 | 0 | 0 | 0 | 0
F4_Industrial_Instruments_New_Space Heating_Natural Gas_Gas Boiler - Stack Economizer_A_Achievable Technical Potential | F4 | Industrial | Instruments | New | Space Heating | Natural Gas | Gas Boiler - Stack Economizer | A | Standalone Impact on Baseline Energy (%) | Achievable Technical Potential | 0% | 0% | 0.008279% | 0.01302% | 0.01741% | 0.02132% | 0.0268% | 0.03071% | 0.03313% | 0.03409% | 0.03521% | 0.03534% | 0.0351% | 0.03421% | 0.034% | 0.03323% | 0.03236% | 0.03038% | 0.0292% | 0.02786% | 0.02667% | 0.02559%
F5_Industrial_Instruments_New_Space Heating_Natural Gas_Gas Boiler - Stack Economizer_A_Achievable Technical Potential | F5 | Industrial | Instruments | New | Space Heating | Natural Gas | Gas Boiler - Stack Economizer | A | Standalone Impact on Baseline Summer Peak (%) | Achievable Technical Potential | bar: 2019 to 2040
F6_Industrial_Instruments_New_Space Heating_Natural Gas_Gas Boiler - Stack Economizer_A_Achievable Technical Potential | F6 | Industrial | Instruments | New | Space Heating | Natural Gas | Gas Boiler - Stack Economizer | A | Standalone Impact on Baseline Winter Peak (%) | Achievable Technical Potential | bar: 2019 to 2040
F7_Industrial_Instruments_New_Space Heating_Natural Gas_Gas Boiler - Stack Economizer_A_Achievable Technical Potential | F7 | Industrial | Instruments | New | Space Heating | Natural Gas | Gas Boiler - Stack Economizer | A | Incremental Energy Savings (MWh or mTherms) | Achievable Technical Potential | 0 | 0 | 0.0019186 | 0.0033483 | 0.0047746 | 0.0063731 | 0.0073359 | 0.0076081 | 0.006881 | 0.0062198 | 0.0054018 | 0.0047134 | 0.0040802 | 0.0035513 | 0.0029969 | 0.0025491 | 0.0021605 | 0.0019186 | 0.0033483 | 0.0047746 | 0.0063731 | 0.0073359
F8_Industrial_Instruments_New_Space Heating_Natural Gas_Gas Boiler - Stack Economizer_A_Achievable Technical Potential | F8 | Industrial | Instruments | New | Space Heating | Natural Gas | Gas Boiler - Stack Economizer | A | Incremental Summer Peak Savings (MW) | Achievable Technical Potential | 0 | 0 | 0 | 0 | 0 | 0 | 0 | 0 | 0 | 0 | 0 | 0 | 0 | 0 | 0 | 0 | 0 | 0 | 0 | 0 | 0 | 0
F9_Industrial_Instruments_New_Space Heating_Natural Gas_Gas Boiler - Stack Economizer_A_Achievable Technical Potential | F9 | Industrial | Instruments | New | Space Heating | Natural Gas | Gas Boiler - Stack Economizer | A | Incremental Winter Peak Savings (MW) | Achievable Technical Potential | 0 | 0 | 0 | 0 | 0 | 0 | 0 | 0 | 0 | 0 | 0 | 0 | 0 | 0 | 0 | 0 | 0 | 0 | 0 | 0 | 0 | 0
F10_Industrial_Instruments_New_Space Heating_Natural Gas_Gas Boiler - Stack Economizer_A_Achievable Technical Potential | F10 | Industrial | Instruments | New | Space Heating | Natural Gas | Gas Boiler - Stack Economizer | A | Cumulative Energy Savings (MWh or mTherms) | Achievable Technical Potential | 0 | 0 | 0.0019186 | 0.005267 | 0.010042 | 0.016415 | 0.02375 | 0.031359 | 0.03824 | 0.044459 | 0.049861 | 0.054575 | 0.058655 | 0.062206 | 0.065203 | 0.067752 | 0.069913 | 0.069913 | 0.069913 | 0.069913 | 0.069913 | 0.069913
F11_Industrial_Instruments_New_Space Heating_Natural Gas_Gas Boiler - Stack Economizer_A_Achievable Technical Potential | F11 | Industrial | Instruments | New | Space Heating | Natural Gas | Gas Boiler - Stack Economizer | A | Cumulative Summer Peak Savings (MW) | Achievable Technical Potential | 0 | 0 | 0 | 0 | 0 | 0 | 0 | 0 | 0 | 0 | 0 | 0 | 0 | 0 | 0 | 0 | 0 | 0 | 0 | 0 | 0 | 0
F12_Industrial_Instruments_New_Space Heating_Natural Gas_Gas Boiler - Stack Economizer_A_Achievable Technical Potential | F12 | Industrial | Instruments | New | Space Heating | Natural Gas | Gas Boiler - Stack Economizer | A | Cumulative Winter Peak Savings (MW) | Achievable Technical Potential | 0 | 0 | 0 | 0 | 0 | 0 | 0 | 0 | 0 | 0 | 0 | 0 | 0 | 0 | 0 | 0 | 0 | 0 | 0 | 0 | 0 | 0
F13_Industrial_Instruments_New_Space Heating_Natural Gas_Gas Boiler - Stack Economizer_A_Achievable Technical Potential | F13 | Industrial | Instruments | New | Space Heating | Natural Gas | Gas Boiler - Stack Economizer | A | Purchases (Incremental) | Achievable Technical Potential | 0 | 0 | 0.48846 | 0.85245 | 1.2156 | 1.6225 | 1.8676 | 1.9369 | 1.7518 | 1.5835 | 1.3752 | 1.2 | 1.0388 | 0.90412 | 0.76299 | 0.64898 | 0.55004 | 0.48846 | 0.85245 | 1.2156 | 1.6225 | 1.8676
F14_Industrial_Instruments_New_Space Heating_Natural Gas_Gas Boiler - Stack Economizer_A_Achievable Technical Potential | F14 | Industrial | Instruments | New | Space Heating | Natural Gas | Gas Boiler - Stack Economizer | A | Purchases (Cumulative) | Achievable Technical Potential | 0 | 0 | 0.48846 | 1.3409 | 2.5565 | 4.179 | 6.0466 | 7.9835 | 9.7354 | 11.3189 | 12.6941 | 13.8941 | 14.9329 | 15.837 | 16.6 | 17.249 | 17.799 | 17.799 | 17.799 | 17.799 | 17.799 | 17.799
F1_Industrial_Instruments_New_Process_Natural Gas_Gas Boiler - Stack Economizer_A_Achievable Technical Potential | F1 | Industrial | Instruments | New | Process | Natural Gas | Gas Boiler - Stack Economizer | A | Original Unit Energy Savings (kWh or therms) | Achievable Technical Potential | 0 | 0 | 3.3775 | 3.3775 | 3.3775 | 3.3775 | 3.3775 | 3.3775 | 3.3775 | 3.3775 | 3.3775 | 3.3775 | 3.3775 | 3.3775 | 3.3775 | 3.3775 | 3.3775 | 3.3775 | 3.3775 | 3.3775 | 3.3775 | 3.3775
F2_Industrial_Instruments_New_Process_Natural Gas_Gas Boiler - Stack Economizer_A_Achievable Technical Potential | F2 | Industrial | Instruments | New | Process | Natural Gas | Gas Boiler - Stack Economizer | A | Original Unit Summer Peak Savings (kW) | Achievable Technical Potential | 0 | 0 | 0 | 0 | 0 | 0 | 0 | 0 | 0 | 0 | 0 | 0 | 0 | 0 | 0 | 0 | 0 | 0 | 0 | 0 | 0 | 0
F3_Industrial_Instruments_New_Process_Natural Gas_Gas Boiler - Stack Economizer_A_Achievable Technical Potential | F3 | Industrial | Instruments | New | Process | Natural Gas | Gas Boiler - Stack Economizer | A | Original Unit Winter Peak Savings (kW) | Achievable Technical Potential | 0 | 0 | 0 | 0 | 0 | 0 | 0 | 0 | 0 | 0 | 0 | 0 | 0 | 0 | 0 | 0 | 0 | 0 | 0 | 0 | 0 | 0
F4_Industrial_Instruments_New_Process_Natural Gas_Gas Boiler - Stack Economizer_A_Achievable Technical Potential | F4 | Industrial | Instruments | New | Process | Natural Gas | Gas Boiler - Stack Economizer | A | Standalone Impact on Baseline Energy (%) | Achievable Technical Potential | 0% | 0% | 0.07945% | 0.125% | 0.1671% | 0.2046% | 0.2572% | 0.2947% | 0.3179% | 0.3271% | 0.3379% | 0.3391% | 0.3368% | 0.3284% | 0.3263% | 0.3189% | 0.3106% | 0.2915% | 0.2802% | 0.2674% | 0.256% | 0.2455%
F5_Industrial_Instruments_New_Process_Natural Gas_Gas Boiler - Stack Economizer_A_Achievable Technical Potential | F5 | Industrial | Instruments | New | Process | Natural Gas | Gas Boiler - Stack Economizer | A | Standalone Impact on Baseline Summer Peak (%) | Achievable Technical Potential | bar: 2019 to 2040
F6_Industrial_Instruments_New_Process_Natural Gas_Gas Boiler - Stack Economizer_A_Achievable Technical Potential | F6 | Industrial | Instruments | New | Process | Natural Gas | Gas Boiler - Stack Economizer | A | Standalone Impact on Baseline Winter Peak (%) | Achievable Technical Potential | bar: 2019 to 2040
F7_Industrial_Instruments_New_Process_Natural Gas_Gas Boiler - Stack Economizer_A_Achievable Technical Potential | F7 | Industrial | Instruments | New | Process | Natural Gas | Gas Boiler - Stack Economizer | A | Incremental Energy Savings (MWh or mTherms) | Achievable Technical Potential | 0 | 0 | 0.050045 | 0.087338 | 0.12454 | 0.16624 | 0.19135 | 0.19845 | 0.17948 | 0.16224 | 0.1409 | 0.12294 | 0.10643 | 0.092631 | 0.078172 | 0.066492 | 0.056354 | 0.050045 | 0.087338 | 0.12454 | 0.16624 | 0.19135
F8_Industrial_Instruments_New_Process_Natural Gas_Gas Boiler - Stack Economizer_A_Achievable Technical Potential | F8 | Industrial | Instruments | New | Process | Natural Gas | Gas Boiler - Stack Economizer | A | Incremental Summer Peak Savings (MW) | Achievable Technical Potential | 0 | 0 | 0 | 0 | 0 | 0 | 0 | 0 | 0 | 0 | 0 | 0 | 0 | 0 | 0 | 0 | 0 | 0 | 0 | 0 | 0 | 0
F9_Industrial_Instruments_New_Process_Natural Gas_Gas Boiler - Stack Economizer_A_Achievable Technical Potential | F9 | Industrial | Instruments | New | Process | Natural Gas | Gas Boiler - Stack Economizer | A | Incremental Winter Peak Savings (MW) | Achievable Technical Potential | 0 | 0 | 0 | 0 | 0 | 0 | 0 | 0 | 0 | 0 | 0 | 0 | 0 | 0 | 0 | 0 | 0 | 0 | 0 | 0 | 0 | 0
F10_Industrial_Instruments_New_Process_Natural Gas_Gas Boiler - Stack Economizer_A_Achievable Technical Potential | F10 | Industrial | Instruments | New | Process | Natural Gas | Gas Boiler - Stack Economizer | A | Cumulative Energy Savings (MWh or mTherms) | Achievable Technical Potential | 0 | 0 | 0.050045 | 0.13738 | 0.26192 | 0.42816 | 0.61951 | 0.81795 | 0.99744 | 1.1597 | 1.3006 | 1.4235 | 1.5299 | 1.6226 | 1.7007 | 1.7672 | 1.8236 | 1.8236 | 1.8236 | 1.8236 | 1.8236 | 1.8236
F11_Industrial_Instruments_New_Process_Natural Gas_Gas Boiler - Stack Economizer_A_Achievable Technical Potential | F11 | Industrial | Instruments | New | Process | Natural Gas | Gas Boiler - Stack Economizer | A | Cumulative Summer Peak Savings (MW) | Achievable Technical Potential | 0 | 0 | 0 | 0 | 0 | 0 | 0 | 0 | 0 | 0 | 0 | 0 | 0 | 0 | 0 | 0 | 0 | 0 | 0 | 0 | 0 | 0
F12_Industrial_Instruments_New_Process_Natural Gas_Gas Boiler - Stack Economizer_A_Achievable Technical Potential | F12 | Industrial | Instruments | New | Process | Natural Gas | Gas Boiler - Stack Economizer | A | Cumulative Winter Peak Savings (MW) | Achievable Technical Potential | 0 | 0 | 0 | 0 | 0 | 0 | 0 | 0 | 0 | 0 | 0 | 0 | 0 | 0 | 0 | 0 | 0 | 0 | 0 | 0 | 0 | 0
F13_Industrial_Instruments_New_Process_Natural Gas_Gas Boiler - Stack Economizer_A_Achievable Technical Potential | F13 | Industrial | Instruments | New | Process | Natural Gas | Gas Boiler - Stack Economizer | A | Purchases (Incremental) | Achievable Technical Potential | 0 | 0 | 14.8173 | 25.8589 | 36.8735 | 49.219 | 56.654 | 58.7566 | 53.1413 | 48.0347 | 41.7178 | 36.4014 | 31.5107 | 27.4262 | 23.1451 | 19.6868 | 16.6853 | 14.8173 | 25.8589 | 36.8735 | 49.219 | 56.654
F14_Industrial_Instruments_New_Process_Natural Gas_Gas Boiler - Stack Economizer_A_Achievable Technical Potential | F14 | Industrial | Instruments | New | Process | Natural Gas | Gas Boiler - Stack Economizer | A | Purchases (Cumulative) | Achievable Technical Potential | 0 | 0 | 14.8173 | 40.6762 | 77.5496 | 126.7687 | 183.4227 | 242.1793 | 295.3206 | 343.3553 | 385.0731 | 421.4745 | 452.9853 | 480.4115 | 503.5565 | 523.2433 | 539.9286 | 539.9286 | 539.9286 | 539.9286 | 539.9286 | 539.9286
F1_Industrial_Instruments_New_Space Heating_Natural Gas_Gas Furnace Tube Inserts_A_Achievable Technical Potential | F1 | Industrial | Instruments | New | Space Heating | Natural Gas | Gas Furnace Tube Inserts | A | Original Unit Energy Savings (kWh or therms) | Achievable Technical Potential | 0 | 0 | 0.077933 | 0.077933 | 0.077933 | 0.077933 | 0.077933 | 0.077933 | 0.077933 | 0.077933 | 0.077933 | 0.077933 | 0.077933 | 0.077933 | 0.077933 | 0.077933 | 0.077933 | 0.077933 | 0.077933 | 0.077933 | 0.077933 | 0.077933
F2_Industrial_Instruments_New_Space Heating_Natural Gas_Gas Furnace Tube Inserts_A_Achievable Technical Potential | F2 | Industrial | Instruments | New | Space Heating | Natural Gas | Gas Furnace Tube Inserts | A | Original Unit Summer Peak Savings (kW) | Achievable Technical Potential | 0 | 0 | 0 | 0 | 0 | 0 | 0 | 0 | 0 | 0 | 0 | 0 | 0 | 0 | 0 | 0 | 0 | 0 | 0 | 0 | 0 | 0
F3_Industrial_Instruments_New_Space Heating_Natural Gas_Gas Furnace Tube Inserts_A_Achievable Technical Potential | F3 | Industrial | Instruments | New | Space Heating | Natural Gas | Gas Furnace Tube Inserts | A | Original Unit Winter Peak Savings (kW) | Achievable Technical Potential | 0 | 0 | 0 | 0 | 0 | 0 | 0 | 0 | 0 | 0 | 0 | 0 | 0 | 0 | 0 | 0 | 0 | 0 | 0 | 0 | 0 | 0
F4_Industrial_Instruments_New_Space Heating_Natural Gas_Gas Furnace Tube Inserts_A_Achievable Technical Potential | F4 | Industrial | Instruments | New | Space Heating | Natural Gas | Gas Furnace Tube Inserts | A | Standalone Impact on Baseline Energy (%) | Achievable Technical Potential | bar: 2019 to 2040
F5_Industrial_Instruments_New_Space Heating_Natural Gas_Gas Furnace Tube Inserts_A_Achievable Technical Potential | F5 | Industrial | Instruments | New | Space Heating | Natural Gas | Gas Furnace Tube Inserts | A | Standalone Impact on Baseline Summer Peak (%) | Achievable Technical Potential | bar: 2019 to 2040
F6_Industrial_Instruments_New_Space Heating_Natural Gas_Gas Furnace Tube Inserts_A_Achievable Technical Potential | F6 | Industrial | Instruments | New | Space Heating | Natural Gas | Gas Furnace Tube Inserts | A | Standalone Impact on Baseline Winter Peak (%) | Achievable Technical Potential | bar: 2019 to 2040
F7_Industrial_Instruments_New_Space Heating_Natural Gas_Gas Furnace Tube Inserts_A_Achievable Technical Potential | F7 | Industrial | Instruments | New | Space Heating | Natural Gas | Gas Furnace Tube Inserts | A | Incremental Energy Savings (MWh or mTherms) | Achievable Technical Potential | 0 | 0 | 0 | 0 | 0 | 0 | 0 | 0 | 0 | 0 | 0 | 0 | 0 | 0 | 0 | 0 | 0 | 0 | 0 | 0 | 0 | 0
F8_Industrial_Instruments_New_Space Heating_Natural Gas_Gas Furnace Tube Inserts_A_Achievable Technical Potential | F8 | Industrial | Instruments | New | Space Heating | Natural Gas | Gas Furnace Tube Inserts | A | Incremental Summer Peak Savings (MW) | Achievable Technical Potential | 0 | 0 | 0 | 0 | 0 | 0 | 0 | 0 | 0 | 0 | 0 | 0 | 0 | 0 | 0 | 0 | 0 | 0 | 0 | 0 | 0 | 0
F9_Industrial_Instruments_New_Space Heating_Natural Gas_Gas Furnace Tube Inserts_A_Achievable Technical Potential | F9 | Industrial | Instruments | New | Space Heating | Natural Gas | Gas Furnace Tube Inserts | A | Incremental Winter Peak Savings (MW) | Achievable Technical Potential | 0 | 0 | 0 | 0 | 0 | 0 | 0 | 0 | 0 | 0 | 0 | 0 | 0 | 0 | 0 | 0 | 0 | 0 | 0 | 0 | 0 | 0
F10_Industrial_Instruments_New_Space Heating_Natural Gas_Gas Furnace Tube Inserts_A_Achievable Technical Potential | F10 | Industrial | Instruments | New | Space Heating | Natural Gas | Gas Furnace Tube Inserts | A | Cumulative Energy Savings (MWh or mTherms) | Achievable Technical Potential | 0 | 0 | 0 | 0 | 0 | 0 | 0 | 0 | 0 | 0 | 0 | 0 | 0 | 0 | 0 | 0 | 0 | 0 | 0 | 0 | 0 | 0
F11_Industrial_Instruments_New_Space Heating_Natural Gas_Gas Furnace Tube Inserts_A_Achievable Technical Potential | F11 | Industrial | Instruments | New | Space Heating | Natural Gas | Gas Furnace Tube Inserts | A | Cumulative Summer Peak Savings (MW) | Achievable Technical Potential | 0 | 0 | 0 | 0 | 0 | 0 | 0 | 0 | 0 | 0 | 0 | 0 | 0 | 0 | 0 | 0 | 0 | 0 | 0 | 0 | 0 | 0
F12_Industrial_Instruments_New_Space Heating_Natural Gas_Gas Furnace Tube Inserts_A_Achievable Technical Potential | F12 | Industrial | Instruments | New | Space Heating | Natural Gas | Gas Furnace Tube Inserts | A | Cumulative Winter Peak Savings (MW) | Achievable Technical Potential | 0 | 0 | 0 | 0 | 0 | 0 | 0 | 0 | 0 | 0 | 0 | 0 | 0 | 0 | 0 | 0 | 0 | 0 | 0 | 0 | 0 | 0
F13_Industrial_Instruments_New_Space Heating_Natural Gas_Gas Furnace Tube Inserts_A_Achievable Technical Potential | F13 | Industrial | Instruments | New | Space Heating | Natural Gas | Gas Furnace Tube Inserts | A | Purchases (Incremental) | Achievable Technical Potential | 0 | 0 | 0 | 0 | 0 | 0 | 0 | 0 | 0 | 0 | 0 | 0 | 0 | 0 | 0 | 0 | 0 | 0 | 0 | 0 | 0 | 0
F14_Industrial_Instruments_New_Space Heating_Natural Gas_Gas Furnace Tube Inserts_A_Achievable Technical Potential | F14 | Industrial | Instruments | New | Space Heating | Natural Gas | Gas Furnace Tube Inserts | A | Purchases (Cumulative) | Achievable Technical Potential | 0 | 0 | 0 | 0 | 0 | 0 | 0 | 0 | 0 | 0 | 0 | 0 | 0 | 0 | 0 | 0 | 0 | 0 | 0 | 0 | 0 | 0
F1_Industrial_Instruments_New_Space Heating_Natural Gas_Space Heating - Heat Recovery Ventilator_A_Achievable Technical Potential | F1 | Industrial | Instruments | New | Space Heating | Natural Gas | Space Heating - Heat Recovery Ventilator | A | Original Unit Energy Savings (kWh or therms) | Achievable Technical Potential | 0 | 0 | 0.012707 | 0.012707 | 0.012707 | 0.012707 | 0.012707 | 0.012707 | 0.012707 | 0.012707 | 0.012707 | 0.012707 | 0.012707 | 0.012707 | 0.012707 | 0.012707 | 0.012707 | 0.012707 | 0.012707 | 0.012707 | 0.012707 | 0.012707
F2_Industrial_Instruments_New_Space Heating_Natural Gas_Space Heating - Heat Recovery Ventilator_A_Achievable Technical Potential | F2 | Industrial | Instruments | New | Space Heating | Natural Gas | Space Heating - Heat Recovery Ventilator | A | Original Unit Summer Peak Savings (kW) | Achievable Technical Potential | 0 | 0 | 0 | 0 | 0 | 0 | 0 | 0 | 0 | 0 | 0 | 0 | 0 | 0 | 0 | 0 | 0 | 0 | 0 | 0 | 0 | 0
F3_Industrial_Instruments_New_Space Heating_Natural Gas_Space Heating - Heat Recovery Ventilator_A_Achievable Technical Potential | F3 | Industrial | Instruments | New | Space Heating | Natural Gas | Space Heating - Heat Recovery Ventilator | A | Original Unit Winter Peak Savings (kW) | Achievable Technical Potential | 0 | 0 | 0 | 0 | 0 | 0 | 0 | 0 | 0 | 0 | 0 | 0 | 0 | 0 | 0 | 0 | 0 | 0 | 0 | 0 | 0 | 0
F4_Industrial_Instruments_New_Space Heating_Natural Gas_Space Heating - Heat Recovery Ventilator_A_Achievable Technical Potential | F4 | Industrial | Instruments | New | Space Heating | Natural Gas | Space Heating - Heat Recovery Ventilator | A | Standalone Impact on Baseline Energy (%) | Achievable Technical Potential | 0% | 0% | 0.01817% | 0.02858% | 0.03822% | 0.0468% | 0.05883% | 0.06922% | 0.0794% | 0.08845% | 0.09964% | 0.1095% | 0.1194% | 0.1279% | 0.1394% | 0.1493% | 0.1591% | 0.1657% | 0.1743% | 0.1804% | 0.1855% | 0.1902%
F5_Industrial_Instruments_New_Space Heating_Natural Gas_Space Heating - Heat Recovery Ventilator_A_Achievable Technical Potential | F5 | Industrial | Instruments | New | Space Heating | Natural Gas | Space Heating - Heat Recovery Ventilator | A | Standalone Impact on Baseline Summer Peak (%) | Achievable Technical Potential | bar: 2019 to 2040
F6_Industrial_Instruments_New_Space Heating_Natural Gas_Space Heating - Heat Recovery Ventilator_A_Achievable Technical Potential | F6 | Industrial | Instruments | New | Space Heating | Natural Gas | Space Heating - Heat Recovery Ventilator | A | Standalone Impact on Baseline Winter Peak (%) | Achievable Technical Potential | bar: 2019 to 2040
F7_Industrial_Instruments_New_Space Heating_Natural Gas_Space Heating - Heat Recovery Ventilator_A_Achievable Technical Potential | F7 | Industrial | Instruments | New | Space Heating | Natural Gas | Space Heating - Heat Recovery Ventilator | A | Incremental Energy Savings (MWh or mTherms) | Achievable Technical Potential | 0 | 0 | 0.0042111 | 0.0073491 | 0.010479 | 0.013988 | 0.016101 | 0.018554 | 0.020976 | 0.0237 | 0.02573 | 0.028063 | 0.030366 | 0.033038 | 0.034851 | 0.037054 | 0.039256 | 0.041819 | 0.043512 | 0.045599 | 0.047628 | 0.049652
F8_Industrial_Instruments_New_Space Heating_Natural Gas_Space Heating - Heat Recovery Ventilator_A_Achievable Technical Potential | F8 | Industrial | Instruments | New | Space Heating | Natural Gas | Space Heating - Heat Recovery Ventilator | A | Incremental Summer Peak Savings (MW) | Achievable Technical Potential | 0 | 0 | 0 | 0 | 0 | 0 | 0 | 0 | 0 | 0 | 0 | 0 | 0 | 0 | 0 | 0 | 0 | 0 | 0 | 0 | 0 | 0
F9_Industrial_Instruments_New_Space Heating_Natural Gas_Space Heating - Heat Recovery Ventilator_A_Achievable Technical Potential | F9 | Industrial | Instruments | New | Space Heating | Natural Gas | Space Heating - Heat Recovery Ventilator | A | Incremental Winter Peak Savings (MW) | Achievable Technical Potential | 0 | 0 | 0 | 0 | 0 | 0 | 0 | 0 | 0 | 0 | 0 | 0 | 0 | 0 | 0 | 0 | 0 | 0 | 0 | 0 | 0 | 0
F10_Industrial_Instruments_New_Space Heating_Natural Gas_Space Heating - Heat Recovery Ventilator_A_Achievable Technical Potential | F10 | Industrial | Instruments | New | Space Heating | Natural Gas | Space Heating - Heat Recovery Ventilator | A | Cumulative Energy Savings (MWh or mTherms) | Achievable Technical Potential | 0 | 0 | 0.0042111 | 0.01156 | 0.02204 | 0.036028 | 0.052129 | 0.070683 | 0.091659 | 0.11536 | 0.14109 | 0.16915 | 0.19952 | 0.23256 | 0.26741 | 0.30446 | 0.34372 | 0.38132 | 0.41749 | 0.45261 | 0.48625 | 0.5198
F11_Industrial_Instruments_New_Space Heating_Natural Gas_Space Heating - Heat Recovery Ventilator_A_Achievable Technical Potential | F11 | Industrial | Instruments | New | Space Heating | Natural Gas | Space Heating - Heat Recovery Ventilator | A | Cumulative Summer Peak Savings (MW) | Achievable Technical Potential | 0 | 0 | 0 | 0 | 0 | 0 | 0 | 0 | 0 | 0 | 0 | 0 | 0 | 0 | 0 | 0 | 0 | 0 | 0 | 0 | 0 | 0
F12_Industrial_Instruments_New_Space Heating_Natural Gas_Space Heating - Heat Recovery Ventilator_A_Achievable Technical Potential | F12 | Industrial | Instruments | New | Space Heating | Natural Gas | Space Heating - Heat Recovery Ventilator | A | Cumulative Winter Peak Savings (MW) | Achievable Technical Potential | 0 | 0 | 0 | 0 | 0 | 0 | 0 | 0 | 0 | 0 | 0 | 0 | 0 | 0 | 0 | 0 | 0 | 0 | 0 | 0 | 0 | 0
F13_Industrial_Instruments_New_Space Heating_Natural Gas_Space Heating - Heat Recovery Ventilator_A_Achievable Technical Potential | F13 | Industrial | Instruments | New | Space Heating | Natural Gas | Space Heating - Heat Recovery Ventilator | A | Purchases (Incremental) | Achievable Technical Potential | 0 | 0 | 331.3899 | 578.338 | 824.6797 | 1100.7901 | 1267.0751 | 1460.1098 | 1650.7117 | 1865.1094 | 2024.7916 | 2208.4481 | 2389.6687 | 2599.8897 | 2742.5675 | 2915.9725 | 3089.2462 | 3290.9603 | 3424.1983 | 3588.3791 | 3748.0884 | 3907.3259
F14_Industrial_Instruments_New_Space Heating_Natural Gas_Space Heating - Heat Recovery Ventilator_A_Achievable Technical Potential | F14 | Industrial | Instruments | New | Space Heating | Natural Gas | Space Heating - Heat Recovery Ventilator | A | Purchases (Cumulative) | Achievable Technical Potential | 0 | 0 | 331.3899 | 909.7279 | 1734.4076 | 2835.1977 | 4102.2728 | 5562.3826 | 7213.0942 | 9078.2036 | 11102.9952 | 13311.4432 | 15701.1119 | 18301.0016 | 21043.5691 | 23959.5416 | 27048.7878 | 30008.3582 | 32854.2185 | 35617.9179 | 38265.2162 | 40905.467
F1_Industrial_Instruments_New_Space Heating_Natural Gas_Thermostat - Programmable_A_Achievable Technical Potential | F1 | Industrial | Instruments | New | Space Heating | Natural Gas | Thermostat - Programmable | A | Original Unit Energy Savings (kWh or therms) | Achievable Technical Potential | 0 | 0 | 0.0061474 | 0.0061474 | 0.0061474 | 0.0061474 | 0.0061474 | 0.0061474 | 0.0061474 | 0.0061474 | 0.0061474 | 0.0061474 | 0.0061474 | 0.0061474 | 0.0061474 | 0.0061474 | 0.0061474 | 0.0061474 | 0.0061474 | 0.0061474 | 0.0061474 | 0.0061474
F2_Industrial_Instruments_New_Space Heating_Natural Gas_Thermostat - Programmable_A_Achievable Technical Potential | F2 | Industrial | Instruments | New | Space Heating | Natural Gas | Thermostat - Programmable | A | Original Unit Summer Peak Savings (kW) | Achievable Technical Potential | 0 | 0 | 0 | 0 | 0 | 0 | 0 | 0 | 0 | 0 | 0 | 0 | 0 | 0 | 0 | 0 | 0 | 0 | 0 | 0 | 0 | 0
F3_Industrial_Instruments_New_Space Heating_Natural Gas_Thermostat - Programmable_A_Achievable Technical Potential | F3 | Industrial | Instruments | New | Space Heating | Natural Gas | Thermostat - Programmable | A | Original Unit Winter Peak Savings (kW) | Achievable Technical Potential | 0 | 0 | 0 | 0 | 0 | 0 | 0 | 0 | 0 | 0 | 0 | 0 | 0 | 0 | 0 | 0 | 0 | 0 | 0 | 0 | 0 | 0
F4_Industrial_Instruments_New_Space Heating_Natural Gas_Thermostat - Programmable_A_Achievable Technical Potential | F4 | Industrial | Instruments | New | Space Heating | Natural Gas | Thermostat - Programmable | A | Standalone Impact on Baseline Energy (%) | Achievable Technical Potential | 0% | 0% | 0.02637% | 0.04148% | 0.05546% | 0.06792% | 0.08538% | 0.1005% | 0.1152% | 0.1284% | 0.1446% | 0.159% | 0.1733% | 0.1823% | 0.1936% | 0.201% | 0.2067% | 0.2103% | 0.2172% | 0.2215% | 0.2253% | 0.2288%
F5_Industrial_Instruments_New_Space Heating_Natural Gas_Thermostat - Programmable_A_Achievable Technical Potential | F5 | Industrial | Instruments | New | Space Heating | Natural Gas | Thermostat - Programmable | A | Standalone Impact on Baseline Summer Peak (%) | Achievable Technical Potential | bar: 2019 to 2040
F6_Industrial_Instruments_New_Space Heating_Natural Gas_Thermostat - Programmable_A_Achievable Technical Potential | F6 | Industrial | Instruments | New | Space Heating | Natural Gas | Thermostat - Programmable | A | Standalone Impact on Baseline Winter Peak (%) | Achievable Technical Potential | bar: 2019 to 2040
F7_Industrial_Instruments_New_Space Heating_Natural Gas_Thermostat - Programmable_A_Achievable Technical Potential | F7 | Industrial | Instruments | New | Space Heating | Natural Gas | Thermostat - Programmable | A | Incremental Energy Savings (MWh or mTherms) | Achievable Technical Potential | 0 | 0 | 0.0061116 | 0.010666 | 0.015209 | 0.020301 | 0.023368 | 0.026928 | 0.030443 | 0.034397 | 0.037342 | 0.040729 | 0.044071 | 0.047948 | 0.050579 | 0.053777 | 0.056973 | 0.060693 | 0.06315 | 0.066178 | 0.069123 | 0.07206
F8_Industrial_Instruments_New_Space Heating_Natural Gas_Thermostat - Programmable_A_Achievable Technical Potential | F8 | Industrial | Instruments | New | Space Heating | Natural Gas | Thermostat - Programmable | A | Incremental Summer Peak Savings (MW) | Achievable Technical Potential | 0 | 0 | 0 | 0 | 0 | 0 | 0 | 0 | 0 | 0 | 0 | 0 | 0 | 0 | 0 | 0 | 0 | 0 | 0 | 0 | 0 | 0
F9_Industrial_Instruments_New_Space Heating_Natural Gas_Thermostat - Programmable_A_Achievable Technical Potential | F9 | Industrial | Instruments | New | Space Heating | Natural Gas | Thermostat - Programmable | A | Incremental Winter Peak Savings (MW) | Achievable Technical Potential | 0 | 0 | 0 | 0 | 0 | 0 | 0 | 0 | 0 | 0 | 0 | 0 | 0 | 0 | 0 | 0 | 0 | 0 | 0 | 0 | 0 | 0
F10_Industrial_Instruments_New_Space Heating_Natural Gas_Thermostat - Programmable_A_Achievable Technical Potential | F10 | Industrial | Instruments | New | Space Heating | Natural Gas | Thermostat - Programmable | A | Cumulative Energy Savings (MWh or mTherms) | Achievable Technical Potential | 0 | 0 | 0.0061116 | 0.016777 | 0.031986 | 0.052287 | 0.075655 | 0.10258 | 0.13303 | 0.16742 | 0.20476 | 0.24549 | 0.28956 | 0.3314 | 0.37131 | 0.40988 | 0.44655 | 0.48388 | 0.5201 | 0.55584 | 0.59056 | 0.62528
F11_Industrial_Instruments_New_Space Heating_Natural Gas_Thermostat - Programmable_A_Achievable Technical Potential | F11 | Industrial | Instruments | New | Space Heating | Natural Gas | Thermostat - Programmable | A | Cumulative Summer Peak Savings (MW) | Achievable Technical Potential | 0 | 0 | 0 | 0 | 0 | 0 | 0 | 0 | 0 | 0 | 0 | 0 | 0 | 0 | 0 | 0 | 0 | 0 | 0 | 0 | 0 | 0
F12_Industrial_Instruments_New_Space Heating_Natural Gas_Thermostat - Programmable_A_Achievable Technical Potential | F12 | Industrial | Instruments | New | Space Heating | Natural Gas | Thermostat - Programmable | A | Cumulative Winter Peak Savings (MW) | Achievable Technical Potential | 0 | 0 | 0 | 0 | 0 | 0 | 0 | 0 | 0 | 0 | 0 | 0 | 0 | 0 | 0 | 0 | 0 | 0 | 0 | 0 | 0 | 0
F13_Industrial_Instruments_New_Space Heating_Natural Gas_Thermostat - Programmable_A_Achievable Technical Potential | F13 | Industrial | Instruments | New | Space Heating | Natural Gas | Thermostat - Programmable | A | Purchases (Incremental) | Achievable Technical Potential | 0 | 0 | 994.1696 | 1735.014 | 2474.0391 | 3302.3704 | 3801.2253 | 4380.3293 | 4952.135 | 5595.3281 | 6074.3748 | 6625.3442 | 7169.0061 | 7799.6691 | 8227.7025 | 8747.9175 | 9267.7386 | 9872.8808 | 10272.595 | 10765.1373 | 11244.2652 | 11721.9778
F14_Industrial_Instruments_New_Space Heating_Natural Gas_Thermostat - Programmable_A_Achievable Technical Potential | F14 | Industrial | Instruments | New | Space Heating | Natural Gas | Thermostat - Programmable | A | Purchases (Cumulative) | Achievable Technical Potential | 0 | 0 | 994.1696 | 2729.1836 | 5203.2227 | 8505.5931 | 12306.8184 | 16687.1477 | 21639.2827 | 27234.6108 | 33308.9856 | 39934.3297 | 47103.3358 | 53908.8352 | 60401.5237 | 66675.4022 | 72640.7703 | 78712.4258 | 84604.6915 | 90417.6938 | 96066.6309 | 101714.2339
F1_Industrial_Instruments_New_Space Heating_Natural Gas_ENERGY STAR Connected Thermostat_A_Achievable Technical Potential | F1 | Industrial | Instruments | New | Space Heating | Natural Gas | ENERGY STAR Connected Thermostat | A | Original Unit Energy Savings (kWh or therms) | Achievable Technical Potential | 0 | 0 | 0.01486 | 0.01486 | 0.01486 | 0.01486 | 0.01486 | 0.01486 | 0.01486 | 0.01486 | 0.01486 | 0.01486 | 0.01486 | 0.01486 | 0.01486 | 0.01486 | 0.01486 | 0.01486 | 0.01486 | 0.01486 | 0.01486 | 0.01486
F2_Industrial_Instruments_New_Space Heating_Natural Gas_ENERGY STAR Connected Thermostat_A_Achievable Technical Potential | F2 | Industrial | Instruments | New | Space Heating | Natural Gas | ENERGY STAR Connected Thermostat | A | Original Unit Summer Peak Savings (kW) | Achievable Technical Potential | 0 | 0 | 0 | 0 | 0 | 0 | 0 | 0 | 0 | 0 | 0 | 0 | 0 | 0 | 0 | 0 | 0 | 0 | 0 | 0 | 0 | 0
F3_Industrial_Instruments_New_Space Heating_Natural Gas_ENERGY STAR Connected Thermostat_A_Achievable Technical Potential | F3 | Industrial | Instruments | New | Space Heating | Natural Gas | ENERGY STAR Connected Thermostat | A | Original Unit Winter Peak Savings (kW) | Achievable Technical Potential | 0 | 0 | 0 | 0 | 0 | 0 | 0 | 0 | 0 | 0 | 0 | 0 | 0 | 0 | 0 | 0 | 0 | 0 | 0 | 0 | 0 | 0
F4_Industrial_Instruments_New_Space Heating_Natural Gas_ENERGY STAR Connected Thermostat_A_Achievable Technical Potential | F4 | Industrial | Instruments | New | Space Heating | Natural Gas | ENERGY STAR Connected Thermostat | A | Standalone Impact on Baseline Energy (%) | Achievable Technical Potential | 0% | 0% | 0.06375% | 0.1003% | 0.1341% | 0.1642% | 0.2064% | 0.2284% | 0.2434% | 0.251% | 0.2603% | 0.2658% | 0.2705% | 0.2719% | 0.2781% | 0.2811% | 0.2835% | 0.2771% | 0.2709% | 0.2589% | 0.2479% | 0.2378%
F5_Industrial_Instruments_New_Space Heating_Natural Gas_ENERGY STAR Connected Thermostat_A_Achievable Technical Potential | F5 | Industrial | Instruments | New | Space Heating | Natural Gas | ENERGY STAR Connected Thermostat | A | Standalone Impact on Baseline Summer Peak (%) | Achievable Technical Potential | bar: 2019 to 2040
F6_Industrial_Instruments_New_Space Heating_Natural Gas_ENERGY STAR Connected Thermostat_A_Achievable Technical Potential | F6 | Industrial | Instruments | New | Space Heating | Natural Gas | ENERGY STAR Connected Thermostat | A | Standalone Impact on Baseline Winter Peak (%) | Achievable Technical Potential | bar: 2019 to 2040
F7_Industrial_Instruments_New_Space Heating_Natural Gas_ENERGY STAR Connected Thermostat_A_Achievable Technical Potential | F7 | Industrial | Instruments | New | Space Heating | Natural Gas | ENERGY STAR Connected Thermostat | A | Incremental Energy Savings (MWh or mTherms) | Achievable Technical Potential | 0 | 0 | 0.014774 | 0.025783 | 0.036765 | 0.049075 | 0.056488 | 0.065094 | 0.073591 | 0.083149 | 0.090268 | 0.098456 | 0.10653 | 0.11591 | 0.12227 | 0.13 | 0.13772 | 0.14672 | 0.15266 | 0.15997 | 0.17907 | 0.19421
F8_Industrial_Instruments_New_Space Heating_Natural Gas_ENERGY STAR Connected Thermostat_A_Achievable Technical Potential | F8 | Industrial | Instruments | New | Space Heating | Natural Gas | ENERGY STAR Connected Thermostat | A | Incremental Summer Peak Savings (MW) | Achievable Technical Potential | 0 | 0 | 0 | 0 | 0 | 0 | 0 | 0 | 0 | 0 | 0 | 0 | 0 | 0 | 0 | 0 | 0 | 0 | 0 | 0 | 0 | 0
F9_Industrial_Instruments_New_Space Heating_Natural Gas_ENERGY STAR Connected Thermostat_A_Achievable Technical Potential | F9 | Industrial | Instruments | New | Space Heating | Natural Gas | ENERGY STAR Connected Thermostat | A | Incremental Winter Peak Savings (MW) | Achievable Technical Potential | 0 | 0 | 0 | 0 | 0 | 0 | 0 | 0 | 0 | 0 | 0 | 0 | 0 | 0 | 0 | 0 | 0 | 0 | 0 | 0 | 0 | 0
F10_Industrial_Instruments_New_Space Heating_Natural Gas_ENERGY STAR Connected Thermostat_A_Achievable Technical Potential | F10 | Industrial | Instruments | New | Space Heating | Natural Gas | ENERGY STAR Connected Thermostat | A | Cumulative Energy Savings (MWh or mTherms) | Achievable Technical Potential | 0 | 0 | 0.014774 | 0.040557 | 0.077322 | 0.1264 | 0.18289 | 0.2332 | 0.28101 | 0.3274 | 0.36859 | 0.41056 | 0.452 | 0.49431 | 0.53343 | 0.57316 | 0.61243 | 0.63784 | 0.6488 | 0.64974 | 0.64974 | 0.64974
F11_Industrial_Instruments_New_Space Heating_Natural Gas_ENERGY STAR Connected Thermostat_A_Achievable Technical Potential | F11 | Industrial | Instruments | New | Space Heating | Natural Gas | ENERGY STAR Connected Thermostat | A | Cumulative Summer Peak Savings (MW) | Achievable Technical Potential | 0 | 0 | 0 | 0 | 0 | 0 | 0 | 0 | 0 | 0 | 0 | 0 | 0 | 0 | 0 | 0 | 0 | 0 | 0 | 0 | 0 | 0
F12_Industrial_Instruments_New_Space Heating_Natural Gas_ENERGY STAR Connected Thermostat_A_Achievable Technical Potential | F12 | Industrial | Instruments | New | Space Heating | Natural Gas | ENERGY STAR Connected Thermostat | A | Cumulative Winter Peak Savings (MW) | Achievable Technical Potential | 0 | 0 | 0 | 0 | 0 | 0 | 0 | 0 | 0 | 0 | 0 | 0 | 0 | 0 | 0 | 0 | 0 | 0 | 0 | 0 | 0 | 0
F13_Industrial_Instruments_New_Space Heating_Natural Gas_ENERGY STAR Connected Thermostat_A_Achievable Technical Potential | F13 | Industrial | Instruments | New | Space Heating | Natural Gas | ENERGY STAR Connected Thermostat | A | Purchases (Incremental) | Achievable Technical Potential | 0 | 0 | 994.1696 | 1735.014 | 2474.0391 | 3302.3704 | 3801.2253 | 4380.3293 | 4952.135 | 5595.3281 | 6074.3748 | 6625.3442 | 7169.0061 | 7799.6691 | 8227.7025 | 8747.9175 | 9267.7386 | 9872.8808 | 10272.595 | 10765.1373 | 12050.2879 | 13068.9639
F14_Industrial_Instruments_New_Space Heating_Natural Gas_ENERGY STAR Connected Thermostat_A_Achievable Technical Potential | F14 | Industrial | Instruments | New | Space Heating | Natural Gas | ENERGY STAR Connected Thermostat | A | Purchases (Cumulative) | Achievable Technical Potential | 0 | 0 | 994.1696 | 2729.1836 | 5203.2227 | 8505.5931 | 12306.8184 | 15692.978 | 18910.0991 | 22031.3881 | 24803.3925 | 27627.5113 | 30416.1881 | 33263.7222 | 35896.0965 | 38569.6393 | 41212.0337 | 42921.7388 | 43659.6507 | 43723.0465 | 43723.0465 | 43723.0465
F1_Industrial_Instruments_New_Space Heating_Natural Gas_Destratification Fans (HVLS)_A_Achievable Technical Potential | F1 | Industrial | Instruments | New | Space Heating | Natural Gas | Destratification Fans (HVLS) | A | Original Unit Energy Savings (kWh or therms) | Achievable Technical Potential | 0 | 0 | 0.01486 | 0.01486 | 0.01486 | 0.01486 | 0.01486 | 0.01486 | 0.01486 | 0.01486 | 0.01486 | 0.01486 | 0.01486 | 0.01486 | 0.01486 | 0.01486 | 0.01486 | 0.01486 | 0.01486 | 0.01486 | 0.01486 | 0.01486
F2_Industrial_Instruments_New_Space Heating_Natural Gas_Destratification Fans (HVLS)_A_Achievable Technical Potential | F2 | Industrial | Instruments | New | Space Heating | Natural Gas | Destratification Fans (HVLS) | A | Original Unit Summer Peak Savings (kW) | Achievable Technical Potential | 0 | 0 | 0 | 0 | 0 | 0 | 0 | 0 | 0 | 0 | 0 | 0 | 0 | 0 | 0 | 0 | 0 | 0 | 0 | 0 | 0 | 0
F3_Industrial_Instruments_New_Space Heating_Natural Gas_Destratification Fans (HVLS)_A_Achievable Technical Potential | F3 | Industrial | Instruments | New | Space Heating | Natural Gas | Destratification Fans (HVLS) | A | Original Unit Winter Peak Savings (kW) | Achievable Technical Potential | 0 | 0 | 0 | 0 | 0 | 0 | 0 | 0 | 0 | 0 | 0 | 0 | 0 | 0 | 0 | 0 | 0 | 0 | 0 | 0 | 0 | 0
F4_Industrial_Instruments_New_Space Heating_Natural Gas_Destratification Fans (HVLS)_A_Achievable Technical Potential | F4 | Industrial | Instruments | New | Space Heating | Natural Gas | Destratification Fans (HVLS) | A | Standalone Impact on Baseline Energy (%) | Achievable Technical Potential | 0% | 0% | 0.06375% | 0.1003% | 0.1341% | 0.1642% | 0.2064% | 0.2429% | 0.2786% | 0.3103% | 0.3496% | 0.3843% | 0.41% | 0.4264% | 0.4488% | 0.4618% | 0.4735% | 0.48% | 0.4943% | 0.5023% | 0.5102% | 0.5171%
F5_Industrial_Instruments_New_Space Heating_Natural Gas_Destratification Fans (HVLS)_A_Achievable Technical Potential | F5 | Industrial | Instruments | New | Space Heating | Natural Gas | Destratification Fans (HVLS) | A | Standalone Impact on Baseline Summer Peak (%) | Achievable Technical Potential | bar: 2019 to 2040
F6_Industrial_Instruments_New_Space Heating_Natural Gas_Destratification Fans (HVLS)_A_Achievable Technical Potential | F6 | Industrial | Instruments | New | Space Heating | Natural Gas | Destratification Fans (HVLS) | A | Standalone Impact on Baseline Winter Peak (%) | Achievable Technical Potential | bar: 2019 to 2040
F7_Industrial_Instruments_New_Space Heating_Natural Gas_Destratification Fans (HVLS)_A_Achievable Technical Potential | F7 | Industrial | Instruments | New | Space Heating | Natural Gas | Destratification Fans (HVLS) | A | Incremental Energy Savings (MWh or mTherms) | Achievable Technical Potential | 0 | 0 | 0.014774 | 0.025783 | 0.036765 | 0.049075 | 0.056488 | 0.065094 | 0.073591 | 0.083149 | 0.090268 | 0.098456 | 0.10653 | 0.11591 | 0.12227 | 0.13 | 0.13772 | 0.14672 | 0.15266 | 0.15997 | 0.16709 | 0.17419
F8_Industrial_Instruments_New_Space Heating_Natural Gas_Destratification Fans (HVLS)_A_Achievable Technical Potential | F8 | Industrial | Instruments | New | Space Heating | Natural Gas | Destratification Fans (HVLS) | A | Incremental Summer Peak Savings (MW) | Achievable Technical Potential | 0 | 0 | 0 | 0 | 0 | 0 | 0 | 0 | 0 | 0 | 0 | 0 | 0 | 0 | 0 | 0 | 0 | 0 | 0 | 0 | 0 | 0
F9_Industrial_Instruments_New_Space Heating_Natural Gas_Destratification Fans (HVLS)_A_Achievable Technical Potential | F9 | Industrial | Instruments | New | Space Heating | Natural Gas | Destratification Fans (HVLS) | A | Incremental Winter Peak Savings (MW) | Achievable Technical Potential | 0 | 0 | 0 | 0 | 0 | 0 | 0 | 0 | 0 | 0 | 0 | 0 | 0 | 0 | 0 | 0 | 0 | 0 | 0 | 0 | 0 | 0
F10_Industrial_Instruments_New_Space Heating_Natural Gas_Destratification Fans (HVLS)_A_Achievable Technical Potential | F10 | Industrial | Instruments | New | Space Heating | Natural Gas | Destratification Fans (HVLS) | A | Cumulative Energy Savings (MWh or mTherms) | Achievable Technical Potential | 0 | 0 | 0.014774 | 0.040557 | 0.077322 | 0.1264 | 0.18289 | 0.24798 | 0.32157 | 0.40472 | 0.49499 | 0.59344 | 0.6852 | 0.77533 | 0.86083 | 0.94175 | 1.023 | 1.1046 | 1.1837 | 1.2605 | 1.3373 | 1.4131
F11_Industrial_Instruments_New_Space Heating_Natural Gas_Destratification Fans (HVLS)_A_Achievable Technical Potential | F11 | Industrial | Instruments | New | Space Heating | Natural Gas | Destratification Fans (HVLS) | A | Cumulative Summer Peak Savings (MW) | Achievable Technical Potential | 0 | 0 | 0 | 0 | 0 | 0 | 0 | 0 | 0 | 0 | 0 | 0 | 0 | 0 | 0 | 0 | 0 | 0 | 0 | 0 | 0 | 0
F12_Industrial_Instruments_New_Space Heating_Natural Gas_Destratification Fans (HVLS)_A_Achievable Technical Potential | F12 | Industrial | Instruments | New | Space Heating | Natural Gas | Destratification Fans (HVLS) | A | Cumulative Winter Peak Savings (MW) | Achievable Technical Potential | 0 | 0 | 0 | 0 | 0 | 0 | 0 | 0 | 0 | 0 | 0 | 0 | 0 | 0 | 0 | 0 | 0 | 0 | 0 | 0 | 0 | 0
F13_Industrial_Instruments_New_Space Heating_Natural Gas_Destratification Fans (HVLS)_A_Achievable Technical Potential | F13 | Industrial | Instruments | New | Space Heating | Natural Gas | Destratification Fans (HVLS) | A | Purchases (Incremental) | Achievable Technical Potential | 0 | 0 | 994.1696 | 1735.014 | 2474.0391 | 3302.3704 | 3801.2253 | 4380.3293 | 4952.135 | 5595.3281 | 6074.3748 | 6625.3442 | 7169.0061 | 7799.6691 | 8227.7025 | 8747.9175 | 9267.7386 | 9872.8808 | 10272.595 | 10765.1373 | 11244.2652 | 11721.9778
F14_Industrial_Instruments_New_Space Heating_Natural Gas_Destratification Fans (HVLS)_A_Achievable Technical Potential | F14 | Industrial | Instruments | New | Space Heating | Natural Gas | Destratification Fans (HVLS) | A | Purchases (Cumulative) | Achievable Technical Potential | 0 | 0 | 994.1696 | 2729.1836 | 5203.2227 | 8505.5931 | 12306.8184 | 16687.1477 | 21639.2827 | 27234.6108 | 33308.9856 | 39934.3297 | 46109.1662 | 52173.8213 | 57927.4846 | 63373.0317 | 68839.545 | 74332.0965 | 79652.5565 | 84822.3657 | 89992.2562 | 95088.8898
F1_Industrial_Instruments_New_Space Heating_Natural Gas_Gas Boiler - Insulate Steam Lines/Condensate Tank_A_Achievable Technical Potential | F1 | Industrial | Instruments | New | Space Heating | Natural Gas | Gas Boiler - Insulate Steam Lines/Condensate Tank | A | Original Unit Energy Savings (kWh or therms) | Achievable Technical Potential | 0 | 0 | 42.7328 | 42.7328 | 42.7328 | 42.7328 | 42.7328 | 42.7328 | 42.7328 | 42.7328 | 42.7328 | 42.7328 | 42.7328 | 42.7328 | 42.7328 | 42.7328 | 42.7328 | 42.7328 | 42.7328 | 42.7328 | 42.7328 | 42.7328
F2_Industrial_Instruments_New_Space Heating_Natural Gas_Gas Boiler - Insulate Steam Lines/Condensate Tank_A_Achievable Technical Potential | F2 | Industrial | Instruments | New | Space Heating | Natural Gas | Gas Boiler - Insulate Steam Lines/Condensate Tank | A | Original Unit Summer Peak Savings (kW) | Achievable Technical Potential | 0 | 0 | 0 | 0 | 0 | 0 | 0 | 0 | 0 | 0 | 0 | 0 | 0 | 0 | 0 | 0 | 0 | 0 | 0 | 0 | 0 | 0
F3_Industrial_Instruments_New_Space Heating_Natural Gas_Gas Boiler - Insulate Steam Lines/Condensate Tank_A_Achievable Technical Potential | F3 | Industrial | Instruments | New | Space Heating | Natural Gas | Gas Boiler - Insulate Steam Lines/Condensate Tank | A | Original Unit Winter Peak Savings (kW) | Achievable Technical Potential | 0 | 0 | 0 | 0 | 0 | 0 | 0 | 0 | 0 | 0 | 0 | 0 | 0 | 0 | 0 | 0 | 0 | 0 | 0 | 0 | 0 | 0
F4_Industrial_Instruments_New_Space Heating_Natural Gas_Gas Boiler - Insulate Steam Lines/Condensate Tank_A_Achievable Technical Potential | F4 | Industrial | Instruments | New | Space Heating | Natural Gas | Gas Boiler - Insulate Steam Lines/Condensate Tank | A | Standalone Impact on Baseline Energy (%) | Achievable Technical Potential | 0% | 0% | 0.005147% | 0.008096% | 0.01082% | 0.01326% | 0.01666% | 0.01961% | 0.02249% | 0.02505% | 0.02822% | 0.03102% | 0.03382% | 0.03623% | 0.03949% | 0.04229% | 0.04506% | 0.04745% | 0.05075% | 0.05357% | 0.05644% | 0.05929%
F5_Industrial_Instruments_New_Space Heating_Natural Gas_Gas Boiler - Insulate Steam Lines/Condensate Tank_A_Achievable Technical Potential | F5 | Industrial | Instruments | New | Space Heating | Natural Gas | Gas Boiler - Insulate Steam Lines/Condensate Tank | A | Standalone Impact on Baseline Summer Peak (%) | Achievable Technical Potential | bar: 2019 to 2040
F6_Industrial_Instruments_New_Space Heating_Natural Gas_Gas Boiler - Insulate Steam Lines/Condensate Tank_A_Achievable Technical Potential | F6 | Industrial | Instruments | New | Space Heating | Natural Gas | Gas Boiler - Insulate Steam Lines/Condensate Tank | A | Standalone Impact on Baseline Winter Peak (%) | Achievable Technical Potential | bar: 2019 to 2040
F7_Industrial_Instruments_New_Space Heating_Natural Gas_Gas Boiler - Insulate Steam Lines/Condensate Tank_A_Achievable Technical Potential | F7 | Industrial | Instruments | New | Space Heating | Natural Gas | Gas Boiler - Insulate Steam Lines/Condensate Tank | A | Incremental Energy Savings (MWh or mTherms) | Achievable Technical Potential | 0 | 0 | 0.0011928 | 0.0020816 | 0.0029682 | 0.003962 | 0.0045605 | 0.0052553 | 0.0059413 | 0.006713 | 0.0072877 | 0.0079488 | 0.008601 | 0.0093577 | 0.0098712 | 0.010495 | 0.011119 | 0.011845 | 0.012325 | 0.012916 | 0.01349 | 0.014063
F8_Industrial_Instruments_New_Space Heating_Natural Gas_Gas Boiler - Insulate Steam Lines/Condensate Tank_A_Achievable Technical Potential | F8 | Industrial | Instruments | New | Space Heating | Natural Gas | Gas Boiler - Insulate Steam Lines/Condensate Tank | A | Incremental Summer Peak Savings (MW) | Achievable Technical Potential | 0 | 0 | 0 | 0 | 0 | 0 | 0 | 0 | 0 | 0 | 0 | 0 | 0 | 0 | 0 | 0 | 0 | 0 | 0 | 0 | 0 | 0
F9_Industrial_Instruments_New_Space Heating_Natural Gas_Gas Boiler - Insulate Steam Lines/Condensate Tank_A_Achievable Technical Potential | F9 | Industrial | Instruments | New | Space Heating | Natural Gas | Gas Boiler - Insulate Steam Lines/Condensate Tank | A | Incremental Winter Peak Savings (MW) | Achievable Technical Potential | 0 | 0 | 0 | 0 | 0 | 0 | 0 | 0 | 0 | 0 | 0 | 0 | 0 | 0 | 0 | 0 | 0 | 0 | 0 | 0 | 0 | 0
F10_Industrial_Instruments_New_Space Heating_Natural Gas_Gas Boiler - Insulate Steam Lines/Condensate Tank_A_Achievable Technical Potential | F10 | Industrial | Instruments | New | Space Heating | Natural Gas | Gas Boiler - Insulate Steam Lines/Condensate Tank | A | Cumulative Energy Savings (MWh or mTherms) | Achievable Technical Potential | 0 | 0 | 0.0011928 | 0.0032743 | 0.0062426 | 0.010205 | 0.014765 | 0.02002 | 0.025962 | 0.032675 | 0.039963 | 0.047911 | 0.056512 | 0.06587 | 0.075741 | 0.086237 | 0.097356 | 0.1092 | 0.12153 | 0.13444 | 0.14793 | 0.16199
F11_Industrial_Instruments_New_Space Heating_Natural Gas_Gas Boiler - Insulate Steam Lines/Condensate Tank_A_Achievable Technical Potential | F11 | Industrial | Instruments | New | Space Heating | Natural Gas | Gas Boiler - Insulate Steam Lines/Condensate Tank | A | Cumulative Summer Peak Savings (MW) | Achievable Technical Potential | 0 | 0 | 0 | 0 | 0 | 0 | 0 | 0 | 0 | 0 | 0 | 0 | 0 | 0 | 0 | 0 | 0 | 0 | 0 | 0 | 0 | 0
F12_Industrial_Instruments_New_Space Heating_Natural Gas_Gas Boiler - Insulate Steam Lines/Condensate Tank_A_Achievable Technical Potential | F12 | Industrial | Instruments | New | Space Heating | Natural Gas | Gas Boiler - Insulate Steam Lines/Condensate Tank | A | Cumulative Winter Peak Savings (MW) | Achievable Technical Potential | 0 | 0 | 0 | 0 | 0 | 0 | 0 | 0 | 0 | 0 | 0 | 0 | 0 | 0 | 0 | 0 | 0 | 0 | 0 | 0 | 0 | 0
F13_Industrial_Instruments_New_Space Heating_Natural Gas_Gas Boiler - Insulate Steam Lines/Condensate Tank_A_Achievable Technical Potential | F13 | Industrial | Instruments | New | Space Heating | Natural Gas | Gas Boiler - Insulate Steam Lines/Condensate Tank | A | Purchases (Incremental) | Achievable Technical Potential | 0 | 0 | 0.027912 | 0.048712 | 0.06946 | 0.092716 | 0.10672 | 0.12298 | 0.13903 | 0.15709 | 0.17054 | 0.18601 | 0.20127 | 0.21898 | 0.231 | 0.2456 | 0.2602 | 0.27719 | 0.28841 | 0.30224 | 0.31569 | 0.3291
F14_Industrial_Instruments_New_Space Heating_Natural Gas_Gas Boiler - Insulate Steam Lines/Condensate Tank_A_Achievable Technical Potential | F14 | Industrial | Instruments | New | Space Heating | Natural Gas | Gas Boiler - Insulate Steam Lines/Condensate Tank | A | Purchases (Cumulative) | Achievable Technical Potential | 0 | 0 | 0.027912 | 0.076624 | 0.14608 | 0.2388 | 0.34552 | 0.4685 | 0.60754 | 0.76463 | 0.93517 | 1.1212 | 1.3225 | 1.5414 | 1.7724 | 2.018 | 2.2782 | 2.5554 | 2.8438 | 3.1461 | 3.4618 | 3.7909
F1_Industrial_Instruments_New_Process_Natural Gas_Gas Boiler - Insulate Steam Lines/Condensate Tank_A_Achievable Technical Potential | F1 | Industrial | Instruments | New | Process | Natural Gas | Gas Boiler - Insulate Steam Lines/Condensate Tank | A | Original Unit Energy Savings (kWh or therms) | Achievable Technical Potential | 0 | 0 | 27.9412 | 27.9412 | 27.9412 | 27.9412 | 27.9412 | 27.9412 | 27.9412 | 27.9412 | 27.9412 | 27.9412 | 27.9412 | 27.9412 | 27.9412 | 27.9412 | 27.9412 | 27.9412 | 27.9412 | 27.9412 | 27.9412 | 27.9412
F2_Industrial_Instruments_New_Process_Natural Gas_Gas Boiler - Insulate Steam Lines/Condensate Tank_A_Achievable Technical Potential | F2 | Industrial | Instruments | New | Process | Natural Gas | Gas Boiler - Insulate Steam Lines/Condensate Tank | A | Original Unit Summer Peak Savings (kW) | Achievable Technical Potential | 0 | 0 | 0 | 0 | 0 | 0 | 0 | 0 | 0 | 0 | 0 | 0 | 0 | 0 | 0 | 0 | 0 | 0 | 0 | 0 | 0 | 0
F3_Industrial_Instruments_New_Process_Natural Gas_Gas Boiler - Insulate Steam Lines/Condensate Tank_A_Achievable Technical Potential | F3 | Industrial | Instruments | New | Process | Natural Gas | Gas Boiler - Insulate Steam Lines/Condensate Tank | A | Original Unit Winter Peak Savings (kW) | Achievable Technical Potential | 0 | 0 | 0 | 0 | 0 | 0 | 0 | 0 | 0 | 0 | 0 | 0 | 0 | 0 | 0 | 0 | 0 | 0 | 0 | 0 | 0 | 0
F4_Industrial_Instruments_New_Process_Natural Gas_Gas Boiler - Insulate Steam Lines/Condensate Tank_A_Achievable Technical Potential | F4 | Industrial | Instruments | New | Process | Natural Gas | Gas Boiler - Insulate Steam Lines/Condensate Tank | A | Standalone Impact on Baseline Energy (%) | Achievable Technical Potential | 0% | 0% | 0.03756% | 0.05908% | 0.07899% | 0.09674% | 0.1216% | 0.1431% | 0.1641% | 0.1828% | 0.206% | 0.2264% | 0.2468% | 0.2644% | 0.2882% | 0.3086% | 0.3289% | 0.3463% | 0.3704% | 0.391% | 0.4119% | 0.4326%
F5_Industrial_Instruments_New_Process_Natural Gas_Gas Boiler - Insulate Steam Lines/Condensate Tank_A_Achievable Technical Potential | F5 | Industrial | Instruments | New | Process | Natural Gas | Gas Boiler - Insulate Steam Lines/Condensate Tank | A | Standalone Impact on Baseline Summer Peak (%) | Achievable Technical Potential | bar: 2019 to 2040
F6_Industrial_Instruments_New_Process_Natural Gas_Gas Boiler - Insulate Steam Lines/Condensate Tank_A_Achievable Technical Potential | F6 | Industrial | Instruments | New | Process | Natural Gas | Gas Boiler - Insulate Steam Lines/Condensate Tank | A | Standalone Impact on Baseline Winter Peak (%) | Achievable Technical Potential | bar: 2019 to 2040
F7_Industrial_Instruments_New_Process_Natural Gas_Gas Boiler - Insulate Steam Lines/Condensate Tank_A_Achievable Technical Potential | F7 | Industrial | Instruments | New | Process | Natural Gas | Gas Boiler - Insulate Steam Lines/Condensate Tank | A | Incremental Energy Savings (MWh or mTherms) | Achievable Technical Potential | 0 | 0 | 0.023658 | 0.041288 | 0.058874 | 0.078585 | 0.090456 | 0.10424 | 0.11784 | 0.13315 | 0.14455 | 0.15766 | 0.1706 | 0.18561 | 0.19579 | 0.20817 | 0.22054 | 0.23494 | 0.24445 | 0.25617 | 0.26758 | 0.27894
F8_Industrial_Instruments_New_Process_Natural Gas_Gas Boiler - Insulate Steam Lines/Condensate Tank_A_Achievable Technical Potential | F8 | Industrial | Instruments | New | Process | Natural Gas | Gas Boiler - Insulate Steam Lines/Condensate Tank | A | Incremental Summer Peak Savings (MW) | Achievable Technical Potential | 0 | 0 | 0 | 0 | 0 | 0 | 0 | 0 | 0 | 0 | 0 | 0 | 0 | 0 | 0 | 0 | 0 | 0 | 0 | 0 | 0 | 0
F9_Industrial_Instruments_New_Process_Natural Gas_Gas Boiler - Insulate Steam Lines/Condensate Tank_A_Achievable Technical Potential | F9 | Industrial | Instruments | New | Process | Natural Gas | Gas Boiler - Insulate Steam Lines/Condensate Tank | A | Incremental Winter Peak Savings (MW) | Achievable Technical Potential | 0 | 0 | 0 | 0 | 0 | 0 | 0 | 0 | 0 | 0 | 0 | 0 | 0 | 0 | 0 | 0 | 0 | 0 | 0 | 0 | 0 | 0
F10_Industrial_Instruments_New_Process_Natural Gas_Gas Boiler - Insulate Steam Lines/Condensate Tank_A_Achievable Technical Potential | F10 | Industrial | Instruments | New | Process | Natural Gas | Gas Boiler - Insulate Steam Lines/Condensate Tank | A | Cumulative Energy Savings (MWh or mTherms) | Achievable Technical Potential | 0 | 0 | 0.023658 | 0.064945 | 0.12382 | 0.2024 | 0.29286 | 0.3971 | 0.51494 | 0.64809 | 0.79264 | 0.9503 | 1.1209 | 1.3065 | 1.5023 | 1.7105 | 1.931 | 2.166 | 2.4104 | 2.6666 | 2.9342 | 3.2131
F11_Industrial_Instruments_New_Process_Natural Gas_Gas Boiler - Insulate Steam Lines/Condensate Tank_A_Achievable Technical Potential | F11 | Industrial | Instruments | New | Process | Natural Gas | Gas Boiler - Insulate Steam Lines/Condensate Tank | A | Cumulative Summer Peak Savings (MW) | Achievable Technical Potential | 0 | 0 | 0 | 0 | 0 | 0 | 0 | 0 | 0 | 0 | 0 | 0 | 0 | 0 | 0 | 0 | 0 | 0 | 0 | 0 | 0 | 0
F12_Industrial_Instruments_New_Process_Natural Gas_Gas Boiler - Insulate Steam Lines/Condensate Tank_A_Achievable Technical Potential | F12 | Industrial | Instruments | New | Process | Natural Gas | Gas Boiler - Insulate Steam Lines/Condensate Tank | A | Cumulative Winter Peak Savings (MW) | Achievable Technical Potential | 0 | 0 | 0 | 0 | 0 | 0 | 0 | 0 | 0 | 0 | 0 | 0 | 0 | 0 | 0 | 0 | 0 | 0 | 0 | 0 | 0 | 0
F13_Industrial_Instruments_New_Process_Natural Gas_Gas Boiler - Insulate Steam Lines/Condensate Tank_A_Achievable Technical Potential | F13 | Industrial | Instruments | New | Process | Natural Gas | Gas Boiler - Insulate Steam Lines/Condensate Tank | A | Purchases (Incremental) | Achievable Technical Potential | 0 | 0 | 0.8467 | 1.4777 | 2.1071 | 2.8125 | 3.2374 | 3.7306 | 4.2176 | 4.7654 | 5.1734 | 5.6426 | 6.1056 | 6.6427 | 7.0073 | 7.4503 | 7.893 | 8.4084 | 8.7489 | 9.1683 | 9.5764 | 9.9832
F14_Industrial_Instruments_New_Process_Natural Gas_Gas Boiler - Insulate Steam Lines/Condensate Tank_A_Achievable Technical Potential | F14 | Industrial | Instruments | New | Process | Natural Gas | Gas Boiler - Insulate Steam Lines/Condensate Tank | A | Purchases (Cumulative) | Achievable Technical Potential | 0 | 0 | 0.8467 | 2.3244 | 4.4314 | 7.244 | 10.4813 | 14.2119 | 18.4295 | 23.1949 | 28.3682 | 34.0108 | 40.1165 | 46.7592 | 53.7665 | 61.2168 | 69.1098 | 77.5183 | 86.2671 | 95.4355 | 105.0118 | 114.9951
F1_Industrial_Instruments_New_Space Heating_Natural Gas_Gas Boiler - Insulate Hot Water Lines_A_Achievable Technical Potential | F1 | Industrial | Instruments | New | Space Heating | Natural Gas | Gas Boiler - Insulate Hot Water Lines | A | Original Unit Energy Savings (kWh or therms) | Achievable Technical Potential | 0 | 0 | 48.3016 | 48.3016 | 48.3016 | 48.3016 | 48.3016 | 48.3016 | 48.3016 | 48.3016 | 48.3016 | 48.3016 | 48.3016 | 48.3016 | 48.3016 | 48.3016 | 48.3016 | 48.3016 | 48.3016 | 48.3016 | 48.3016 | 48.3016
F2_Industrial_Instruments_New_Space Heating_Natural Gas_Gas Boiler - Insulate Hot Water Lines_A_Achievable Technical Potential | F2 | Industrial | Instruments | New | Space Heating | Natural Gas | Gas Boiler - Insulate Hot Water Lines | A | Original Unit Summer Peak Savings (kW) | Achievable Technical Potential | 0 | 0 | 0 | 0 | 0 | 0 | 0 | 0 | 0 | 0 | 0 | 0 | 0 | 0 | 0 | 0 | 0 | 0 | 0 | 0 | 0 | 0
F3_Industrial_Instruments_New_Space Heating_Natural Gas_Gas Boiler - Insulate Hot Water Lines_A_Achievable Technical Potential | F3 | Industrial | Instruments | New | Space Heating | Natural Gas | Gas Boiler - Insulate Hot Water Lines | A | Original Unit Winter Peak Savings (kW) | Achievable Technical Potential | 0 | 0 | 0 | 0 | 0 | 0 | 0 | 0 | 0 | 0 | 0 | 0 | 0 | 0 | 0 | 0 | 0 | 0 | 0 | 0 | 0 | 0
F4_Industrial_Instruments_New_Space Heating_Natural Gas_Gas Boiler - Insulate Hot Water Lines_A_Achievable Technical Potential | F4 | Industrial | Instruments | New | Space Heating | Natural Gas | Gas Boiler - Insulate Hot Water Lines | A | Standalone Impact on Baseline Energy (%) | Achievable Technical Potential | 0% | 0% | 0.005818% | 0.009151% | 0.01224% | 0.01498% | 0.01883% | 0.02216% | 0.02542% | 0.02832% | 0.0319% | 0.03507% | 0.03822% | 0.04095% | 0.04464% | 0.0478% | 0.05094% | 0.05363% | 0.05736% | 0.06056% | 0.06379% | 0.06701%
F5_Industrial_Instruments_New_Space Heating_Natural Gas_Gas Boiler - Insulate Hot Water Lines_A_Achievable Technical Potential | F5 | Industrial | Instruments | New | Space Heating | Natural Gas | Gas Boiler - Insulate Hot Water Lines | A | Standalone Impact on Baseline Summer Peak (%) | Achievable Technical Potential | bar: 2019 to 2040
F6_Industrial_Instruments_New_Space Heating_Natural Gas_Gas Boiler - Insulate Hot Water Lines_A_Achievable Technical Potential | F6 | Industrial | Instruments | New | Space Heating | Natural Gas | Gas Boiler - Insulate Hot Water Lines | A | Standalone Impact on Baseline Winter Peak (%) | Achievable Technical Potential | bar: 2019 to 2040
F7_Industrial_Instruments_New_Space Heating_Natural Gas_Gas Boiler - Insulate Hot Water Lines_A_Achievable Technical Potential | F7 | Industrial | Instruments | New | Space Heating | Natural Gas | Gas Boiler - Insulate Hot Water Lines | A | Incremental Energy Savings (MWh or mTherms) | Achievable Technical Potential | 0 | 0 | 0.0013482 | 0.0023528 | 0.003355 | 0.0044783 | 0.0051548 | 0.0059402 | 0.0067156 | 0.0075878 | 0.0082374 | 0.0089846 | 0.0097219 | 0.010577 | 0.011158 | 0.011863 | 0.012568 | 0.013389 | 0.013931 | 0.014599 | 0.015248 | 0.015896
F8_Industrial_Instruments_New_Space Heating_Natural Gas_Gas Boiler - Insulate Hot Water Lines_A_Achievable Technical Potential | F8 | Industrial | Instruments | New | Space Heating | Natural Gas | Gas Boiler - Insulate Hot Water Lines | A | Incremental Summer Peak Savings (MW) | Achievable Technical Potential | 0 | 0 | 0 | 0 | 0 | 0 | 0 | 0 | 0 | 0 | 0 | 0 | 0 | 0 | 0 | 0 | 0 | 0 | 0 | 0 | 0 | 0
F9_Industrial_Instruments_New_Space Heating_Natural Gas_Gas Boiler - Insulate Hot Water Lines_A_Achievable Technical Potential | F9 | Industrial | Instruments | New | Space Heating | Natural Gas | Gas Boiler - Insulate Hot Water Lines | A | Incremental Winter Peak Savings (MW) | Achievable Technical Potential | 0 | 0 | 0 | 0 | 0 | 0 | 0 | 0 | 0 | 0 | 0 | 0 | 0 | 0 | 0 | 0 | 0 | 0 | 0 | 0 | 0 | 0
F10_Industrial_Instruments_New_Space Heating_Natural Gas_Gas Boiler - Insulate Hot Water Lines_A_Achievable Technical Potential | F10 | Industrial | Instruments | New | Space Heating | Natural Gas | Gas Boiler - Insulate Hot Water Lines | A | Cumulative Energy Savings (MWh or mTherms) | Achievable Technical Potential | 0 | 0 | 0.0013482 | 0.003701 | 0.0070561 | 0.011534 | 0.016689 | 0.022629 | 0.029345 | 0.036933 | 0.04517 | 0.054155 | 0.063877 | 0.074454 | 0.085611 | 0.097474 | 0.11004 | 0.12343 | 0.13736 | 0.15196 | 0.16721 | 0.1831
F11_Industrial_Instruments_New_Space Heating_Natural Gas_Gas Boiler - Insulate Hot Water Lines_A_Achievable Technical Potential | F11 | Industrial | Instruments | New | Space Heating | Natural Gas | Gas Boiler - Insulate Hot Water Lines | A | Cumulative Summer Peak Savings (MW) | Achievable Technical Potential | 0 | 0 | 0 | 0 | 0 | 0 | 0 | 0 | 0 | 0 | 0 | 0 | 0 | 0 | 0 | 0 | 0 | 0 | 0 | 0 | 0 | 0
F12_Industrial_Instruments_New_Space Heating_Natural Gas_Gas Boiler - Insulate Hot Water Lines_A_Achievable Technical Potential | F12 | Industrial | Instruments | New | Space Heating | Natural Gas | Gas Boiler - Insulate Hot Water Lines | A | Cumulative Winter Peak Savings (MW) | Achievable Technical Potential | 0 | 0 | 0 | 0 | 0 | 0 | 0 | 0 | 0 | 0 | 0 | 0 | 0 | 0 | 0 | 0 | 0 | 0 | 0 | 0 | 0 | 0
F13_Industrial_Instruments_New_Space Heating_Natural Gas_Gas Boiler - Insulate Hot Water Lines_A_Achievable Technical Potential | F13 | Industrial | Instruments | New | Space Heating | Natural Gas | Gas Boiler - Insulate Hot Water Lines | A | Purchases (Incremental) | Achievable Technical Potential | 0 | 0 | 0.027912 | 0.048712 | 0.06946 | 0.092716 | 0.10672 | 0.12298 | 0.13903 | 0.15709 | 0.17054 | 0.18601 | 0.20127 | 0.21898 | 0.231 | 0.2456 | 0.2602 | 0.27719 | 0.28841 | 0.30224 | 0.31569 | 0.3291
F14_Industrial_Instruments_New_Space Heating_Natural Gas_Gas Boiler - Insulate Hot Water Lines_A_Achievable Technical Potential | F14 | Industrial | Instruments | New | Space Heating | Natural Gas | Gas Boiler - Insulate Hot Water Lines | A | Purchases (Cumulative) | Achievable Technical Potential | 0 | 0 | 0.027912 | 0.076624 | 0.14608 | 0.2388 | 0.34552 | 0.4685 | 0.60754 | 0.76463 | 0.93517 | 1.1212 | 1.3225 | 1.5414 | 1.7724 | 2.018 | 2.2782 | 2.5554 | 2.8438 | 3.1461 | 3.4618 | 3.7909
F1_Industrial_Instruments_New_Process_Natural Gas_Gas Boiler - Insulate Hot Water Lines_A_Achievable Technical Potential | F1 | Industrial | Instruments | New | Process | Natural Gas | Gas Boiler - Insulate Hot Water Lines | A | Original Unit Energy Savings (kWh or therms) | Achievable Technical Potential | 0 | 0 | 31.5823 | 31.5823 | 31.5823 | 31.5823 | 31.5823 | 31.5823 | 31.5823 | 31.5823 | 31.5823 | 31.5823 | 31.5823 | 31.5823 | 31.5823 | 31.5823 | 31.5823 | 31.5823 | 31.5823 | 31.5823 | 31.5823 | 31.5823
F2_Industrial_Instruments_New_Process_Natural Gas_Gas Boiler - Insulate Hot Water Lines_A_Achievable Technical Potential | F2 | Industrial | Instruments | New | Process | Natural Gas | Gas Boiler - Insulate Hot Water Lines | A | Original Unit Summer Peak Savings (kW) | Achievable Technical Potential | 0 | 0 | 0 | 0 | 0 | 0 | 0 | 0 | 0 | 0 | 0 | 0 | 0 | 0 | 0 | 0 | 0 | 0 | 0 | 0 | 0 | 0
F3_Industrial_Instruments_New_Process_Natural Gas_Gas Boiler - Insulate Hot Water Lines_A_Achievable Technical Potential | F3 | Industrial | Instruments | New | Process | Natural Gas | Gas Boiler - Insulate Hot Water Lines | A | Original Unit Winter Peak Savings (kW) | Achievable Technical Potential | 0 | 0 | 0 | 0 | 0 | 0 | 0 | 0 | 0 | 0 | 0 | 0 | 0 | 0 | 0 | 0 | 0 | 0 | 0 | 0 | 0 | 0
F4_Industrial_Instruments_New_Process_Natural Gas_Gas Boiler - Insulate Hot Water Lines_A_Achievable Technical Potential | F4 | Industrial | Instruments | New | Process | Natural Gas | Gas Boiler - Insulate Hot Water Lines | A | Standalone Impact on Baseline Energy (%) | Achievable Technical Potential | 0% | 0% | 0.04245% | 0.06678% | 0.08929% | 0.1093% | 0.1375% | 0.1617% | 0.1855% | 0.2066% | 0.2328% | 0.2559% | 0.2789% | 0.2988% | 0.3258% | 0.3488% | 0.3717% | 0.3914% | 0.4186% | 0.4419% | 0.4655% | 0.489%
F5_Industrial_Instruments_New_Process_Natural Gas_Gas Boiler - Insulate Hot Water Lines_A_Achievable Technical Potential | F5 | Industrial | Instruments | New | Process | Natural Gas | Gas Boiler - Insulate Hot Water Lines | A | Standalone Impact on Baseline Summer Peak (%) | Achievable Technical Potential | bar: 2019 to 2040
F6_Industrial_Instruments_New_Process_Natural Gas_Gas Boiler - Insulate Hot Water Lines_A_Achievable Technical Potential | F6 | Industrial | Instruments | New | Process | Natural Gas | Gas Boiler - Insulate Hot Water Lines | A | Standalone Impact on Baseline Winter Peak (%) | Achievable Technical Potential | bar: 2019 to 2040
F7_Industrial_Instruments_New_Process_Natural Gas_Gas Boiler - Insulate Hot Water Lines_A_Achievable Technical Potential | F7 | Industrial | Instruments | New | Process | Natural Gas | Gas Boiler - Insulate Hot Water Lines | A | Incremental Energy Savings (MWh or mTherms) | Achievable Technical Potential | 0 | 0 | 0.026741 | 0.046668 | 0.066546 | 0.088826 | 0.10224 | 0.11782 | 0.1332 | 0.1505 | 0.16339 | 0.17821 | 0.19283 | 0.20979 | 0.22131 | 0.2353 | 0.24928 | 0.26556 | 0.27631 | 0.28956 | 0.30244 | 0.31529
F8_Industrial_Instruments_New_Process_Natural Gas_Gas Boiler - Insulate Hot Water Lines_A_Achievable Technical Potential | F8 | Industrial | Instruments | New | Process | Natural Gas | Gas Boiler - Insulate Hot Water Lines | A | Incremental Summer Peak Savings (MW) | Achievable Technical Potential | 0 | 0 | 0 | 0 | 0 | 0 | 0 | 0 | 0 | 0 | 0 | 0 | 0 | 0 | 0 | 0 | 0 | 0 | 0 | 0 | 0 | 0
F9_Industrial_Instruments_New_Process_Natural Gas_Gas Boiler - Insulate Hot Water Lines_A_Achievable Technical Potential | F9 | Industrial | Instruments | New | Process | Natural Gas | Gas Boiler - Insulate Hot Water Lines | A | Incremental Winter Peak Savings (MW) | Achievable Technical Potential | 0 | 0 | 0 | 0 | 0 | 0 | 0 | 0 | 0 | 0 | 0 | 0 | 0 | 0 | 0 | 0 | 0 | 0 | 0 | 0 | 0 | 0
F10_Industrial_Instruments_New_Process_Natural Gas_Gas Boiler - Insulate Hot Water Lines_A_Achievable Technical Potential | F10 | Industrial | Instruments | New | Process | Natural Gas | Gas Boiler - Insulate Hot Water Lines | A | Cumulative Energy Savings (MWh or mTherms) | Achievable Technical Potential | 0 | 0 | 0.026741 | 0.073409 | 0.13995 | 0.22878 | 0.33103 | 0.44885 | 0.58205 | 0.73255 | 0.89594 | 1.0741 | 1.267 | 1.4768 | 1.6981 | 1.9334 | 2.1827 | 2.4482 | 2.7245 | 3.0141 | 3.3165 | 3.6318
F11_Industrial_Instruments_New_Process_Natural Gas_Gas Boiler - Insulate Hot Water Lines_A_Achievable Technical Potential | F11 | Industrial | Instruments | New | Process | Natural Gas | Gas Boiler - Insulate Hot Water Lines | A | Cumulative Summer Peak Savings (MW) | Achievable Technical Potential | 0 | 0 | 0 | 0 | 0 | 0 | 0 | 0 | 0 | 0 | 0 | 0 | 0 | 0 | 0 | 0 | 0 | 0 | 0 | 0 | 0 | 0
F12_Industrial_Instruments_New_Process_Natural Gas_Gas Boiler - Insulate Hot Water Lines_A_Achievable Technical Potential | F12 | Industrial | Instruments | New | Process | Natural Gas | Gas Boiler - Insulate Hot Water Lines | A | Cumulative Winter Peak Savings (MW) | Achievable Technical Potential | 0 | 0 | 0 | 0 | 0 | 0 | 0 | 0 | 0 | 0 | 0 | 0 | 0 | 0 | 0 | 0 | 0 | 0 | 0 | 0 | 0 | 0
F13_Industrial_Instruments_New_Process_Natural Gas_Gas Boiler - Insulate Hot Water Lines_A_Achievable Technical Potential | F13 | Industrial | Instruments | New | Process | Natural Gas | Gas Boiler - Insulate Hot Water Lines | A | Purchases (Incremental) | Achievable Technical Potential | 0 | 0 | 0.8467 | 1.4777 | 2.1071 | 2.8125 | 3.2374 | 3.7306 | 4.2176 | 4.7654 | 5.1734 | 5.6426 | 6.1056 | 6.6427 | 7.0073 | 7.4503 | 7.893 | 8.4084 | 8.7489 | 9.1683 | 9.5764 | 9.9832
F14_Industrial_Instruments_New_Process_Natural Gas_Gas Boiler - Insulate Hot Water Lines_A_Achievable Technical Potential | F14 | Industrial | Instruments | New | Process | Natural Gas | Gas Boiler - Insulate Hot Water Lines | A | Purchases (Cumulative) | Achievable Technical Potential | 0 | 0 | 0.8467 | 2.3244 | 4.4314 | 7.244 | 10.4813 | 14.2119 | 18.4295 | 23.1949 | 28.3682 | 34.0108 | 40.1165 | 46.7592 | 53.7665 | 61.2168 | 69.1098 | 77.5183 | 86.2671 | 95.4355 | 105.0118 | 114.9951
F1_Industrial_Instruments_New_Process_Natural Gas_Process - Insulate Heated Process Fluids_A_Achievable Technical Potential | F1 | Industrial | Instruments | New | Process | Natural Gas | Process - Insulate Heated Process Fluids | A | Original Unit Energy Savings (kWh or therms) | Achievable Technical Potential | 0 | 0 | 9.2315 | 9.2315 | 9.2315 | 9.2315 | 9.2315 | 9.2315 | 9.2315 | 9.2315 | 9.2315 | 9.2315 | 9.2315 | 9.2315 | 9.2315 | 9.2315 | 9.2315 | 9.2315 | 9.2315 | 9.2315 | 9.2315 | 9.2315
F2_Industrial_Instruments_New_Process_Natural Gas_Process - Insulate Heated Process Fluids_A_Achievable Technical Potential | F2 | Industrial | Instruments | New | Process | Natural Gas | Process - Insulate Heated Process Fluids | A | Original Unit Summer Peak Savings (kW) | Achievable Technical Potential | 0 | 0 | 0 | 0 | 0 | 0 | 0 | 0 | 0 | 0 | 0 | 0 | 0 | 0 | 0 | 0 | 0 | 0 | 0 | 0 | 0 | 0
F3_Industrial_Instruments_New_Process_Natural Gas_Process - Insulate Heated Process Fluids_A_Achievable Technical Potential | F3 | Industrial | Instruments | New | Process | Natural Gas | Process - Insulate Heated Process Fluids | A | Original Unit Winter Peak Savings (kW) | Achievable Technical Potential | 0 | 0 | 0 | 0 | 0 | 0 | 0 | 0 | 0 | 0 | 0 | 0 | 0 | 0 | 0 | 0 | 0 | 0 | 0 | 0 | 0 | 0
F4_Industrial_Instruments_New_Process_Natural Gas_Process - Insulate Heated Process Fluids_A_Achievable Technical Potential | F4 | Industrial | Instruments | New | Process | Natural Gas | Process - Insulate Heated Process Fluids | A | Standalone Impact on Baseline Energy (%) | Achievable Technical Potential | 0% | 0% | 0.02715% | 0.0427% | 0.05709% | 0.06992% | 0.08789% | 0.1007% | 0.1086% | 0.1118% | 0.1155% | 0.1159% | 0.1151% | 0.1122% | 0.1115% | 0.1089% | 0.1061% | 0.1022% | 0.09827% | 0.09378% | 0.08979% | 0.08613%
F5_Industrial_Instruments_New_Process_Natural Gas_Process - Insulate Heated Process Fluids_A_Achievable Technical Potential | F5 | Industrial | Instruments | New | Process | Natural Gas | Process - Insulate Heated Process Fluids | A | Standalone Impact on Baseline Summer Peak (%) | Achievable Technical Potential | bar: 2019 to 2040
F6_Industrial_Instruments_New_Process_Natural Gas_Process - Insulate Heated Process Fluids_A_Achievable Technical Potential | F6 | Industrial | Instruments | New | Process | Natural Gas | Process - Insulate Heated Process Fluids | A | Standalone Impact on Baseline Winter Peak (%) | Achievable Technical Potential | bar: 2019 to 2040
F7_Industrial_Instruments_New_Process_Natural Gas_Process - Insulate Heated Process Fluids_A_Achievable Technical Potential | F7 | Industrial | Instruments | New | Process | Natural Gas | Process - Insulate Heated Process Fluids | A | Incremental Energy Savings (MWh or mTherms) | Achievable Technical Potential | 0 | 0 | 0.017098 | 0.02984 | 0.04255 | 0.056796 | 0.065375 | 0.067801 | 0.061322 | 0.055429 | 0.04814 | 0.042005 | 0.036361 | 0.031648 | 0.026708 | 0.022717 | 0.019254 | 0.016409 | 0.00011645 | 4.3584e-05 | 1.5519e-05 | 5.2757e-06
F8_Industrial_Instruments_New_Process_Natural Gas_Process - Insulate Heated Process Fluids_A_Achievable Technical Potential | F8 | Industrial | Instruments | New | Process | Natural Gas | Process - Insulate Heated Process Fluids | A | Incremental Summer Peak Savings (MW) | Achievable Technical Potential | 0 | 0 | 0 | 0 | 0 | 0 | 0 | 0 | 0 | 0 | 0 | 0 | 0 | 0 | 0 | 0 | 0 | 0 | 0 | 0 | 0 | 0
F9_Industrial_Instruments_New_Process_Natural Gas_Process - Insulate Heated Process Fluids_A_Achievable Technical Potential | F9 | Industrial | Instruments | New | Process | Natural Gas | Process - Insulate Heated Process Fluids | A | Incremental Winter Peak Savings (MW) | Achievable Technical Potential | 0 | 0 | 0 | 0 | 0 | 0 | 0 | 0 | 0 | 0 | 0 | 0 | 0 | 0 | 0 | 0 | 0 | 0 | 0 | 0 | 0 | 0
F10_Industrial_Instruments_New_Process_Natural Gas_Process - Insulate Heated Process Fluids_A_Achievable Technical Potential | F10 | Industrial | Instruments | New | Process | Natural Gas | Process - Insulate Heated Process Fluids | A | Cumulative Energy Savings (MWh or mTherms) | Achievable Technical Potential | 0 | 0 | 0.017098 | 0.046938 | 0.089487 | 0.14628 | 0.21166 | 0.27946 | 0.34078 | 0.39621 | 0.44435 | 0.48636 | 0.52272 | 0.55437 | 0.58107 | 0.60379 | 0.62304 | 0.63945 | 0.63957 | 0.63961 | 0.63963 | 0.63963
F11_Industrial_Instruments_New_Process_Natural Gas_Process - Insulate Heated Process Fluids_A_Achievable Technical Potential | F11 | Industrial | Instruments | New | Process | Natural Gas | Process - Insulate Heated Process Fluids | A | Cumulative Summer Peak Savings (MW) | Achievable Technical Potential | 0 | 0 | 0 | 0 | 0 | 0 | 0 | 0 | 0 | 0 | 0 | 0 | 0 | 0 | 0 | 0 | 0 | 0 | 0 | 0 | 0 | 0
F12_Industrial_Instruments_New_Process_Natural Gas_Process - Insulate Heated Process Fluids_A_Achievable Technical Potential | F12 | Industrial | Instruments | New | Process | Natural Gas | Process - Insulate Heated Process Fluids | A | Cumulative Winter Peak Savings (MW) | Achievable Technical Potential | 0 | 0 | 0 | 0 | 0 | 0 | 0 | 0 | 0 | 0 | 0 | 0 | 0 | 0 | 0 | 0 | 0 | 0 | 0 | 0 | 0 | 0
F13_Industrial_Instruments_New_Process_Natural Gas_Process - Insulate Heated Process Fluids_A_Achievable Technical Potential | F13 | Industrial | Instruments | New | Process | Natural Gas | Process - Insulate Heated Process Fluids | A | Purchases (Incremental) | Achievable Technical Potential | 0 | 0 | 1.8522 | 3.2324 | 4.6092 | 6.1524 | 7.0818 | 7.3446 | 6.6427 | 6.0043 | 5.2147 | 4.5502 | 3.9388 | 3.4283 | 2.8931 | 2.4608 | 2.0857 | 1.7775 | 0.012615 | 0.0047212 | 0.0016811 | 0.00057149
F14_Industrial_Instruments_New_Process_Natural Gas_Process - Insulate Heated Process Fluids_A_Achievable Technical Potential | F14 | Industrial | Instruments | New | Process | Natural Gas | Process - Insulate Heated Process Fluids | A | Purchases (Cumulative) | Achievable Technical Potential | 0 | 0 | 1.8522 | 5.0845 | 9.6937 | 15.8461 | 22.9278 | 30.2724 | 36.9151 | 42.9194 | 48.1341 | 52.6843 | 56.6232 | 60.0514 | 62.9446 | 65.4054 | 67.4911 | 69.2685 | 69.2812 | 69.2859 | 69.2876 | 69.2881
F1_Industrial_Instruments_New_Process_Natural Gas_Process Heat Recovery_A_Achievable Technical Potential | F1 | Industrial | Instruments | New | Process | Natural Gas | Process Heat Recovery | A | Original Unit Energy Savings (kWh or therms) | Achievable Technical Potential | 0 | 0 | 0.14017 | 0.14017 | 0.14017 | 0.14017 | 0.14017 | 0.14017 | 0.14017 | 0.14017 | 0.14017 | 0.14017 | 0.14017 | 0.14017 | 0.14017 | 0.14017 | 0.14017 | 0.14017 | 0.14017 | 0.14017 | 0.14017 | 0.14017
F2_Industrial_Instruments_New_Process_Natural Gas_Process Heat Recovery_A_Achievable Technical Potential | F2 | Industrial | Instruments | New | Process | Natural Gas | Process Heat Recovery | A | Original Unit Summer Peak Savings (kW) | Achievable Technical Potential | 0 | 0 | 0 | 0 | 0 | 0 | 0 | 0 | 0 | 0 | 0 | 0 | 0 | 0 | 0 | 0 | 0 | 0 | 0 | 0 | 0 | 0
F3_Industrial_Instruments_New_Process_Natural Gas_Process Heat Recovery_A_Achievable Technical Potential | F3 | Industrial | Instruments | New | Process | Natural Gas | Process Heat Recovery | A | Original Unit Winter Peak Savings (kW) | Achievable Technical Potential | 0 | 0 | 0 | 0 | 0 | 0 | 0 | 0 | 0 | 0 | 0 | 0 | 0 | 0 | 0 | 0 | 0 | 0 | 0 | 0 | 0 | 0
F4_Industrial_Instruments_New_Process_Natural Gas_Process Heat Recovery_A_Achievable Technical Potential | F4 | Industrial | Instruments | New | Process | Natural Gas | Process Heat Recovery | A | Standalone Impact on Baseline Energy (%) | Achievable Technical Potential | 0% | 0% | 0.01484% | 0.02334% | 0.03121% | 0.03822% | 0.04804% | 0.05504% | 0.05937% | 0.06109% | 0.06311% | 0.06333% | 0.06291% | 0.06132% | 0.06093% | 0.05955% | 0.058% | 0.05444% | 0.05233% | 0.04993% | 0.0478% | 0.04586%
F5_Industrial_Instruments_New_Process_Natural Gas_Process Heat Recovery_A_Achievable Technical Potential | F5 | Industrial | Instruments | New | Process | Natural Gas | Process Heat Recovery | A | Standalone Impact on Baseline Summer Peak (%) | Achievable Technical Potential | bar: 2019 to 2040
F6_Industrial_Instruments_New_Process_Natural Gas_Process Heat Recovery_A_Achievable Technical Potential | F6 | Industrial | Instruments | New | Process | Natural Gas | Process Heat Recovery | A | Standalone Impact on Baseline Winter Peak (%) | Achievable Technical Potential | bar: 2019 to 2040
F7_Industrial_Instruments_New_Process_Natural Gas_Process Heat Recovery_A_Achievable Technical Potential | F7 | Industrial | Instruments | New | Process | Natural Gas | Process Heat Recovery | A | Incremental Energy Savings (MWh or mTherms) | Achievable Technical Potential | 0 | 0 | 0.0093459 | 0.01631 | 0.023258 | 0.031045 | 0.035734 | 0.03706 | 0.033519 | 0.030298 | 0.026313 | 0.02296 | 0.019875 | 0.017299 | 0.014599 | 0.012417 | 0.010524 | 0.0093459 | 0.01631 | 0.023258 | 0.031045 | 0.035734
F8_Industrial_Instruments_New_Process_Natural Gas_Process Heat Recovery_A_Achievable Technical Potential | F8 | Industrial | Instruments | New | Process | Natural Gas | Process Heat Recovery | A | Incremental Summer Peak Savings (MW) | Achievable Technical Potential | 0 | 0 | 0 | 0 | 0 | 0 | 0 | 0 | 0 | 0 | 0 | 0 | 0 | 0 | 0 | 0 | 0 | 0 | 0 | 0 | 0 | 0
F9_Industrial_Instruments_New_Process_Natural Gas_Process Heat Recovery_A_Achievable Technical Potential | F9 | Industrial | Instruments | New | Process | Natural Gas | Process Heat Recovery | A | Incremental Winter Peak Savings (MW) | Achievable Technical Potential | 0 | 0 | 0 | 0 | 0 | 0 | 0 | 0 | 0 | 0 | 0 | 0 | 0 | 0 | 0 | 0 | 0 | 0 | 0 | 0 | 0 | 0
F10_Industrial_Instruments_New_Process_Natural Gas_Process Heat Recovery_A_Achievable Technical Potential | F10 | Industrial | Instruments | New | Process | Natural Gas | Process Heat Recovery | A | Cumulative Energy Savings (MWh or mTherms) | Achievable Technical Potential | 0 | 0 | 0.0093459 | 0.025656 | 0.048914 | 0.079958 | 0.11569 | 0.15275 | 0.18627 | 0.21657 | 0.24288 | 0.26584 | 0.28572 | 0.30302 | 0.31761 | 0.33003 | 0.34056 | 0.34056 | 0.34056 | 0.34056 | 0.34056 | 0.34056
F11_Industrial_Instruments_New_Process_Natural Gas_Process Heat Recovery_A_Achievable Technical Potential | F11 | Industrial | Instruments | New | Process | Natural Gas | Process Heat Recovery | A | Cumulative Summer Peak Savings (MW) | Achievable Technical Potential | 0 | 0 | 0 | 0 | 0 | 0 | 0 | 0 | 0 | 0 | 0 | 0 | 0 | 0 | 0 | 0 | 0 | 0 | 0 | 0 | 0 | 0
F12_Industrial_Instruments_New_Process_Natural Gas_Process Heat Recovery_A_Achievable Technical Potential | F12 | Industrial | Instruments | New | Process | Natural Gas | Process Heat Recovery | A | Cumulative Winter Peak Savings (MW) | Achievable Technical Potential | 0 | 0 | 0 | 0 | 0 | 0 | 0 | 0 | 0 | 0 | 0 | 0 | 0 | 0 | 0 | 0 | 0 | 0 | 0 | 0 | 0 | 0
F13_Industrial_Instruments_New_Process_Natural Gas_Process Heat Recovery_A_Achievable Technical Potential | F13 | Industrial | Instruments | New | Process | Natural Gas | Process Heat Recovery | A | Purchases (Incremental) | Achievable Technical Potential | 0 | 0 | 66.6777 | 116.3651 | 165.9306 | 221.4856 | 254.9432 | 264.4046 | 239.1359 | 216.1563 | 187.7301 | 163.8063 | 141.7984 | 123.418 | 104.1528 | 88.5904 | 75.0838 | 66.6777 | 116.3651 | 165.9306 | 221.4856 | 254.9432
F14_Industrial_Instruments_New_Process_Natural Gas_Process Heat Recovery_A_Achievable Technical Potential | F14 | Industrial | Instruments | New | Process | Natural Gas | Process Heat Recovery | A | Purchases (Cumulative) | Achievable Technical Potential | 0 | 0 | 66.6777 | 183.0428 | 348.9733 | 570.459 | 825.4021 | 1089.8068 | 1328.9427 | 1545.099 | 1732.829 | 1896.6354 | 2038.4337 | 2161.8517 | 2266.0045 | 2354.5949 | 2429.6787 | 2429.6787 | 2429.6787 | 2429.6787 | 2429.6787 | 2429.6787
F1_Industrial_Instruments_New_Space Heating_Natural Gas_Building Automation System_A_Achievable Technical Potential | F1 | Industrial | Instruments | New | Space Heating | Natural Gas | Building Automation System | A | Original Unit Energy Savings (kWh or therms) | Achievable Technical Potential | 0 | 0 | 0.01486 | 0.01486 | 0.01486 | 0.01486 | 0.01486 | 0.01486 | 0.01486 | 0.01486 | 0.01486 | 0.01486 | 0.01486 | 0.01486 | 0.01486 | 0.01486 | 0.01486 | 0.01486 | 0.01486 | 0.01486 | 0.01486 | 0.01486
F2_Industrial_Instruments_New_Space Heating_Natural Gas_Building Automation System_A_Achievable Technical Potential | F2 | Industrial | Instruments | New | Space Heating | Natural Gas | Building Automation System | A | Original Unit Summer Peak Savings (kW) | Achievable Technical Potential | 0 | 0 | 0 | 0 | 0 | 0 | 0 | 0 | 0 | 0 | 0 | 0 | 0 | 0 | 0 | 0 | 0 | 0 | 0 | 0 | 0 | 0
F3_Industrial_Instruments_New_Space Heating_Natural Gas_Building Automation System_A_Achievable Technical Potential | F3 | Industrial | Instruments | New | Space Heating | Natural Gas | Building Automation System | A | Original Unit Winter Peak Savings (kW) | Achievable Technical Potential | 0 | 0 | 0 | 0 | 0 | 0 | 0 | 0 | 0 | 0 | 0 | 0 | 0 | 0 | 0 | 0 | 0 | 0 | 0 | 0 | 0 | 0
F4_Industrial_Instruments_New_Space Heating_Natural Gas_Building Automation System_A_Achievable Technical Potential | F4 | Industrial | Instruments | New | Space Heating | Natural Gas | Building Automation System | A | Standalone Impact on Baseline Energy (%) | Achievable Technical Potential | 0% | 0% | 0.01308% | 0.03364% | 0.07001% | 0.128% | 0.2258% | 0.3601% | 0.5418% | 0.7689% | 1.066% | 1.4% | 1.767% | 2.128% | 2.523% | 2.85% | 3.11% | 3.265% | 3.398% | 3.416% | 3.365% | 3.268%
F5_Industrial_Instruments_New_Space Heating_Natural Gas_Building Automation System_A_Achievable Technical Potential | F5 | Industrial | Instruments | New | Space Heating | Natural Gas | Building Automation System | A | Standalone Impact on Baseline Summer Peak (%) | Achievable Technical Potential | bar: 2019 to 2040
F6_Industrial_Instruments_New_Space Heating_Natural Gas_Building Automation System_A_Achievable Technical Potential | F6 | Industrial | Instruments | New | Space Heating | Natural Gas | Building Automation System | A | Standalone Impact on Baseline Winter Peak (%) | Achievable Technical Potential | bar: 2019 to 2040
F7_Industrial_Instruments_New_Space Heating_Natural Gas_Building Automation System_A_Achievable Technical Potential | F7 | Industrial | Instruments | New | Space Heating | Natural Gas | Building Automation System | A | Incremental Energy Savings (MWh or mTherms) | Achievable Technical Potential | 0 | 0 | 0.0030309 | 0.010573 | 0.02677 | 0.058124 | 0.10155 | 0.1676 | 0.25774 | 0.37753 | 0.50691 | 0.65199 | 0.79151 | 0.91609 | 0.9704 | 0.97261 | 0.90595 | 0.79813 | 0.63505 | 0.46073 | 0.30745 | 0.20903
F8_Industrial_Instruments_New_Space Heating_Natural Gas_Building Automation System_A_Achievable Technical Potential | F8 | Industrial | Instruments | New | Space Heating | Natural Gas | Building Automation System | A | Incremental Summer Peak Savings (MW) | Achievable Technical Potential | 0 | 0 | 0 | 0 | 0 | 0 | 0 | 0 | 0 | 0 | 0 | 0 | 0 | 0 | 0 | 0 | 0 | 0 | 0 | 0 | 0 | 0
F9_Industrial_Instruments_New_Space Heating_Natural Gas_Building Automation System_A_Achievable Technical Potential | F9 | Industrial | Instruments | New | Space Heating | Natural Gas | Building Automation System | A | Incremental Winter Peak Savings (MW) | Achievable Technical Potential | 0 | 0 | 0 | 0 | 0 | 0 | 0 | 0 | 0 | 0 | 0 | 0 | 0 | 0 | 0 | 0 | 0 | 0 | 0 | 0 | 0 | 0
F10_Industrial_Instruments_New_Space Heating_Natural Gas_Building Automation System_A_Achievable Technical Potential | F10 | Industrial | Instruments | New | Space Heating | Natural Gas | Building Automation System | A | Cumulative Energy Savings (MWh or mTherms) | Achievable Technical Potential | 0 | 0 | 0.0030309 | 0.013604 | 0.040374 | 0.098498 | 0.20005 | 0.36765 | 0.62539 | 1.0029 | 1.5098 | 2.1618 | 2.9533 | 3.8694 | 4.8398 | 5.8124 | 6.7184 | 7.5135 | 8.138 | 8.5719 | 8.8212 | 8.9287
F11_Industrial_Instruments_New_Space Heating_Natural Gas_Building Automation System_A_Achievable Technical Potential | F11 | Industrial | Instruments | New | Space Heating | Natural Gas | Building Automation System | A | Cumulative Summer Peak Savings (MW) | Achievable Technical Potential | 0 | 0 | 0 | 0 | 0 | 0 | 0 | 0 | 0 | 0 | 0 | 0 | 0 | 0 | 0 | 0 | 0 | 0 | 0 | 0 | 0 | 0
F12_Industrial_Instruments_New_Space Heating_Natural Gas_Building Automation System_A_Achievable Technical Potential | F12 | Industrial | Instruments | New | Space Heating | Natural Gas | Building Automation System | A | Cumulative Winter Peak Savings (MW) | Achievable Technical Potential | 0 | 0 | 0 | 0 | 0 | 0 | 0 | 0 | 0 | 0 | 0 | 0 | 0 | 0 | 0 | 0 | 0 | 0 | 0 | 0 | 0 | 0
F13_Industrial_Instruments_New_Space Heating_Natural Gas_Building Automation System_A_Achievable Technical Potential | F13 | Industrial | Instruments | New | Space Heating | Natural Gas | Building Automation System | A | Purchases (Incremental) | Achievable Technical Potential | 0 | 0 | 203.9557 | 711.5031 | 1801.4081 | 3911.3079 | 6833.6329 | 11278.273 | 17344.2258 | 25404.6968 | 34111.3751 | 43874.0159 | 53262.9964 | 61646.3821 | 65300.9265 | 65449.2248 | 60963.9317 | 53708.4715 | 42733.9951 | 31003.5955 | 20689.448 | 14066.3733
F14_Industrial_Instruments_New_Space Heating_Natural Gas_Building Automation System_A_Achievable Technical Potential | F14 | Industrial | Instruments | New | Space Heating | Natural Gas | Building Automation System | A | Purchases (Cumulative) | Achievable Technical Potential | 0 | 0 | 203.9557 | 915.4587 | 2716.8668 | 6628.1747 | 13461.8076 | 24740.0806 | 42084.3064 | 67489.0032 | 101600.3783 | 145474.3942 | 198737.3906 | 260383.7727 | 325684.6992 | 391133.924 | 452097.8557 | 505602.3715 | 547624.8635 | 576827.0509 | 593605.191 | 600837.9314
F1_Industrial_Instruments_New_Space Heating_Natural Gas_Steam System Efficiency Improvements_A_Achievable Technical Potential | F1 | Industrial | Instruments | New | Space Heating | Natural Gas | Steam System Efficiency Improvements | A | Original Unit Energy Savings (kWh or therms) | Achievable Technical Potential | 0 | 0 | 0.13322 | 0.13322 | 0.13322 | 0.13322 | 0.13322 | 0.13322 | 0.13322 | 0.13322 | 0.13322 | 0.13322 | 0.13322 | 0.13322 | 0.13322 | 0.13322 | 0.13322 | 0.13322 | 0.13322 | 0.13322 | 0.13322 | 0.13322
F2_Industrial_Instruments_New_Space Heating_Natural Gas_Steam System Efficiency Improvements_A_Achievable Technical Potential | F2 | Industrial | Instruments | New | Space Heating | Natural Gas | Steam System Efficiency Improvements | A | Original Unit Summer Peak Savings (kW) | Achievable Technical Potential | 0 | 0 | 0 | 0 | 0 | 0 | 0 | 0 | 0 | 0 | 0 | 0 | 0 | 0 | 0 | 0 | 0 | 0 | 0 | 0 | 0 | 0
F3_Industrial_Instruments_New_Space Heating_Natural Gas_Steam System Efficiency Improvements_A_Achievable Technical Potential | F3 | Industrial | Instruments | New | Space Heating | Natural Gas | Steam System Efficiency Improvements | A | Original Unit Winter Peak Savings (kW) | Achievable Technical Potential | 0 | 0 | 0 | 0 | 0 | 0 | 0 | 0 | 0 | 0 | 0 | 0 | 0 | 0 | 0 | 0 | 0 | 0 | 0 | 0 | 0 | 0
F4_Industrial_Instruments_New_Space Heating_Natural Gas_Steam System Efficiency Improvements_A_Achievable Technical Potential | F4 | Industrial | Instruments | New | Space Heating | Natural Gas | Steam System Efficiency Improvements | A | Standalone Impact on Baseline Energy (%) | Achievable Technical Potential | 0% | 0% | 0.0008309% | 0.002137% | 0.004448% | 0.008129% | 0.01434% | 0.02269% | 0.03367% | 0.04689% | 0.06333% | 0.08071% | 0.09831% | 0.1134% | 0.1271% | 0.1341% | 0.134% | 0.1259% | 0.121% | 0.1155% | 0.1105% | 0.106%
F5_Industrial_Instruments_New_Space Heating_Natural Gas_Steam System Efficiency Improvements_A_Achievable Technical Potential | F5 | Industrial | Instruments | New | Space Heating | Natural Gas | Steam System Efficiency Improvements | A | Standalone Impact on Baseline Summer Peak (%) | Achievable Technical Potential | bar: 2019 to 2040
F6_Industrial_Instruments_New_Space Heating_Natural Gas_Steam System Efficiency Improvements_A_Achievable Technical Potential | F6 | Industrial | Instruments | New | Space Heating | Natural Gas | Steam System Efficiency Improvements | A | Standalone Impact on Baseline Winter Peak (%) | Achievable Technical Potential | bar: 2019 to 2040
F7_Industrial_Instruments_New_Space Heating_Natural Gas_Steam System Efficiency Improvements_A_Achievable Technical Potential | F7 | Industrial | Instruments | New | Space Heating | Natural Gas | Steam System Efficiency Improvements | A | Incremental Energy Savings (MWh or mTherms) | Achievable Technical Potential | 0 | 0 | 0.00019257 | 0.00067178 | 0.0017008 | 0.0036929 | 0.0064521 | 0.010649 | 0.016376 | 0.023986 | 0.032207 | 0.041424 | 0.050289 | 0.058204 | 0.061655 | 0.061795 | 0.05756 | 0.05071 | 0.058876 | 0.063356 | 0.065488 | 0.064012
F8_Industrial_Instruments_New_Space Heating_Natural Gas_Steam System Efficiency Improvements_A_Achievable Technical Potential | F8 | Industrial | Instruments | New | Space Heating | Natural Gas | Steam System Efficiency Improvements | A | Incremental Summer Peak Savings (MW) | Achievable Technical Potential | 0 | 0 | 0 | 0 | 0 | 0 | 0 | 0 | 0 | 0 | 0 | 0 | 0 | 0 | 0 | 0 | 0 | 0 | 0 | 0 | 0 | 0
F9_Industrial_Instruments_New_Space Heating_Natural Gas_Steam System Efficiency Improvements_A_Achievable Technical Potential | F9 | Industrial | Instruments | New | Space Heating | Natural Gas | Steam System Efficiency Improvements | A | Incremental Winter Peak Savings (MW) | Achievable Technical Potential | 0 | 0 | 0 | 0 | 0 | 0 | 0 | 0 | 0 | 0 | 0 | 0 | 0 | 0 | 0 | 0 | 0 | 0 | 0 | 0 | 0 | 0
F10_Industrial_Instruments_New_Space Heating_Natural Gas_Steam System Efficiency Improvements_A_Achievable Technical Potential | F10 | Industrial | Instruments | New | Space Heating | Natural Gas | Steam System Efficiency Improvements | A | Cumulative Energy Savings (MWh or mTherms) | Achievable Technical Potential | 0 | 0 | 0.00019257 | 0.00086434 | 0.0025652 | 0.0062581 | 0.01271 | 0.023166 | 0.03887 | 0.061156 | 0.089669 | 0.12464 | 0.16428 | 0.20611 | 0.24378 | 0.27337 | 0.2895 | 0.28973 | 0.28973 | 0.28973 | 0.28973 | 0.28973
F11_Industrial_Instruments_New_Space Heating_Natural Gas_Steam System Efficiency Improvements_A_Achievable Technical Potential | F11 | Industrial | Instruments | New | Space Heating | Natural Gas | Steam System Efficiency Improvements | A | Cumulative Summer Peak Savings (MW) | Achievable Technical Potential | 0 | 0 | 0 | 0 | 0 | 0 | 0 | 0 | 0 | 0 | 0 | 0 | 0 | 0 | 0 | 0 | 0 | 0 | 0 | 0 | 0 | 0
F12_Industrial_Instruments_New_Space Heating_Natural Gas_Steam System Efficiency Improvements_A_Achievable Technical Potential | F12 | Industrial | Instruments | New | Space Heating | Natural Gas | Steam System Efficiency Improvements | A | Cumulative Winter Peak Savings (MW) | Achievable Technical Potential | 0 | 0 | 0 | 0 | 0 | 0 | 0 | 0 | 0 | 0 | 0 | 0 | 0 | 0 | 0 | 0 | 0 | 0 | 0 | 0 | 0 | 0
F13_Industrial_Instruments_New_Space Heating_Natural Gas_Steam System Efficiency Improvements_A_Achievable Technical Potential | F13 | Industrial | Instruments | New | Space Heating | Natural Gas | Steam System Efficiency Improvements | A | Purchases (Incremental) | Achievable Technical Potential | 0 | 0 | 1.4455 | 5.0425 | 12.7668 | 27.7199 | 48.4308 | 79.9305 | 122.9206 | 180.0462 | 241.7515 | 310.9405 | 377.4814 | 436.8955 | 462.7957 | 463.8467 | 432.0588 | 380.6385 | 441.938 | 475.5625 | 491.5666 | 480.4896
F14_Industrial_Instruments_New_Space Heating_Natural Gas_Steam System Efficiency Improvements_A_Achievable Technical Potential | F14 | Industrial | Instruments | New | Space Heating | Natural Gas | Steam System Efficiency Improvements | A | Purchases (Cumulative) | Achievable Technical Potential | 0 | 0 | 1.4455 | 6.488 | 19.2548 | 46.9747 | 95.4055 | 173.8905 | 291.7687 | 459.0481 | 673.0796 | 935.5893 | 1233.1402 | 1547.115 | 1829.8645 | 2051.9597 | 2173.078 | 2174.7897 | 2174.7897 | 2174.7897 | 2174.7897 | 2174.7897
F1_Industrial_Instruments_New_Process_Natural Gas_Steam System Efficiency Improvements_A_Achievable Technical Potential | F1 | Industrial | Instruments | New | Process | Natural Gas | Steam System Efficiency Improvements | A | Original Unit Energy Savings (kWh or therms) | Achievable Technical Potential | 0 | 0 | 0.087109 | 0.087109 | 0.087109 | 0.087109 | 0.087109 | 0.087109 | 0.087109 | 0.087109 | 0.087109 | 0.087109 | 0.087109 | 0.087109 | 0.087109 | 0.087109 | 0.087109 | 0.087109 | 0.087109 | 0.087109 | 0.087109 | 0.087109
F2_Industrial_Instruments_New_Process_Natural Gas_Steam System Efficiency Improvements_A_Achievable Technical Potential | F2 | Industrial | Instruments | New | Process | Natural Gas | Steam System Efficiency Improvements | A | Original Unit Summer Peak Savings (kW) | Achievable Technical Potential | 0 | 0 | 0 | 0 | 0 | 0 | 0 | 0 | 0 | 0 | 0 | 0 | 0 | 0 | 0 | 0 | 0 | 0 | 0 | 0 | 0 | 0
F3_Industrial_Instruments_New_Process_Natural Gas_Steam System Efficiency Improvements_A_Achievable Technical Potential | F3 | Industrial | Instruments | New | Process | Natural Gas | Steam System Efficiency Improvements | A | Original Unit Winter Peak Savings (kW) | Achievable Technical Potential | 0 | 0 | 0 | 0 | 0 | 0 | 0 | 0 | 0 | 0 | 0 | 0 | 0 | 0 | 0 | 0 | 0 | 0 | 0 | 0 | 0 | 0
F4_Industrial_Instruments_New_Process_Natural Gas_Steam System Efficiency Improvements_A_Achievable Technical Potential | F4 | Industrial | Instruments | New | Process | Natural Gas | Steam System Efficiency Improvements | A | Standalone Impact on Baseline Energy (%) | Achievable Technical Potential | 0% | 0% | 3.603e-05% | 9.268e-05% | 0.0001929% | 0.0003525% | 0.000622% | 0.0009839% | 0.00146% | 0.002033% | 0.002746% | 0.0035% | 0.004263% | 0.004916% | 0.005512% | 0.005813% | 0.005811% | 0.005459% | 0.005247% | 0.005007% | 0.004793% | 0.004598%
F5_Industrial_Instruments_New_Process_Natural Gas_Steam System Efficiency Improvements_A_Achievable Technical Potential | F5 | Industrial | Instruments | New | Process | Natural Gas | Steam System Efficiency Improvements | A | Standalone Impact on Baseline Summer Peak (%) | Achievable Technical Potential | bar: 2019 to 2040
F6_Industrial_Instruments_New_Process_Natural Gas_Steam System Efficiency Improvements_A_Achievable Technical Potential | F6 | Industrial | Instruments | New | Process | Natural Gas | Steam System Efficiency Improvements | A | Standalone Impact on Baseline Winter Peak (%) | Achievable Technical Potential | bar: 2019 to 2040
F7_Industrial_Instruments_New_Process_Natural Gas_Steam System Efficiency Improvements_A_Achievable Technical Potential | F7 | Industrial | Instruments | New | Process | Natural Gas | Steam System Efficiency Improvements | A | Incremental Energy Savings (MWh or mTherms) | Achievable Technical Potential | 0 | 0 | 2.2696e-05 | 7.9177e-05 | 0.00020046 | 0.00043526 | 0.00076046 | 0.0012551 | 0.0019301 | 0.0028271 | 0.003796 | 0.0048824 | 0.0059272 | 0.0068601 | 0.0072668 | 0.0072833 | 0.0067842 | 0.0059768 | 0.0069393 | 0.0074672 | 0.0077185 | 0.0075446
F8_Industrial_Instruments_New_Process_Natural Gas_Steam System Efficiency Improvements_A_Achievable Technical Potential | F8 | Industrial | Instruments | New | Process | Natural Gas | Steam System Efficiency Improvements | A | Incremental Summer Peak Savings (MW) | Achievable Technical Potential | 0 | 0 | 0 | 0 | 0 | 0 | 0 | 0 | 0 | 0 | 0 | 0 | 0 | 0 | 0 | 0 | 0 | 0 | 0 | 0 | 0 | 0
F9_Industrial_Instruments_New_Process_Natural Gas_Steam System Efficiency Improvements_A_Achievable Technical Potential | F9 | Industrial | Instruments | New | Process | Natural Gas | Steam System Efficiency Improvements | A | Incremental Winter Peak Savings (MW) | Achievable Technical Potential | 0 | 0 | 0 | 0 | 0 | 0 | 0 | 0 | 0 | 0 | 0 | 0 | 0 | 0 | 0 | 0 | 0 | 0 | 0 | 0 | 0 | 0
F10_Industrial_Instruments_New_Process_Natural Gas_Steam System Efficiency Improvements_A_Achievable Technical Potential | F10 | Industrial | Instruments | New | Process | Natural Gas | Steam System Efficiency Improvements | A | Cumulative Energy Savings (MWh or mTherms) | Achievable Technical Potential | 0 | 0 | 2.2696e-05 | 0.00010187 | 0.00030234 | 0.00073759 | 0.0014981 | 0.0027304 | 0.0045813 | 0.0072079 | 0.010569 | 0.014691 | 0.019363 | 0.024293 | 0.028732 | 0.03222 | 0.034122 | 0.034148 | 0.034148 | 0.034148 | 0.034148 | 0.034148
F11_Industrial_Instruments_New_Process_Natural Gas_Steam System Efficiency Improvements_A_Achievable Technical Potential | F11 | Industrial | Instruments | New | Process | Natural Gas | Steam System Efficiency Improvements | A | Cumulative Summer Peak Savings (MW) | Achievable Technical Potential | 0 | 0 | 0 | 0 | 0 | 0 | 0 | 0 | 0 | 0 | 0 | 0 | 0 | 0 | 0 | 0 | 0 | 0 | 0 | 0 | 0 | 0
F12_Industrial_Instruments_New_Process_Natural Gas_Steam System Efficiency Improvements_A_Achievable Technical Potential | F12 | Industrial | Instruments | New | Process | Natural Gas | Steam System Efficiency Improvements | A | Cumulative Winter Peak Savings (MW) | Achievable Technical Potential | 0 | 0 | 0 | 0 | 0 | 0 | 0 | 0 | 0 | 0 | 0 | 0 | 0 | 0 | 0 | 0 | 0 | 0 | 0 | 0 | 0 | 0
F13_Industrial_Instruments_New_Process_Natural Gas_Steam System Efficiency Improvements_A_Achievable Technical Potential | F13 | Industrial | Instruments | New | Process | Natural Gas | Steam System Efficiency Improvements | A | Purchases (Incremental) | Achievable Technical Potential | 0 | 0 | 0.26055 | 0.90895 | 2.3013 | 4.9967 | 8.73 | 14.408 | 22.1573 | 32.4546 | 43.5774 | 56.0492 | 68.0437 | 78.7535 | 83.4222 | 83.6116 | 77.8816 | 68.6128 | 79.6624 | 85.7235 | 88.6083 | 86.6116
F14_Industrial_Instruments_New_Process_Natural Gas_Steam System Efficiency Improvements_A_Achievable Technical Potential | F14 | Industrial | Instruments | New | Process | Natural Gas | Steam System Efficiency Improvements | A | Purchases (Cumulative) | Achievable Technical Potential | 0 | 0 | 0.26055 | 1.1695 | 3.4708 | 8.4675 | 17.1975 | 31.345 | 52.5933 | 82.7466 | 121.3273 | 168.6465 | 222.2822 | 278.8783 | 329.8459 | 369.8801 | 391.7126 | 392.0211 | 392.0211 | 392.0211 | 392.0211 | 392.0211
F1_Industrial_Instruments_New_Space Heating_Natural Gas_Strategic Energy Management_A_Achievable Technical Potential | F1 | Industrial | Instruments | New | Space Heating | Natural Gas | Strategic Energy Management | A | Original Unit Energy Savings (kWh or therms) | Achievable Technical Potential | 0 | 0 | 3.0533 | 3.0533 | 3.0533 | 3.0533 | 3.0533 | 3.0533 | 3.0533 | 3.0533 | 3.0533 | 3.0533 | 3.0533 | 3.0533 | 3.0533 | 3.0533 | 3.0533 | 3.0533 | 3.0533 | 3.0533 | 3.0533 | 3.0533
F2_Industrial_Instruments_New_Space Heating_Natural Gas_Strategic Energy Management_A_Achievable Technical Potential | F2 | Industrial | Instruments | New | Space Heating | Natural Gas | Strategic Energy Management | A | Original Unit Summer Peak Savings (kW) | Achievable Technical Potential | 0 | 0 | 0 | 0 | 0 | 0 | 0 | 0 | 0 | 0 | 0 | 0 | 0 | 0 | 0 | 0 | 0 | 0 | 0 | 0 | 0 | 0
F3_Industrial_Instruments_New_Space Heating_Natural Gas_Strategic Energy Management_A_Achievable Technical Potential | F3 | Industrial | Instruments | New | Space Heating | Natural Gas | Strategic Energy Management | A | Original Unit Winter Peak Savings (kW) | Achievable Technical Potential | 0 | 0 | 0 | 0 | 0 | 0 | 0 | 0 | 0 | 0 | 0 | 0 | 0 | 0 | 0 | 0 | 0 | 0 | 0 | 0 | 0 | 0
F4_Industrial_Instruments_New_Space Heating_Natural Gas_Strategic Energy Management_A_Achievable Technical Potential | F4 | Industrial | Instruments | New | Space Heating | Natural Gas | Strategic Energy Management | A | Standalone Impact on Baseline Energy (%) | Achievable Technical Potential | 0% | 0% | 0.08224% | 0.1294% | 0.173% | 0.2118% | 0.2663% | 0.2946% | 0.314% | 0.3238% | 0.3358% | 0.3429% | 0.3489% | 0.3507% | 0.3588% | 0.3626% | 0.3657% | 0.3575% | 0.3495% | 0.334% | 0.3198% | 0.3067%
F5_Industrial_Instruments_New_Space Heating_Natural Gas_Strategic Energy Management_A_Achievable Technical Potential | F5 | Industrial | Instruments | New | Space Heating | Natural Gas | Strategic Energy Management | A | Standalone Impact on Baseline Summer Peak (%) | Achievable Technical Potential | bar: 2019 to 2040
F6_Industrial_Instruments_New_Space Heating_Natural Gas_Strategic Energy Management_A_Achievable Technical Potential | F6 | Industrial | Instruments | New | Space Heating | Natural Gas | Strategic Energy Management | A | Standalone Impact on Baseline Winter Peak (%) | Achievable Technical Potential | bar: 2019 to 2040
F7_Industrial_Instruments_New_Space Heating_Natural Gas_Strategic Energy Management_A_Achievable Technical Potential | F7 | Industrial | Instruments | New | Space Heating | Natural Gas | Strategic Energy Management | A | Incremental Energy Savings (MWh or mTherms) | Achievable Technical Potential | 0 | 0 | 0.019058 | 0.03326 | 0.047427 | 0.063306 | 0.072869 | 0.083971 | 0.094932 | 0.10726 | 0.11645 | 0.12701 | 0.13743 | 0.14952 | 0.15773 | 0.1677 | 0.17766 | 0.18926 | 0.19693 | 0.20637 | 0.231 | 0.25053
F8_Industrial_Instruments_New_Space Heating_Natural Gas_Strategic Energy Management_A_Achievable Technical Potential | F8 | Industrial | Instruments | New | Space Heating | Natural Gas | Strategic Energy Management | A | Incremental Summer Peak Savings (MW) | Achievable Technical Potential | 0 | 0 | 0 | 0 | 0 | 0 | 0 | 0 | 0 | 0 | 0 | 0 | 0 | 0 | 0 | 0 | 0 | 0 | 0 | 0 | 0 | 0
F9_Industrial_Instruments_New_Space Heating_Natural Gas_Strategic Energy Management_A_Achievable Technical Potential | F9 | Industrial | Instruments | New | Space Heating | Natural Gas | Strategic Energy Management | A | Incremental Winter Peak Savings (MW) | Achievable Technical Potential | 0 | 0 | 0 | 0 | 0 | 0 | 0 | 0 | 0 | 0 | 0 | 0 | 0 | 0 | 0 | 0 | 0 | 0 | 0 | 0 | 0 | 0
F10_Industrial_Instruments_New_Space Heating_Natural Gas_Strategic Energy Management_A_Achievable Technical Potential | F10 | Industrial | Instruments | New | Space Heating | Natural Gas | Strategic Energy Management | A | Cumulative Energy Savings (MWh or mTherms) | Achievable Technical Potential | 0 | 0 | 0.019058 | 0.052318 | 0.099746 | 0.16305 | 0.23592 | 0.30083 | 0.36251 | 0.42234 | 0.47548 | 0.52962 | 0.58308 | 0.63767 | 0.68813 | 0.73938 | 0.79003 | 0.82281 | 0.83696 | 0.83817 | 0.83817 | 0.83817
F11_Industrial_Instruments_New_Space Heating_Natural Gas_Strategic Energy Management_A_Achievable Technical Potential | F11 | Industrial | Instruments | New | Space Heating | Natural Gas | Strategic Energy Management | A | Cumulative Summer Peak Savings (MW) | Achievable Technical Potential | 0 | 0 | 0 | 0 | 0 | 0 | 0 | 0 | 0 | 0 | 0 | 0 | 0 | 0 | 0 | 0 | 0 | 0 | 0 | 0 | 0 | 0
F12_Industrial_Instruments_New_Space Heating_Natural Gas_Strategic Energy Management_A_Achievable Technical Potential | F12 | Industrial | Instruments | New | Space Heating | Natural Gas | Strategic Energy Management | A | Cumulative Winter Peak Savings (MW) | Achievable Technical Potential | 0 | 0 | 0 | 0 | 0 | 0 | 0 | 0 | 0 | 0 | 0 | 0 | 0 | 0 | 0 | 0 | 0 | 0 | 0 | 0 | 0 | 0
F13_Industrial_Instruments_New_Space Heating_Natural Gas_Strategic Energy Management_A_Achievable Technical Potential | F13 | Industrial | Instruments | New | Space Heating | Natural Gas | Strategic Energy Management | A | Purchases (Incremental) | Achievable Technical Potential | 0 | 0 | 6.2418 | 10.8931 | 15.5331 | 20.7337 | 23.8657 | 27.5015 | 31.0916 | 35.1298 | 38.1375 | 41.5967 | 45.01 | 48.9696 | 51.657 | 54.9231 | 58.1867 | 61.9861 | 64.4956 | 67.588 | 75.6567 | 82.0524
F14_Industrial_Instruments_New_Space Heating_Natural Gas_Strategic Energy Management_A_Achievable Technical Potential | F14 | Industrial | Instruments | New | Space Heating | Natural Gas | Strategic Energy Management | A | Purchases (Cumulative) | Achievable Technical Potential | 0 | 0 | 6.2418 | 17.135 | 32.668 | 53.4017 | 77.2673 | 98.5271 | 118.7255 | 138.3223 | 155.7261 | 173.4571 | 190.9655 | 208.8435 | 225.3707 | 242.1563 | 258.7464 | 269.4806 | 274.1135 | 274.5115 | 274.5115 | 274.5115
F1_Industrial_Instruments_New_Process_Natural Gas_Strategic Energy Management_A_Achievable Technical Potential | F1 | Industrial | Instruments | New | Process | Natural Gas | Strategic Energy Management | A | Original Unit Energy Savings (kWh or therms) | Achievable Technical Potential | 0 | 0 | 1.6994 | 1.6994 | 1.6994 | 1.6994 | 1.6994 | 1.6994 | 1.6994 | 1.6994 | 1.6994 | 1.6994 | 1.6994 | 1.6994 | 1.6994 | 1.6994 | 1.6994 | 1.6994 | 1.6994 | 1.6994 | 1.6994 | 1.6994
F2_Industrial_Instruments_New_Process_Natural Gas_Strategic Energy Management_A_Achievable Technical Potential | F2 | Industrial | Instruments | New | Process | Natural Gas | Strategic Energy Management | A | Original Unit Summer Peak Savings (kW) | Achievable Technical Potential | 0 | 0 | 0 | 0 | 0 | 0 | 0 | 0 | 0 | 0 | 0 | 0 | 0 | 0 | 0 | 0 | 0 | 0 | 0 | 0 | 0 | 0
F3_Industrial_Instruments_New_Process_Natural Gas_Strategic Energy Management_A_Achievable Technical Potential | F3 | Industrial | Instruments | New | Process | Natural Gas | Strategic Energy Management | A | Original Unit Winter Peak Savings (kW) | Achievable Technical Potential | 0 | 0 | 0 | 0 | 0 | 0 | 0 | 0 | 0 | 0 | 0 | 0 | 0 | 0 | 0 | 0 | 0 | 0 | 0 | 0 | 0 | 0
F4_Industrial_Instruments_New_Process_Natural Gas_Strategic Energy Management_A_Achievable Technical Potential | F4 | Industrial | Instruments | New | Process | Natural Gas | Strategic Energy Management | A | Standalone Impact on Baseline Energy (%) | Achievable Technical Potential | 0% | 0% | 0.08224% | 0.1294% | 0.173% | 0.2118% | 0.2663% | 0.2946% | 0.314% | 0.3238% | 0.3358% | 0.3429% | 0.3489% | 0.3507% | 0.3588% | 0.3626% | 0.3657% | 0.3575% | 0.3495% | 0.334% | 0.3198% | 0.3067%
F5_Industrial_Instruments_New_Process_Natural Gas_Strategic Energy Management_A_Achievable Technical Potential | F5 | Industrial | Instruments | New | Process | Natural Gas | Strategic Energy Management | A | Standalone Impact on Baseline Summer Peak (%) | Achievable Technical Potential | bar: 2019 to 2040
F6_Industrial_Instruments_New_Process_Natural Gas_Strategic Energy Management_A_Achievable Technical Potential | F6 | Industrial | Instruments | New | Process | Natural Gas | Strategic Energy Management | A | Standalone Impact on Baseline Winter Peak (%) | Achievable Technical Potential | bar: 2019 to 2040
F7_Industrial_Instruments_New_Process_Natural Gas_Strategic Energy Management_A_Achievable Technical Potential | F7 | Industrial | Instruments | New | Process | Natural Gas | Strategic Energy Management | A | Incremental Energy Savings (MWh or mTherms) | Achievable Technical Potential | 0 | 0 | 0.051799 | 0.090399 | 0.1289 | 0.17206 | 0.19805 | 0.22823 | 0.25802 | 0.29153 | 0.31649 | 0.3452 | 0.37353 | 0.40638 | 0.42869 | 0.45579 | 0.48288 | 0.5144 | 0.53523 | 0.56089 | 0.62785 | 0.68093
F8_Industrial_Instruments_New_Process_Natural Gas_Strategic Energy Management_A_Achievable Technical Potential | F8 | Industrial | Instruments | New | Process | Natural Gas | Strategic Energy Management | A | Incremental Summer Peak Savings (MW) | Achievable Technical Potential | 0 | 0 | 0 | 0 | 0 | 0 | 0 | 0 | 0 | 0 | 0 | 0 | 0 | 0 | 0 | 0 | 0 | 0 | 0 | 0 | 0 | 0
F9_Industrial_Instruments_New_Process_Natural Gas_Strategic Energy Management_A_Achievable Technical Potential | F9 | Industrial | Instruments | New | Process | Natural Gas | Strategic Energy Management | A | Incremental Winter Peak Savings (MW) | Achievable Technical Potential | 0 | 0 | 0 | 0 | 0 | 0 | 0 | 0 | 0 | 0 | 0 | 0 | 0 | 0 | 0 | 0 | 0 | 0 | 0 | 0 | 0 | 0
F10_Industrial_Instruments_New_Process_Natural Gas_Strategic Energy Management_A_Achievable Technical Potential | F10 | Industrial | Instruments | New | Process | Natural Gas | Strategic Energy Management | A | Cumulative Energy Savings (MWh or mTherms) | Achievable Technical Potential | 0 | 0 | 0.051799 | 0.1422 | 0.2711 | 0.44317 | 0.64122 | 0.81765 | 0.98527 | 1.1479 | 1.2923 | 1.4395 | 1.5848 | 1.7331 | 1.8703 | 2.0096 | 2.1473 | 2.2363 | 2.2748 | 2.2781 | 2.2781 | 2.2781
F11_Industrial_Instruments_New_Process_Natural Gas_Strategic Energy Management_A_Achievable Technical Potential | F11 | Industrial | Instruments | New | Process | Natural Gas | Strategic Energy Management | A | Cumulative Summer Peak Savings (MW) | Achievable Technical Potential | 0 | 0 | 0 | 0 | 0 | 0 | 0 | 0 | 0 | 0 | 0 | 0 | 0 | 0 | 0 | 0 | 0 | 0 | 0 | 0 | 0 | 0
F12_Industrial_Instruments_New_Process_Natural Gas_Strategic Energy Management_A_Achievable Technical Potential | F12 | Industrial | Instruments | New | Process | Natural Gas | Strategic Energy Management | A | Cumulative Winter Peak Savings (MW) | Achievable Technical Potential | 0 | 0 | 0 | 0 | 0 | 0 | 0 | 0 | 0 | 0 | 0 | 0 | 0 | 0 | 0 | 0 | 0 | 0 | 0 | 0 | 0 | 0
F13_Industrial_Instruments_New_Process_Natural Gas_Strategic Energy Management_A_Achievable Technical Potential | F13 | Industrial | Instruments | New | Process | Natural Gas | Strategic Energy Management | A | Purchases (Incremental) | Achievable Technical Potential | 0 | 0 | 30.4813 | 53.1957 | 75.8542 | 101.251 | 116.5459 | 134.3013 | 151.8329 | 171.5532 | 186.2408 | 203.1336 | 219.8023 | 239.1385 | 252.2621 | 268.2119 | 284.1496 | 302.7034 | 314.9586 | 330.06 | 369.4628 | 400.6955
F14_Industrial_Instruments_New_Process_Natural Gas_Strategic Energy Management_A_Achievable Technical Potential | F14 | Industrial | Instruments | New | Process | Natural Gas | Strategic Energy Management | A | Purchases (Cumulative) | Achievable Technical Potential | 0 | 0 | 30.4813 | 83.677 | 159.5312 | 260.7822 | 377.3281 | 481.148 | 579.7852 | 675.4842 | 760.4741 | 847.0618 | 932.5629 | 1019.8685 | 1100.5774 | 1182.5484 | 1263.5644 | 1315.9841 | 1338.6086 | 1340.5523 | 1340.5523 | 1340.5523
F1_Industrial_Instruments_New_Miscellaneous_Natural Gas_Strategic Energy Management_A_Achievable Technical Potential | F1 | Industrial | Instruments | New | Miscellaneous | Natural Gas | Strategic Energy Management | A | Original Unit Energy Savings (kWh or therms) | Achievable Technical Potential | 0 | 0 | 1.1153 | 1.1153 | 1.1153 | 1.1153 | 1.1153 | 1.1153 | 1.1153 | 1.1153 | 1.1153 | 1.1153 | 1.1153 | 1.1153 | 1.1153 | 1.1153 | 1.1153 | 1.1153 | 1.1153 | 1.1153 | 1.1153 | 1.1153
F2_Industrial_Instruments_New_Miscellaneous_Natural Gas_Strategic Energy Management_A_Achievable Technical Potential | F2 | Industrial | Instruments | New | Miscellaneous | Natural Gas | Strategic Energy Management | A | Original Unit Summer Peak Savings (kW) | Achievable Technical Potential | 0 | 0 | 0 | 0 | 0 | 0 | 0 | 0 | 0 | 0 | 0 | 0 | 0 | 0 | 0 | 0 | 0 | 0 | 0 | 0 | 0 | 0
F3_Industrial_Instruments_New_Miscellaneous_Natural Gas_Strategic Energy Management_A_Achievable Technical Potential | F3 | Industrial | Instruments | New | Miscellaneous | Natural Gas | Strategic Energy Management | A | Original Unit Winter Peak Savings (kW) | Achievable Technical Potential | 0 | 0 | 0 | 0 | 0 | 0 | 0 | 0 | 0 | 0 | 0 | 0 | 0 | 0 | 0 | 0 | 0 | 0 | 0 | 0 | 0 | 0
F4_Industrial_Instruments_New_Miscellaneous_Natural Gas_Strategic Energy Management_A_Achievable Technical Potential | F4 | Industrial | Instruments | New | Miscellaneous | Natural Gas | Strategic Energy Management | A | Standalone Impact on Baseline Energy (%) | Achievable Technical Potential | 0% | 0% | 0.08224% | 0.1294% | 0.173% | 0.2118% | 0.2663% | 0.2946% | 0.314% | 0.3238% | 0.3358% | 0.3429% | 0.3489% | 0.3507% | 0.3588% | 0.3626% | 0.3657% | 0.3575% | 0.3495% | 0.334% | 0.3198% | 0.3067%
F5_Industrial_Instruments_New_Miscellaneous_Natural Gas_Strategic Energy Management_A_Achievable Technical Potential | F5 | Industrial | Instruments | New | Miscellaneous | Natural Gas | Strategic Energy Management | A | Standalone Impact on Baseline Summer Peak (%) | Achievable Technical Potential | bar: 2019 to 2040
F6_Industrial_Instruments_New_Miscellaneous_Natural Gas_Strategic Energy Management_A_Achievable Technical Potential | F6 | Industrial | Instruments | New | Miscellaneous | Natural Gas | Strategic Energy Management | A | Standalone Impact on Baseline Winter Peak (%) | Achievable Technical Potential | bar: 2019 to 2040
F7_Industrial_Instruments_New_Miscellaneous_Natural Gas_Strategic Energy Management_A_Achievable Technical Potential | F7 | Industrial | Instruments | New | Miscellaneous | Natural Gas | Strategic Energy Management | A | Incremental Energy Savings (MWh or mTherms) | Achievable Technical Potential | 0 | 0 | 0.0084988 | 0.014832 | 0.02115 | 0.028231 | 0.032495 | 0.037446 | 0.042334 | 0.047832 | 0.051927 | 0.056637 | 0.061285 | 0.066676 | 0.070335 | 0.074783 | 0.079226 | 0.084399 | 0.087816 | 0.092027 | 0.10301 | 0.11172
F8_Industrial_Instruments_New_Miscellaneous_Natural Gas_Strategic Energy Management_A_Achievable Technical Potential | F8 | Industrial | Instruments | New | Miscellaneous | Natural Gas | Strategic Energy Management | A | Incremental Summer Peak Savings (MW) | Achievable Technical Potential | 0 | 0 | 0 | 0 | 0 | 0 | 0 | 0 | 0 | 0 | 0 | 0 | 0 | 0 | 0 | 0 | 0 | 0 | 0 | 0 | 0 | 0
F9_Industrial_Instruments_New_Miscellaneous_Natural Gas_Strategic Energy Management_A_Achievable Technical Potential | F9 | Industrial | Instruments | New | Miscellaneous | Natural Gas | Strategic Energy Management | A | Incremental Winter Peak Savings (MW) | Achievable Technical Potential | 0 | 0 | 0 | 0 | 0 | 0 | 0 | 0 | 0 | 0 | 0 | 0 | 0 | 0 | 0 | 0 | 0 | 0 | 0 | 0 | 0 | 0
F10_Industrial_Instruments_New_Miscellaneous_Natural Gas_Strategic Energy Management_A_Achievable Technical Potential | F10 | Industrial | Instruments | New | Miscellaneous | Natural Gas | Strategic Energy Management | A | Cumulative Energy Savings (MWh or mTherms) | Achievable Technical Potential | 0 | 0 | 0.0084988 | 0.023331 | 0.04448 | 0.072711 | 0.10521 | 0.13415 | 0.16166 | 0.18834 | 0.21203 | 0.23618 | 0.26002 | 0.28436 | 0.30686 | 0.32972 | 0.35231 | 0.36692 | 0.37323 | 0.37377 | 0.37377 | 0.37377
F11_Industrial_Instruments_New_Miscellaneous_Natural Gas_Strategic Energy Management_A_Achievable Technical Potential | F11 | Industrial | Instruments | New | Miscellaneous | Natural Gas | Strategic Energy Management | A | Cumulative Summer Peak Savings (MW) | Achievable Technical Potential | 0 | 0 | 0 | 0 | 0 | 0 | 0 | 0 | 0 | 0 | 0 | 0 | 0 | 0 | 0 | 0 | 0 | 0 | 0 | 0 | 0 | 0
F12_Industrial_Instruments_New_Miscellaneous_Natural Gas_Strategic Energy Management_A_Achievable Technical Potential | F12 | Industrial | Instruments | New | Miscellaneous | Natural Gas | Strategic Energy Management | A | Cumulative Winter Peak Savings (MW) | Achievable Technical Potential | 0 | 0 | 0 | 0 | 0 | 0 | 0 | 0 | 0 | 0 | 0 | 0 | 0 | 0 | 0 | 0 | 0 | 0 | 0 | 0 | 0 | 0
F13_Industrial_Instruments_New_Miscellaneous_Natural Gas_Strategic Energy Management_A_Achievable Technical Potential | F13 | Industrial | Instruments | New | Miscellaneous | Natural Gas | Strategic Energy Management | A | Purchases (Incremental) | Achievable Technical Potential | 0 | 0 | 7.6203 | 13.2989 | 18.9636 | 25.3127 | 29.1365 | 33.5753 | 37.9582 | 42.8883 | 46.5602 | 50.7834 | 54.9506 | 59.7846 | 63.0655 | 67.053 | 71.0374 | 75.6758 | 78.7397 | 82.515 | 92.3657 | 100.1739
F14_Industrial_Instruments_New_Miscellaneous_Natural Gas_Strategic Energy Management_A_Achievable Technical Potential | F14 | Industrial | Instruments | New | Miscellaneous | Natural Gas | Strategic Energy Management | A | Purchases (Cumulative) | Achievable Technical Potential | 0 | 0 | 7.6203 | 20.9193 | 39.8828 | 65.1956 | 94.332 | 120.287 | 144.9463 | 168.8711 | 190.1185 | 211.7655 | 233.1407 | 254.9671 | 275.1443 | 295.6371 | 315.8911 | 328.996 | 334.6521 | 335.1381 | 335.1381 | 335.1381
F1_Industrial_Instruments_New_Space Heating_Natural Gas_Commissioning_A_Achievable Technical Potential | F1 | Industrial | Instruments | New | Space Heating | Natural Gas | Commissioning | A | Original Unit Energy Savings (kWh or therms) | Achievable Technical Potential | 0 | 0 | 3.4897 | 3.4897 | 3.4897 | 3.4897 | 3.4897 | 3.4897 | 3.4897 | 3.4897 | 3.4897 | 3.4897 | 3.4897 | 3.4897 | 3.4897 | 3.4897 | 3.4897 | 3.4897 | 3.4897 | 3.4897 | 3.4897 | 3.4897
F2_Industrial_Instruments_New_Space Heating_Natural Gas_Commissioning_A_Achievable Technical Potential | F2 | Industrial | Instruments | New | Space Heating | Natural Gas | Commissioning | A | Original Unit Summer Peak Savings (kW) | Achievable Technical Potential | 0 | 0 | 0 | 0 | 0 | 0 | 0 | 0 | 0 | 0 | 0 | 0 | 0 | 0 | 0 | 0 | 0 | 0 | 0 | 0 | 0 | 0
F3_Industrial_Instruments_New_Space Heating_Natural Gas_Commissioning_A_Achievable Technical Potential | F3 | Industrial | Instruments | New | Space Heating | Natural Gas | Commissioning | A | Original Unit Winter Peak Savings (kW) | Achievable Technical Potential | 0 | 0 | 0 | 0 | 0 | 0 | 0 | 0 | 0 | 0 | 0 | 0 | 0 | 0 | 0 | 0 | 0 | 0 | 0 | 0 | 0 | 0
F4_Industrial_Instruments_New_Space Heating_Natural Gas_Commissioning_A_Achievable Technical Potential | F4 | Industrial | Instruments | New | Space Heating | Natural Gas | Commissioning | A | Standalone Impact on Baseline Energy (%) | Achievable Technical Potential | bar: 2019 to 2040
F5_Industrial_Instruments_New_Space Heating_Natural Gas_Commissioning_A_Achievable Technical Potential | F5 | Industrial | Instruments | New | Space Heating | Natural Gas | Commissioning | A | Standalone Impact on Baseline Summer Peak (%) | Achievable Technical Potential | bar: 2019 to 2040
F6_Industrial_Instruments_New_Space Heating_Natural Gas_Commissioning_A_Achievable Technical Potential | F6 | Industrial | Instruments | New | Space Heating | Natural Gas | Commissioning | A | Standalone Impact on Baseline Winter Peak (%) | Achievable Technical Potential | bar: 2019 to 2040
F7_Industrial_Instruments_New_Space Heating_Natural Gas_Commissioning_A_Achievable Technical Potential | F7 | Industrial | Instruments | New | Space Heating | Natural Gas | Commissioning | A | Incremental Energy Savings (MWh or mTherms) | Achievable Technical Potential | 0 | 0 | 0 | 0 | 0 | 0 | 0 | 0 | 0 | 0 | 0 | 0 | 0 | 0 | 0 | 0 | 0 | 0 | 0 | 0 | 0 | 0
F8_Industrial_Instruments_New_Space Heating_Natural Gas_Commissioning_A_Achievable Technical Potential | F8 | Industrial | Instruments | New | Space Heating | Natural Gas | Commissioning | A | Incremental Summer Peak Savings (MW) | Achievable Technical Potential | 0 | 0 | 0 | 0 | 0 | 0 | 0 | 0 | 0 | 0 | 0 | 0 | 0 | 0 | 0 | 0 | 0 | 0 | 0 | 0 | 0 | 0
F9_Industrial_Instruments_New_Space Heating_Natural Gas_Commissioning_A_Achievable Technical Potential | F9 | Industrial | Instruments | New | Space Heating | Natural Gas | Commissioning | A | Incremental Winter Peak Savings (MW) | Achievable Technical Potential | 0 | 0 | 0 | 0 | 0 | 0 | 0 | 0 | 0 | 0 | 0 | 0 | 0 | 0 | 0 | 0 | 0 | 0 | 0 | 0 | 0 | 0
F10_Industrial_Instruments_New_Space Heating_Natural Gas_Commissioning_A_Achievable Technical Potential | F10 | Industrial | Instruments | New | Space Heating | Natural Gas | Commissioning | A | Cumulative Energy Savings (MWh or mTherms) | Achievable Technical Potential | 0 | 0 | 0 | 0 | 0 | 0 | 0 | 0 | 0 | 0 | 0 | 0 | 0 | 0 | 0 | 0 | 0 | 0 | 0 | 0 | 0 | 0
F11_Industrial_Instruments_New_Space Heating_Natural Gas_Commissioning_A_Achievable Technical Potential | F11 | Industrial | Instruments | New | Space Heating | Natural Gas | Commissioning | A | Cumulative Summer Peak Savings (MW) | Achievable Technical Potential | 0 | 0 | 0 | 0 | 0 | 0 | 0 | 0 | 0 | 0 | 0 | 0 | 0 | 0 | 0 | 0 | 0 | 0 | 0 | 0 | 0 | 0
F12_Industrial_Instruments_New_Space Heating_Natural Gas_Commissioning_A_Achievable Technical Potential | F12 | Industrial | Instruments | New | Space Heating | Natural Gas | Commissioning | A | Cumulative Winter Peak Savings (MW) | Achievable Technical Potential | 0 | 0 | 0 | 0 | 0 | 0 | 0 | 0 | 0 | 0 | 0 | 0 | 0 | 0 | 0 | 0 | 0 | 0 | 0 | 0 | 0 | 0
F13_Industrial_Instruments_New_Space Heating_Natural Gas_Commissioning_A_Achievable Technical Potential | F13 | Industrial | Instruments | New | Space Heating | Natural Gas | Commissioning | A | Purchases (Incremental) | Achievable Technical Potential | 0 | 0 | 0 | 0 | 0 | 0 | 0 | 0 | 0 | 0 | 0 | 0 | 0 | 0 | 0 | 0 | 0 | 0 | 0 | 0 | 0 | 0
F14_Industrial_Instruments_New_Space Heating_Natural Gas_Commissioning_A_Achievable Technical Potential | F14 | Industrial | Instruments | New | Space Heating | Natural Gas | Commissioning | A | Purchases (Cumulative) | Achievable Technical Potential | 0 | 0 | 0 | 0 | 0 | 0 | 0 | 0 | 0 | 0 | 0 | 0 | 0 | 0 | 0 | 0 | 0 | 0 | 0 | 0 | 0 | 0
F1_Industrial_Instruments_New_Process_Natural Gas_Commissioning_A_Achievable Technical Potential | F1 | Industrial | Instruments | New | Process | Natural Gas | Commissioning | A | Original Unit Energy Savings (kWh or therms) | Achievable Technical Potential | 0 | 0 | 9.4849 | 9.4849 | 9.4849 | 9.4849 | 9.4849 | 9.4849 | 9.4849 | 9.4849 | 9.4849 | 9.4849 | 9.4849 | 9.4849 | 9.4849 | 9.4849 | 9.4849 | 9.4849 | 9.4849 | 9.4849 | 9.4849 | 9.4849
F2_Industrial_Instruments_New_Process_Natural Gas_Commissioning_A_Achievable Technical Potential | F2 | Industrial | Instruments | New | Process | Natural Gas | Commissioning | A | Original Unit Summer Peak Savings (kW) | Achievable Technical Potential | 0 | 0 | 0 | 0 | 0 | 0 | 0 | 0 | 0 | 0 | 0 | 0 | 0 | 0 | 0 | 0 | 0 | 0 | 0 | 0 | 0 | 0
F3_Industrial_Instruments_New_Process_Natural Gas_Commissioning_A_Achievable Technical Potential | F3 | Industrial | Instruments | New | Process | Natural Gas | Commissioning | A | Original Unit Winter Peak Savings (kW) | Achievable Technical Potential | 0 | 0 | 0 | 0 | 0 | 0 | 0 | 0 | 0 | 0 | 0 | 0 | 0 | 0 | 0 | 0 | 0 | 0 | 0 | 0 | 0 | 0
F4_Industrial_Instruments_New_Process_Natural Gas_Commissioning_A_Achievable Technical Potential | F4 | Industrial | Instruments | New | Process | Natural Gas | Commissioning | A | Standalone Impact on Baseline Energy (%) | Achievable Technical Potential | bar: 2019 to 2040
F5_Industrial_Instruments_New_Process_Natural Gas_Commissioning_A_Achievable Technical Potential | F5 | Industrial | Instruments | New | Process | Natural Gas | Commissioning | A | Standalone Impact on Baseline Summer Peak (%) | Achievable Technical Potential | bar: 2019 to 2040
F6_Industrial_Instruments_New_Process_Natural Gas_Commissioning_A_Achievable Technical Potential | F6 | Industrial | Instruments | New | Process | Natural Gas | Commissioning | A | Standalone Impact on Baseline Winter Peak (%) | Achievable Technical Potential | bar: 2019 to 2040
F7_Industrial_Instruments_New_Process_Natural Gas_Commissioning_A_Achievable Technical Potential | F7 | Industrial | Instruments | New | Process | Natural Gas | Commissioning | A | Incremental Energy Savings (MWh or mTherms) | Achievable Technical Potential | 0 | 0 | 0 | 0 | 0 | 0 | 0 | 0 | 0 | 0 | 0 | 0 | 0 | 0 | 0 | 0 | 0 | 0 | 0 | 0 | 0 | 0
F8_Industrial_Instruments_New_Process_Natural Gas_Commissioning_A_Achievable Technical Potential | F8 | Industrial | Instruments | New | Process | Natural Gas | Commissioning | A | Incremental Summer Peak Savings (MW) | Achievable Technical Potential | 0 | 0 | 0 | 0 | 0 | 0 | 0 | 0 | 0 | 0 | 0 | 0 | 0 | 0 | 0 | 0 | 0 | 0 | 0 | 0 | 0 | 0
F9_Industrial_Instruments_New_Process_Natural Gas_Commissioning_A_Achievable Technical Potential | F9 | Industrial | Instruments | New | Process | Natural Gas | Commissioning | A | Incremental Winter Peak Savings (MW) | Achievable Technical Potential | 0 | 0 | 0 | 0 | 0 | 0 | 0 | 0 | 0 | 0 | 0 | 0 | 0 | 0 | 0 | 0 | 0 | 0 | 0 | 0 | 0 | 0
F10_Industrial_Instruments_New_Process_Natural Gas_Commissioning_A_Achievable Technical Potential | F10 | Industrial | Instruments | New | Process | Natural Gas | Commissioning | A | Cumulative Energy Savings (MWh or mTherms) | Achievable Technical Potential | 0 | 0 | 0 | 0 | 0 | 0 | 0 | 0 | 0 | 0 | 0 | 0 | 0 | 0 | 0 | 0 | 0 | 0 | 0 | 0 | 0 | 0
F11_Industrial_Instruments_New_Process_Natural Gas_Commissioning_A_Achievable Technical Potential | F11 | Industrial | Instruments | New | Process | Natural Gas | Commissioning | A | Cumulative Summer Peak Savings (MW) | Achievable Technical Potential | 0 | 0 | 0 | 0 | 0 | 0 | 0 | 0 | 0 | 0 | 0 | 0 | 0 | 0 | 0 | 0 | 0 | 0 | 0 | 0 | 0 | 0
F12_Industrial_Instruments_New_Process_Natural Gas_Commissioning_A_Achievable Technical Potential | F12 | Industrial | Instruments | New | Process | Natural Gas | Commissioning | A | Cumulative Winter Peak Savings (MW) | Achievable Technical Potential | 0 | 0 | 0 | 0 | 0 | 0 | 0 | 0 | 0 | 0 | 0 | 0 | 0 | 0 | 0 | 0 | 0 | 0 | 0 | 0 | 0 | 0
F13_Industrial_Instruments_New_Process_Natural Gas_Commissioning_A_Achievable Technical Potential | F13 | Industrial | Instruments | New | Process | Natural Gas | Commissioning | A | Purchases (Incremental) | Achievable Technical Potential | 0 | 0 | 0 | 0 | 0 | 0 | 0 | 0 | 0 | 0 | 0 | 0 | 0 | 0 | 0 | 0 | 0 | 0 | 0 | 0 | 0 | 0
F14_Industrial_Instruments_New_Process_Natural Gas_Commissioning_A_Achievable Technical Potential | F14 | Industrial | Instruments | New | Process | Natural Gas | Commissioning | A | Purchases (Cumulative) | Achievable Technical Potential | 0 | 0 | 0 | 0 | 0 | 0 | 0 | 0 | 0 | 0 | 0 | 0 | 0 | 0 | 0 | 0 | 0 | 0 | 0 | 0 | 0 | 0
F1_Industrial_Instruments_New_Space Heating_Natural Gas_Retrocommissioning_A_Achievable Technical Potential | F1 | Industrial | Instruments | New | Space Heating | Natural Gas | Retrocommissioning | A | Original Unit Energy Savings (kWh or therms) | Achievable Technical Potential | 0 | 0 | 0 | 0 | 0 | 0 | 0 | 0 | 0 | 0 | 0 | 0 | 0 | 0 | 0 | 0 | 0 | 0 | 0 | 0 | 0 | 0
F2_Industrial_Instruments_New_Space Heating_Natural Gas_Retrocommissioning_A_Achievable Technical Potential | F2 | Industrial | Instruments | New | Space Heating | Natural Gas | Retrocommissioning | A | Original Unit Summer Peak Savings (kW) | Achievable Technical Potential | 0 | 0 | 0 | 0 | 0 | 0 | 0 | 0 | 0 | 0 | 0 | 0 | 0 | 0 | 0 | 0 | 0 | 0 | 0 | 0 | 0 | 0
F3_Industrial_Instruments_New_Space Heating_Natural Gas_Retrocommissioning_A_Achievable Technical Potential | F3 | Industrial | Instruments | New | Space Heating | Natural Gas | Retrocommissioning | A | Original Unit Winter Peak Savings (kW) | Achievable Technical Potential | 0 | 0 | 0 | 0 | 0 | 0 | 0 | 0 | 0 | 0 | 0 | 0 | 0 | 0 | 0 | 0 | 0 | 0 | 0 | 0 | 0 | 0
F4_Industrial_Instruments_New_Space Heating_Natural Gas_Retrocommissioning_A_Achievable Technical Potential | F4 | Industrial | Instruments | New | Space Heating | Natural Gas | Retrocommissioning | A | Standalone Impact on Baseline Energy (%) | Achievable Technical Potential | bar: 2019 to 2040
F5_Industrial_Instruments_New_Space Heating_Natural Gas_Retrocommissioning_A_Achievable Technical Potential | F5 | Industrial | Instruments | New | Space Heating | Natural Gas | Retrocommissioning | A | Standalone Impact on Baseline Summer Peak (%) | Achievable Technical Potential | bar: 2019 to 2040
F6_Industrial_Instruments_New_Space Heating_Natural Gas_Retrocommissioning_A_Achievable Technical Potential | F6 | Industrial | Instruments | New | Space Heating | Natural Gas | Retrocommissioning | A | Standalone Impact on Baseline Winter Peak (%) | Achievable Technical Potential | bar: 2019 to 2040
F7_Industrial_Instruments_New_Space Heating_Natural Gas_Retrocommissioning_A_Achievable Technical Potential | F7 | Industrial | Instruments | New | Space Heating | Natural Gas | Retrocommissioning | A | Incremental Energy Savings (MWh or mTherms) | Achievable Technical Potential | 0 | 0 | 0 | 0 | 0 | 0 | 0 | 0 | 0 | 0 | 0 | 0 | 0 | 0 | 0 | 0 | 0 | 0 | 0 | 0 | 0 | 0
F8_Industrial_Instruments_New_Space Heating_Natural Gas_Retrocommissioning_A_Achievable Technical Potential | F8 | Industrial | Instruments | New | Space Heating | Natural Gas | Retrocommissioning | A | Incremental Summer Peak Savings (MW) | Achievable Technical Potential | 0 | 0 | 0 | 0 | 0 | 0 | 0 | 0 | 0 | 0 | 0 | 0 | 0 | 0 | 0 | 0 | 0 | 0 | 0 | 0 | 0 | 0
F9_Industrial_Instruments_New_Space Heating_Natural Gas_Retrocommissioning_A_Achievable Technical Potential | F9 | Industrial | Instruments | New | Space Heating | Natural Gas | Retrocommissioning | A | Incremental Winter Peak Savings (MW) | Achievable Technical Potential | 0 | 0 | 0 | 0 | 0 | 0 | 0 | 0 | 0 | 0 | 0 | 0 | 0 | 0 | 0 | 0 | 0 | 0 | 0 | 0 | 0 | 0
F10_Industrial_Instruments_New_Space Heating_Natural Gas_Retrocommissioning_A_Achievable Technical Potential | F10 | Industrial | Instruments | New | Space Heating | Natural Gas | Retrocommissioning | A | Cumulative Energy Savings (MWh or mTherms) | Achievable Technical Potential | 0 | 0 | 0 | 0 | 0 | 0 | 0 | 0 | 0 | 0 | 0 | 0 | 0 | 0 | 0 | 0 | 0 | 0 | 0 | 0 | 0 | 0
F11_Industrial_Instruments_New_Space Heating_Natural Gas_Retrocommissioning_A_Achievable Technical Potential | F11 | Industrial | Instruments | New | Space Heating | Natural Gas | Retrocommissioning | A | Cumulative Summer Peak Savings (MW) | Achievable Technical Potential | 0 | 0 | 0 | 0 | 0 | 0 | 0 | 0 | 0 | 0 | 0 | 0 | 0 | 0 | 0 | 0 | 0 | 0 | 0 | 0 | 0 | 0
F12_Industrial_Instruments_New_Space Heating_Natural Gas_Retrocommissioning_A_Achievable Technical Potential | F12 | Industrial | Instruments | New | Space Heating | Natural Gas | Retrocommissioning | A | Cumulative Winter Peak Savings (MW) | Achievable Technical Potential | 0 | 0 | 0 | 0 | 0 | 0 | 0 | 0 | 0 | 0 | 0 | 0 | 0 | 0 | 0 | 0 | 0 | 0 | 0 | 0 | 0 | 0
F13_Industrial_Instruments_New_Space Heating_Natural Gas_Retrocommissioning_A_Achievable Technical Potential | F13 | Industrial | Instruments | New | Space Heating | Natural Gas | Retrocommissioning | A | Purchases (Incremental) | Achievable Technical Potential | 0 | 0 | 0 | 0 | 0 | 0 | 0 | 0 | 0 | 0 | 0 | 0 | 0 | 0 | 0 | 0 | 0 | 0 | 0 | 0 | 0 | 0
F14_Industrial_Instruments_New_Space Heating_Natural Gas_Retrocommissioning_A_Achievable Technical Potential | F14 | Industrial | Instruments | New | Space Heating | Natural Gas | Retrocommissioning | A | Purchases (Cumulative) | Achievable Technical Potential | 0 | 0 | 0 | 0 | 0 | 0 | 0 | 0 | 0 | 0 | 0 | 0 | 0 | 0 | 0 | 0 | 0 | 0 | 0 | 0 | 0 | 0
F1_Industrial_Instruments_New_Process_Natural Gas_Retrocommissioning_A_Achievable Technical Potential | F1 | Industrial | Instruments | New | Process | Natural Gas | Retrocommissioning | A | Original Unit Energy Savings (kWh or therms) | Achievable Technical Potential | 0 | 0 | 0 | 0 | 0 | 0 | 0 | 0 | 0 | 0 | 0 | 0 | 0 | 0 | 0 | 0 | 0 | 0 | 0 | 0 | 0 | 0
F2_Industrial_Instruments_New_Process_Natural Gas_Retrocommissioning_A_Achievable Technical Potential | F2 | Industrial | Instruments | New | Process | Natural Gas | Retrocommissioning | A | Original Unit Summer Peak Savings (kW) | Achievable Technical Potential | 0 | 0 | 0 | 0 | 0 | 0 | 0 | 0 | 0 | 0 | 0 | 0 | 0 | 0 | 0 | 0 | 0 | 0 | 0 | 0 | 0 | 0
F3_Industrial_Instruments_New_Process_Natural Gas_Retrocommissioning_A_Achievable Technical Potential | F3 | Industrial | Instruments | New | Process | Natural Gas | Retrocommissioning | A | Original Unit Winter Peak Savings (kW) | Achievable Technical Potential | 0 | 0 | 0 | 0 | 0 | 0 | 0 | 0 | 0 | 0 | 0 | 0 | 0 | 0 | 0 | 0 | 0 | 0 | 0 | 0 | 0 | 0
F4_Industrial_Instruments_New_Process_Natural Gas_Retrocommissioning_A_Achievable Technical Potential | F4 | Industrial | Instruments | New | Process | Natural Gas | Retrocommissioning | A | Standalone Impact on Baseline Energy (%) | Achievable Technical Potential | bar: 2019 to 2040
F5_Industrial_Instruments_New_Process_Natural Gas_Retrocommissioning_A_Achievable Technical Potential | F5 | Industrial | Instruments | New | Process | Natural Gas | Retrocommissioning | A | Standalone Impact on Baseline Summer Peak (%) | Achievable Technical Potential | bar: 2019 to 2040
F6_Industrial_Instruments_New_Process_Natural Gas_Retrocommissioning_A_Achievable Technical Potential | F6 | Industrial | Instruments | New | Process | Natural Gas | Retrocommissioning | A | Standalone Impact on Baseline Winter Peak (%) | Achievable Technical Potential | bar: 2019 to 2040
F7_Industrial_Instruments_New_Process_Natural Gas_Retrocommissioning_A_Achievable Technical Potential | F7 | Industrial | Instruments | New | Process | Natural Gas | Retrocommissioning | A | Incremental Energy Savings (MWh or mTherms) | Achievable Technical Potential | 0 | 0 | 0 | 0 | 0 | 0 | 0 | 0 | 0 | 0 | 0 | 0 | 0 | 0 | 0 | 0 | 0 | 0 | 0 | 0 | 0 | 0
F8_Industrial_Instruments_New_Process_Natural Gas_Retrocommissioning_A_Achievable Technical Potential | F8 | Industrial | Instruments | New | Process | Natural Gas | Retrocommissioning | A | Incremental Summer Peak Savings (MW) | Achievable Technical Potential | 0 | 0 | 0 | 0 | 0 | 0 | 0 | 0 | 0 | 0 | 0 | 0 | 0 | 0 | 0 | 0 | 0 | 0 | 0 | 0 | 0 | 0
F9_Industrial_Instruments_New_Process_Natural Gas_Retrocommissioning_A_Achievable Technical Potential | F9 | Industrial | Instruments | New | Process | Natural Gas | Retrocommissioning | A | Incremental Winter Peak Savings (MW) | Achievable Technical Potential | 0 | 0 | 0 | 0 | 0 | 0 | 0 | 0 | 0 | 0 | 0 | 0 | 0 | 0 | 0 | 0 | 0 | 0 | 0 | 0 | 0 | 0
F10_Industrial_Instruments_New_Process_Natural Gas_Retrocommissioning_A_Achievable Technical Potential | F10 | Industrial | Instruments | New | Process | Natural Gas | Retrocommissioning | A | Cumulative Energy Savings (MWh or mTherms) | Achievable Technical Potential | 0 | 0 | 0 | 0 | 0 | 0 | 0 | 0 | 0 | 0 | 0 | 0 | 0 | 0 | 0 | 0 | 0 | 0 | 0 | 0 | 0 | 0
F11_Industrial_Instruments_New_Process_Natural Gas_Retrocommissioning_A_Achievable Technical Potential | F11 | Industrial | Instruments | New | Process | Natural Gas | Retrocommissioning | A | Cumulative Summer Peak Savings (MW) | Achievable Technical Potential | 0 | 0 | 0 | 0 | 0 | 0 | 0 | 0 | 0 | 0 | 0 | 0 | 0 | 0 | 0 | 0 | 0 | 0 | 0 | 0 | 0 | 0
F12_Industrial_Instruments_New_Process_Natural Gas_Retrocommissioning_A_Achievable Technical Potential | F12 | Industrial | Instruments | New | Process | Natural Gas | Retrocommissioning | A | Cumulative Winter Peak Savings (MW) | Achievable Technical Potential | 0 | 0 | 0 | 0 | 0 | 0 | 0 | 0 | 0 | 0 | 0 | 0 | 0 | 0 | 0 | 0 | 0 | 0 | 0 | 0 | 0 | 0
F13_Industrial_Instruments_New_Process_Natural Gas_Retrocommissioning_A_Achievable Technical Potential | F13 | Industrial | Instruments | New | Process | Natural Gas | Retrocommissioning | A | Purchases (Incremental) | Achievable Technical Potential | 0 | 0 | 0 | 0 | 0 | 0 | 0 | 0 | 0 | 0 | 0 | 0 | 0 | 0 | 0 | 0 | 0 | 0 | 0 | 0 | 0 | 0
F14_Industrial_Instruments_New_Process_Natural Gas_Retrocommissioning_A_Achievable Technical Potential | F14 | Industrial | Instruments | New | Process | Natural Gas | Retrocommissioning | A | Purchases (Cumulative) | Achievable Technical Potential | 0 | 0 | 0 | 0 | 0 | 0 | 0 | 0 | 0 | 0 | 0 | 0 | 0 | 0 | 0 | 0 | 0 | 0 | 0 | 0 | 0 | 0
F1_Industrial_Wood and Lumber Products_Existing_Space Heating_Natural Gas_Insulation - Roof/Ceiling_A_Achievable Technical Potential | F1 | Industrial | Wood and Lumber Products | Existing | Space Heating | Natural Gas | Insulation - Roof/Ceiling | A | Original Unit Energy Savings (kWh or therms) | Achievable Technical Potential | 0 | 0 | 0.083035 | 0.082838 | 0.082641 | 0.082447 | 0.082256 | 0.08207 | 0.08189 | 0.081718 | 0.081553 | 0.081398 | 0.081252 | 0.081115 | 0.080985 | 0.080863 | 0.080748 | 0.08064 | 0.080538 | 0.080442 | 0.080353 | 0.080269
F2_Industrial_Wood and Lumber Products_Existing_Space Heating_Natural Gas_Insulation - Roof/Ceiling_A_Achievable Technical Potential | F2 | Industrial | Wood and Lumber Products | Existing | Space Heating | Natural Gas | Insulation - Roof/Ceiling | A | Original Unit Summer Peak Savings (kW) | Achievable Technical Potential | 0 | 0 | 0 | 0 | 0 | 0 | 0 | 0 | 0 | 0 | 0 | 0 | 0 | 0 | 0 | 0 | 0 | 0 | 0 | 0 | 0 | 0
F3_Industrial_Wood and Lumber Products_Existing_Space Heating_Natural Gas_Insulation - Roof/Ceiling_A_Achievable Technical Potential | F3 | Industrial | Wood and Lumber Products | Existing | Space Heating | Natural Gas | Insulation - Roof/Ceiling | A | Original Unit Winter Peak Savings (kW) | Achievable Technical Potential | 0 | 0 | 0 | 0 | 0 | 0 | 0 | 0 | 0 | 0 | 0 | 0 | 0 | 0 | 0 | 0 | 0 | 0 | 0 | 0 | 0 | 0
F4_Industrial_Wood and Lumber Products_Existing_Space Heating_Natural Gas_Insulation - Roof/Ceiling_A_Achievable Technical Potential | F4 | Industrial | Wood and Lumber Products | Existing | Space Heating | Natural Gas | Insulation - Roof/Ceiling | A | Standalone Impact on Baseline Energy (%) | Achievable Technical Potential | 0% | 0% | 0.3143% | 0.8697% | 1.74% | 2.969% | 4.545% | 6.403% | 8.431% | 10.49% | 12.47% | 14.25% | 15.79% | 17.06% | 18.1% | 18.94% | 19.61% | 20.18% | 20.66% | 21.12% | 21.49% | 21.86%
F5_Industrial_Wood and Lumber Products_Existing_Space Heating_Natural Gas_Insulation - Roof/Ceiling_A_Achievable Technical Potential | F5 | Industrial | Wood and Lumber Products | Existing | Space Heating | Natural Gas | Insulation - Roof/Ceiling | A | Standalone Impact on Baseline Summer Peak (%) | Achievable Technical Potential | bar: 2019 to 2040
F6_Industrial_Wood and Lumber Products_Existing_Space Heating_Natural Gas_Insulation - Roof/Ceiling_A_Achievable Technical Potential | F6 | Industrial | Wood and Lumber Products | Existing | Space Heating | Natural Gas | Insulation - Roof/Ceiling | A | Standalone Impact on Baseline Winter Peak (%) | Achievable Technical Potential | bar: 2019 to 2040
F7_Industrial_Wood and Lumber Products_Existing_Space Heating_Natural Gas_Insulation - Roof/Ceiling_A_Achievable Technical Potential | F7 | Industrial | Wood and Lumber Products | Existing | Space Heating | Natural Gas | Insulation - Roof/Ceiling | A | Incremental Energy Savings (MWh or mTherms) | Achievable Technical Potential | 0 | 0 | 0.29441 | 0.50512 | 0.77037 | 1.0574 | 1.3195 | 1.5095 | 1.5941 | 1.5633 | 1.431 | 1.2282 | 0.99227 | 0.75717 | 0.54742 | 0.37602 | 0.24601 | 0.15365 | 0.091795 | 0.061009 | 0 | 0
F8_Industrial_Wood and Lumber Products_Existing_Space Heating_Natural Gas_Insulation - Roof/Ceiling_A_Achievable Technical Potential | F8 | Industrial | Wood and Lumber Products | Existing | Space Heating | Natural Gas | Insulation - Roof/Ceiling | A | Incremental Summer Peak Savings (MW) | Achievable Technical Potential | 0 | 0 | 0 | 0 | 0 | 0 | 0 | 0 | 0 | 0 | 0 | 0 | 0 | 0 | 0 | 0 | 0 | 0 | 0 | 0 | 0 | 0
F9_Industrial_Wood and Lumber Products_Existing_Space Heating_Natural Gas_Insulation - Roof/Ceiling_A_Achievable Technical Potential | F9 | Industrial | Wood and Lumber Products | Existing | Space Heating | Natural Gas | Insulation - Roof/Ceiling | A | Incremental Winter Peak Savings (MW) | Achievable Technical Potential | 0 | 0 | 0 | 0 | 0 | 0 | 0 | 0 | 0 | 0 | 0 | 0 | 0 | 0 | 0 | 0 | 0 | 0 | 0 | 0 | 0 | 0
F10_Industrial_Wood and Lumber Products_Existing_Space Heating_Natural Gas_Insulation - Roof/Ceiling_A_Achievable Technical Potential | F10 | Industrial | Wood and Lumber Products | Existing | Space Heating | Natural Gas | Insulation - Roof/Ceiling | A | Cumulative Energy Savings (MWh or mTherms) | Achievable Technical Potential | 0 | 0 | 0.29441 | 0.79883 | 1.5673 | 2.621 | 3.9345 | 5.4351 | 7.0173 | 8.5658 | 9.9797 | 11.1889 | 12.1611 | 12.8977 | 13.4245 | 13.7803 | 14.0067 | 14.1416 | 14.2155 | 14.2597 | 14.2438 | 14.2289
F11_Industrial_Wood and Lumber Products_Existing_Space Heating_Natural Gas_Insulation - Roof/Ceiling_A_Achievable Technical Potential | F11 | Industrial | Wood and Lumber Products | Existing | Space Heating | Natural Gas | Insulation - Roof/Ceiling | A | Cumulative Summer Peak Savings (MW) | Achievable Technical Potential | 0 | 0 | 0 | 0 | 0 | 0 | 0 | 0 | 0 | 0 | 0 | 0 | 0 | 0 | 0 | 0 | 0 | 0 | 0 | 0 | 0 | 0
F12_Industrial_Wood and Lumber Products_Existing_Space Heating_Natural Gas_Insulation - Roof/Ceiling_A_Achievable Technical Potential | F12 | Industrial | Wood and Lumber Products | Existing | Space Heating | Natural Gas | Insulation - Roof/Ceiling | A | Cumulative Winter Peak Savings (MW) | Achievable Technical Potential | 0 | 0 | 0 | 0 | 0 | 0 | 0 | 0 | 0 | 0 | 0 | 0 | 0 | 0 | 0 | 0 | 0 | 0 | 0 | 0 | 0 | 0
F13_Industrial_Wood and Lumber Products_Existing_Space Heating_Natural Gas_Insulation - Roof/Ceiling_A_Achievable Technical Potential | F13 | Industrial | Wood and Lumber Products | Existing | Space Heating | Natural Gas | Insulation - Roof/Ceiling | A | Purchases (Incremental) | Achievable Technical Potential | 0 | 0 | 3545.5441 | 6097.7246 | 9321.8089 | 12825.5233 | 16041.9555 | 18392.9317 | 19466.2593 | 19130.6341 | 17547.4092 | 15089.2592 | 12212.1997 | 9334.6124 | 6759.5469 | 4650.1021 | 3046.6186 | 1905.3304 | 1139.7704 | 758.4144 | 0 | 0
F14_Industrial_Wood and Lumber Products_Existing_Space Heating_Natural Gas_Insulation - Roof/Ceiling_A_Achievable Technical Potential | F14 | Industrial | Wood and Lumber Products | Existing | Space Heating | Natural Gas | Insulation - Roof/Ceiling | A | Purchases (Cumulative) | Achievable Technical Potential | 0 | 0 | 3545.5441 | 9643.2688 | 18965.0777 | 31790.601 | 47832.5564 | 66225.4881 | 85691.7474 | 104822.3815 | 122369.7907 | 137459.05 | 149671.2496 | 159005.862 | 165765.4089 | 170415.511 | 173462.1296 | 175367.4601 | 176507.2304 | 177265.6449 | 177265.6449 | 177265.6449
F1_Industrial_Wood and Lumber Products_Existing_Space Heating_Natural Gas_Insulation - Wall Cavity_A_Achievable Technical Potential | F1 | Industrial | Wood and Lumber Products | Existing | Space Heating | Natural Gas | Insulation - Wall Cavity | A | Original Unit Energy Savings (kWh or therms) | Achievable Technical Potential | 0 | 0 | 0.018165 | 0.018122 | 0.018079 | 0.018037 | 0.017995 | 0.017954 | 0.017915 | 0.017877 | 0.017841 | 0.017807 | 0.017775 | 0.017745 | 0.017717 | 0.01769 | 0.017665 | 0.017641 | 0.017619 | 0.017598 | 0.017579 | 0.01756
F2_Industrial_Wood and Lumber Products_Existing_Space Heating_Natural Gas_Insulation - Wall Cavity_A_Achievable Technical Potential | F2 | Industrial | Wood and Lumber Products | Existing | Space Heating | Natural Gas | Insulation - Wall Cavity | A | Original Unit Summer Peak Savings (kW) | Achievable Technical Potential | 0 | 0 | 0 | 0 | 0 | 0 | 0 | 0 | 0 | 0 | 0 | 0 | 0 | 0 | 0 | 0 | 0 | 0 | 0 | 0 | 0 | 0
F3_Industrial_Wood and Lumber Products_Existing_Space Heating_Natural Gas_Insulation - Wall Cavity_A_Achievable Technical Potential | F3 | Industrial | Wood and Lumber Products | Existing | Space Heating | Natural Gas | Insulation - Wall Cavity | A | Original Unit Winter Peak Savings (kW) | Achievable Technical Potential | 0 | 0 | 0 | 0 | 0 | 0 | 0 | 0 | 0 | 0 | 0 | 0 | 0 | 0 | 0 | 0 | 0 | 0 | 0 | 0 | 0 | 0
F4_Industrial_Wood and Lumber Products_Existing_Space Heating_Natural Gas_Insulation - Wall Cavity_A_Achievable Technical Potential | F4 | Industrial | Wood and Lumber Products | Existing | Space Heating | Natural Gas | Insulation - Wall Cavity | A | Standalone Impact on Baseline Energy (%) | Achievable Technical Potential | 0% | 0% | 0.06875% | 0.1903% | 0.3808% | 0.6494% | 0.9943% | 1.401% | 1.844% | 2.296% | 2.727% | 3.117% | 3.453% | 3.733% | 3.96% | 4.143% | 4.291% | 4.414% | 4.521% | 4.62% | 4.701% | 4.783%
F5_Industrial_Wood and Lumber Products_Existing_Space Heating_Natural Gas_Insulation - Wall Cavity_A_Achievable Technical Potential | F5 | Industrial | Wood and Lumber Products | Existing | Space Heating | Natural Gas | Insulation - Wall Cavity | A | Standalone Impact on Baseline Summer Peak (%) | Achievable Technical Potential | bar: 2019 to 2040
F6_Industrial_Wood and Lumber Products_Existing_Space Heating_Natural Gas_Insulation - Wall Cavity_A_Achievable Technical Potential | F6 | Industrial | Wood and Lumber Products | Existing | Space Heating | Natural Gas | Insulation - Wall Cavity | A | Standalone Impact on Baseline Winter Peak (%) | Achievable Technical Potential | bar: 2019 to 2040
F7_Industrial_Wood and Lumber Products_Existing_Space Heating_Natural Gas_Insulation - Wall Cavity_A_Achievable Technical Potential | F7 | Industrial | Wood and Lumber Products | Existing | Space Heating | Natural Gas | Insulation - Wall Cavity | A | Incremental Energy Savings (MWh or mTherms) | Achievable Technical Potential | 0 | 0 | 0.064406 | 0.1105 | 0.16853 | 0.23133 | 0.28867 | 0.33023 | 0.34873 | 0.342 | 0.31307 | 0.2687 | 0.21708 | 0.16564 | 0.11976 | 0.082261 | 0.053818 | 0.033612 | 0.020082 | 0.013347 | 0 | 0
F8_Industrial_Wood and Lumber Products_Existing_Space Heating_Natural Gas_Insulation - Wall Cavity_A_Achievable Technical Potential | F8 | Industrial | Wood and Lumber Products | Existing | Space Heating | Natural Gas | Insulation - Wall Cavity | A | Incremental Summer Peak Savings (MW) | Achievable Technical Potential | 0 | 0 | 0 | 0 | 0 | 0 | 0 | 0 | 0 | 0 | 0 | 0 | 0 | 0 | 0 | 0 | 0 | 0 | 0 | 0 | 0 | 0
F9_Industrial_Wood and Lumber Products_Existing_Space Heating_Natural Gas_Insulation - Wall Cavity_A_Achievable Technical Potential | F9 | Industrial | Wood and Lumber Products | Existing | Space Heating | Natural Gas | Insulation - Wall Cavity | A | Incremental Winter Peak Savings (MW) | Achievable Technical Potential | 0 | 0 | 0 | 0 | 0 | 0 | 0 | 0 | 0 | 0 | 0 | 0 | 0 | 0 | 0 | 0 | 0 | 0 | 0 | 0 | 0 | 0
F10_Industrial_Wood and Lumber Products_Existing_Space Heating_Natural Gas_Insulation - Wall Cavity_A_Achievable Technical Potential | F10 | Industrial | Wood and Lumber Products | Existing | Space Heating | Natural Gas | Insulation - Wall Cavity | A | Cumulative Energy Savings (MWh or mTherms) | Achievable Technical Potential | 0 | 0 | 0.064406 | 0.17476 | 0.34287 | 0.5734 | 0.86074 | 1.189 | 1.5352 | 1.8739 | 2.1832 | 2.4478 | 2.6604 | 2.8216 | 2.9368 | 3.0147 | 3.0642 | 3.0937 | 3.1099 | 3.1195 | 3.1161 | 3.1128
F11_Industrial_Wood and Lumber Products_Existing_Space Heating_Natural Gas_Insulation - Wall Cavity_A_Achievable Technical Potential | F11 | Industrial | Wood and Lumber Products | Existing | Space Heating | Natural Gas | Insulation - Wall Cavity | A | Cumulative Summer Peak Savings (MW) | Achievable Technical Potential | 0 | 0 | 0 | 0 | 0 | 0 | 0 | 0 | 0 | 0 | 0 | 0 | 0 | 0 | 0 | 0 | 0 | 0 | 0 | 0 | 0 | 0
F12_Industrial_Wood and Lumber Products_Existing_Space Heating_Natural Gas_Insulation - Wall Cavity_A_Achievable Technical Potential | F12 | Industrial | Wood and Lumber Products | Existing | Space Heating | Natural Gas | Insulation - Wall Cavity | A | Cumulative Winter Peak Savings (MW) | Achievable Technical Potential | 0 | 0 | 0 | 0 | 0 | 0 | 0 | 0 | 0 | 0 | 0 | 0 | 0 | 0 | 0 | 0 | 0 | 0 | 0 | 0 | 0 | 0
F13_Industrial_Wood and Lumber Products_Existing_Space Heating_Natural Gas_Insulation - Wall Cavity_A_Achievable Technical Potential | F13 | Industrial | Wood and Lumber Products | Existing | Space Heating | Natural Gas | Insulation - Wall Cavity | A | Purchases (Incremental) | Achievable Technical Potential | 0 | 0 | 3545.5441 | 6097.7246 | 9321.8089 | 12825.5233 | 16041.9555 | 18392.9317 | 19466.2593 | 19130.6341 | 17547.4092 | 15089.2592 | 12212.1997 | 9334.6124 | 6759.5469 | 4650.1021 | 3046.6186 | 1905.3304 | 1139.7704 | 758.4144 | 0 | 0
F14_Industrial_Wood and Lumber Products_Existing_Space Heating_Natural Gas_Insulation - Wall Cavity_A_Achievable Technical Potential | F14 | Industrial | Wood and Lumber Products | Existing | Space Heating | Natural Gas | Insulation - Wall Cavity | A | Purchases (Cumulative) | Achievable Technical Potential | 0 | 0 | 3545.5441 | 9643.2688 | 18965.0777 | 31790.601 | 47832.5564 | 66225.4881 | 85691.7474 | 104822.3815 | 122369.7907 | 137459.05 | 149671.2496 | 159005.862 | 165765.4089 | 170415.511 | 173462.1296 | 175367.4601 | 176507.2304 | 177265.6449 | 177265.6449 | 177265.6449
F1_Industrial_Wood and Lumber Products_Existing_Space Heating_Natural Gas_Insulation - Ducting_A_Achievable Technical Potential | F1 | Industrial | Wood and Lumber Products | Existing | Space Heating | Natural Gas | Insulation - Ducting | A | Original Unit Energy Savings (kWh or therms) | Achievable Technical Potential | 0 | 0 | 0.0014398 | 0.0014319 | 0.0014239 | 0.0014161 | 0.0014083 | 0.0014008 | 0.0013935 | 0.0013865 | 0.0013799 | 0.0013736 | 0.0013677 | 0.0013622 | 0.001357 | 0.0013521 | 0.0013475 | 0.0013431 | 0.001339 | 0.0013352 | 0.0013316 | 0.0013281
F2_Industrial_Wood and Lumber Products_Existing_Space Heating_Natural Gas_Insulation - Ducting_A_Achievable Technical Potential | F2 | Industrial | Wood and Lumber Products | Existing | Space Heating | Natural Gas | Insulation - Ducting | A | Original Unit Summer Peak Savings (kW) | Achievable Technical Potential | 0 | 0 | 0 | 0 | 0 | 0 | 0 | 0 | 0 | 0 | 0 | 0 | 0 | 0 | 0 | 0 | 0 | 0 | 0 | 0 | 0 | 0
F3_Industrial_Wood and Lumber Products_Existing_Space Heating_Natural Gas_Insulation - Ducting_A_Achievable Technical Potential | F3 | Industrial | Wood and Lumber Products | Existing | Space Heating | Natural Gas | Insulation - Ducting | A | Original Unit Winter Peak Savings (kW) | Achievable Technical Potential | 0 | 0 | 0 | 0 | 0 | 0 | 0 | 0 | 0 | 0 | 0 | 0 | 0 | 0 | 0 | 0 | 0 | 0 | 0 | 0 | 0 | 0
F4_Industrial_Wood and Lumber Products_Existing_Space Heating_Natural Gas_Insulation - Ducting_A_Achievable Technical Potential | F4 | Industrial | Wood and Lumber Products | Existing | Space Heating | Natural Gas | Insulation - Ducting | A | Standalone Impact on Baseline Energy (%) | Achievable Technical Potential | 0% | 0% | 0.000688% | 0.00154% | 0.002589% | 0.003815% | 0.005221% | 0.006872% | 0.008694% | 0.01058% | 0.01238% | 0.01398% | 0.01528% | 0.01623% | 0.0169% | 0.01736% | 0.01771% | 0.01802% | 0.01831% | 0.0186% | 0.0189% | 0.0192%
F5_Industrial_Wood and Lumber Products_Existing_Space Heating_Natural Gas_Insulation - Ducting_A_Achievable Technical Potential | F5 | Industrial | Wood and Lumber Products | Existing | Space Heating | Natural Gas | Insulation - Ducting | A | Standalone Impact on Baseline Summer Peak (%) | Achievable Technical Potential | bar: 2019 to 2040
F6_Industrial_Wood and Lumber Products_Existing_Space Heating_Natural Gas_Insulation - Ducting_A_Achievable Technical Potential | F6 | Industrial | Wood and Lumber Products | Existing | Space Heating | Natural Gas | Insulation - Ducting | A | Standalone Impact on Baseline Winter Peak (%) | Achievable Technical Potential | bar: 2019 to 2040
F7_Industrial_Wood and Lumber Products_Existing_Space Heating_Natural Gas_Insulation - Ducting_A_Achievable Technical Potential | F7 | Industrial | Wood and Lumber Products | Existing | Space Heating | Natural Gas | Insulation - Ducting | A | Incremental Energy Savings (MWh or mTherms) | Achievable Technical Potential | 0 | 0 | 0.00064457 | 0.00077348 | 0.00092503 | 0.0010495 | 0.00117 | 0.0013371 | 0.001434 | 0.0014325 | 0.0013203 | 0.0011103 | 0.00084076 | 0.00054462 | 0.00030959 | 0.00014596 | 6.0481e-05 | 2.1544e-05 | 6.5933e-06 | 1.4082e-06 | 2.2686e-07 | 2.6693e-08
F8_Industrial_Wood and Lumber Products_Existing_Space Heating_Natural Gas_Insulation - Ducting_A_Achievable Technical Potential | F8 | Industrial | Wood and Lumber Products | Existing | Space Heating | Natural Gas | Insulation - Ducting | A | Incremental Summer Peak Savings (MW) | Achievable Technical Potential | 0 | 0 | 0 | 0 | 0 | 0 | 0 | 0 | 0 | 0 | 0 | 0 | 0 | 0 | 0 | 0 | 0 | 0 | 0 | 0 | 0 | 0
F9_Industrial_Wood and Lumber Products_Existing_Space Heating_Natural Gas_Insulation - Ducting_A_Achievable Technical Potential | F9 | Industrial | Wood and Lumber Products | Existing | Space Heating | Natural Gas | Insulation - Ducting | A | Incremental Winter Peak Savings (MW) | Achievable Technical Potential | 0 | 0 | 0 | 0 | 0 | 0 | 0 | 0 | 0 | 0 | 0 | 0 | 0 | 0 | 0 | 0 | 0 | 0 | 0 | 0 | 0 | 0
F10_Industrial_Wood and Lumber Products_Existing_Space Heating_Natural Gas_Insulation - Ducting_A_Achievable Technical Potential | F10 | Industrial | Wood and Lumber Products | Existing | Space Heating | Natural Gas | Insulation - Ducting | A | Cumulative Energy Savings (MWh or mTherms) | Achievable Technical Potential | 0 | 0 | 0.00064457 | 0.0014145 | 0.0023317 | 0.0033683 | 0.0045199 | 0.0058328 | 0.0072364 | 0.0086326 | 0.0099115 | 0.010977 | 0.011771 | 0.012268 | 0.01253 | 0.012631 | 0.012648 | 0.012629 | 0.012597 | 0.012562 | 0.012528 | 0.012496
F11_Industrial_Wood and Lumber Products_Existing_Space Heating_Natural Gas_Insulation - Ducting_A_Achievable Technical Potential | F11 | Industrial | Wood and Lumber Products | Existing | Space Heating | Natural Gas | Insulation - Ducting | A | Cumulative Summer Peak Savings (MW) | Achievable Technical Potential | 0 | 0 | 0 | 0 | 0 | 0 | 0 | 0 | 0 | 0 | 0 | 0 | 0 | 0 | 0 | 0 | 0 | 0 | 0 | 0 | 0 | 0
F12_Industrial_Wood and Lumber Products_Existing_Space Heating_Natural Gas_Insulation - Ducting_A_Achievable Technical Potential | F12 | Industrial | Wood and Lumber Products | Existing | Space Heating | Natural Gas | Insulation - Ducting | A | Cumulative Winter Peak Savings (MW) | Achievable Technical Potential | 0 | 0 | 0 | 0 | 0 | 0 | 0 | 0 | 0 | 0 | 0 | 0 | 0 | 0 | 0 | 0 | 0 | 0 | 0 | 0 | 0 | 0
F13_Industrial_Wood and Lumber Products_Existing_Space Heating_Natural Gas_Insulation - Ducting_A_Achievable Technical Potential | F13 | Industrial | Wood and Lumber Products | Existing | Space Heating | Natural Gas | Insulation - Ducting | A | Purchases (Incremental) | Achievable Technical Potential | 0 | 0 | 447.6674 | 540.1872 | 649.634 | 741.1206 | 830.7671 | 954.5206 | 1029.07 | 1033.1424 | 956.8263 | 808.2927 | 614.7067 | 399.8117 | 228.1462 | 107.9542 | 44.8855 | 16.0406 | 4.924 | 1.0547 | 0.17037 | 0.020098
F14_Industrial_Wood and Lumber Products_Existing_Space Heating_Natural Gas_Insulation - Ducting_A_Achievable Technical Potential | F14 | Industrial | Wood and Lumber Products | Existing | Space Heating | Natural Gas | Insulation - Ducting | A | Purchases (Cumulative) | Achievable Technical Potential | 0 | 0 | 447.6674 | 987.8547 | 1637.4887 | 2378.6093 | 3209.3764 | 4163.8969 | 5192.9669 | 6226.1094 | 7182.9357 | 7991.2284 | 8605.935 | 9005.7467 | 9233.8929 | 9341.8471 | 9386.7326 | 9402.7731 | 9407.6971 | 9408.7518 | 9408.9222 | 9408.9423
F1_Industrial_Wood and Lumber Products_Existing_Space Heating_Natural Gas_HVAC - Duct Repair and Sealing_A_Achievable Technical Potential | F1 | Industrial | Wood and Lumber Products | Existing | Space Heating | Natural Gas | HVAC - Duct Repair and Sealing | A | Original Unit Energy Savings (kWh or therms) | Achievable Technical Potential | 0 | 0 | 0.0040723 | 0.0040498 | 0.0040273 | 0.004005 | 0.0039832 | 0.0039618 | 0.0039412 | 0.0039215 | 0.0039027 | 0.003885 | 0.0038683 | 0.0038527 | 0.0038379 | 0.0038241 | 0.003811 | 0.0037987 | 0.0037871 | 0.0037763 | 0.003766 | 0.0037564
F2_Industrial_Wood and Lumber Products_Existing_Space Heating_Natural Gas_HVAC - Duct Repair and Sealing_A_Achievable Technical Potential | F2 | Industrial | Wood and Lumber Products | Existing | Space Heating | Natural Gas | HVAC - Duct Repair and Sealing | A | Original Unit Summer Peak Savings (kW) | Achievable Technical Potential | 0 | 0 | 0 | 0 | 0 | 0 | 0 | 0 | 0 | 0 | 0 | 0 | 0 | 0 | 0 | 0 | 0 | 0 | 0 | 0 | 0 | 0
F3_Industrial_Wood and Lumber Products_Existing_Space Heating_Natural Gas_HVAC - Duct Repair and Sealing_A_Achievable Technical Potential | F3 | Industrial | Wood and Lumber Products | Existing | Space Heating | Natural Gas | HVAC - Duct Repair and Sealing | A | Original Unit Winter Peak Savings (kW) | Achievable Technical Potential | 0 | 0 | 0 | 0 | 0 | 0 | 0 | 0 | 0 | 0 | 0 | 0 | 0 | 0 | 0 | 0 | 0 | 0 | 0 | 0 | 0 | 0
F4_Industrial_Wood and Lumber Products_Existing_Space Heating_Natural Gas_HVAC - Duct Repair and Sealing_A_Achievable Technical Potential | F4 | Industrial | Wood and Lumber Products | Existing | Space Heating | Natural Gas | HVAC - Duct Repair and Sealing | A | Standalone Impact on Baseline Energy (%) | Achievable Technical Potential | 0% | 0% | 0.00396% | 0.007964% | 0.01201% | 0.01611% | 0.02025% | 0.02444% | 0.02868% | 0.03297% | 0.03732% | 0.04173% | 0.0462% | 0.05073% | 0.05533% | 0.06% | 0.06474% | 0.06956% | 0.07445% | 0.07942% | 0.08447% | 0.0896%
F5_Industrial_Wood and Lumber Products_Existing_Space Heating_Natural Gas_HVAC - Duct Repair and Sealing_A_Achievable Technical Potential | F5 | Industrial | Wood and Lumber Products | Existing | Space Heating | Natural Gas | HVAC - Duct Repair and Sealing | A | Standalone Impact on Baseline Summer Peak (%) | Achievable Technical Potential | bar: 2019 to 2040
F6_Industrial_Wood and Lumber Products_Existing_Space Heating_Natural Gas_HVAC - Duct Repair and Sealing_A_Achievable Technical Potential | F6 | Industrial | Wood and Lumber Products | Existing | Space Heating | Natural Gas | HVAC - Duct Repair and Sealing | A | Standalone Impact on Baseline Winter Peak (%) | Achievable Technical Potential | bar: 2019 to 2040
F7_Industrial_Wood and Lumber Products_Existing_Space Heating_Natural Gas_HVAC - Duct Repair and Sealing_A_Achievable Technical Potential | F7 | Industrial | Wood and Lumber Products | Existing | Space Heating | Natural Gas | HVAC - Duct Repair and Sealing | A | Incremental Energy Savings (MWh or mTherms) | Achievable Technical Potential | 0 | 0 | 0.0037097 | 0.0036255 | 0.0035432 | 0.0034629 | 0.0033846 | 0.0033085 | 0.0032345 | 0.0031628 | 0.0030934 | 0.0030263 | 0.0029613 | 0.0028985 | 0.0028376 | 0.0027786 | 0.0027214 | 0.0026658 | 0.0026119 | 0.0025595 | 0.0025085 | 0.002459
F8_Industrial_Wood and Lumber Products_Existing_Space Heating_Natural Gas_HVAC - Duct Repair and Sealing_A_Achievable Technical Potential | F8 | Industrial | Wood and Lumber Products | Existing | Space Heating | Natural Gas | HVAC - Duct Repair and Sealing | A | Incremental Summer Peak Savings (MW) | Achievable Technical Potential | 0 | 0 | 0 | 0 | 0 | 0 | 0 | 0 | 0 | 0 | 0 | 0 | 0 | 0 | 0 | 0 | 0 | 0 | 0 | 0 | 0 | 0
F9_Industrial_Wood and Lumber Products_Existing_Space Heating_Natural Gas_HVAC - Duct Repair and Sealing_A_Achievable Technical Potential | F9 | Industrial | Wood and Lumber Products | Existing | Space Heating | Natural Gas | HVAC - Duct Repair and Sealing | A | Incremental Winter Peak Savings (MW) | Achievable Technical Potential | 0 | 0 | 0 | 0 | 0 | 0 | 0 | 0 | 0 | 0 | 0 | 0 | 0 | 0 | 0 | 0 | 0 | 0 | 0 | 0 | 0 | 0
F10_Industrial_Wood and Lumber Products_Existing_Space Heating_Natural Gas_HVAC - Duct Repair and Sealing_A_Achievable Technical Potential | F10 | Industrial | Wood and Lumber Products | Existing | Space Heating | Natural Gas | HVAC - Duct Repair and Sealing | A | Cumulative Energy Savings (MWh or mTherms) | Achievable Technical Potential | 0 | 0 | 0.0037097 | 0.0073147 | 0.010817 | 0.01422 | 0.017527 | 0.020742 | 0.023869 | 0.026912 | 0.029876 | 0.032767 | 0.035588 | 0.038342 | 0.041033 | 0.043664 | 0.046236 | 0.048753 | 0.051216 | 0.053628 | 0.055991 | 0.058307
F11_Industrial_Wood and Lumber Products_Existing_Space Heating_Natural Gas_HVAC - Duct Repair and Sealing_A_Achievable Technical Potential | F11 | Industrial | Wood and Lumber Products | Existing | Space Heating | Natural Gas | HVAC - Duct Repair and Sealing | A | Cumulative Summer Peak Savings (MW) | Achievable Technical Potential | 0 | 0 | 0 | 0 | 0 | 0 | 0 | 0 | 0 | 0 | 0 | 0 | 0 | 0 | 0 | 0 | 0 | 0 | 0 | 0 | 0 | 0
F12_Industrial_Wood and Lumber Products_Existing_Space Heating_Natural Gas_HVAC - Duct Repair and Sealing_A_Achievable Technical Potential | F12 | Industrial | Wood and Lumber Products | Existing | Space Heating | Natural Gas | HVAC - Duct Repair and Sealing | A | Cumulative Winter Peak Savings (MW) | Achievable Technical Potential | 0 | 0 | 0 | 0 | 0 | 0 | 0 | 0 | 0 | 0 | 0 | 0 | 0 | 0 | 0 | 0 | 0 | 0 | 0 | 0 | 0 | 0
F13_Industrial_Wood and Lumber Products_Existing_Space Heating_Natural Gas_HVAC - Duct Repair and Sealing_A_Achievable Technical Potential | F13 | Industrial | Wood and Lumber Products | Existing | Space Heating | Natural Gas | HVAC - Duct Repair and Sealing | A | Purchases (Incremental) | Achievable Technical Potential | 0 | 0 | 910.9512 | 895.2451 | 879.8099 | 864.6407 | 849.7331 | 835.0825 | 820.6846 | 806.5348 | 792.6291 | 778.963 | 765.5326 | 752.3338 | 739.3625 | 726.6149 | 714.0871 | 701.7752 | 689.6756 | 677.7847 | 666.0987 | 654.6143
F14_Industrial_Wood and Lumber Products_Existing_Space Heating_Natural Gas_HVAC - Duct Repair and Sealing_A_Achievable Technical Potential | F14 | Industrial | Wood and Lumber Products | Existing | Space Heating | Natural Gas | HVAC - Duct Repair and Sealing | A | Purchases (Cumulative) | Achievable Technical Potential | 0 | 0 | 910.9512 | 1806.1963 | 2686.0061 | 3550.6469 | 4400.38 | 5235.4625 | 6056.1471 | 6862.6819 | 7655.311 | 8434.274 | 9199.8067 | 9952.1405 | 10691.503 | 11418.118 | 12132.205 | 12833.9802 | 13523.6559 | 14201.4406 | 14867.5393 | 15522.1536
F1_Industrial_Wood and Lumber Products_Existing_Space Heating_Natural Gas_Windows - High Efficiency_A_Achievable Technical Potential | F1 | Industrial | Wood and Lumber Products | Existing | Space Heating | Natural Gas | Windows - High Efficiency | A | Original Unit Energy Savings (kWh or therms) | Achievable Technical Potential | 0 | 0 | 0.0077675 | 0.0077491 | 0.0077307 | 0.0077125 | 0.0076946 | 0.0076772 | 0.0076604 | 0.0076442 | 0.0076289 | 0.0076144 | 0.0076007 | 0.0075878 | 0.0075757 | 0.0075643 | 0.0075535 | 0.0075434 | 0.0075339 | 0.007525 | 0.0075166 | 0.0075087
F2_Industrial_Wood and Lumber Products_Existing_Space Heating_Natural Gas_Windows - High Efficiency_A_Achievable Technical Potential | F2 | Industrial | Wood and Lumber Products | Existing | Space Heating | Natural Gas | Windows - High Efficiency | A | Original Unit Summer Peak Savings (kW) | Achievable Technical Potential | 0 | 0 | 0 | 0 | 0 | 0 | 0 | 0 | 0 | 0 | 0 | 0 | 0 | 0 | 0 | 0 | 0 | 0 | 0 | 0 | 0 | 0
F3_Industrial_Wood and Lumber Products_Existing_Space Heating_Natural Gas_Windows - High Efficiency_A_Achievable Technical Potential | F3 | Industrial | Wood and Lumber Products | Existing | Space Heating | Natural Gas | Windows - High Efficiency | A | Original Unit Winter Peak Savings (kW) | Achievable Technical Potential | 0 | 0 | 0 | 0 | 0 | 0 | 0 | 0 | 0 | 0 | 0 | 0 | 0 | 0 | 0 | 0 | 0 | 0 | 0 | 0 | 0 | 0
F4_Industrial_Wood and Lumber Products_Existing_Space Heating_Natural Gas_Windows - High Efficiency_A_Achievable Technical Potential | F4 | Industrial | Wood and Lumber Products | Existing | Space Heating | Natural Gas | Windows - High Efficiency | A | Standalone Impact on Baseline Energy (%) | Achievable Technical Potential | 0% | 0% | 0.00596% | 0.01798% | 0.03945% | 0.07455% | 0.1281% | 0.2051% | 0.3105% | 0.4478% | 0.6188% | 0.8221% | 1.052% | 1.3% | 1.554% | 1.798% | 2.021% | 2.215% | 2.374% | 2.5% | 2.597% | 2.677%
F5_Industrial_Wood and Lumber Products_Existing_Space Heating_Natural Gas_Windows - High Efficiency_A_Achievable Technical Potential | F5 | Industrial | Wood and Lumber Products | Existing | Space Heating | Natural Gas | Windows - High Efficiency | A | Standalone Impact on Baseline Summer Peak (%) | Achievable Technical Potential | bar: 2019 to 2040
F6_Industrial_Wood and Lumber Products_Existing_Space Heating_Natural Gas_Windows - High Efficiency_A_Achievable Technical Potential | F6 | Industrial | Wood and Lumber Products | Existing | Space Heating | Natural Gas | Windows - High Efficiency | A | Standalone Impact on Baseline Winter Peak (%) | Achievable Technical Potential | bar: 2019 to 2040
F7_Industrial_Wood and Lumber Products_Existing_Space Heating_Natural Gas_Windows - High Efficiency_A_Achievable Technical Potential | F7 | Industrial | Wood and Lumber Products | Existing | Space Heating | Natural Gas | Windows - High Efficiency | A | Incremental Energy Savings (MWh or mTherms) | Achievable Technical Potential | 0 | 0 | 0.0055836 | 0.010943 | 0.019049 | 0.03038 | 0.045212 | 0.063493 | 0.084693 | 0.10767 | 0.13061 | 0.15108 | 0.16628 | 0.17355 | 0.17099 | 0.15817 | 0.13648 | 0.11077 | 0.083141 | 0.0565 | 0.035435 | 0.022688
F8_Industrial_Wood and Lumber Products_Existing_Space Heating_Natural Gas_Windows - High Efficiency_A_Achievable Technical Potential | F8 | Industrial | Wood and Lumber Products | Existing | Space Heating | Natural Gas | Windows - High Efficiency | A | Incremental Summer Peak Savings (MW) | Achievable Technical Potential | 0 | 0 | 0 | 0 | 0 | 0 | 0 | 0 | 0 | 0 | 0 | 0 | 0 | 0 | 0 | 0 | 0 | 0 | 0 | 0 | 0 | 0
F9_Industrial_Wood and Lumber Products_Existing_Space Heating_Natural Gas_Windows - High Efficiency_A_Achievable Technical Potential | F9 | Industrial | Wood and Lumber Products | Existing | Space Heating | Natural Gas | Windows - High Efficiency | A | Incremental Winter Peak Savings (MW) | Achievable Technical Potential | 0 | 0 | 0 | 0 | 0 | 0 | 0 | 0 | 0 | 0 | 0 | 0 | 0 | 0 | 0 | 0 | 0 | 0 | 0 | 0 | 0 | 0
F10_Industrial_Wood and Lumber Products_Existing_Space Heating_Natural Gas_Windows - High Efficiency_A_Achievable Technical Potential | F10 | Industrial | Wood and Lumber Products | Existing | Space Heating | Natural Gas | Windows - High Efficiency | A | Cumulative Energy Savings (MWh or mTherms) | Achievable Technical Potential | 0 | 0 | 0.0055836 | 0.016513 | 0.035523 | 0.065819 | 0.11088 | 0.17412 | 0.25843 | 0.36556 | 0.49544 | 0.64558 | 0.8107 | 0.98287 | 1.1523 | 1.3087 | 1.4433 | 1.5522 | 1.6334 | 1.6879 | 1.7215 | 1.7424
F11_Industrial_Wood and Lumber Products_Existing_Space Heating_Natural Gas_Windows - High Efficiency_A_Achievable Technical Potential | F11 | Industrial | Wood and Lumber Products | Existing | Space Heating | Natural Gas | Windows - High Efficiency | A | Cumulative Summer Peak Savings (MW) | Achievable Technical Potential | 0 | 0 | 0 | 0 | 0 | 0 | 0 | 0 | 0 | 0 | 0 | 0 | 0 | 0 | 0 | 0 | 0 | 0 | 0 | 0 | 0 | 0
F12_Industrial_Wood and Lumber Products_Existing_Space Heating_Natural Gas_Windows - High Efficiency_A_Achievable Technical Potential | F12 | Industrial | Wood and Lumber Products | Existing | Space Heating | Natural Gas | Windows - High Efficiency | A | Cumulative Winter Peak Savings (MW) | Achievable Technical Potential | 0 | 0 | 0 | 0 | 0 | 0 | 0 | 0 | 0 | 0 | 0 | 0 | 0 | 0 | 0 | 0 | 0 | 0 | 0 | 0 | 0 | 0
F13_Industrial_Wood and Lumber Products_Existing_Space Heating_Natural Gas_Windows - High Efficiency_A_Achievable Technical Potential | F13 | Industrial | Wood and Lumber Products | Existing | Space Heating | Natural Gas | Windows - High Efficiency | A | Purchases (Incremental) | Achievable Technical Potential | 0 | 0 | 718.8328 | 1412.1255 | 2464.0637 | 3939.0314 | 5875.8151 | 8270.3292 | 11055.9549 | 14085.3984 | 17120.8445 | 19841.4472 | 21877.0071 | 22871.7577 | 22571.2573 | 20910.368 | 18067.9094 | 14684.3414 | 11035.5953 | 7508.3029 | 4714.2649 | 3021.5116
F14_Industrial_Wood and Lumber Products_Existing_Space Heating_Natural Gas_Windows - High Efficiency_A_Achievable Technical Potential | F14 | Industrial | Wood and Lumber Products | Existing | Space Heating | Natural Gas | Windows - High Efficiency | A | Purchases (Cumulative) | Achievable Technical Potential | 0 | 0 | 718.8328 | 2130.9584 | 4595.022 | 8534.0535 | 14409.8685 | 22680.1978 | 33736.1526 | 47821.551 | 64942.3955 | 84783.8427 | 106660.8498 | 129532.6075 | 152103.8648 | 173014.2329 | 191082.1422 | 205766.4836 | 216802.0789 | 224310.3818 | 229024.6467 | 232046.1584
F1_Industrial_Wood and Lumber Products_Existing_Space Heating_Natural Gas_Gas Boiler - Maintenance_A_Achievable Technical Potential | F1 | Industrial | Wood and Lumber Products | Existing | Space Heating | Natural Gas | Gas Boiler - Maintenance | A | Original Unit Energy Savings (kWh or therms) | Achievable Technical Potential | 0 | 0 | 0.89608 | 0.89383 | 0.89163 | 0.88947 | 0.88738 | 0.88534 | 0.88337 | 0.88147 | 0.87964 | 0.87788 | 0.87619 | 0.87459 | 0.87307 | 0.87163 | 0.87027 | 0.869 | 0.86782 | 0.86672 | 0.86572 | 0.86481
F2_Industrial_Wood and Lumber Products_Existing_Space Heating_Natural Gas_Gas Boiler - Maintenance_A_Achievable Technical Potential | F2 | Industrial | Wood and Lumber Products | Existing | Space Heating | Natural Gas | Gas Boiler - Maintenance | A | Original Unit Summer Peak Savings (kW) | Achievable Technical Potential | 0 | 0 | 0 | 0 | 0 | 0 | 0 | 0 | 0 | 0 | 0 | 0 | 0 | 0 | 0 | 0 | 0 | 0 | 0 | 0 | 0 | 0
F3_Industrial_Wood and Lumber Products_Existing_Space Heating_Natural Gas_Gas Boiler - Maintenance_A_Achievable Technical Potential | F3 | Industrial | Wood and Lumber Products | Existing | Space Heating | Natural Gas | Gas Boiler - Maintenance | A | Original Unit Winter Peak Savings (kW) | Achievable Technical Potential | 0 | 0 | 0 | 0 | 0 | 0 | 0 | 0 | 0 | 0 | 0 | 0 | 0 | 0 | 0 | 0 | 0 | 0 | 0 | 0 | 0 | 0
F4_Industrial_Wood and Lumber Products_Existing_Space Heating_Natural Gas_Gas Boiler - Maintenance_A_Achievable Technical Potential | F4 | Industrial | Wood and Lumber Products | Existing | Space Heating | Natural Gas | Gas Boiler - Maintenance | A | Standalone Impact on Baseline Energy (%) | Achievable Technical Potential | 0% | 0% | 0.004189% | 0.007197% | 0.009355% | 0.0111% | 0.01268% | 0.0141% | 0.01538% | 0.01652% | 0.01754% | 0.01847% | 0.01931% | 0.02004% | 0.0207% | 0.02131% | 0.02187% | 0.02242% | 0.02295% | 0.02347% | 0.02398% | 0.02448%
F5_Industrial_Wood and Lumber Products_Existing_Space Heating_Natural Gas_Gas Boiler - Maintenance_A_Achievable Technical Potential | F5 | Industrial | Wood and Lumber Products | Existing | Space Heating | Natural Gas | Gas Boiler - Maintenance | A | Standalone Impact on Baseline Summer Peak (%) | Achievable Technical Potential | bar: 2019 to 2040
F6_Industrial_Wood and Lumber Products_Existing_Space Heating_Natural Gas_Gas Boiler - Maintenance_A_Achievable Technical Potential | F6 | Industrial | Wood and Lumber Products | Existing | Space Heating | Natural Gas | Gas Boiler - Maintenance | A | Standalone Impact on Baseline Winter Peak (%) | Achievable Technical Potential | bar: 2019 to 2040
F7_Industrial_Wood and Lumber Products_Existing_Space Heating_Natural Gas_Gas Boiler - Maintenance_A_Achievable Technical Potential | F7 | Industrial | Wood and Lumber Products | Existing | Space Heating | Natural Gas | Gas Boiler - Maintenance | A | Incremental Energy Savings (MWh or mTherms) | Achievable Technical Potential | 0 | 0 | 0.003924 | 0.0026962 | 0.0018298 | 0.0013971 | 0.0012001 | 0.0010183 | 0.00085538 | 0.00071266 | 0.00058968 | 0.00048507 | 0.00039702 | 0.00030331 | 0.00023174 | 0.00017707 | 0.00013532 | 0.00012193 | 9.365e-05 | 7.9153e-05 | 6.5166e-05 | 5.1672e-05
F8_Industrial_Wood and Lumber Products_Existing_Space Heating_Natural Gas_Gas Boiler - Maintenance_A_Achievable Technical Potential | F8 | Industrial | Wood and Lumber Products | Existing | Space Heating | Natural Gas | Gas Boiler - Maintenance | A | Incremental Summer Peak Savings (MW) | Achievable Technical Potential | 0 | 0 | 0 | 0 | 0 | 0 | 0 | 0 | 0 | 0 | 0 | 0 | 0 | 0 | 0 | 0 | 0 | 0 | 0 | 0 | 0 | 0
F9_Industrial_Wood and Lumber Products_Existing_Space Heating_Natural Gas_Gas Boiler - Maintenance_A_Achievable Technical Potential | F9 | Industrial | Wood and Lumber Products | Existing | Space Heating | Natural Gas | Gas Boiler - Maintenance | A | Incremental Winter Peak Savings (MW) | Achievable Technical Potential | 0 | 0 | 0 | 0 | 0 | 0 | 0 | 0 | 0 | 0 | 0 | 0 | 0 | 0 | 0 | 0 | 0 | 0 | 0 | 0 | 0 | 0
F10_Industrial_Wood and Lumber Products_Existing_Space Heating_Natural Gas_Gas Boiler - Maintenance_A_Achievable Technical Potential | F10 | Industrial | Wood and Lumber Products | Existing | Space Heating | Natural Gas | Gas Boiler - Maintenance | A | Cumulative Energy Savings (MWh or mTherms) | Achievable Technical Potential | 0 | 0 | 0.003924 | 0.0066103 | 0.0084238 | 0.0098006 | 0.010978 | 0.011971 | 0.012799 | 0.013485 | 0.014046 | 0.014503 | 0.014872 | 0.015148 | 0.015354 | 0.015506 | 0.015617 | 0.015716 | 0.015788 | 0.015847 | 0.015894 | 0.015929
F11_Industrial_Wood and Lumber Products_Existing_Space Heating_Natural Gas_Gas Boiler - Maintenance_A_Achievable Technical Potential | F11 | Industrial | Wood and Lumber Products | Existing | Space Heating | Natural Gas | Gas Boiler - Maintenance | A | Cumulative Summer Peak Savings (MW) | Achievable Technical Potential | 0 | 0 | 0 | 0 | 0 | 0 | 0 | 0 | 0 | 0 | 0 | 0 | 0 | 0 | 0 | 0 | 0 | 0 | 0 | 0 | 0 | 0
F12_Industrial_Wood and Lumber Products_Existing_Space Heating_Natural Gas_Gas Boiler - Maintenance_A_Achievable Technical Potential | F12 | Industrial | Wood and Lumber Products | Existing | Space Heating | Natural Gas | Gas Boiler - Maintenance | A | Cumulative Winter Peak Savings (MW) | Achievable Technical Potential | 0 | 0 | 0 | 0 | 0 | 0 | 0 | 0 | 0 | 0 | 0 | 0 | 0 | 0 | 0 | 0 | 0 | 0 | 0 | 0 | 0 | 0
F13_Industrial_Wood and Lumber Products_Existing_Space Heating_Natural Gas_Gas Boiler - Maintenance_A_Achievable Technical Potential | F13 | Industrial | Wood and Lumber Products | Existing | Space Heating | Natural Gas | Gas Boiler - Maintenance | A | Purchases (Incremental) | Achievable Technical Potential | 0 | 0 | 4.3791 | 3.0165 | 2.0522 | 1.5707 | 1.3524 | 1.1501 | 0.96831 | 0.80849 | 0.67037 | 0.55255 | 0.45311 | 0.3468 | 0.26543 | 0.20315 | 0.15549 | 0.14031 | 0.10791 | 0.091325 | 0.075274 | 0.05975
F14_Industrial_Wood and Lumber Products_Existing_Space Heating_Natural Gas_Gas Boiler - Maintenance_A_Achievable Technical Potential | F14 | Industrial | Wood and Lumber Products | Existing | Space Heating | Natural Gas | Gas Boiler - Maintenance | A | Purchases (Cumulative) | Achievable Technical Potential | 0 | 0 | 4.3791 | 7.3955 | 9.4477 | 11.0184 | 12.3709 | 13.521 | 14.4893 | 15.2978 | 15.9682 | 16.5207 | 16.9738 | 17.3206 | 17.5861 | 17.7892 | 17.9447 | 18.085 | 18.1929 | 18.2843 | 18.3595 | 18.4193
F1_Industrial_Wood and Lumber Products_Existing_Process_Natural Gas_Gas Boiler - Maintenance_A_Achievable Technical Potential | F1 | Industrial | Wood and Lumber Products | Existing | Process | Natural Gas | Gas Boiler - Maintenance | A | Original Unit Energy Savings (kWh or therms) | Achievable Technical Potential | 0 | 0 | 6.3264 | 6.3264 | 6.3264 | 6.3264 | 6.3264 | 6.3264 | 6.3264 | 6.3264 | 6.3264 | 6.3264 | 6.3264 | 6.3264 | 6.3264 | 6.3264 | 6.3264 | 6.3264 | 6.3264 | 6.3264 | 6.3264 | 6.3264
F2_Industrial_Wood and Lumber Products_Existing_Process_Natural Gas_Gas Boiler - Maintenance_A_Achievable Technical Potential | F2 | Industrial | Wood and Lumber Products | Existing | Process | Natural Gas | Gas Boiler - Maintenance | A | Original Unit Summer Peak Savings (kW) | Achievable Technical Potential | 0 | 0 | 0 | 0 | 0 | 0 | 0 | 0 | 0 | 0 | 0 | 0 | 0 | 0 | 0 | 0 | 0 | 0 | 0 | 0 | 0 | 0
F3_Industrial_Wood and Lumber Products_Existing_Process_Natural Gas_Gas Boiler - Maintenance_A_Achievable Technical Potential | F3 | Industrial | Wood and Lumber Products | Existing | Process | Natural Gas | Gas Boiler - Maintenance | A | Original Unit Winter Peak Savings (kW) | Achievable Technical Potential | 0 | 0 | 0 | 0 | 0 | 0 | 0 | 0 | 0 | 0 | 0 | 0 | 0 | 0 | 0 | 0 | 0 | 0 | 0 | 0 | 0 | 0
F4_Industrial_Wood and Lumber Products_Existing_Process_Natural Gas_Gas Boiler - Maintenance_A_Achievable Technical Potential | F4 | Industrial | Wood and Lumber Products | Existing | Process | Natural Gas | Gas Boiler - Maintenance | A | Standalone Impact on Baseline Energy (%) | Achievable Technical Potential | 0% | 0% | 0.01429% | 0.02456% | 0.03193% | 0.03789% | 0.04329% | 0.04815% | 0.0525% | 0.0564% | 0.05991% | 0.06307% | 0.06593% | 0.06846% | 0.07073% | 0.0728% | 0.07472% | 0.07663% | 0.07844% | 0.08022% | 0.08196% | 0.08367%
F5_Industrial_Wood and Lumber Products_Existing_Process_Natural Gas_Gas Boiler - Maintenance_A_Achievable Technical Potential | F5 | Industrial | Wood and Lumber Products | Existing | Process | Natural Gas | Gas Boiler - Maintenance | A | Standalone Impact on Baseline Summer Peak (%) | Achievable Technical Potential | bar: 2019 to 2040
F6_Industrial_Wood and Lumber Products_Existing_Process_Natural Gas_Gas Boiler - Maintenance_A_Achievable Technical Potential | F6 | Industrial | Wood and Lumber Products | Existing | Process | Natural Gas | Gas Boiler - Maintenance | A | Standalone Impact on Baseline Winter Peak (%) | Achievable Technical Potential | bar: 2019 to 2040
F7_Industrial_Wood and Lumber Products_Existing_Process_Natural Gas_Gas Boiler - Maintenance_A_Achievable Technical Potential | F7 | Industrial | Wood and Lumber Products | Existing | Process | Natural Gas | Gas Boiler - Maintenance | A | Incremental Energy Savings (MWh or mTherms) | Achievable Technical Potential | 0 | 0 | 0.095358 | 0.065686 | 0.044688 | 0.034203 | 0.02945 | 0.025045 | 0.021086 | 0.017606 | 0.014598 | 0.012032 | 0.0098669 | 0.0075518 | 0.00578 | 0.0044238 | 0.0033859 | 0.0030554 | 0.0023499 | 0.0019887 | 0.0016392 | 0.0013011
F8_Industrial_Wood and Lumber Products_Existing_Process_Natural Gas_Gas Boiler - Maintenance_A_Achievable Technical Potential | F8 | Industrial | Wood and Lumber Products | Existing | Process | Natural Gas | Gas Boiler - Maintenance | A | Incremental Summer Peak Savings (MW) | Achievable Technical Potential | 0 | 0 | 0 | 0 | 0 | 0 | 0 | 0 | 0 | 0 | 0 | 0 | 0 | 0 | 0 | 0 | 0 | 0 | 0 | 0 | 0 | 0
F9_Industrial_Wood and Lumber Products_Existing_Process_Natural Gas_Gas Boiler - Maintenance_A_Achievable Technical Potential | F9 | Industrial | Wood and Lumber Products | Existing | Process | Natural Gas | Gas Boiler - Maintenance | A | Incremental Winter Peak Savings (MW) | Achievable Technical Potential | 0 | 0 | 0 | 0 | 0 | 0 | 0 | 0 | 0 | 0 | 0 | 0 | 0 | 0 | 0 | 0 | 0 | 0 | 0 | 0 | 0 | 0
F10_Industrial_Wood and Lumber Products_Existing_Process_Natural Gas_Gas Boiler - Maintenance_A_Achievable Technical Potential | F10 | Industrial | Wood and Lumber Products | Existing | Process | Natural Gas | Gas Boiler - Maintenance | A | Cumulative Energy Savings (MWh or mTherms) | Achievable Technical Potential | 0 | 0 | 0.095358 | 0.16104 | 0.20573 | 0.23993 | 0.26939 | 0.29443 | 0.31552 | 0.33312 | 0.34772 | 0.35975 | 0.36962 | 0.37717 | 0.38295 | 0.38737 | 0.39076 | 0.39382 | 0.39616 | 0.39815 | 0.39979 | 0.40109
F11_Industrial_Wood and Lumber Products_Existing_Process_Natural Gas_Gas Boiler - Maintenance_A_Achievable Technical Potential | F11 | Industrial | Wood and Lumber Products | Existing | Process | Natural Gas | Gas Boiler - Maintenance | A | Cumulative Summer Peak Savings (MW) | Achievable Technical Potential | 0 | 0 | 0 | 0 | 0 | 0 | 0 | 0 | 0 | 0 | 0 | 0 | 0 | 0 | 0 | 0 | 0 | 0 | 0 | 0 | 0 | 0
F12_Industrial_Wood and Lumber Products_Existing_Process_Natural Gas_Gas Boiler - Maintenance_A_Achievable Technical Potential | F12 | Industrial | Wood and Lumber Products | Existing | Process | Natural Gas | Gas Boiler - Maintenance | A | Cumulative Winter Peak Savings (MW) | Achievable Technical Potential | 0 | 0 | 0 | 0 | 0 | 0 | 0 | 0 | 0 | 0 | 0 | 0 | 0 | 0 | 0 | 0 | 0 | 0 | 0 | 0 | 0 | 0
F13_Industrial_Wood and Lumber Products_Existing_Process_Natural Gas_Gas Boiler - Maintenance_A_Achievable Technical Potential | F13 | Industrial | Wood and Lumber Products | Existing | Process | Natural Gas | Gas Boiler - Maintenance | A | Purchases (Incremental) | Achievable Technical Potential | 0 | 0 | 15.073 | 10.3828 | 7.0638 | 5.4064 | 4.6552 | 3.9588 | 3.333 | 2.7829 | 2.3074 | 1.9019 | 1.5596 | 1.1937 | 0.91363 | 0.69927 | 0.5352 | 0.48296 | 0.37145 | 0.31434 | 0.2591 | 0.20566
F14_Industrial_Wood and Lumber Products_Existing_Process_Natural Gas_Gas Boiler - Maintenance_A_Achievable Technical Potential | F14 | Industrial | Wood and Lumber Products | Existing | Process | Natural Gas | Gas Boiler - Maintenance | A | Purchases (Cumulative) | Achievable Technical Potential | 0 | 0 | 15.073 | 25.4559 | 32.5196 | 37.9261 | 42.5812 | 46.5401 | 49.873 | 52.6559 | 54.9634 | 56.8653 | 58.4249 | 59.6186 | 60.5322 | 61.2315 | 61.7667 | 62.2497 | 62.6211 | 62.9355 | 63.1946 | 63.4002
F1_Industrial_Wood and Lumber Products_Existing_Space Heating_Natural Gas_Gas Furnace - Maintenance_A_Achievable Technical Potential | F1 | Industrial | Wood and Lumber Products | Existing | Space Heating | Natural Gas | Gas Furnace - Maintenance | A | Original Unit Energy Savings (kWh or therms) | Achievable Technical Potential | 0 | 0 | 0.0093975 | 0.0093456 | 0.0092937 | 0.0092423 | 0.0091918 | 0.0091426 | 0.0090951 | 0.0090495 | 0.0090061 | 0.0089653 | 0.0089269 | 0.0088907 | 0.0088567 | 0.0088247 | 0.0087946 | 0.0087662 | 0.0087395 | 0.0087144 | 0.0086907 | 0.0086685
F2_Industrial_Wood and Lumber Products_Existing_Space Heating_Natural Gas_Gas Furnace - Maintenance_A_Achievable Technical Potential | F2 | Industrial | Wood and Lumber Products | Existing | Space Heating | Natural Gas | Gas Furnace - Maintenance | A | Original Unit Summer Peak Savings (kW) | Achievable Technical Potential | 0 | 0 | 0 | 0 | 0 | 0 | 0 | 0 | 0 | 0 | 0 | 0 | 0 | 0 | 0 | 0 | 0 | 0 | 0 | 0 | 0 | 0
F3_Industrial_Wood and Lumber Products_Existing_Space Heating_Natural Gas_Gas Furnace - Maintenance_A_Achievable Technical Potential | F3 | Industrial | Wood and Lumber Products | Existing | Space Heating | Natural Gas | Gas Furnace - Maintenance | A | Original Unit Winter Peak Savings (kW) | Achievable Technical Potential | 0 | 0 | 0 | 0 | 0 | 0 | 0 | 0 | 0 | 0 | 0 | 0 | 0 | 0 | 0 | 0 | 0 | 0 | 0 | 0 | 0 | 0
F4_Industrial_Wood and Lumber Products_Existing_Space Heating_Natural Gas_Gas Furnace - Maintenance_A_Achievable Technical Potential | F4 | Industrial | Wood and Lumber Products | Existing | Space Heating | Natural Gas | Gas Furnace - Maintenance | A | Standalone Impact on Baseline Energy (%) | Achievable Technical Potential | 0% | 0% | 7.42e-05% | 0.0001271% | 0.0001647% | 0.0001948% | 0.0002219% | 0.000246% | 0.0002674% | 0.0002865% | 0.0003034% | 0.0003186% | 0.0003322% | 0.0003441% | 0.0003548% | 0.0003644% | 0.0003733% | 0.0003821% | 0.0003904% | 0.0003986% | 0.0004066% | 0.0004144%
F5_Industrial_Wood and Lumber Products_Existing_Space Heating_Natural Gas_Gas Furnace - Maintenance_A_Achievable Technical Potential | F5 | Industrial | Wood and Lumber Products | Existing | Space Heating | Natural Gas | Gas Furnace - Maintenance | A | Standalone Impact on Baseline Summer Peak (%) | Achievable Technical Potential | bar: 2019 to 2040
F6_Industrial_Wood and Lumber Products_Existing_Space Heating_Natural Gas_Gas Furnace - Maintenance_A_Achievable Technical Potential | F6 | Industrial | Wood and Lumber Products | Existing | Space Heating | Natural Gas | Gas Furnace - Maintenance | A | Standalone Impact on Baseline Winter Peak (%) | Achievable Technical Potential | bar: 2019 to 2040
F7_Industrial_Wood and Lumber Products_Existing_Space Heating_Natural Gas_Gas Furnace - Maintenance_A_Achievable Technical Potential | F7 | Industrial | Wood and Lumber Products | Existing | Space Heating | Natural Gas | Gas Furnace - Maintenance | A | Incremental Energy Savings (MWh or mTherms) | Achievable Technical Potential | 0 | 0 | 6.951e-05 | 4.7616e-05 | 3.2215e-05 | 2.452e-05 | 2.0998e-05 | 1.7761e-05 | 1.4875e-05 | 1.2358e-05 | 1.0198e-05 | 8.3673e-06 | 6.8321e-06 | 5.208e-06 | 3.9708e-06 | 3.0281e-06 | 2.3097e-06 | 2.0775e-06 | 1.593e-06 | 1.3442e-06 | 1.105e-06 | 8.7485e-07
F8_Industrial_Wood and Lumber Products_Existing_Space Heating_Natural Gas_Gas Furnace - Maintenance_A_Achievable Technical Potential | F8 | Industrial | Wood and Lumber Products | Existing | Space Heating | Natural Gas | Gas Furnace - Maintenance | A | Incremental Summer Peak Savings (MW) | Achievable Technical Potential | 0 | 0 | 0 | 0 | 0 | 0 | 0 | 0 | 0 | 0 | 0 | 0 | 0 | 0 | 0 | 0 | 0 | 0 | 0 | 0 | 0 | 0
F9_Industrial_Wood and Lumber Products_Existing_Space Heating_Natural Gas_Gas Furnace - Maintenance_A_Achievable Technical Potential | F9 | Industrial | Wood and Lumber Products | Existing | Space Heating | Natural Gas | Gas Furnace - Maintenance | A | Incremental Winter Peak Savings (MW) | Achievable Technical Potential | 0 | 0 | 0 | 0 | 0 | 0 | 0 | 0 | 0 | 0 | 0 | 0 | 0 | 0 | 0 | 0 | 0 | 0 | 0 | 0 | 0 | 0
F10_Industrial_Wood and Lumber Products_Existing_Space Heating_Natural Gas_Gas Furnace - Maintenance_A_Achievable Technical Potential | F10 | Industrial | Wood and Lumber Products | Existing | Space Heating | Natural Gas | Gas Furnace - Maintenance | A | Cumulative Energy Savings (MWh or mTherms) | Achievable Technical Potential | 0 | 0 | 6.951e-05 | 0.00011674 | 0.00014831 | 0.00017201 | 0.00019207 | 0.0002088 | 0.00022259 | 0.00023383 | 0.00024291 | 0.00025017 | 0.00025594 | 0.00026011 | 0.00026308 | 0.00026516 | 0.00026656 | 0.00026778 | 0.00026856 | 0.00026913 | 0.00026951 | 0.00026969
F11_Industrial_Wood and Lumber Products_Existing_Space Heating_Natural Gas_Gas Furnace - Maintenance_A_Achievable Technical Potential | F11 | Industrial | Wood and Lumber Products | Existing | Space Heating | Natural Gas | Gas Furnace - Maintenance | A | Cumulative Summer Peak Savings (MW) | Achievable Technical Potential | 0 | 0 | 0 | 0 | 0 | 0 | 0 | 0 | 0 | 0 | 0 | 0 | 0 | 0 | 0 | 0 | 0 | 0 | 0 | 0 | 0 | 0
F12_Industrial_Wood and Lumber Products_Existing_Space Heating_Natural Gas_Gas Furnace - Maintenance_A_Achievable Technical Potential | F12 | Industrial | Wood and Lumber Products | Existing | Space Heating | Natural Gas | Gas Furnace - Maintenance | A | Cumulative Winter Peak Savings (MW) | Achievable Technical Potential | 0 | 0 | 0 | 0 | 0 | 0 | 0 | 0 | 0 | 0 | 0 | 0 | 0 | 0 | 0 | 0 | 0 | 0 | 0 | 0 | 0 | 0
F13_Industrial_Wood and Lumber Products_Existing_Space Heating_Natural Gas_Gas Furnace - Maintenance_A_Achievable Technical Potential | F13 | Industrial | Wood and Lumber Products | Existing | Space Heating | Natural Gas | Gas Furnace - Maintenance | A | Purchases (Incremental) | Achievable Technical Potential | 0 | 0 | 7.3966 | 5.095 | 3.4663 | 2.653 | 2.2844 | 1.9427 | 1.6356 | 1.3656 | 1.1323 | 0.9333 | 0.76534 | 0.58577 | 0.44834 | 0.34314 | 0.26263 | 0.237 | 0.18228 | 0.15425 | 0.12714 | 0.10092
F14_Industrial_Wood and Lumber Products_Existing_Space Heating_Natural Gas_Gas Furnace - Maintenance_A_Achievable Technical Potential | F14 | Industrial | Wood and Lumber Products | Existing | Space Heating | Natural Gas | Gas Furnace - Maintenance | A | Purchases (Cumulative) | Achievable Technical Potential | 0 | 0 | 7.3966 | 12.4917 | 15.958 | 18.611 | 20.8954 | 22.8381 | 24.4736 | 25.8392 | 26.9715 | 27.9048 | 28.6702 | 29.2559 | 29.7043 | 30.0474 | 30.3101 | 30.547 | 30.7293 | 30.8836 | 31.0107 | 31.1116
F1_Industrial_Wood and Lumber Products_Existing_Space Heating_Natural Gas_Gas Boiler - Hot Water Reset_A_Achievable Technical Potential | F1 | Industrial | Wood and Lumber Products | Existing | Space Heating | Natural Gas | Gas Boiler - Hot Water Reset | A | Original Unit Energy Savings (kWh or therms) | Achievable Technical Potential | 0 | 0 | 3.2585 | 3.2503 | 3.2423 | 3.2345 | 3.2268 | 3.2194 | 3.2123 | 3.2053 | 3.1987 | 3.1923 | 3.1862 | 3.1803 | 3.1748 | 3.1695 | 3.1646 | 3.16 | 3.1557 | 3.1517 | 3.1481 | 3.1448
F2_Industrial_Wood and Lumber Products_Existing_Space Heating_Natural Gas_Gas Boiler - Hot Water Reset_A_Achievable Technical Potential | F2 | Industrial | Wood and Lumber Products | Existing | Space Heating | Natural Gas | Gas Boiler - Hot Water Reset | A | Original Unit Summer Peak Savings (kW) | Achievable Technical Potential | 0 | 0 | 0 | 0 | 0 | 0 | 0 | 0 | 0 | 0 | 0 | 0 | 0 | 0 | 0 | 0 | 0 | 0 | 0 | 0 | 0 | 0
F3_Industrial_Wood and Lumber Products_Existing_Space Heating_Natural Gas_Gas Boiler - Hot Water Reset_A_Achievable Technical Potential | F3 | Industrial | Wood and Lumber Products | Existing | Space Heating | Natural Gas | Gas Boiler - Hot Water Reset | A | Original Unit Winter Peak Savings (kW) | Achievable Technical Potential | 0 | 0 | 0 | 0 | 0 | 0 | 0 | 0 | 0 | 0 | 0 | 0 | 0 | 0 | 0 | 0 | 0 | 0 | 0 | 0 | 0 | 0
F4_Industrial_Wood and Lumber Products_Existing_Space Heating_Natural Gas_Gas Boiler - Hot Water Reset_A_Achievable Technical Potential | F4 | Industrial | Wood and Lumber Products | Existing | Space Heating | Natural Gas | Gas Boiler - Hot Water Reset | A | Standalone Impact on Baseline Energy (%) | Achievable Technical Potential | 0% | 0% | 0.007402% | 0.01662% | 0.02803% | 0.04143% | 0.05687% | 0.07508% | 0.09527% | 0.1162% | 0.1364% | 0.1544% | 0.1692% | 0.1801% | 0.1879% | 0.1934% | 0.1977% | 0.2015% | 0.2052% | 0.2088% | 0.2124% | 0.2161%
F5_Industrial_Wood and Lumber Products_Existing_Space Heating_Natural Gas_Gas Boiler - Hot Water Reset_A_Achievable Technical Potential | F5 | Industrial | Wood and Lumber Products | Existing | Space Heating | Natural Gas | Gas Boiler - Hot Water Reset | A | Standalone Impact on Baseline Summer Peak (%) | Achievable Technical Potential | bar: 2019 to 2040
F6_Industrial_Wood and Lumber Products_Existing_Space Heating_Natural Gas_Gas Boiler - Hot Water Reset_A_Achievable Technical Potential | F6 | Industrial | Wood and Lumber Products | Existing | Space Heating | Natural Gas | Gas Boiler - Hot Water Reset | A | Standalone Impact on Baseline Winter Peak (%) | Achievable Technical Potential | bar: 2019 to 2040
F7_Industrial_Wood and Lumber Products_Existing_Space Heating_Natural Gas_Gas Boiler - Hot Water Reset_A_Achievable Technical Potential | F7 | Industrial | Wood and Lumber Products | Existing | Space Heating | Natural Gas | Gas Boiler - Hot Water Reset | A | Incremental Energy Savings (MWh or mTherms) | Achievable Technical Potential | 0 | 0 | 0.0069346 | 0.0083468 | 0.010013 | 0.011396 | 0.012744 | 0.014609 | 0.015715 | 0.015743 | 0.01455 | 0.012267 | 0.0093108 | 0.0060448 | 0.0034433 | 0.0016266 | 0.00067527 | 0.00024097 | 7.3869e-05 | 1.5803e-05 | 2.5498e-06 | 3.0046e-07
F8_Industrial_Wood and Lumber Products_Existing_Space Heating_Natural Gas_Gas Boiler - Hot Water Reset_A_Achievable Technical Potential | F8 | Industrial | Wood and Lumber Products | Existing | Space Heating | Natural Gas | Gas Boiler - Hot Water Reset | A | Incremental Summer Peak Savings (MW) | Achievable Technical Potential | 0 | 0 | 0 | 0 | 0 | 0 | 0 | 0 | 0 | 0 | 0 | 0 | 0 | 0 | 0 | 0 | 0 | 0 | 0 | 0 | 0 | 0
F9_Industrial_Wood and Lumber Products_Existing_Space Heating_Natural Gas_Gas Boiler - Hot Water Reset_A_Achievable Technical Potential | F9 | Industrial | Wood and Lumber Products | Existing | Space Heating | Natural Gas | Gas Boiler - Hot Water Reset | A | Incremental Winter Peak Savings (MW) | Achievable Technical Potential | 0 | 0 | 0 | 0 | 0 | 0 | 0 | 0 | 0 | 0 | 0 | 0 | 0 | 0 | 0 | 0 | 0 | 0 | 0 | 0 | 0 | 0
F10_Industrial_Wood and Lumber Products_Existing_Space Heating_Natural Gas_Gas Boiler - Hot Water Reset_A_Achievable Technical Potential | F10 | Industrial | Wood and Lumber Products | Existing | Space Heating | Natural Gas | Gas Boiler - Hot Water Reset | A | Cumulative Energy Savings (MWh or mTherms) | Achievable Technical Potential | 0 | 0 | 0.0069346 | 0.015264 | 0.025239 | 0.036574 | 0.049232 | 0.063728 | 0.079301 | 0.094873 | 0.10923 | 0.12127 | 0.13035 | 0.13616 | 0.13936 | 0.14076 | 0.14122 | 0.14125 | 0.14113 | 0.14097 | 0.14081 | 0.14066
F11_Industrial_Wood and Lumber Products_Existing_Space Heating_Natural Gas_Gas Boiler - Hot Water Reset_A_Achievable Technical Potential | F11 | Industrial | Wood and Lumber Products | Existing | Space Heating | Natural Gas | Gas Boiler - Hot Water Reset | A | Cumulative Summer Peak Savings (MW) | Achievable Technical Potential | 0 | 0 | 0 | 0 | 0 | 0 | 0 | 0 | 0 | 0 | 0 | 0 | 0 | 0 | 0 | 0 | 0 | 0 | 0 | 0 | 0 | 0
F12_Industrial_Wood and Lumber Products_Existing_Space Heating_Natural Gas_Gas Boiler - Hot Water Reset_A_Achievable Technical Potential | F12 | Industrial | Wood and Lumber Products | Existing | Space Heating | Natural Gas | Gas Boiler - Hot Water Reset | A | Cumulative Winter Peak Savings (MW) | Achievable Technical Potential | 0 | 0 | 0 | 0 | 0 | 0 | 0 | 0 | 0 | 0 | 0 | 0 | 0 | 0 | 0 | 0 | 0 | 0 | 0 | 0 | 0 | 0
F13_Industrial_Wood and Lumber Products_Existing_Space Heating_Natural Gas_Gas Boiler - Hot Water Reset_A_Achievable Technical Potential | F13 | Industrial | Wood and Lumber Products | Existing | Space Heating | Natural Gas | Gas Boiler - Hot Water Reset | A | Purchases (Incremental) | Achievable Technical Potential | 0 | 0 | 2.1282 | 2.568 | 3.0883 | 3.5232 | 3.9494 | 4.5377 | 4.8921 | 4.9115 | 4.5487 | 3.8426 | 2.9223 | 1.9007 | 1.0846 | 0.51321 | 0.21338 | 0.076256 | 0.023408 | 0.005014 | 0.00080994 | 9.5545e-05
F14_Industrial_Wood and Lumber Products_Existing_Space Heating_Natural Gas_Gas Boiler - Hot Water Reset_A_Achievable Technical Potential | F14 | Industrial | Wood and Lumber Products | Existing | Space Heating | Natural Gas | Gas Boiler - Hot Water Reset | A | Purchases (Cumulative) | Achievable Technical Potential | 0 | 0 | 2.1282 | 4.6962 | 7.7845 | 11.3077 | 15.2571 | 19.7948 | 24.687 | 29.5984 | 34.1471 | 37.9897 | 40.912 | 42.8126 | 43.8972 | 44.4104 | 44.6238 | 44.7001 | 44.7235 | 44.7285 | 44.7293 | 44.7294
F1_Industrial_Wood and Lumber Products_Existing_Process_Natural Gas_Gas Boiler - Hot Water Reset_A_Achievable Technical Potential | F1 | Industrial | Wood and Lumber Products | Existing | Process | Natural Gas | Gas Boiler - Hot Water Reset | A | Original Unit Energy Savings (kWh or therms) | Achievable Technical Potential | 0 | 0 | 11.5025 | 11.5025 | 11.5025 | 11.5025 | 11.5025 | 11.5025 | 11.5025 | 11.5025 | 11.5025 | 11.5025 | 11.5025 | 11.5025 | 11.5025 | 11.5025 | 11.5025 | 11.5025 | 11.5025 | 11.5025 | 11.5025 | 11.5025
F2_Industrial_Wood and Lumber Products_Existing_Process_Natural Gas_Gas Boiler - Hot Water Reset_A_Achievable Technical Potential | F2 | Industrial | Wood and Lumber Products | Existing | Process | Natural Gas | Gas Boiler - Hot Water Reset | A | Original Unit Summer Peak Savings (kW) | Achievable Technical Potential | 0 | 0 | 0 | 0 | 0 | 0 | 0 | 0 | 0 | 0 | 0 | 0 | 0 | 0 | 0 | 0 | 0 | 0 | 0 | 0 | 0 | 0
F3_Industrial_Wood and Lumber Products_Existing_Process_Natural Gas_Gas Boiler - Hot Water Reset_A_Achievable Technical Potential | F3 | Industrial | Wood and Lumber Products | Existing | Process | Natural Gas | Gas Boiler - Hot Water Reset | A | Original Unit Winter Peak Savings (kW) | Achievable Technical Potential | 0 | 0 | 0 | 0 | 0 | 0 | 0 | 0 | 0 | 0 | 0 | 0 | 0 | 0 | 0 | 0 | 0 | 0 | 0 | 0 | 0 | 0
F4_Industrial_Wood and Lumber Products_Existing_Process_Natural Gas_Gas Boiler - Hot Water Reset_A_Achievable Technical Potential | F4 | Industrial | Wood and Lumber Products | Existing | Process | Natural Gas | Gas Boiler - Hot Water Reset | A | Standalone Impact on Baseline Energy (%) | Achievable Technical Potential | 0% | 0% | 0.01263% | 0.02836% | 0.04784% | 0.07071% | 0.09707% | 0.1282% | 0.1626% | 0.1984% | 0.2329% | 0.2637% | 0.2889% | 0.3077% | 0.321% | 0.3304% | 0.3379% | 0.3444% | 0.3506% | 0.3568% | 0.3631% | 0.3694%
F5_Industrial_Wood and Lumber Products_Existing_Process_Natural Gas_Gas Boiler - Hot Water Reset_A_Achievable Technical Potential | F5 | Industrial | Wood and Lumber Products | Existing | Process | Natural Gas | Gas Boiler - Hot Water Reset | A | Standalone Impact on Baseline Summer Peak (%) | Achievable Technical Potential | bar: 2019 to 2040
F6_Industrial_Wood and Lumber Products_Existing_Process_Natural Gas_Gas Boiler - Hot Water Reset_A_Achievable Technical Potential | F6 | Industrial | Wood and Lumber Products | Existing | Process | Natural Gas | Gas Boiler - Hot Water Reset | A | Standalone Impact on Baseline Winter Peak (%) | Achievable Technical Potential | bar: 2019 to 2040
F7_Industrial_Wood and Lumber Products_Existing_Process_Natural Gas_Gas Boiler - Hot Water Reset_A_Achievable Technical Potential | F7 | Industrial | Wood and Lumber Products | Existing | Process | Natural Gas | Gas Boiler - Hot Water Reset | A | Incremental Energy Savings (MWh or mTherms) | Achievable Technical Potential | 0 | 0 | 0.084259 | 0.10167 | 0.12227 | 0.13949 | 0.15637 | 0.17966 | 0.19369 | 0.19446 | 0.18009 | 0.15214 | 0.1157 | 0.075252 | 0.042941 | 0.020319 | 0.0084483 | 0.0030191 | 0.00092678 | 0.00019851 | 3.2068e-05 | 3.7828e-06
F8_Industrial_Wood and Lumber Products_Existing_Process_Natural Gas_Gas Boiler - Hot Water Reset_A_Achievable Technical Potential | F8 | Industrial | Wood and Lumber Products | Existing | Process | Natural Gas | Gas Boiler - Hot Water Reset | A | Incremental Summer Peak Savings (MW) | Achievable Technical Potential | 0 | 0 | 0 | 0 | 0 | 0 | 0 | 0 | 0 | 0 | 0 | 0 | 0 | 0 | 0 | 0 | 0 | 0 | 0 | 0 | 0 | 0
F9_Industrial_Wood and Lumber Products_Existing_Process_Natural Gas_Gas Boiler - Hot Water Reset_A_Achievable Technical Potential | F9 | Industrial | Wood and Lumber Products | Existing | Process | Natural Gas | Gas Boiler - Hot Water Reset | A | Incremental Winter Peak Savings (MW) | Achievable Technical Potential | 0 | 0 | 0 | 0 | 0 | 0 | 0 | 0 | 0 | 0 | 0 | 0 | 0 | 0 | 0 | 0 | 0 | 0 | 0 | 0 | 0 | 0
F10_Industrial_Wood and Lumber Products_Existing_Process_Natural Gas_Gas Boiler - Hot Water Reset_A_Achievable Technical Potential | F10 | Industrial | Wood and Lumber Products | Existing | Process | Natural Gas | Gas Boiler - Hot Water Reset | A | Cumulative Energy Savings (MWh or mTherms) | Achievable Technical Potential | 0 | 0 | 0.084259 | 0.18593 | 0.30821 | 0.4477 | 0.60406 | 0.78372 | 0.97741 | 1.1719 | 1.352 | 1.5041 | 1.6198 | 1.695 | 1.738 | 1.7583 | 1.7668 | 1.7698 | 1.7707 | 1.7709 | 1.7709 | 1.7709
F11_Industrial_Wood and Lumber Products_Existing_Process_Natural Gas_Gas Boiler - Hot Water Reset_A_Achievable Technical Potential | F11 | Industrial | Wood and Lumber Products | Existing | Process | Natural Gas | Gas Boiler - Hot Water Reset | A | Cumulative Summer Peak Savings (MW) | Achievable Technical Potential | 0 | 0 | 0 | 0 | 0 | 0 | 0 | 0 | 0 | 0 | 0 | 0 | 0 | 0 | 0 | 0 | 0 | 0 | 0 | 0 | 0 | 0
F12_Industrial_Wood and Lumber Products_Existing_Process_Natural Gas_Gas Boiler - Hot Water Reset_A_Achievable Technical Potential | F12 | Industrial | Wood and Lumber Products | Existing | Process | Natural Gas | Gas Boiler - Hot Water Reset | A | Cumulative Winter Peak Savings (MW) | Achievable Technical Potential | 0 | 0 | 0 | 0 | 0 | 0 | 0 | 0 | 0 | 0 | 0 | 0 | 0 | 0 | 0 | 0 | 0 | 0 | 0 | 0 | 0 | 0
F13_Industrial_Wood and Lumber Products_Existing_Process_Natural Gas_Gas Boiler - Hot Water Reset_A_Achievable Technical Potential | F13 | Industrial | Wood and Lumber Products | Existing | Process | Natural Gas | Gas Boiler - Hot Water Reset | A | Purchases (Incremental) | Achievable Technical Potential | 0 | 0 | 7.3253 | 8.8392 | 10.6301 | 12.1271 | 13.5941 | 15.6191 | 16.8389 | 16.9056 | 15.6568 | 13.2263 | 10.0586 | 6.5422 | 3.7332 | 1.7665 | 0.73447 | 0.26248 | 0.080572 | 0.017258 | 0.0027879 | 0.00032887
F14_Industrial_Wood and Lumber Products_Existing_Process_Natural Gas_Gas Boiler - Hot Water Reset_A_Achievable Technical Potential | F14 | Industrial | Wood and Lumber Products | Existing | Process | Natural Gas | Gas Boiler - Hot Water Reset | A | Purchases (Cumulative) | Achievable Technical Potential | 0 | 0 | 7.3253 | 16.1645 | 26.7947 | 38.9218 | 52.5159 | 68.1349 | 84.9739 | 101.8794 | 117.5362 | 130.7625 | 140.8211 | 147.3634 | 151.0966 | 152.8631 | 153.5975 | 153.86 | 153.9406 | 153.9578 | 153.9606 | 153.961
F1_Industrial_Wood and Lumber Products_Existing_Space Heating_Natural Gas_Steam Trap Maintenance_A_Achievable Technical Potential | F1 | Industrial | Wood and Lumber Products | Existing | Space Heating | Natural Gas | Steam Trap Maintenance | A | Original Unit Energy Savings (kWh or therms) | Achievable Technical Potential | 0 | 0 | 1.1511 | 1.1483 | 1.1454 | 1.1427 | 1.14 | 1.1374 | 1.1348 | 1.1324 | 1.13 | 1.1278 | 1.1256 | 1.1235 | 1.1216 | 1.1197 | 1.118 | 1.1164 | 1.1148 | 1.1134 | 1.1121 | 1.111
F2_Industrial_Wood and Lumber Products_Existing_Space Heating_Natural Gas_Steam Trap Maintenance_A_Achievable Technical Potential | F2 | Industrial | Wood and Lumber Products | Existing | Space Heating | Natural Gas | Steam Trap Maintenance | A | Original Unit Summer Peak Savings (kW) | Achievable Technical Potential | 0 | 0 | 0 | 0 | 0 | 0 | 0 | 0 | 0 | 0 | 0 | 0 | 0 | 0 | 0 | 0 | 0 | 0 | 0 | 0 | 0 | 0
F3_Industrial_Wood and Lumber Products_Existing_Space Heating_Natural Gas_Steam Trap Maintenance_A_Achievable Technical Potential | F3 | Industrial | Wood and Lumber Products | Existing | Space Heating | Natural Gas | Steam Trap Maintenance | A | Original Unit Winter Peak Savings (kW) | Achievable Technical Potential | 0 | 0 | 0 | 0 | 0 | 0 | 0 | 0 | 0 | 0 | 0 | 0 | 0 | 0 | 0 | 0 | 0 | 0 | 0 | 0 | 0 | 0
F4_Industrial_Wood and Lumber Products_Existing_Space Heating_Natural Gas_Steam Trap Maintenance_A_Achievable Technical Potential | F4 | Industrial | Wood and Lumber Products | Existing | Space Heating | Natural Gas | Steam Trap Maintenance | A | Standalone Impact on Baseline Energy (%) | Achievable Technical Potential | 0% | 0% | 0.00146% | 0.002944% | 0.004455% | 0.005992% | 0.007556% | 0.009147% | 0.01077% | 0.01241% | 0.01409% | 0.01579% | 0.01753% | 0.01929% | 0.02108% | 0.02291% | 0.02477% | 0.02665% | 0.02858% | 0.03053% | 0.03252% | 0.03455%
F5_Industrial_Wood and Lumber Products_Existing_Space Heating_Natural Gas_Steam Trap Maintenance_A_Achievable Technical Potential | F5 | Industrial | Wood and Lumber Products | Existing | Space Heating | Natural Gas | Steam Trap Maintenance | A | Standalone Impact on Baseline Summer Peak (%) | Achievable Technical Potential | bar: 2019 to 2040
F6_Industrial_Wood and Lumber Products_Existing_Space Heating_Natural Gas_Steam Trap Maintenance_A_Achievable Technical Potential | F6 | Industrial | Wood and Lumber Products | Existing | Space Heating | Natural Gas | Steam Trap Maintenance | A | Standalone Impact on Baseline Winter Peak (%) | Achievable Technical Potential | bar: 2019 to 2040
F7_Industrial_Wood and Lumber Products_Existing_Space Heating_Natural Gas_Steam Trap Maintenance_A_Achievable Technical Potential | F7 | Industrial | Wood and Lumber Products | Existing | Space Heating | Natural Gas | Steam Trap Maintenance | A | Incremental Energy Savings (MWh or mTherms) | Achievable Technical Potential | 0 | 0 | 0.0013674 | 0.0013404 | 0.001314 | 0.0012883 | 0.0012631 | 0.0012385 | 0.0012144 | 0.0011909 | 0.0011679 | 0.0011455 | 0.0011236 | 0.0011022 | 0.0010813 | 0.0010609 | 0.001041 | 0.0010215 | 0.0010026 | 0.00098404 | 0.00096595 | 0.0009483
F8_Industrial_Wood and Lumber Products_Existing_Space Heating_Natural Gas_Steam Trap Maintenance_A_Achievable Technical Potential | F8 | Industrial | Wood and Lumber Products | Existing | Space Heating | Natural Gas | Steam Trap Maintenance | A | Incremental Summer Peak Savings (MW) | Achievable Technical Potential | 0 | 0 | 0 | 0 | 0 | 0 | 0 | 0 | 0 | 0 | 0 | 0 | 0 | 0 | 0 | 0 | 0 | 0 | 0 | 0 | 0 | 0
F9_Industrial_Wood and Lumber Products_Existing_Space Heating_Natural Gas_Steam Trap Maintenance_A_Achievable Technical Potential | F9 | Industrial | Wood and Lumber Products | Existing | Space Heating | Natural Gas | Steam Trap Maintenance | A | Incremental Winter Peak Savings (MW) | Achievable Technical Potential | 0 | 0 | 0 | 0 | 0 | 0 | 0 | 0 | 0 | 0 | 0 | 0 | 0 | 0 | 0 | 0 | 0 | 0 | 0 | 0 | 0 | 0
F10_Industrial_Wood and Lumber Products_Existing_Space Heating_Natural Gas_Steam Trap Maintenance_A_Achievable Technical Potential | F10 | Industrial | Wood and Lumber Products | Existing | Space Heating | Natural Gas | Steam Trap Maintenance | A | Cumulative Energy Savings (MWh or mTherms) | Achievable Technical Potential | 0 | 0 | 0.0013674 | 0.0027043 | 0.0040117 | 0.0052903 | 0.0065409 | 0.0077644 | 0.0089615 | 0.010133 | 0.01128 | 0.012403 | 0.013503 | 0.01458 | 0.015636 | 0.016671 | 0.017686 | 0.018682 | 0.019659 | 0.020618 | 0.02156 | 0.022486
F11_Industrial_Wood and Lumber Products_Existing_Space Heating_Natural Gas_Steam Trap Maintenance_A_Achievable Technical Potential | F11 | Industrial | Wood and Lumber Products | Existing | Space Heating | Natural Gas | Steam Trap Maintenance | A | Cumulative Summer Peak Savings (MW) | Achievable Technical Potential | 0 | 0 | 0 | 0 | 0 | 0 | 0 | 0 | 0 | 0 | 0 | 0 | 0 | 0 | 0 | 0 | 0 | 0 | 0 | 0 | 0 | 0
F12_Industrial_Wood and Lumber Products_Existing_Space Heating_Natural Gas_Steam Trap Maintenance_A_Achievable Technical Potential | F12 | Industrial | Wood and Lumber Products | Existing | Space Heating | Natural Gas | Steam Trap Maintenance | A | Cumulative Winter Peak Savings (MW) | Achievable Technical Potential | 0 | 0 | 0 | 0 | 0 | 0 | 0 | 0 | 0 | 0 | 0 | 0 | 0 | 0 | 0 | 0 | 0 | 0 | 0 | 0 | 0 | 0
F13_Industrial_Wood and Lumber Products_Existing_Space Heating_Natural Gas_Steam Trap Maintenance_A_Achievable Technical Potential | F13 | Industrial | Wood and Lumber Products | Existing | Space Heating | Natural Gas | Steam Trap Maintenance | A | Purchases (Incremental) | Achievable Technical Potential | 0 | 0 | 1.1878 | 1.1673 | 1.1472 | 1.1274 | 1.108 | 1.0889 | 1.0701 | 1.0517 | 1.0335 | 1.0157 | 0.9982 | 0.98099 | 0.96408 | 0.94746 | 0.93112 | 0.91507 | 0.89929 | 0.88379 | 0.86855 | 0.85357
F14_Industrial_Wood and Lumber Products_Existing_Space Heating_Natural Gas_Steam Trap Maintenance_A_Achievable Technical Potential | F14 | Industrial | Wood and Lumber Products | Existing | Space Heating | Natural Gas | Steam Trap Maintenance | A | Purchases (Cumulative) | Achievable Technical Potential | 0 | 0 | 1.1878 | 2.3552 | 3.5024 | 4.6298 | 5.7378 | 6.8267 | 7.8968 | 8.9485 | 9.982 | 10.9977 | 11.9959 | 12.9769 | 13.941 | 14.8885 | 15.8196 | 16.7347 | 17.6339 | 18.5177 | 19.3863 | 20.2399
F1_Industrial_Wood and Lumber Products_Existing_Process_Natural Gas_Steam Trap Maintenance_A_Achievable Technical Potential | F1 | Industrial | Wood and Lumber Products | Existing | Process | Natural Gas | Steam Trap Maintenance | A | Original Unit Energy Savings (kWh or therms) | Achievable Technical Potential | 0 | 0 | 8.1272 | 8.1272 | 8.1272 | 8.1272 | 8.1272 | 8.1272 | 8.1272 | 8.1272 | 8.1272 | 8.1272 | 8.1272 | 8.1272 | 8.1272 | 8.1272 | 8.1272 | 8.1272 | 8.1272 | 8.1272 | 8.1272 | 8.1272
F2_Industrial_Wood and Lumber Products_Existing_Process_Natural Gas_Steam Trap Maintenance_A_Achievable Technical Potential | F2 | Industrial | Wood and Lumber Products | Existing | Process | Natural Gas | Steam Trap Maintenance | A | Original Unit Summer Peak Savings (kW) | Achievable Technical Potential | 0 | 0 | 0 | 0 | 0 | 0 | 0 | 0 | 0 | 0 | 0 | 0 | 0 | 0 | 0 | 0 | 0 | 0 | 0 | 0 | 0 | 0
F3_Industrial_Wood and Lumber Products_Existing_Process_Natural Gas_Steam Trap Maintenance_A_Achievable Technical Potential | F3 | Industrial | Wood and Lumber Products | Existing | Process | Natural Gas | Steam Trap Maintenance | A | Original Unit Winter Peak Savings (kW) | Achievable Technical Potential | 0 | 0 | 0 | 0 | 0 | 0 | 0 | 0 | 0 | 0 | 0 | 0 | 0 | 0 | 0 | 0 | 0 | 0 | 0 | 0 | 0 | 0
F4_Industrial_Wood and Lumber Products_Existing_Process_Natural Gas_Steam Trap Maintenance_A_Achievable Technical Potential | F4 | Industrial | Wood and Lumber Products | Existing | Process | Natural Gas | Steam Trap Maintenance | A | Standalone Impact on Baseline Energy (%) | Achievable Technical Potential | 0% | 0% | 0.004981% | 0.01005% | 0.01521% | 0.02045% | 0.02579% | 0.03123% | 0.03676% | 0.04238% | 0.04811% | 0.05393% | 0.05986% | 0.06589% | 0.07203% | 0.07827% | 0.08463% | 0.09109% | 0.09767% | 0.1044% | 0.1112% | 0.1181%
F5_Industrial_Wood and Lumber Products_Existing_Process_Natural Gas_Steam Trap Maintenance_A_Achievable Technical Potential | F5 | Industrial | Wood and Lumber Products | Existing | Process | Natural Gas | Steam Trap Maintenance | A | Standalone Impact on Baseline Summer Peak (%) | Achievable Technical Potential | bar: 2019 to 2040
F6_Industrial_Wood and Lumber Products_Existing_Process_Natural Gas_Steam Trap Maintenance_A_Achievable Technical Potential | F6 | Industrial | Wood and Lumber Products | Existing | Process | Natural Gas | Steam Trap Maintenance | A | Standalone Impact on Baseline Winter Peak (%) | Achievable Technical Potential | bar: 2019 to 2040
F7_Industrial_Wood and Lumber Products_Existing_Process_Natural Gas_Steam Trap Maintenance_A_Achievable Technical Potential | F7 | Industrial | Wood and Lumber Products | Existing | Process | Natural Gas | Steam Trap Maintenance | A | Incremental Energy Savings (MWh or mTherms) | Achievable Technical Potential | 0 | 0 | 0.033228 | 0.032655 | 0.032092 | 0.031539 | 0.030995 | 0.030461 | 0.029936 | 0.02942 | 0.028912 | 0.028414 | 0.027924 | 0.027443 | 0.026969 | 0.026504 | 0.026047 | 0.025598 | 0.025157 | 0.024723 | 0.024297 | 0.023878
F8_Industrial_Wood and Lumber Products_Existing_Process_Natural Gas_Steam Trap Maintenance_A_Achievable Technical Potential | F8 | Industrial | Wood and Lumber Products | Existing | Process | Natural Gas | Steam Trap Maintenance | A | Incremental Summer Peak Savings (MW) | Achievable Technical Potential | 0 | 0 | 0 | 0 | 0 | 0 | 0 | 0 | 0 | 0 | 0 | 0 | 0 | 0 | 0 | 0 | 0 | 0 | 0 | 0 | 0 | 0
F9_Industrial_Wood and Lumber Products_Existing_Process_Natural Gas_Steam Trap Maintenance_A_Achievable Technical Potential | F9 | Industrial | Wood and Lumber Products | Existing | Process | Natural Gas | Steam Trap Maintenance | A | Incremental Winter Peak Savings (MW) | Achievable Technical Potential | 0 | 0 | 0 | 0 | 0 | 0 | 0 | 0 | 0 | 0 | 0 | 0 | 0 | 0 | 0 | 0 | 0 | 0 | 0 | 0 | 0 | 0
F10_Industrial_Wood and Lumber Products_Existing_Process_Natural Gas_Steam Trap Maintenance_A_Achievable Technical Potential | F10 | Industrial | Wood and Lumber Products | Existing | Process | Natural Gas | Steam Trap Maintenance | A | Cumulative Energy Savings (MWh or mTherms) | Achievable Technical Potential | 0 | 0 | 0.033228 | 0.065884 | 0.097976 | 0.12952 | 0.16051 | 0.19097 | 0.22091 | 0.25033 | 0.27924 | 0.30765 | 0.33558 | 0.36302 | 0.38999 | 0.41649 | 0.44254 | 0.46814 | 0.4933 | 0.51802 | 0.54232 | 0.56619
F11_Industrial_Wood and Lumber Products_Existing_Process_Natural Gas_Steam Trap Maintenance_A_Achievable Technical Potential | F11 | Industrial | Wood and Lumber Products | Existing | Process | Natural Gas | Steam Trap Maintenance | A | Cumulative Summer Peak Savings (MW) | Achievable Technical Potential | 0 | 0 | 0 | 0 | 0 | 0 | 0 | 0 | 0 | 0 | 0 | 0 | 0 | 0 | 0 | 0 | 0 | 0 | 0 | 0 | 0 | 0
F12_Industrial_Wood and Lumber Products_Existing_Process_Natural Gas_Steam Trap Maintenance_A_Achievable Technical Potential | F12 | Industrial | Wood and Lumber Products | Existing | Process | Natural Gas | Steam Trap Maintenance | A | Cumulative Winter Peak Savings (MW) | Achievable Technical Potential | 0 | 0 | 0 | 0 | 0 | 0 | 0 | 0 | 0 | 0 | 0 | 0 | 0 | 0 | 0 | 0 | 0 | 0 | 0 | 0 | 0 | 0
F13_Industrial_Wood and Lumber Products_Existing_Process_Natural Gas_Steam Trap Maintenance_A_Achievable Technical Potential | F13 | Industrial | Wood and Lumber Products | Existing | Process | Natural Gas | Steam Trap Maintenance | A | Purchases (Incremental) | Achievable Technical Potential | 0 | 0 | 4.0885 | 4.018 | 3.9488 | 3.8807 | 3.8138 | 3.748 | 3.6834 | 3.6199 | 3.5575 | 3.4961 | 3.4359 | 3.3766 | 3.3184 | 3.2612 | 3.205 | 3.1497 | 3.0954 | 3.042 | 2.9896 | 2.938
F14_Industrial_Wood and Lumber Products_Existing_Process_Natural Gas_Steam Trap Maintenance_A_Achievable Technical Potential | F14 | Industrial | Wood and Lumber Products | Existing | Process | Natural Gas | Steam Trap Maintenance | A | Purchases (Cumulative) | Achievable Technical Potential | 0 | 0 | 4.0885 | 8.1066 | 12.0554 | 15.936 | 19.7498 | 23.4978 | 27.1812 | 30.8011 | 34.3586 | 37.8548 | 41.2906 | 44.6673 | 47.9857 | 51.2469 | 54.4519 | 57.6016 | 60.697 | 63.739 | 66.7286 | 69.6667
F1_Industrial_Wood and Lumber Products_Existing_Space Heating_Natural Gas_Gas Boiler - High Turndown_A_Achievable Technical Potential | F1 | Industrial | Wood and Lumber Products | Existing | Space Heating | Natural Gas | Gas Boiler - High Turndown | A | Original Unit Energy Savings (kWh or therms) | Achievable Technical Potential | 0 | 0 | 1.2219 | 1.2189 | 1.2159 | 1.2129 | 1.2101 | 1.2073 | 1.2046 | 1.202 | 1.1995 | 1.1971 | 1.1948 | 1.1926 | 1.1905 | 1.1886 | 1.1867 | 1.185 | 1.1834 | 1.1819 | 1.1805 | 1.1793
F2_Industrial_Wood and Lumber Products_Existing_Space Heating_Natural Gas_Gas Boiler - High Turndown_A_Achievable Technical Potential | F2 | Industrial | Wood and Lumber Products | Existing | Space Heating | Natural Gas | Gas Boiler - High Turndown | A | Original Unit Summer Peak Savings (kW) | Achievable Technical Potential | 0 | 0 | 0 | 0 | 0 | 0 | 0 | 0 | 0 | 0 | 0 | 0 | 0 | 0 | 0 | 0 | 0 | 0 | 0 | 0 | 0 | 0
F3_Industrial_Wood and Lumber Products_Existing_Space Heating_Natural Gas_Gas Boiler - High Turndown_A_Achievable Technical Potential | F3 | Industrial | Wood and Lumber Products | Existing | Space Heating | Natural Gas | Gas Boiler - High Turndown | A | Original Unit Winter Peak Savings (kW) | Achievable Technical Potential | 0 | 0 | 0 | 0 | 0 | 0 | 0 | 0 | 0 | 0 | 0 | 0 | 0 | 0 | 0 | 0 | 0 | 0 | 0 | 0 | 0 | 0
F4_Industrial_Wood and Lumber Products_Existing_Space Heating_Natural Gas_Gas Boiler - High Turndown_A_Achievable Technical Potential | F4 | Industrial | Wood and Lumber Products | Existing | Space Heating | Natural Gas | Gas Boiler - High Turndown | A | Standalone Impact on Baseline Energy (%) | Achievable Technical Potential | 0% | 0% | 0.004236% | 0.008546% | 0.01293% | 0.01739% | 0.02193% | 0.02613% | 0.02963% | 0.03259% | 0.03511% | 0.03728% | 0.03918% | 0.04086% | 0.04237% | 0.04375% | 0.04502% | 0.04621% | 0.04702% | 0.04785% | 0.04868% | 0.04954%
F5_Industrial_Wood and Lumber Products_Existing_Space Heating_Natural Gas_Gas Boiler - High Turndown_A_Achievable Technical Potential | F5 | Industrial | Wood and Lumber Products | Existing | Space Heating | Natural Gas | Gas Boiler - High Turndown | A | Standalone Impact on Baseline Summer Peak (%) | Achievable Technical Potential | bar: 2019 to 2040
F6_Industrial_Wood and Lumber Products_Existing_Space Heating_Natural Gas_Gas Boiler - High Turndown_A_Achievable Technical Potential | F6 | Industrial | Wood and Lumber Products | Existing | Space Heating | Natural Gas | Gas Boiler - High Turndown | A | Standalone Impact on Baseline Winter Peak (%) | Achievable Technical Potential | bar: 2019 to 2040
F7_Industrial_Wood and Lumber Products_Existing_Space Heating_Natural Gas_Gas Boiler - High Turndown_A_Achievable Technical Potential | F7 | Industrial | Wood and Lumber Products | Existing | Space Heating | Natural Gas | Gas Boiler - High Turndown | A | Incremental Energy Savings (MWh or mTherms) | Achievable Technical Potential | 0 | 0 | 0.0039687 | 0.0038905 | 0.003814 | 0.0037392 | 0.0036661 | 0.0032351 | 0.0025378 | 0.001991 | 0.0015621 | 0.0012256 | 0.00096176 | 0.00075476 | 0.00059236 | 0.00046495 | 0.00036498 | 0.00028653 | 1.918e-06 | 6.7236e-07 | 2.25e-07 | 7.2029e-08
F8_Industrial_Wood and Lumber Products_Existing_Space Heating_Natural Gas_Gas Boiler - High Turndown_A_Achievable Technical Potential | F8 | Industrial | Wood and Lumber Products | Existing | Space Heating | Natural Gas | Gas Boiler - High Turndown | A | Incremental Summer Peak Savings (MW) | Achievable Technical Potential | 0 | 0 | 0 | 0 | 0 | 0 | 0 | 0 | 0 | 0 | 0 | 0 | 0 | 0 | 0 | 0 | 0 | 0 | 0 | 0 | 0 | 0
F9_Industrial_Wood and Lumber Products_Existing_Space Heating_Natural Gas_Gas Boiler - High Turndown_A_Achievable Technical Potential | F9 | Industrial | Wood and Lumber Products | Existing | Space Heating | Natural Gas | Gas Boiler - High Turndown | A | Incremental Winter Peak Savings (MW) | Achievable Technical Potential | 0 | 0 | 0 | 0 | 0 | 0 | 0 | 0 | 0 | 0 | 0 | 0 | 0 | 0 | 0 | 0 | 0 | 0 | 0 | 0 | 0 | 0
F10_Industrial_Wood and Lumber Products_Existing_Space Heating_Natural Gas_Gas Boiler - High Turndown_A_Achievable Technical Potential | F10 | Industrial | Wood and Lumber Products | Existing | Space Heating | Natural Gas | Gas Boiler - High Turndown | A | Cumulative Energy Savings (MWh or mTherms) | Achievable Technical Potential | 0 | 0 | 0.0039687 | 0.0078493 | 0.011644 | 0.015355 | 0.018985 | 0.022177 | 0.024665 | 0.026603 | 0.02811 | 0.029279 | 0.030185 | 0.030884 | 0.031423 | 0.031836 | 0.032151 | 0.032391 | 0.032349 | 0.032309 | 0.032271 | 0.032237
F11_Industrial_Wood and Lumber Products_Existing_Space Heating_Natural Gas_Gas Boiler - High Turndown_A_Achievable Technical Potential | F11 | Industrial | Wood and Lumber Products | Existing | Space Heating | Natural Gas | Gas Boiler - High Turndown | A | Cumulative Summer Peak Savings (MW) | Achievable Technical Potential | 0 | 0 | 0 | 0 | 0 | 0 | 0 | 0 | 0 | 0 | 0 | 0 | 0 | 0 | 0 | 0 | 0 | 0 | 0 | 0 | 0 | 0
F12_Industrial_Wood and Lumber Products_Existing_Space Heating_Natural Gas_Gas Boiler - High Turndown_A_Achievable Technical Potential | F12 | Industrial | Wood and Lumber Products | Existing | Space Heating | Natural Gas | Gas Boiler - High Turndown | A | Cumulative Winter Peak Savings (MW) | Achievable Technical Potential | 0 | 0 | 0 | 0 | 0 | 0 | 0 | 0 | 0 | 0 | 0 | 0 | 0 | 0 | 0 | 0 | 0 | 0 | 0 | 0 | 0 | 0
F13_Industrial_Wood and Lumber Products_Existing_Space Heating_Natural Gas_Gas Boiler - High Turndown_A_Achievable Technical Potential | F13 | Industrial | Wood and Lumber Products | Existing | Space Heating | Natural Gas | Gas Boiler - High Turndown | A | Purchases (Incremental) | Achievable Technical Potential | 0 | 0 | 3.2479 | 3.1919 | 3.1369 | 3.0828 | 3.0297 | 2.6797 | 2.1068 | 1.6564 | 1.3022 | 1.0238 | 0.80495 | 0.63286 | 0.49756 | 0.39118 | 0.30755 | 0.2418 | 0.0016208 | 0.00056888 | 0.00019059 | 6.1078e-05
F14_Industrial_Wood and Lumber Products_Existing_Space Heating_Natural Gas_Gas Boiler - High Turndown_A_Achievable Technical Potential | F14 | Industrial | Wood and Lumber Products | Existing | Space Heating | Natural Gas | Gas Boiler - High Turndown | A | Purchases (Cumulative) | Achievable Technical Potential | 0 | 0 | 3.2479 | 6.4399 | 9.5768 | 12.6596 | 15.6892 | 18.3689 | 20.4757 | 22.1321 | 23.4343 | 24.4582 | 25.2631 | 25.896 | 26.3935 | 26.7847 | 27.0923 | 27.3341 | 27.3357 | 27.3362 | 27.3364 | 27.3365
F1_Industrial_Wood and Lumber Products_Existing_Process_Natural Gas_Gas Boiler - High Turndown_A_Achievable Technical Potential | F1 | Industrial | Wood and Lumber Products | Existing | Process | Natural Gas | Gas Boiler - High Turndown | A | Original Unit Energy Savings (kWh or therms) | Achievable Technical Potential | 0 | 0 | 8.6269 | 8.6269 | 8.6269 | 8.6269 | 8.6269 | 8.6269 | 8.6269 | 8.6269 | 8.6269 | 8.6269 | 8.6269 | 8.6269 | 8.6269 | 8.6269 | 8.6269 | 8.6269 | 8.6269 | 8.6269 | 8.6269 | 8.6269
F2_Industrial_Wood and Lumber Products_Existing_Process_Natural Gas_Gas Boiler - High Turndown_A_Achievable Technical Potential | F2 | Industrial | Wood and Lumber Products | Existing | Process | Natural Gas | Gas Boiler - High Turndown | A | Original Unit Summer Peak Savings (kW) | Achievable Technical Potential | 0 | 0 | 0 | 0 | 0 | 0 | 0 | 0 | 0 | 0 | 0 | 0 | 0 | 0 | 0 | 0 | 0 | 0 | 0 | 0 | 0 | 0
F3_Industrial_Wood and Lumber Products_Existing_Process_Natural Gas_Gas Boiler - High Turndown_A_Achievable Technical Potential | F3 | Industrial | Wood and Lumber Products | Existing | Process | Natural Gas | Gas Boiler - High Turndown | A | Original Unit Winter Peak Savings (kW) | Achievable Technical Potential | 0 | 0 | 0 | 0 | 0 | 0 | 0 | 0 | 0 | 0 | 0 | 0 | 0 | 0 | 0 | 0 | 0 | 0 | 0 | 0 | 0 | 0
F4_Industrial_Wood and Lumber Products_Existing_Process_Natural Gas_Gas Boiler - High Turndown_A_Achievable Technical Potential | F4 | Industrial | Wood and Lumber Products | Existing | Process | Natural Gas | Gas Boiler - High Turndown | A | Standalone Impact on Baseline Energy (%) | Achievable Technical Potential | 0% | 0% | 0.01446% | 0.02917% | 0.04414% | 0.05937% | 0.07487% | 0.08919% | 0.1012% | 0.1113% | 0.1199% | 0.1273% | 0.1338% | 0.1396% | 0.1447% | 0.1495% | 0.1538% | 0.1579% | 0.1607% | 0.1635% | 0.1664% | 0.1693%
F5_Industrial_Wood and Lumber Products_Existing_Process_Natural Gas_Gas Boiler - High Turndown_A_Achievable Technical Potential | F5 | Industrial | Wood and Lumber Products | Existing | Process | Natural Gas | Gas Boiler - High Turndown | A | Standalone Impact on Baseline Summer Peak (%) | Achievable Technical Potential | bar: 2019 to 2040
F6_Industrial_Wood and Lumber Products_Existing_Process_Natural Gas_Gas Boiler - High Turndown_A_Achievable Technical Potential | F6 | Industrial | Wood and Lumber Products | Existing | Process | Natural Gas | Gas Boiler - High Turndown | A | Standalone Impact on Baseline Winter Peak (%) | Achievable Technical Potential | bar: 2019 to 2040
F7_Industrial_Wood and Lumber Products_Existing_Process_Natural Gas_Gas Boiler - High Turndown_A_Achievable Technical Potential | F7 | Industrial | Wood and Lumber Products | Existing | Process | Natural Gas | Gas Boiler - High Turndown | A | Incremental Energy Savings (MWh or mTherms) | Achievable Technical Potential | 0 | 0 | 0.096445 | 0.094782 | 0.093148 | 0.091542 | 0.089963 | 0.079571 | 0.062559 | 0.049185 | 0.038669 | 0.030402 | 0.023902 | 0.018792 | 0.014775 | 0.011616 | 0.0091324 | 0.00718 | 4.8129e-05 | 1.6892e-05 | 5.6595e-06 | 1.8137e-06
F8_Industrial_Wood and Lumber Products_Existing_Process_Natural Gas_Gas Boiler - High Turndown_A_Achievable Technical Potential | F8 | Industrial | Wood and Lumber Products | Existing | Process | Natural Gas | Gas Boiler - High Turndown | A | Incremental Summer Peak Savings (MW) | Achievable Technical Potential | 0 | 0 | 0 | 0 | 0 | 0 | 0 | 0 | 0 | 0 | 0 | 0 | 0 | 0 | 0 | 0 | 0 | 0 | 0 | 0 | 0 | 0
F9_Industrial_Wood and Lumber Products_Existing_Process_Natural Gas_Gas Boiler - High Turndown_A_Achievable Technical Potential | F9 | Industrial | Wood and Lumber Products | Existing | Process | Natural Gas | Gas Boiler - High Turndown | A | Incremental Winter Peak Savings (MW) | Achievable Technical Potential | 0 | 0 | 0 | 0 | 0 | 0 | 0 | 0 | 0 | 0 | 0 | 0 | 0 | 0 | 0 | 0 | 0 | 0 | 0 | 0 | 0 | 0
F10_Industrial_Wood and Lumber Products_Existing_Process_Natural Gas_Gas Boiler - High Turndown_A_Achievable Technical Potential | F10 | Industrial | Wood and Lumber Products | Existing | Process | Natural Gas | Gas Boiler - High Turndown | A | Cumulative Energy Savings (MWh or mTherms) | Achievable Technical Potential | 0 | 0 | 0.096445 | 0.19123 | 0.28437 | 0.37592 | 0.46588 | 0.54545 | 0.60801 | 0.65719 | 0.69586 | 0.72627 | 0.75017 | 0.76896 | 0.78373 | 0.79535 | 0.80448 | 0.81166 | 0.81171 | 0.81173 | 0.81173 | 0.81174
F11_Industrial_Wood and Lumber Products_Existing_Process_Natural Gas_Gas Boiler - High Turndown_A_Achievable Technical Potential | F11 | Industrial | Wood and Lumber Products | Existing | Process | Natural Gas | Gas Boiler - High Turndown | A | Cumulative Summer Peak Savings (MW) | Achievable Technical Potential | 0 | 0 | 0 | 0 | 0 | 0 | 0 | 0 | 0 | 0 | 0 | 0 | 0 | 0 | 0 | 0 | 0 | 0 | 0 | 0 | 0 | 0
F12_Industrial_Wood and Lumber Products_Existing_Process_Natural Gas_Gas Boiler - High Turndown_A_Achievable Technical Potential | F12 | Industrial | Wood and Lumber Products | Existing | Process | Natural Gas | Gas Boiler - High Turndown | A | Cumulative Winter Peak Savings (MW) | Achievable Technical Potential | 0 | 0 | 0 | 0 | 0 | 0 | 0 | 0 | 0 | 0 | 0 | 0 | 0 | 0 | 0 | 0 | 0 | 0 | 0 | 0 | 0 | 0
F13_Industrial_Wood and Lumber Products_Existing_Process_Natural Gas_Gas Boiler - High Turndown_A_Achievable Technical Potential | F13 | Industrial | Wood and Lumber Products | Existing | Process | Natural Gas | Gas Boiler - High Turndown | A | Purchases (Incremental) | Achievable Technical Potential | 0 | 0 | 11.1796 | 10.9868 | 10.7974 | 10.6112 | 10.4283 | 9.2236 | 7.2517 | 5.7013 | 4.4824 | 3.5241 | 2.7707 | 2.1783 | 1.7126 | 1.3465 | 1.0586 | 0.83228 | 0.0055789 | 0.0019581 | 0.00065603 | 0.00021023
F14_Industrial_Wood and Lumber Products_Existing_Process_Natural Gas_Gas Boiler - High Turndown_A_Achievable Technical Potential | F14 | Industrial | Wood and Lumber Products | Existing | Process | Natural Gas | Gas Boiler - High Turndown | A | Purchases (Cumulative) | Achievable Technical Potential | 0 | 0 | 11.1796 | 22.1664 | 32.9637 | 43.575 | 54.0032 | 63.2268 | 70.4785 | 76.1798 | 80.6622 | 84.1863 | 86.957 | 89.1353 | 90.848 | 92.1944 | 93.253 | 94.0853 | 94.0909 | 94.0928 | 94.0935 | 94.0937
F1_Industrial_Wood and Lumber Products_Existing_Space Heating_Natural Gas_Gas Boiler - Burner Control Optimization_A_Achievable Technical Potential | F1 | Industrial | Wood and Lumber Products | Existing | Space Heating | Natural Gas | Gas Boiler - Burner Control Optimization | A | Original Unit Energy Savings (kWh or therms) | Achievable Technical Potential | 0 | 0 | 0.35436 | 0.35347 | 0.3526 | 0.35175 | 0.35092 | 0.35011 | 0.34933 | 0.34858 | 0.34786 | 0.34716 | 0.3465 | 0.34586 | 0.34526 | 0.34469 | 0.34415 | 0.34365 | 0.34318 | 0.34275 | 0.34235 | 0.34199
F2_Industrial_Wood and Lumber Products_Existing_Space Heating_Natural Gas_Gas Boiler - Burner Control Optimization_A_Achievable Technical Potential | F2 | Industrial | Wood and Lumber Products | Existing | Space Heating | Natural Gas | Gas Boiler - Burner Control Optimization | A | Original Unit Summer Peak Savings (kW) | Achievable Technical Potential | 0 | 0 | 0 | 0 | 0 | 0 | 0 | 0 | 0 | 0 | 0 | 0 | 0 | 0 | 0 | 0 | 0 | 0 | 0 | 0 | 0 | 0
F3_Industrial_Wood and Lumber Products_Existing_Space Heating_Natural Gas_Gas Boiler - Burner Control Optimization_A_Achievable Technical Potential | F3 | Industrial | Wood and Lumber Products | Existing | Space Heating | Natural Gas | Gas Boiler - Burner Control Optimization | A | Original Unit Winter Peak Savings (kW) | Achievable Technical Potential | 0 | 0 | 0 | 0 | 0 | 0 | 0 | 0 | 0 | 0 | 0 | 0 | 0 | 0 | 0 | 0 | 0 | 0 | 0 | 0 | 0 | 0
F4_Industrial_Wood and Lumber Products_Existing_Space Heating_Natural Gas_Gas Boiler - Burner Control Optimization_A_Achievable Technical Potential | F4 | Industrial | Wood and Lumber Products | Existing | Space Heating | Natural Gas | Gas Boiler - Burner Control Optimization | A | Standalone Impact on Baseline Energy (%) | Achievable Technical Potential | 0% | 0% | 0.0003314% | 0.000858% | 0.001915% | 0.003771% | 0.006672% | 0.01076% | 0.016% | 0.02217% | 0.0289% | 0.03575% | 0.0423% | 0.04822% | 0.05332% | 0.05757% | 0.06101% | 0.06379% | 0.06604% | 0.06792% | 0.06955% | 0.07107%
F5_Industrial_Wood and Lumber Products_Existing_Space Heating_Natural Gas_Gas Boiler - Burner Control Optimization_A_Achievable Technical Potential | F5 | Industrial | Wood and Lumber Products | Existing | Space Heating | Natural Gas | Gas Boiler - Burner Control Optimization | A | Standalone Impact on Baseline Summer Peak (%) | Achievable Technical Potential | bar: 2019 to 2040
F6_Industrial_Wood and Lumber Products_Existing_Space Heating_Natural Gas_Gas Boiler - Burner Control Optimization_A_Achievable Technical Potential | F6 | Industrial | Wood and Lumber Products | Existing | Space Heating | Natural Gas | Gas Boiler - Burner Control Optimization | A | Standalone Impact on Baseline Winter Peak (%) | Achievable Technical Potential | bar: 2019 to 2040
F7_Industrial_Wood and Lumber Products_Existing_Space Heating_Natural Gas_Gas Boiler - Burner Control Optimization_A_Achievable Technical Potential | F7 | Industrial | Wood and Lumber Products | Existing | Space Heating | Natural Gas | Gas Boiler - Burner Control Optimization | A | Incremental Energy Savings (MWh or mTherms) | Achievable Technical Potential | 0 | 0 | 0.00031047 | 0.00047841 | 0.000938 | 0.0016093 | 0.0024544 | 0.0033692 | 0.0042048 | 0.0048106 | 0.0050807 | 0.0049831 | 0.004562 | 0.0039157 | 0.0031636 | 0.0024142 | 0.0017455 | 0.001199 | 0.00078449 | 0.00048999 | 0.00029278 | 0.00019461
F8_Industrial_Wood and Lumber Products_Existing_Space Heating_Natural Gas_Gas Boiler - Burner Control Optimization_A_Achievable Technical Potential | F8 | Industrial | Wood and Lumber Products | Existing | Space Heating | Natural Gas | Gas Boiler - Burner Control Optimization | A | Incremental Summer Peak Savings (MW) | Achievable Technical Potential | 0 | 0 | 0 | 0 | 0 | 0 | 0 | 0 | 0 | 0 | 0 | 0 | 0 | 0 | 0 | 0 | 0 | 0 | 0 | 0 | 0 | 0
F9_Industrial_Wood and Lumber Products_Existing_Space Heating_Natural Gas_Gas Boiler - Burner Control Optimization_A_Achievable Technical Potential | F9 | Industrial | Wood and Lumber Products | Existing | Space Heating | Natural Gas | Gas Boiler - Burner Control Optimization | A | Incremental Winter Peak Savings (MW) | Achievable Technical Potential | 0 | 0 | 0 | 0 | 0 | 0 | 0 | 0 | 0 | 0 | 0 | 0 | 0 | 0 | 0 | 0 | 0 | 0 | 0 | 0 | 0 | 0
F10_Industrial_Wood and Lumber Products_Existing_Space Heating_Natural Gas_Gas Boiler - Burner Control Optimization_A_Achievable Technical Potential | F10 | Industrial | Wood and Lumber Products | Existing | Space Heating | Natural Gas | Gas Boiler - Burner Control Optimization | A | Cumulative Energy Savings (MWh or mTherms) | Achievable Technical Potential | 0 | 0 | 0.00031047 | 0.0007881 | 0.0017242 | 0.0033293 | 0.0057759 | 0.0091318 | 0.013316 | 0.018098 | 0.023141 | 0.028078 | 0.032586 | 0.036442 | 0.039542 | 0.041891 | 0.043572 | 0.044707 | 0.045431 | 0.045863 | 0.046103 | 0.046249
F11_Industrial_Wood and Lumber Products_Existing_Space Heating_Natural Gas_Gas Boiler - Burner Control Optimization_A_Achievable Technical Potential | F11 | Industrial | Wood and Lumber Products | Existing | Space Heating | Natural Gas | Gas Boiler - Burner Control Optimization | A | Cumulative Summer Peak Savings (MW) | Achievable Technical Potential | 0 | 0 | 0 | 0 | 0 | 0 | 0 | 0 | 0 | 0 | 0 | 0 | 0 | 0 | 0 | 0 | 0 | 0 | 0 | 0 | 0 | 0
F12_Industrial_Wood and Lumber Products_Existing_Space Heating_Natural Gas_Gas Boiler - Burner Control Optimization_A_Achievable Technical Potential | F12 | Industrial | Wood and Lumber Products | Existing | Space Heating | Natural Gas | Gas Boiler - Burner Control Optimization | A | Cumulative Winter Peak Savings (MW) | Achievable Technical Potential | 0 | 0 | 0 | 0 | 0 | 0 | 0 | 0 | 0 | 0 | 0 | 0 | 0 | 0 | 0 | 0 | 0 | 0 | 0 | 0 | 0 | 0
F13_Industrial_Wood and Lumber Products_Existing_Space Heating_Natural Gas_Gas Boiler - Burner Control Optimization_A_Achievable Technical Potential | F13 | Industrial | Wood and Lumber Products | Existing | Space Heating | Natural Gas | Gas Boiler - Burner Control Optimization | A | Purchases (Incremental) | Achievable Technical Potential | 0 | 0 | 0.87614 | 1.3535 | 2.6603 | 4.5752 | 6.9943 | 9.6232 | 12.0365 | 13.8005 | 14.6058 | 14.354 | 13.1661 | 11.3217 | 9.163 | 7.0039 | 5.0718 | 3.489 | 2.2859 | 1.4296 | 0.85519 | 0.56905
F14_Industrial_Wood and Lumber Products_Existing_Space Heating_Natural Gas_Gas Boiler - Burner Control Optimization_A_Achievable Technical Potential | F14 | Industrial | Wood and Lumber Products | Existing | Space Heating | Natural Gas | Gas Boiler - Burner Control Optimization | A | Purchases (Cumulative) | Achievable Technical Potential | 0 | 0 | 0.87614 | 2.2296 | 4.8899 | 9.4651 | 16.4594 | 26.0825 | 38.119 | 51.9195 | 66.5253 | 80.8793 | 94.0454 | 105.367 | 114.53 | 121.5339 | 126.6057 | 130.0947 | 132.3806 | 133.8102 | 134.6654 | 135.2345
F1_Industrial_Wood and Lumber Products_Existing_Process_Natural Gas_Gas Boiler - Burner Control Optimization_A_Achievable Technical Potential | F1 | Industrial | Wood and Lumber Products | Existing | Process | Natural Gas | Gas Boiler - Burner Control Optimization | A | Original Unit Energy Savings (kWh or therms) | Achievable Technical Potential | 0 | 0 | 2.5018 | 2.5018 | 2.5018 | 2.5018 | 2.5018 | 2.5018 | 2.5018 | 2.5018 | 2.5018 | 2.5018 | 2.5018 | 2.5018 | 2.5018 | 2.5018 | 2.5018 | 2.5018 | 2.5018 | 2.5018 | 2.5018 | 2.5018
F2_Industrial_Wood and Lumber Products_Existing_Process_Natural Gas_Gas Boiler - Burner Control Optimization_A_Achievable Technical Potential | F2 | Industrial | Wood and Lumber Products | Existing | Process | Natural Gas | Gas Boiler - Burner Control Optimization | A | Original Unit Summer Peak Savings (kW) | Achievable Technical Potential | 0 | 0 | 0 | 0 | 0 | 0 | 0 | 0 | 0 | 0 | 0 | 0 | 0 | 0 | 0 | 0 | 0 | 0 | 0 | 0 | 0 | 0
F3_Industrial_Wood and Lumber Products_Existing_Process_Natural Gas_Gas Boiler - Burner Control Optimization_A_Achievable Technical Potential | F3 | Industrial | Wood and Lumber Products | Existing | Process | Natural Gas | Gas Boiler - Burner Control Optimization | A | Original Unit Winter Peak Savings (kW) | Achievable Technical Potential | 0 | 0 | 0 | 0 | 0 | 0 | 0 | 0 | 0 | 0 | 0 | 0 | 0 | 0 | 0 | 0 | 0 | 0 | 0 | 0 | 0 | 0
F4_Industrial_Wood and Lumber Products_Existing_Process_Natural Gas_Gas Boiler - Burner Control Optimization_A_Achievable Technical Potential | F4 | Industrial | Wood and Lumber Products | Existing | Process | Natural Gas | Gas Boiler - Burner Control Optimization | A | Standalone Impact on Baseline Energy (%) | Achievable Technical Potential | 0% | 0% | 0.001131% | 0.002929% | 0.006536% | 0.01287% | 0.02278% | 0.03673% | 0.05462% | 0.0757% | 0.09869% | 0.1221% | 0.1445% | 0.1647% | 0.1822% | 0.1967% | 0.2085% | 0.218% | 0.2257% | 0.2322% | 0.2377% | 0.2429%
F5_Industrial_Wood and Lumber Products_Existing_Process_Natural Gas_Gas Boiler - Burner Control Optimization_A_Achievable Technical Potential | F5 | Industrial | Wood and Lumber Products | Existing | Process | Natural Gas | Gas Boiler - Burner Control Optimization | A | Standalone Impact on Baseline Summer Peak (%) | Achievable Technical Potential | bar: 2019 to 2040
F6_Industrial_Wood and Lumber Products_Existing_Process_Natural Gas_Gas Boiler - Burner Control Optimization_A_Achievable Technical Potential | F6 | Industrial | Wood and Lumber Products | Existing | Process | Natural Gas | Gas Boiler - Burner Control Optimization | A | Standalone Impact on Baseline Winter Peak (%) | Achievable Technical Potential | bar: 2019 to 2040
F7_Industrial_Wood and Lumber Products_Existing_Process_Natural Gas_Gas Boiler - Burner Control Optimization_A_Achievable Technical Potential | F7 | Industrial | Wood and Lumber Products | Existing | Process | Natural Gas | Gas Boiler - Burner Control Optimization | A | Incremental Energy Savings (MWh or mTherms) | Achievable Technical Potential | 0 | 0 | 0.0075447 | 0.011655 | 0.022908 | 0.039399 | 0.06023 | 0.082868 | 0.10365 | 0.11884 | 0.12578 | 0.12361 | 0.11338 | 0.097495 | 0.078905 | 0.060313 | 0.043675 | 0.030045 | 0.019685 | 0.012311 | 0.0073643 | 0.0049003
F8_Industrial_Wood and Lumber Products_Existing_Process_Natural Gas_Gas Boiler - Burner Control Optimization_A_Achievable Technical Potential | F8 | Industrial | Wood and Lumber Products | Existing | Process | Natural Gas | Gas Boiler - Burner Control Optimization | A | Incremental Summer Peak Savings (MW) | Achievable Technical Potential | 0 | 0 | 0 | 0 | 0 | 0 | 0 | 0 | 0 | 0 | 0 | 0 | 0 | 0 | 0 | 0 | 0 | 0 | 0 | 0 | 0 | 0
F9_Industrial_Wood and Lumber Products_Existing_Process_Natural Gas_Gas Boiler - Burner Control Optimization_A_Achievable Technical Potential | F9 | Industrial | Wood and Lumber Products | Existing | Process | Natural Gas | Gas Boiler - Burner Control Optimization | A | Incremental Winter Peak Savings (MW) | Achievable Technical Potential | 0 | 0 | 0 | 0 | 0 | 0 | 0 | 0 | 0 | 0 | 0 | 0 | 0 | 0 | 0 | 0 | 0 | 0 | 0 | 0 | 0 | 0
F10_Industrial_Wood and Lumber Products_Existing_Process_Natural Gas_Gas Boiler - Burner Control Optimization_A_Achievable Technical Potential | F10 | Industrial | Wood and Lumber Products | Existing | Process | Natural Gas | Gas Boiler - Burner Control Optimization | A | Cumulative Energy Savings (MWh or mTherms) | Achievable Technical Potential | 0 | 0 | 0.0075447 | 0.0192 | 0.042108 | 0.081507 | 0.14174 | 0.22461 | 0.32826 | 0.4471 | 0.57287 | 0.69648 | 0.80985 | 0.90735 | 0.98625 | 1.0466 | 1.0902 | 1.1203 | 1.14 | 1.1523 | 1.1596 | 1.1645
F11_Industrial_Wood and Lumber Products_Existing_Process_Natural Gas_Gas Boiler - Burner Control Optimization_A_Achievable Technical Potential | F11 | Industrial | Wood and Lumber Products | Existing | Process | Natural Gas | Gas Boiler - Burner Control Optimization | A | Cumulative Summer Peak Savings (MW) | Achievable Technical Potential | 0 | 0 | 0 | 0 | 0 | 0 | 0 | 0 | 0 | 0 | 0 | 0 | 0 | 0 | 0 | 0 | 0 | 0 | 0 | 0 | 0 | 0
F12_Industrial_Wood and Lumber Products_Existing_Process_Natural Gas_Gas Boiler - Burner Control Optimization_A_Achievable Technical Potential | F12 | Industrial | Wood and Lumber Products | Existing | Process | Natural Gas | Gas Boiler - Burner Control Optimization | A | Cumulative Winter Peak Savings (MW) | Achievable Technical Potential | 0 | 0 | 0 | 0 | 0 | 0 | 0 | 0 | 0 | 0 | 0 | 0 | 0 | 0 | 0 | 0 | 0 | 0 | 0 | 0 | 0 | 0
F13_Industrial_Wood and Lumber Products_Existing_Process_Natural Gas_Gas Boiler - Burner Control Optimization_A_Achievable Technical Potential | F13 | Industrial | Wood and Lumber Products | Existing | Process | Natural Gas | Gas Boiler - Burner Control Optimization | A | Purchases (Incremental) | Achievable Technical Potential | 0 | 0 | 3.0157 | 4.6587 | 9.1568 | 15.7481 | 24.0747 | 33.1235 | 41.4303 | 47.502 | 50.274 | 49.4072 | 45.3183 | 38.9698 | 31.5395 | 24.1078 | 17.4573 | 12.0095 | 7.8683 | 4.9207 | 2.9436 | 1.9587
F14_Industrial_Wood and Lumber Products_Existing_Process_Natural Gas_Gas Boiler - Burner Control Optimization_A_Achievable Technical Potential | F14 | Industrial | Wood and Lumber Products | Existing | Process | Natural Gas | Gas Boiler - Burner Control Optimization | A | Purchases (Cumulative) | Achievable Technical Potential | 0 | 0 | 3.0157 | 7.6745 | 16.8312 | 32.5794 | 56.6541 | 89.7775 | 131.2078 | 178.7098 | 228.9837 | 278.3909 | 323.7092 | 362.679 | 394.2185 | 418.3263 | 435.7836 | 447.7931 | 455.6613 | 460.5821 | 463.5257 | 465.4844
F1_Industrial_Wood and Lumber Products_Existing_Space Heating_Natural Gas_HVAC - Demand Controlled Ventilation_A_Achievable Technical Potential | F1 | Industrial | Wood and Lumber Products | Existing | Space Heating | Natural Gas | HVAC - Demand Controlled Ventilation | A | Original Unit Energy Savings (kWh or therms) | Achievable Technical Potential | 0 | 0 | 0.076632 | 0.076208 | 0.075785 | 0.075366 | 0.074954 | 0.074553 | 0.074165 | 0.073793 | 0.07344 | 0.073107 | 0.072794 | 0.072499 | 0.072221 | 0.07196 | 0.071715 | 0.071483 | 0.071266 | 0.071061 | 0.070868 | 0.070686
F2_Industrial_Wood and Lumber Products_Existing_Space Heating_Natural Gas_HVAC - Demand Controlled Ventilation_A_Achievable Technical Potential | F2 | Industrial | Wood and Lumber Products | Existing | Space Heating | Natural Gas | HVAC - Demand Controlled Ventilation | A | Original Unit Summer Peak Savings (kW) | Achievable Technical Potential | 0 | 0 | 0 | 0 | 0 | 0 | 0 | 0 | 0 | 0 | 0 | 0 | 0 | 0 | 0 | 0 | 0 | 0 | 0 | 0 | 0 | 0
F3_Industrial_Wood and Lumber Products_Existing_Space Heating_Natural Gas_HVAC - Demand Controlled Ventilation_A_Achievable Technical Potential | F3 | Industrial | Wood and Lumber Products | Existing | Space Heating | Natural Gas | HVAC - Demand Controlled Ventilation | A | Original Unit Winter Peak Savings (kW) | Achievable Technical Potential | 0 | 0 | 0 | 0 | 0 | 0 | 0 | 0 | 0 | 0 | 0 | 0 | 0 | 0 | 0 | 0 | 0 | 0 | 0 | 0 | 0 | 0
F4_Industrial_Wood and Lumber Products_Existing_Space Heating_Natural Gas_HVAC - Demand Controlled Ventilation_A_Achievable Technical Potential | F4 | Industrial | Wood and Lumber Products | Existing | Space Heating | Natural Gas | HVAC - Demand Controlled Ventilation | A | Standalone Impact on Baseline Energy (%) | Achievable Technical Potential | 0% | 0% | 0.04258% | 0.08564% | 0.1292% | 0.1732% | 0.2177% | 0.2628% | 0.3084% | 0.3545% | 0.4013% | 0.4487% | 0.4967% | 0.5455% | 0.595% | 0.6452% | 0.6962% | 0.748% | 0.8005% | 0.854% | 0.9083% | 0.9634%
F5_Industrial_Wood and Lumber Products_Existing_Space Heating_Natural Gas_HVAC - Demand Controlled Ventilation_A_Achievable Technical Potential | F5 | Industrial | Wood and Lumber Products | Existing | Space Heating | Natural Gas | HVAC - Demand Controlled Ventilation | A | Standalone Impact on Baseline Summer Peak (%) | Achievable Technical Potential | bar: 2019 to 2040
F6_Industrial_Wood and Lumber Products_Existing_Space Heating_Natural Gas_HVAC - Demand Controlled Ventilation_A_Achievable Technical Potential | F6 | Industrial | Wood and Lumber Products | Existing | Space Heating | Natural Gas | HVAC - Demand Controlled Ventilation | A | Standalone Impact on Baseline Winter Peak (%) | Achievable Technical Potential | bar: 2019 to 2040
F7_Industrial_Wood and Lumber Products_Existing_Space Heating_Natural Gas_HVAC - Demand Controlled Ventilation_A_Achievable Technical Potential | F7 | Industrial | Wood and Lumber Products | Existing | Space Heating | Natural Gas | HVAC - Demand Controlled Ventilation | A | Incremental Energy Savings (MWh or mTherms) | Achievable Technical Potential | 0 | 0 | 0.03989 | 0.038985 | 0.038101 | 0.037237 | 0.036395 | 0.035576 | 0.034781 | 0.03401 | 0.033263 | 0.032541 | 0.031843 | 0.031168 | 0.030513 | 0.029879 | 0.029263 | 0.028666 | 0.028086 | 0.027522 | 0.026974 | 0.026441
F8_Industrial_Wood and Lumber Products_Existing_Space Heating_Natural Gas_HVAC - Demand Controlled Ventilation_A_Achievable Technical Potential | F8 | Industrial | Wood and Lumber Products | Existing | Space Heating | Natural Gas | HVAC - Demand Controlled Ventilation | A | Incremental Summer Peak Savings (MW) | Achievable Technical Potential | 0 | 0 | 0 | 0 | 0 | 0 | 0 | 0 | 0 | 0 | 0 | 0 | 0 | 0 | 0 | 0 | 0 | 0 | 0 | 0 | 0 | 0
F9_Industrial_Wood and Lumber Products_Existing_Space Heating_Natural Gas_HVAC - Demand Controlled Ventilation_A_Achievable Technical Potential | F9 | Industrial | Wood and Lumber Products | Existing | Space Heating | Natural Gas | HVAC - Demand Controlled Ventilation | A | Incremental Winter Peak Savings (MW) | Achievable Technical Potential | 0 | 0 | 0 | 0 | 0 | 0 | 0 | 0 | 0 | 0 | 0 | 0 | 0 | 0 | 0 | 0 | 0 | 0 | 0 | 0 | 0 | 0
F10_Industrial_Wood and Lumber Products_Existing_Space Heating_Natural Gas_HVAC - Demand Controlled Ventilation_A_Achievable Technical Potential | F10 | Industrial | Wood and Lumber Products | Existing | Space Heating | Natural Gas | HVAC - Demand Controlled Ventilation | A | Cumulative Energy Savings (MWh or mTherms) | Achievable Technical Potential | 0 | 0 | 0.03989 | 0.078655 | 0.11632 | 0.15291 | 0.18847 | 0.22304 | 0.25666 | 0.28938 | 0.32126 | 0.35234 | 0.38268 | 0.4123 | 0.44123 | 0.46952 | 0.49718 | 0.52424 | 0.55073 | 0.57667 | 0.60208 | 0.62697
F11_Industrial_Wood and Lumber Products_Existing_Space Heating_Natural Gas_HVAC - Demand Controlled Ventilation_A_Achievable Technical Potential | F11 | Industrial | Wood and Lumber Products | Existing | Space Heating | Natural Gas | HVAC - Demand Controlled Ventilation | A | Cumulative Summer Peak Savings (MW) | Achievable Technical Potential | 0 | 0 | 0 | 0 | 0 | 0 | 0 | 0 | 0 | 0 | 0 | 0 | 0 | 0 | 0 | 0 | 0 | 0 | 0 | 0 | 0 | 0
F12_Industrial_Wood and Lumber Products_Existing_Space Heating_Natural Gas_HVAC - Demand Controlled Ventilation_A_Achievable Technical Potential | F12 | Industrial | Wood and Lumber Products | Existing | Space Heating | Natural Gas | HVAC - Demand Controlled Ventilation | A | Cumulative Winter Peak Savings (MW) | Achievable Technical Potential | 0 | 0 | 0 | 0 | 0 | 0 | 0 | 0 | 0 | 0 | 0 | 0 | 0 | 0 | 0 | 0 | 0 | 0 | 0 | 0 | 0 | 0
F13_Industrial_Wood and Lumber Products_Existing_Space Heating_Natural Gas_HVAC - Demand Controlled Ventilation_A_Achievable Technical Potential | F13 | Industrial | Wood and Lumber Products | Existing | Space Heating | Natural Gas | HVAC - Demand Controlled Ventilation | A | Purchases (Incremental) | Achievable Technical Potential | 0 | 0 | 520.5435 | 511.5686 | 502.7485 | 494.0804 | 485.5618 | 477.19 | 468.9626 | 460.8771 | 452.9309 | 445.1217 | 437.4472 | 429.905 | 422.4929 | 415.2085 | 408.0498 | 401.0144 | 394.1004 | 387.3055 | 380.6279 | 374.0653
F14_Industrial_Wood and Lumber Products_Existing_Space Heating_Natural Gas_HVAC - Demand Controlled Ventilation_A_Achievable Technical Potential | F14 | Industrial | Wood and Lumber Products | Existing | Space Heating | Natural Gas | HVAC - Demand Controlled Ventilation | A | Purchases (Cumulative) | Achievable Technical Potential | 0 | 0 | 520.5435 | 1032.1122 | 1534.8606 | 2028.9411 | 2514.5028 | 2991.6929 | 3460.6555 | 3921.5325 | 4374.4634 | 4819.5852 | 5257.0324 | 5686.9374 | 6109.4303 | 6524.6388 | 6932.6886 | 7333.703 | 7727.8034 | 8115.1089 | 8495.7368 | 8869.8021
F1_Industrial_Wood and Lumber Products_Existing_Space Heating_Natural Gas_Gas Boiler - Stack Economizer_A_Achievable Technical Potential | F1 | Industrial | Wood and Lumber Products | Existing | Space Heating | Natural Gas | Gas Boiler - Stack Economizer | A | Original Unit Energy Savings (kWh or therms) | Achievable Technical Potential | 0 | 0 | 0.892 | 0.88977 | 0.88757 | 0.88543 | 0.88334 | 0.88132 | 0.87936 | 0.87746 | 0.87564 | 0.87389 | 0.87221 | 0.87061 | 0.8691 | 0.86766 | 0.86631 | 0.86505 | 0.86387 | 0.86278 | 0.86178 | 0.86088
F2_Industrial_Wood and Lumber Products_Existing_Space Heating_Natural Gas_Gas Boiler - Stack Economizer_A_Achievable Technical Potential | F2 | Industrial | Wood and Lumber Products | Existing | Space Heating | Natural Gas | Gas Boiler - Stack Economizer | A | Original Unit Summer Peak Savings (kW) | Achievable Technical Potential | 0 | 0 | 0 | 0 | 0 | 0 | 0 | 0 | 0 | 0 | 0 | 0 | 0 | 0 | 0 | 0 | 0 | 0 | 0 | 0 | 0 | 0
F3_Industrial_Wood and Lumber Products_Existing_Space Heating_Natural Gas_Gas Boiler - Stack Economizer_A_Achievable Technical Potential | F3 | Industrial | Wood and Lumber Products | Existing | Space Heating | Natural Gas | Gas Boiler - Stack Economizer | A | Original Unit Winter Peak Savings (kW) | Achievable Technical Potential | 0 | 0 | 0 | 0 | 0 | 0 | 0 | 0 | 0 | 0 | 0 | 0 | 0 | 0 | 0 | 0 | 0 | 0 | 0 | 0 | 0 | 0
F4_Industrial_Wood and Lumber Products_Existing_Space Heating_Natural Gas_Gas Boiler - Stack Economizer_A_Achievable Technical Potential | F4 | Industrial | Wood and Lumber Products | Existing | Space Heating | Natural Gas | Gas Boiler - Stack Economizer | A | Standalone Impact on Baseline Energy (%) | Achievable Technical Potential | 0% | 0% | 0.008247% | 0.01664% | 0.02517% | 0.03386% | 0.04269% | 0.05086% | 0.05768% | 0.06344% | 0.06835% | 0.07258% | 0.07627% | 0.07955% | 0.08248% | 0.08516% | 0.08764% | 0.08996% | 0.09154% | 0.09314% | 0.09477% | 0.09643%
F5_Industrial_Wood and Lumber Products_Existing_Space Heating_Natural Gas_Gas Boiler - Stack Economizer_A_Achievable Technical Potential | F5 | Industrial | Wood and Lumber Products | Existing | Space Heating | Natural Gas | Gas Boiler - Stack Economizer | A | Standalone Impact on Baseline Summer Peak (%) | Achievable Technical Potential | bar: 2019 to 2040
F6_Industrial_Wood and Lumber Products_Existing_Space Heating_Natural Gas_Gas Boiler - Stack Economizer_A_Achievable Technical Potential | F6 | Industrial | Wood and Lumber Products | Existing | Space Heating | Natural Gas | Gas Boiler - Stack Economizer | A | Standalone Impact on Baseline Winter Peak (%) | Achievable Technical Potential | bar: 2019 to 2040
F7_Industrial_Wood and Lumber Products_Existing_Space Heating_Natural Gas_Gas Boiler - Stack Economizer_A_Achievable Technical Potential | F7 | Industrial | Wood and Lumber Products | Existing | Space Heating | Natural Gas | Gas Boiler - Stack Economizer | A | Incremental Energy Savings (MWh or mTherms) | Achievable Technical Potential | 0 | 0 | 0.0077258 | 0.0075735 | 0.0074246 | 0.007279 | 0.0071366 | 0.0062978 | 0.0049403 | 0.0038757 | 0.0030408 | 0.0023859 | 0.0018722 | 0.0014693 | 0.0011531 | 0.0009051 | 0.00071049 | 0.00055778 | 3.7338e-06 | 1.3089e-06 | 4.38e-07 | 1.4022e-07
F8_Industrial_Wood and Lumber Products_Existing_Space Heating_Natural Gas_Gas Boiler - Stack Economizer_A_Achievable Technical Potential | F8 | Industrial | Wood and Lumber Products | Existing | Space Heating | Natural Gas | Gas Boiler - Stack Economizer | A | Incremental Summer Peak Savings (MW) | Achievable Technical Potential | 0 | 0 | 0 | 0 | 0 | 0 | 0 | 0 | 0 | 0 | 0 | 0 | 0 | 0 | 0 | 0 | 0 | 0 | 0 | 0 | 0 | 0
F9_Industrial_Wood and Lumber Products_Existing_Space Heating_Natural Gas_Gas Boiler - Stack Economizer_A_Achievable Technical Potential | F9 | Industrial | Wood and Lumber Products | Existing | Space Heating | Natural Gas | Gas Boiler - Stack Economizer | A | Incremental Winter Peak Savings (MW) | Achievable Technical Potential | 0 | 0 | 0 | 0 | 0 | 0 | 0 | 0 | 0 | 0 | 0 | 0 | 0 | 0 | 0 | 0 | 0 | 0 | 0 | 0 | 0 | 0
F10_Industrial_Wood and Lumber Products_Existing_Space Heating_Natural Gas_Gas Boiler - Stack Economizer_A_Achievable Technical Potential | F10 | Industrial | Wood and Lumber Products | Existing | Space Heating | Natural Gas | Gas Boiler - Stack Economizer | A | Cumulative Energy Savings (MWh or mTherms) | Achievable Technical Potential | 0 | 0 | 0.0077258 | 0.01528 | 0.022667 | 0.029891 | 0.036957 | 0.04317 | 0.048015 | 0.051787 | 0.05472 | 0.056996 | 0.058759 | 0.060121 | 0.06117 | 0.061974 | 0.062588 | 0.063054 | 0.062972 | 0.062894 | 0.062822 | 0.062756
F11_Industrial_Wood and Lumber Products_Existing_Space Heating_Natural Gas_Gas Boiler - Stack Economizer_A_Achievable Technical Potential | F11 | Industrial | Wood and Lumber Products | Existing | Space Heating | Natural Gas | Gas Boiler - Stack Economizer | A | Cumulative Summer Peak Savings (MW) | Achievable Technical Potential | 0 | 0 | 0 | 0 | 0 | 0 | 0 | 0 | 0 | 0 | 0 | 0 | 0 | 0 | 0 | 0 | 0 | 0 | 0 | 0 | 0 | 0
F12_Industrial_Wood and Lumber Products_Existing_Space Heating_Natural Gas_Gas Boiler - Stack Economizer_A_Achievable Technical Potential | F12 | Industrial | Wood and Lumber Products | Existing | Space Heating | Natural Gas | Gas Boiler - Stack Economizer | A | Cumulative Winter Peak Savings (MW) | Achievable Technical Potential | 0 | 0 | 0 | 0 | 0 | 0 | 0 | 0 | 0 | 0 | 0 | 0 | 0 | 0 | 0 | 0 | 0 | 0 | 0 | 0 | 0 | 0
F13_Industrial_Wood and Lumber Products_Existing_Space Heating_Natural Gas_Gas Boiler - Stack Economizer_A_Achievable Technical Potential | F13 | Industrial | Wood and Lumber Products | Existing | Space Heating | Natural Gas | Gas Boiler - Stack Economizer | A | Purchases (Incremental) | Achievable Technical Potential | 0 | 0 | 8.6612 | 8.5118 | 8.3651 | 8.2208 | 8.0791 | 7.1458 | 5.6181 | 4.417 | 3.4727 | 2.7302 | 2.1465 | 1.6876 | 1.3268 | 1.0432 | 0.82013 | 0.64479 | 0.0043222 | 0.001517 | 0.00050825 | 0.00016288
F14_Industrial_Wood and Lumber Products_Existing_Space Heating_Natural Gas_Gas Boiler - Stack Economizer_A_Achievable Technical Potential | F14 | Industrial | Wood and Lumber Products | Existing | Space Heating | Natural Gas | Gas Boiler - Stack Economizer | A | Purchases (Cumulative) | Achievable Technical Potential | 0 | 0 | 8.6612 | 17.173 | 25.538 | 33.7589 | 41.838 | 48.9838 | 54.6019 | 59.0189 | 62.4916 | 65.2218 | 67.3683 | 69.0559 | 70.3827 | 71.4259 | 72.246 | 72.8908 | 72.8951 | 72.8967 | 72.8972 | 72.8973
F1_Industrial_Wood and Lumber Products_Existing_Process_Natural Gas_Gas Boiler - Stack Economizer_A_Achievable Technical Potential | F1 | Industrial | Wood and Lumber Products | Existing | Process | Natural Gas | Gas Boiler - Stack Economizer | A | Original Unit Energy Savings (kWh or therms) | Achievable Technical Potential | 0 | 0 | 8.2818 | 8.2818 | 8.2818 | 8.2818 | 8.2818 | 8.2818 | 8.2818 | 8.2818 | 8.2818 | 8.2818 | 8.2818 | 8.2818 | 8.2818 | 8.2818 | 8.2818 | 8.2818 | 8.2818 | 8.2818 | 8.2818 | 8.2818
F2_Industrial_Wood and Lumber Products_Existing_Process_Natural Gas_Gas Boiler - Stack Economizer_A_Achievable Technical Potential | F2 | Industrial | Wood and Lumber Products | Existing | Process | Natural Gas | Gas Boiler - Stack Economizer | A | Original Unit Summer Peak Savings (kW) | Achievable Technical Potential | 0 | 0 | 0 | 0 | 0 | 0 | 0 | 0 | 0 | 0 | 0 | 0 | 0 | 0 | 0 | 0 | 0 | 0 | 0 | 0 | 0 | 0
F3_Industrial_Wood and Lumber Products_Existing_Process_Natural Gas_Gas Boiler - Stack Economizer_A_Achievable Technical Potential | F3 | Industrial | Wood and Lumber Products | Existing | Process | Natural Gas | Gas Boiler - Stack Economizer | A | Original Unit Winter Peak Savings (kW) | Achievable Technical Potential | 0 | 0 | 0 | 0 | 0 | 0 | 0 | 0 | 0 | 0 | 0 | 0 | 0 | 0 | 0 | 0 | 0 | 0 | 0 | 0 | 0 | 0
F4_Industrial_Wood and Lumber Products_Existing_Process_Natural Gas_Gas Boiler - Stack Economizer_A_Achievable Technical Potential | F4 | Industrial | Wood and Lumber Products | Existing | Process | Natural Gas | Gas Boiler - Stack Economizer | A | Standalone Impact on Baseline Energy (%) | Achievable Technical Potential | 0% | 0% | 0.03701% | 0.07467% | 0.113% | 0.152% | 0.1917% | 0.2283% | 0.259% | 0.2848% | 0.3069% | 0.3259% | 0.3426% | 0.3573% | 0.3706% | 0.3826% | 0.3938% | 0.4043% | 0.4114% | 0.4187% | 0.426% | 0.4335%
F5_Industrial_Wood and Lumber Products_Existing_Process_Natural Gas_Gas Boiler - Stack Economizer_A_Achievable Technical Potential | F5 | Industrial | Wood and Lumber Products | Existing | Process | Natural Gas | Gas Boiler - Stack Economizer | A | Standalone Impact on Baseline Summer Peak (%) | Achievable Technical Potential | bar: 2019 to 2040
F6_Industrial_Wood and Lumber Products_Existing_Process_Natural Gas_Gas Boiler - Stack Economizer_A_Achievable Technical Potential | F6 | Industrial | Wood and Lumber Products | Existing | Process | Natural Gas | Gas Boiler - Stack Economizer | A | Standalone Impact on Baseline Winter Peak (%) | Achievable Technical Potential | bar: 2019 to 2040
F7_Industrial_Wood and Lumber Products_Existing_Process_Natural Gas_Gas Boiler - Stack Economizer_A_Achievable Technical Potential | F7 | Industrial | Wood and Lumber Products | Existing | Process | Natural Gas | Gas Boiler - Stack Economizer | A | Incremental Energy Savings (MWh or mTherms) | Achievable Technical Potential | 0 | 0 | 0.2469 | 0.24264 | 0.23846 | 0.23435 | 0.23031 | 0.2037 | 0.16015 | 0.12591 | 0.098993 | 0.077829 | 0.06119 | 0.048108 | 0.037823 | 0.029737 | 0.023379 | 0.018381 | 0.00012321 | 4.3245e-05 | 1.4488e-05 | 4.643e-06
F8_Industrial_Wood and Lumber Products_Existing_Process_Natural Gas_Gas Boiler - Stack Economizer_A_Achievable Technical Potential | F8 | Industrial | Wood and Lumber Products | Existing | Process | Natural Gas | Gas Boiler - Stack Economizer | A | Incremental Summer Peak Savings (MW) | Achievable Technical Potential | 0 | 0 | 0 | 0 | 0 | 0 | 0 | 0 | 0 | 0 | 0 | 0 | 0 | 0 | 0 | 0 | 0 | 0 | 0 | 0 | 0 | 0
F9_Industrial_Wood and Lumber Products_Existing_Process_Natural Gas_Gas Boiler - Stack Economizer_A_Achievable Technical Potential | F9 | Industrial | Wood and Lumber Products | Existing | Process | Natural Gas | Gas Boiler - Stack Economizer | A | Incremental Winter Peak Savings (MW) | Achievable Technical Potential | 0 | 0 | 0 | 0 | 0 | 0 | 0 | 0 | 0 | 0 | 0 | 0 | 0 | 0 | 0 | 0 | 0 | 0 | 0 | 0 | 0 | 0
F10_Industrial_Wood and Lumber Products_Existing_Process_Natural Gas_Gas Boiler - Stack Economizer_A_Achievable Technical Potential | F10 | Industrial | Wood and Lumber Products | Existing | Process | Natural Gas | Gas Boiler - Stack Economizer | A | Cumulative Energy Savings (MWh or mTherms) | Achievable Technical Potential | 0 | 0 | 0.2469 | 0.48954 | 0.728 | 0.96234 | 1.1927 | 1.3964 | 1.5565 | 1.6824 | 1.7814 | 1.8592 | 1.9204 | 1.9685 | 2.0064 | 2.0361 | 2.0595 | 2.0779 | 2.078 | 2.078 | 2.078 | 2.078
F11_Industrial_Wood and Lumber Products_Existing_Process_Natural Gas_Gas Boiler - Stack Economizer_A_Achievable Technical Potential | F11 | Industrial | Wood and Lumber Products | Existing | Process | Natural Gas | Gas Boiler - Stack Economizer | A | Cumulative Summer Peak Savings (MW) | Achievable Technical Potential | 0 | 0 | 0 | 0 | 0 | 0 | 0 | 0 | 0 | 0 | 0 | 0 | 0 | 0 | 0 | 0 | 0 | 0 | 0 | 0 | 0 | 0
F12_Industrial_Wood and Lumber Products_Existing_Process_Natural Gas_Gas Boiler - Stack Economizer_A_Achievable Technical Potential | F12 | Industrial | Wood and Lumber Products | Existing | Process | Natural Gas | Gas Boiler - Stack Economizer | A | Cumulative Winter Peak Savings (MW) | Achievable Technical Potential | 0 | 0 | 0 | 0 | 0 | 0 | 0 | 0 | 0 | 0 | 0 | 0 | 0 | 0 | 0 | 0 | 0 | 0 | 0 | 0 | 0 | 0
F13_Industrial_Wood and Lumber Products_Existing_Process_Natural Gas_Gas Boiler - Stack Economizer_A_Achievable Technical Potential | F13 | Industrial | Wood and Lumber Products | Existing | Process | Natural Gas | Gas Boiler - Stack Economizer | A | Purchases (Incremental) | Achievable Technical Potential | 0 | 0 | 29.8122 | 29.2981 | 28.793 | 28.2966 | 27.8087 | 24.5963 | 19.3378 | 15.2035 | 11.9531 | 9.3976 | 7.3885 | 5.8089 | 4.567 | 3.5906 | 2.8229 | 2.2194 | 0.014877 | 0.0052216 | 0.0017494 | 0.00056063
F14_Industrial_Wood and Lumber Products_Existing_Process_Natural Gas_Gas Boiler - Stack Economizer_A_Achievable Technical Potential | F14 | Industrial | Wood and Lumber Products | Existing | Process | Natural Gas | Gas Boiler - Stack Economizer | A | Purchases (Cumulative) | Achievable Technical Potential | 0 | 0 | 29.8122 | 59.1103 | 87.9033 | 116.1999 | 144.0086 | 168.6049 | 187.9427 | 203.1462 | 215.0993 | 224.4969 | 231.8854 | 237.6943 | 242.2612 | 245.8518 | 248.6747 | 250.8942 | 250.909 | 250.9143 | 250.916 | 250.9166
F1_Industrial_Wood and Lumber Products_Existing_Space Heating_Natural Gas_Gas Furnace Tube Inserts_A_Achievable Technical Potential | F1 | Industrial | Wood and Lumber Products | Existing | Space Heating | Natural Gas | Gas Furnace Tube Inserts | A | Original Unit Energy Savings (kWh or therms) | Achievable Technical Potential | 0 | 0 | 0.088102 | 0.087615 | 0.087128 | 0.086647 | 0.086173 | 0.085712 | 0.085266 | 0.084839 | 0.084432 | 0.08405 | 0.08369 | 0.083351 | 0.083032 | 0.082732 | 0.082449 | 0.082183 | 0.081933 | 0.081697 | 0.081476 | 0.081267
F2_Industrial_Wood and Lumber Products_Existing_Space Heating_Natural Gas_Gas Furnace Tube Inserts_A_Achievable Technical Potential | F2 | Industrial | Wood and Lumber Products | Existing | Space Heating | Natural Gas | Gas Furnace Tube Inserts | A | Original Unit Summer Peak Savings (kW) | Achievable Technical Potential | 0 | 0 | 0 | 0 | 0 | 0 | 0 | 0 | 0 | 0 | 0 | 0 | 0 | 0 | 0 | 0 | 0 | 0 | 0 | 0 | 0 | 0
F3_Industrial_Wood and Lumber Products_Existing_Space Heating_Natural Gas_Gas Furnace Tube Inserts_A_Achievable Technical Potential | F3 | Industrial | Wood and Lumber Products | Existing | Space Heating | Natural Gas | Gas Furnace Tube Inserts | A | Original Unit Winter Peak Savings (kW) | Achievable Technical Potential | 0 | 0 | 0 | 0 | 0 | 0 | 0 | 0 | 0 | 0 | 0 | 0 | 0 | 0 | 0 | 0 | 0 | 0 | 0 | 0 | 0 | 0
F4_Industrial_Wood and Lumber Products_Existing_Space Heating_Natural Gas_Gas Furnace Tube Inserts_A_Achievable Technical Potential | F4 | Industrial | Wood and Lumber Products | Existing | Space Heating | Natural Gas | Gas Furnace Tube Inserts | A | Standalone Impact on Baseline Energy (%) | Achievable Technical Potential | bar: 2019 to 2040
F5_Industrial_Wood and Lumber Products_Existing_Space Heating_Natural Gas_Gas Furnace Tube Inserts_A_Achievable Technical Potential | F5 | Industrial | Wood and Lumber Products | Existing | Space Heating | Natural Gas | Gas Furnace Tube Inserts | A | Standalone Impact on Baseline Summer Peak (%) | Achievable Technical Potential | bar: 2019 to 2040
F6_Industrial_Wood and Lumber Products_Existing_Space Heating_Natural Gas_Gas Furnace Tube Inserts_A_Achievable Technical Potential | F6 | Industrial | Wood and Lumber Products | Existing | Space Heating | Natural Gas | Gas Furnace Tube Inserts | A | Standalone Impact on Baseline Winter Peak (%) | Achievable Technical Potential | bar: 2019 to 2040
F7_Industrial_Wood and Lumber Products_Existing_Space Heating_Natural Gas_Gas Furnace Tube Inserts_A_Achievable Technical Potential | F7 | Industrial | Wood and Lumber Products | Existing | Space Heating | Natural Gas | Gas Furnace Tube Inserts | A | Incremental Energy Savings (MWh or mTherms) | Achievable Technical Potential | 0 | 0 | 0 | 0 | 0 | 0 | 0 | 0 | 0 | 0 | 0 | 0 | 0 | 0 | 0 | 0 | 0 | 0 | 0 | 0 | 0 | 0
F8_Industrial_Wood and Lumber Products_Existing_Space Heating_Natural Gas_Gas Furnace Tube Inserts_A_Achievable Technical Potential | F8 | Industrial | Wood and Lumber Products | Existing | Space Heating | Natural Gas | Gas Furnace Tube Inserts | A | Incremental Summer Peak Savings (MW) | Achievable Technical Potential | 0 | 0 | 0 | 0 | 0 | 0 | 0 | 0 | 0 | 0 | 0 | 0 | 0 | 0 | 0 | 0 | 0 | 0 | 0 | 0 | 0 | 0
F9_Industrial_Wood and Lumber Products_Existing_Space Heating_Natural Gas_Gas Furnace Tube Inserts_A_Achievable Technical Potential | F9 | Industrial | Wood and Lumber Products | Existing | Space Heating | Natural Gas | Gas Furnace Tube Inserts | A | Incremental Winter Peak Savings (MW) | Achievable Technical Potential | 0 | 0 | 0 | 0 | 0 | 0 | 0 | 0 | 0 | 0 | 0 | 0 | 0 | 0 | 0 | 0 | 0 | 0 | 0 | 0 | 0 | 0
F10_Industrial_Wood and Lumber Products_Existing_Space Heating_Natural Gas_Gas Furnace Tube Inserts_A_Achievable Technical Potential | F10 | Industrial | Wood and Lumber Products | Existing | Space Heating | Natural Gas | Gas Furnace Tube Inserts | A | Cumulative Energy Savings (MWh or mTherms) | Achievable Technical Potential | 0 | 0 | 0 | 0 | 0 | 0 | 0 | 0 | 0 | 0 | 0 | 0 | 0 | 0 | 0 | 0 | 0 | 0 | 0 | 0 | 0 | 0
F11_Industrial_Wood and Lumber Products_Existing_Space Heating_Natural Gas_Gas Furnace Tube Inserts_A_Achievable Technical Potential | F11 | Industrial | Wood and Lumber Products | Existing | Space Heating | Natural Gas | Gas Furnace Tube Inserts | A | Cumulative Summer Peak Savings (MW) | Achievable Technical Potential | 0 | 0 | 0 | 0 | 0 | 0 | 0 | 0 | 0 | 0 | 0 | 0 | 0 | 0 | 0 | 0 | 0 | 0 | 0 | 0 | 0 | 0
F12_Industrial_Wood and Lumber Products_Existing_Space Heating_Natural Gas_Gas Furnace Tube Inserts_A_Achievable Technical Potential | F12 | Industrial | Wood and Lumber Products | Existing | Space Heating | Natural Gas | Gas Furnace Tube Inserts | A | Cumulative Winter Peak Savings (MW) | Achievable Technical Potential | 0 | 0 | 0 | 0 | 0 | 0 | 0 | 0 | 0 | 0 | 0 | 0 | 0 | 0 | 0 | 0 | 0 | 0 | 0 | 0 | 0 | 0
F13_Industrial_Wood and Lumber Products_Existing_Space Heating_Natural Gas_Gas Furnace Tube Inserts_A_Achievable Technical Potential | F13 | Industrial | Wood and Lumber Products | Existing | Space Heating | Natural Gas | Gas Furnace Tube Inserts | A | Purchases (Incremental) | Achievable Technical Potential | 0 | 0 | 0 | 0 | 0 | 0 | 0 | 0 | 0 | 0 | 0 | 0 | 0 | 0 | 0 | 0 | 0 | 0 | 0 | 0 | 0 | 0
F14_Industrial_Wood and Lumber Products_Existing_Space Heating_Natural Gas_Gas Furnace Tube Inserts_A_Achievable Technical Potential | F14 | Industrial | Wood and Lumber Products | Existing | Space Heating | Natural Gas | Gas Furnace Tube Inserts | A | Purchases (Cumulative) | Achievable Technical Potential | 0 | 0 | 0 | 0 | 0 | 0 | 0 | 0 | 0 | 0 | 0 | 0 | 0 | 0 | 0 | 0 | 0 | 0 | 0 | 0 | 0 | 0
F1_Industrial_Wood and Lumber Products_Existing_Space Heating_Natural Gas_Space Heating - Heat Recovery Ventilator_A_Achievable Technical Potential | F1 | Industrial | Wood and Lumber Products | Existing | Space Heating | Natural Gas | Space Heating - Heat Recovery Ventilator | A | Original Unit Energy Savings (kWh or therms) | Achievable Technical Potential | 0 | 0 | 0.01336 | 0.013329 | 0.013297 | 0.013266 | 0.013235 | 0.013205 | 0.013176 | 0.013148 | 0.013122 | 0.013097 | 0.013074 | 0.013051 | 0.013031 | 0.013011 | 0.012992 | 0.012975 | 0.012959 | 0.012943 | 0.012929 | 0.012915
F2_Industrial_Wood and Lumber Products_Existing_Space Heating_Natural Gas_Space Heating - Heat Recovery Ventilator_A_Achievable Technical Potential | F2 | Industrial | Wood and Lumber Products | Existing | Space Heating | Natural Gas | Space Heating - Heat Recovery Ventilator | A | Original Unit Summer Peak Savings (kW) | Achievable Technical Potential | 0 | 0 | 0 | 0 | 0 | 0 | 0 | 0 | 0 | 0 | 0 | 0 | 0 | 0 | 0 | 0 | 0 | 0 | 0 | 0 | 0 | 0
F3_Industrial_Wood and Lumber Products_Existing_Space Heating_Natural Gas_Space Heating - Heat Recovery Ventilator_A_Achievable Technical Potential | F3 | Industrial | Wood and Lumber Products | Existing | Space Heating | Natural Gas | Space Heating - Heat Recovery Ventilator | A | Original Unit Winter Peak Savings (kW) | Achievable Technical Potential | 0 | 0 | 0 | 0 | 0 | 0 | 0 | 0 | 0 | 0 | 0 | 0 | 0 | 0 | 0 | 0 | 0 | 0 | 0 | 0 | 0 | 0
F4_Industrial_Wood and Lumber Products_Existing_Space Heating_Natural Gas_Space Heating - Heat Recovery Ventilator_A_Achievable Technical Potential | F4 | Industrial | Wood and Lumber Products | Existing | Space Heating | Natural Gas | Space Heating - Heat Recovery Ventilator | A | Standalone Impact on Baseline Energy (%) | Achievable Technical Potential | 0% | 0% | 0.01817% | 0.03666% | 0.05548% | 0.07462% | 0.0941% | 0.1139% | 0.1341% | 0.1546% | 0.1755% | 0.1967% | 0.2184% | 0.2404% | 0.2628% | 0.2855% | 0.3087% | 0.3323% | 0.3563% | 0.3807% | 0.4056% | 0.4309%
F5_Industrial_Wood and Lumber Products_Existing_Space Heating_Natural Gas_Space Heating - Heat Recovery Ventilator_A_Achievable Technical Potential | F5 | Industrial | Wood and Lumber Products | Existing | Space Heating | Natural Gas | Space Heating - Heat Recovery Ventilator | A | Standalone Impact on Baseline Summer Peak (%) | Achievable Technical Potential | bar: 2019 to 2040
F6_Industrial_Wood and Lumber Products_Existing_Space Heating_Natural Gas_Space Heating - Heat Recovery Ventilator_A_Achievable Technical Potential | F6 | Industrial | Wood and Lumber Products | Existing | Space Heating | Natural Gas | Space Heating - Heat Recovery Ventilator | A | Standalone Impact on Baseline Winter Peak (%) | Achievable Technical Potential | bar: 2019 to 2040
F7_Industrial_Wood and Lumber Products_Existing_Space Heating_Natural Gas_Space Heating - Heat Recovery Ventilator_A_Achievable Technical Potential | F7 | Industrial | Wood and Lumber Products | Existing | Space Heating | Natural Gas | Space Heating - Heat Recovery Ventilator | A | Incremental Energy Savings (MWh or mTherms) | Achievable Technical Potential | 0 | 0 | 0.017023 | 0.01669 | 0.016363 | 0.016043 | 0.01573 | 0.015424 | 0.015125 | 0.014833 | 0.014548 | 0.01427 | 0.013998 | 0.013734 | 0.013475 | 0.013223 | 0.012977 | 0.012736 | 0.012501 | 0.01227 | 0.012045 | 0.011825
F8_Industrial_Wood and Lumber Products_Existing_Space Heating_Natural Gas_Space Heating - Heat Recovery Ventilator_A_Achievable Technical Potential | F8 | Industrial | Wood and Lumber Products | Existing | Space Heating | Natural Gas | Space Heating - Heat Recovery Ventilator | A | Incremental Summer Peak Savings (MW) | Achievable Technical Potential | 0 | 0 | 0 | 0 | 0 | 0 | 0 | 0 | 0 | 0 | 0 | 0 | 0 | 0 | 0 | 0 | 0 | 0 | 0 | 0 | 0 | 0
F9_Industrial_Wood and Lumber Products_Existing_Space Heating_Natural Gas_Space Heating - Heat Recovery Ventilator_A_Achievable Technical Potential | F9 | Industrial | Wood and Lumber Products | Existing | Space Heating | Natural Gas | Space Heating - Heat Recovery Ventilator | A | Incremental Winter Peak Savings (MW) | Achievable Technical Potential | 0 | 0 | 0 | 0 | 0 | 0 | 0 | 0 | 0 | 0 | 0 | 0 | 0 | 0 | 0 | 0 | 0 | 0 | 0 | 0 | 0 | 0
F10_Industrial_Wood and Lumber Products_Existing_Space Heating_Natural Gas_Space Heating - Heat Recovery Ventilator_A_Achievable Technical Potential | F10 | Industrial | Wood and Lumber Products | Existing | Space Heating | Natural Gas | Space Heating - Heat Recovery Ventilator | A | Cumulative Energy Savings (MWh or mTherms) | Achievable Technical Potential | 0 | 0 | 0.017023 | 0.033673 | 0.049956 | 0.065882 | 0.081459 | 0.096699 | 0.11161 | 0.12621 | 0.1405 | 0.15451 | 0.16823 | 0.18168 | 0.19486 | 0.20779 | 0.22047 | 0.23291 | 0.24512 | 0.2571 | 0.26886 | 0.2804
F11_Industrial_Wood and Lumber Products_Existing_Space Heating_Natural Gas_Space Heating - Heat Recovery Ventilator_A_Achievable Technical Potential | F11 | Industrial | Wood and Lumber Products | Existing | Space Heating | Natural Gas | Space Heating - Heat Recovery Ventilator | A | Cumulative Summer Peak Savings (MW) | Achievable Technical Potential | 0 | 0 | 0 | 0 | 0 | 0 | 0 | 0 | 0 | 0 | 0 | 0 | 0 | 0 | 0 | 0 | 0 | 0 | 0 | 0 | 0 | 0
F12_Industrial_Wood and Lumber Products_Existing_Space Heating_Natural Gas_Space Heating - Heat Recovery Ventilator_A_Achievable Technical Potential | F12 | Industrial | Wood and Lumber Products | Existing | Space Heating | Natural Gas | Space Heating - Heat Recovery Ventilator | A | Cumulative Winter Peak Savings (MW) | Achievable Technical Potential | 0 | 0 | 0 | 0 | 0 | 0 | 0 | 0 | 0 | 0 | 0 | 0 | 0 | 0 | 0 | 0 | 0 | 0 | 0 | 0 | 0 | 0
F13_Industrial_Wood and Lumber Products_Existing_Space Heating_Natural Gas_Space Heating - Heat Recovery Ventilator_A_Achievable Technical Potential | F13 | Industrial | Wood and Lumber Products | Existing | Space Heating | Natural Gas | Space Heating - Heat Recovery Ventilator | A | Purchases (Incremental) | Achievable Technical Potential | 0 | 0 | 1274.1482 | 1252.1801 | 1230.5908 | 1209.3737 | 1188.5225 | 1168.0307 | 1147.8922 | 1128.101 | 1108.651 | 1089.5363 | 1070.7512 | 1052.29 | 1034.147 | 1016.3169 | 998.7942 | 981.5736 | 964.6499 | 948.018 | 931.6729 | 915.6096
F14_Industrial_Wood and Lumber Products_Existing_Space Heating_Natural Gas_Space Heating - Heat Recovery Ventilator_A_Achievable Technical Potential | F14 | Industrial | Wood and Lumber Products | Existing | Space Heating | Natural Gas | Space Heating - Heat Recovery Ventilator | A | Purchases (Cumulative) | Achievable Technical Potential | 0 | 0 | 1274.1482 | 2526.3283 | 3756.9192 | 4966.2929 | 6154.8154 | 7322.8461 | 8470.7383 | 9598.8393 | 10707.4903 | 11797.0266 | 12867.7778 | 13920.0678 | 14954.2148 | 15970.5317 | 16969.3259 | 17950.8995 | 18915.5495 | 19863.5675 | 20795.2404 | 21710.85
F1_Industrial_Wood and Lumber Products_Existing_Space Heating_Natural Gas_Thermostat - Programmable_A_Achievable Technical Potential | F1 | Industrial | Wood and Lumber Products | Existing | Space Heating | Natural Gas | Thermostat - Programmable | A | Original Unit Energy Savings (kWh or therms) | Achievable Technical Potential | 0 | 0 | 0.0064634 | 0.006448 | 0.0064327 | 0.0064176 | 0.0064027 | 0.0063882 | 0.0063742 | 0.0063608 | 0.006348 | 0.006336 | 0.0063246 | 0.0063139 | 0.0063038 | 0.0062943 | 0.0062853 | 0.0062769 | 0.006269 | 0.0062616 | 0.0062546 | 0.006248
F2_Industrial_Wood and Lumber Products_Existing_Space Heating_Natural Gas_Thermostat - Programmable_A_Achievable Technical Potential | F2 | Industrial | Wood and Lumber Products | Existing | Space Heating | Natural Gas | Thermostat - Programmable | A | Original Unit Summer Peak Savings (kW) | Achievable Technical Potential | 0 | 0 | 0 | 0 | 0 | 0 | 0 | 0 | 0 | 0 | 0 | 0 | 0 | 0 | 0 | 0 | 0 | 0 | 0 | 0 | 0 | 0
F3_Industrial_Wood and Lumber Products_Existing_Space Heating_Natural Gas_Thermostat - Programmable_A_Achievable Technical Potential | F3 | Industrial | Wood and Lumber Products | Existing | Space Heating | Natural Gas | Thermostat - Programmable | A | Original Unit Winter Peak Savings (kW) | Achievable Technical Potential | 0 | 0 | 0 | 0 | 0 | 0 | 0 | 0 | 0 | 0 | 0 | 0 | 0 | 0 | 0 | 0 | 0 | 0 | 0 | 0 | 0 | 0
F4_Industrial_Wood and Lumber Products_Existing_Space Heating_Natural Gas_Thermostat - Programmable_A_Achievable Technical Potential | F4 | Industrial | Wood and Lumber Products | Existing | Space Heating | Natural Gas | Thermostat - Programmable | A | Standalone Impact on Baseline Energy (%) | Achievable Technical Potential | 0% | 0% | 0.02637% | 0.05321% | 0.08051% | 0.1083% | 0.1366% | 0.1653% | 0.1946% | 0.2244% | 0.2547% | 0.2855% | 0.3169% | 0.3489% | 0.3813% | 0.4144% | 0.4481% | 0.4823% | 0.5171% | 0.5526% | 0.5886% | 0.6253%
F5_Industrial_Wood and Lumber Products_Existing_Space Heating_Natural Gas_Thermostat - Programmable_A_Achievable Technical Potential | F5 | Industrial | Wood and Lumber Products | Existing | Space Heating | Natural Gas | Thermostat - Programmable | A | Standalone Impact on Baseline Summer Peak (%) | Achievable Technical Potential | bar: 2019 to 2040
F6_Industrial_Wood and Lumber Products_Existing_Space Heating_Natural Gas_Thermostat - Programmable_A_Achievable Technical Potential | F6 | Industrial | Wood and Lumber Products | Existing | Space Heating | Natural Gas | Thermostat - Programmable | A | Standalone Impact on Baseline Winter Peak (%) | Achievable Technical Potential | bar: 2019 to 2040
F7_Industrial_Wood and Lumber Products_Existing_Space Heating_Natural Gas_Thermostat - Programmable_A_Achievable Technical Potential | F7 | Industrial | Wood and Lumber Products | Existing | Space Heating | Natural Gas | Thermostat - Programmable | A | Incremental Energy Savings (MWh or mTherms) | Achievable Technical Potential | 0 | 0 | 0.024706 | 0.024222 | 0.023748 | 0.023284 | 0.022829 | 0.022385 | 0.021951 | 0.021527 | 0.021113 | 0.02071 | 0.020316 | 0.019932 | 0.019557 | 0.019191 | 0.018833 | 0.018484 | 0.018142 | 0.017808 | 0.017482 | 0.017162
F8_Industrial_Wood and Lumber Products_Existing_Space Heating_Natural Gas_Thermostat - Programmable_A_Achievable Technical Potential | F8 | Industrial | Wood and Lumber Products | Existing | Space Heating | Natural Gas | Thermostat - Programmable | A | Incremental Summer Peak Savings (MW) | Achievable Technical Potential | 0 | 0 | 0 | 0 | 0 | 0 | 0 | 0 | 0 | 0 | 0 | 0 | 0 | 0 | 0 | 0 | 0 | 0 | 0 | 0 | 0 | 0
F9_Industrial_Wood and Lumber Products_Existing_Space Heating_Natural Gas_Thermostat - Programmable_A_Achievable Technical Potential | F9 | Industrial | Wood and Lumber Products | Existing | Space Heating | Natural Gas | Thermostat - Programmable | A | Incremental Winter Peak Savings (MW) | Achievable Technical Potential | 0 | 0 | 0 | 0 | 0 | 0 | 0 | 0 | 0 | 0 | 0 | 0 | 0 | 0 | 0 | 0 | 0 | 0 | 0 | 0 | 0 | 0
F10_Industrial_Wood and Lumber Products_Existing_Space Heating_Natural Gas_Thermostat - Programmable_A_Achievable Technical Potential | F10 | Industrial | Wood and Lumber Products | Existing | Space Heating | Natural Gas | Thermostat - Programmable | A | Cumulative Energy Savings (MWh or mTherms) | Achievable Technical Potential | 0 | 0 | 0.024706 | 0.04887 | 0.072502 | 0.095615 | 0.11822 | 0.14034 | 0.16198 | 0.18317 | 0.20391 | 0.22424 | 0.24415 | 0.26367 | 0.2828 | 0.30157 | 0.31997 | 0.33803 | 0.35574 | 0.37313 | 0.3902 | 0.40695
F11_Industrial_Wood and Lumber Products_Existing_Space Heating_Natural Gas_Thermostat - Programmable_A_Achievable Technical Potential | F11 | Industrial | Wood and Lumber Products | Existing | Space Heating | Natural Gas | Thermostat - Programmable | A | Cumulative Summer Peak Savings (MW) | Achievable Technical Potential | 0 | 0 | 0 | 0 | 0 | 0 | 0 | 0 | 0 | 0 | 0 | 0 | 0 | 0 | 0 | 0 | 0 | 0 | 0 | 0 | 0 | 0
F12_Industrial_Wood and Lumber Products_Existing_Space Heating_Natural Gas_Thermostat - Programmable_A_Achievable Technical Potential | F12 | Industrial | Wood and Lumber Products | Existing | Space Heating | Natural Gas | Thermostat - Programmable | A | Cumulative Winter Peak Savings (MW) | Achievable Technical Potential | 0 | 0 | 0 | 0 | 0 | 0 | 0 | 0 | 0 | 0 | 0 | 0 | 0 | 0 | 0 | 0 | 0 | 0 | 0 | 0 | 0 | 0
F13_Industrial_Wood and Lumber Products_Existing_Space Heating_Natural Gas_Thermostat - Programmable_A_Achievable Technical Potential | F13 | Industrial | Wood and Lumber Products | Existing | Space Heating | Natural Gas | Thermostat - Programmable | A | Purchases (Incremental) | Achievable Technical Potential | 0 | 0 | 3822.4446 | 3756.5404 | 3691.7725 | 3628.1212 | 3565.5674 | 3504.0921 | 3443.6767 | 3384.303 | 3325.9529 | 3268.6089 | 3212.2536 | 3156.8699 | 3102.4411 | 3048.9508 | 2996.3826 | 2944.7209 | 2893.9498 | 2844.0541 | 2795.0187 | 2746.8287
F14_Industrial_Wood and Lumber Products_Existing_Space Heating_Natural Gas_Thermostat - Programmable_A_Achievable Technical Potential | F14 | Industrial | Wood and Lumber Products | Existing | Space Heating | Natural Gas | Thermostat - Programmable | A | Purchases (Cumulative) | Achievable Technical Potential | 0 | 0 | 3822.4446 | 7578.985 | 11270.7575 | 14898.8787 | 18464.4461 | 21968.5382 | 25412.2149 | 28796.5179 | 32122.4709 | 35391.0798 | 38603.3334 | 41760.2033 | 44862.6444 | 47911.5951 | 50907.9778 | 53852.6986 | 56746.6485 | 59590.7026 | 62385.7213 | 65132.55
F1_Industrial_Wood and Lumber Products_Existing_Space Heating_Natural Gas_ENERGY STAR Connected Thermostat_A_Achievable Technical Potential | F1 | Industrial | Wood and Lumber Products | Existing | Space Heating | Natural Gas | ENERGY STAR Connected Thermostat | A | Original Unit Energy Savings (kWh or therms) | Achievable Technical Potential | 0 | 0 | 0.015624 | 0.015587 | 0.01555 | 0.015514 | 0.015478 | 0.015443 | 0.015409 | 0.015376 | 0.015345 | 0.015316 | 0.015289 | 0.015263 | 0.015238 | 0.015215 | 0.015194 | 0.015173 | 0.015154 | 0.015136 | 0.01512 | 0.015104
F2_Industrial_Wood and Lumber Products_Existing_Space Heating_Natural Gas_ENERGY STAR Connected Thermostat_A_Achievable Technical Potential | F2 | Industrial | Wood and Lumber Products | Existing | Space Heating | Natural Gas | ENERGY STAR Connected Thermostat | A | Original Unit Summer Peak Savings (kW) | Achievable Technical Potential | 0 | 0 | 0 | 0 | 0 | 0 | 0 | 0 | 0 | 0 | 0 | 0 | 0 | 0 | 0 | 0 | 0 | 0 | 0 | 0 | 0 | 0
F3_Industrial_Wood and Lumber Products_Existing_Space Heating_Natural Gas_ENERGY STAR Connected Thermostat_A_Achievable Technical Potential | F3 | Industrial | Wood and Lumber Products | Existing | Space Heating | Natural Gas | ENERGY STAR Connected Thermostat | A | Original Unit Winter Peak Savings (kW) | Achievable Technical Potential | 0 | 0 | 0 | 0 | 0 | 0 | 0 | 0 | 0 | 0 | 0 | 0 | 0 | 0 | 0 | 0 | 0 | 0 | 0 | 0 | 0 | 0
F4_Industrial_Wood and Lumber Products_Existing_Space Heating_Natural Gas_ENERGY STAR Connected Thermostat_A_Achievable Technical Potential | F4 | Industrial | Wood and Lumber Products | Existing | Space Heating | Natural Gas | ENERGY STAR Connected Thermostat | A | Standalone Impact on Baseline Energy (%) | Achievable Technical Potential | 0% | 0% | 0.06375% | 0.1286% | 0.1946% | 0.2618% | 0.3301% | 0.3997% | 0.4704% | 0.5424% | 0.6157% | 0.6903% | 0.7661% | 0.8433% | 0.9219% | 1.002% | 1.083% | 1.166% | 1.25% | 1.336% | 1.423% | 1.512%
F5_Industrial_Wood and Lumber Products_Existing_Space Heating_Natural Gas_ENERGY STAR Connected Thermostat_A_Achievable Technical Potential | F5 | Industrial | Wood and Lumber Products | Existing | Space Heating | Natural Gas | ENERGY STAR Connected Thermostat | A | Standalone Impact on Baseline Summer Peak (%) | Achievable Technical Potential | bar: 2019 to 2040
F6_Industrial_Wood and Lumber Products_Existing_Space Heating_Natural Gas_ENERGY STAR Connected Thermostat_A_Achievable Technical Potential | F6 | Industrial | Wood and Lumber Products | Existing | Space Heating | Natural Gas | ENERGY STAR Connected Thermostat | A | Standalone Impact on Baseline Winter Peak (%) | Achievable Technical Potential | bar: 2019 to 2040
F7_Industrial_Wood and Lumber Products_Existing_Space Heating_Natural Gas_ENERGY STAR Connected Thermostat_A_Achievable Technical Potential | F7 | Industrial | Wood and Lumber Products | Existing | Space Heating | Natural Gas | ENERGY STAR Connected Thermostat | A | Incremental Energy Savings (MWh or mTherms) | Achievable Technical Potential | 0 | 0 | 0.059723 | 0.058554 | 0.057408 | 0.056285 | 0.055187 | 0.054112 | 0.053063 | 0.052038 | 0.051038 | 0.050063 | 0.049111 | 0.048183 | 0.047276 | 0.046391 | 0.045527 | 0.044682 | 0.043856 | 0.043049 | 0.042259 | 0.041487
F8_Industrial_Wood and Lumber Products_Existing_Space Heating_Natural Gas_ENERGY STAR Connected Thermostat_A_Achievable Technical Potential | F8 | Industrial | Wood and Lumber Products | Existing | Space Heating | Natural Gas | ENERGY STAR Connected Thermostat | A | Incremental Summer Peak Savings (MW) | Achievable Technical Potential | 0 | 0 | 0 | 0 | 0 | 0 | 0 | 0 | 0 | 0 | 0 | 0 | 0 | 0 | 0 | 0 | 0 | 0 | 0 | 0 | 0 | 0
F9_Industrial_Wood and Lumber Products_Existing_Space Heating_Natural Gas_ENERGY STAR Connected Thermostat_A_Achievable Technical Potential | F9 | Industrial | Wood and Lumber Products | Existing | Space Heating | Natural Gas | ENERGY STAR Connected Thermostat | A | Incremental Winter Peak Savings (MW) | Achievable Technical Potential | 0 | 0 | 0 | 0 | 0 | 0 | 0 | 0 | 0 | 0 | 0 | 0 | 0 | 0 | 0 | 0 | 0 | 0 | 0 | 0 | 0 | 0
F10_Industrial_Wood and Lumber Products_Existing_Space Heating_Natural Gas_ENERGY STAR Connected Thermostat_A_Achievable Technical Potential | F10 | Industrial | Wood and Lumber Products | Existing | Space Heating | Natural Gas | ENERGY STAR Connected Thermostat | A | Cumulative Energy Savings (MWh or mTherms) | Achievable Technical Potential | 0 | 0 | 0.059723 | 0.11813 | 0.17526 | 0.23113 | 0.28579 | 0.33925 | 0.39157 | 0.44278 | 0.49293 | 0.54206 | 0.5902 | 0.63738 | 0.68364 | 0.729 | 0.77349 | 0.81713 | 0.85996 | 0.90199 | 0.94324 | 0.98374
F11_Industrial_Wood and Lumber Products_Existing_Space Heating_Natural Gas_ENERGY STAR Connected Thermostat_A_Achievable Technical Potential | F11 | Industrial | Wood and Lumber Products | Existing | Space Heating | Natural Gas | ENERGY STAR Connected Thermostat | A | Cumulative Summer Peak Savings (MW) | Achievable Technical Potential | 0 | 0 | 0 | 0 | 0 | 0 | 0 | 0 | 0 | 0 | 0 | 0 | 0 | 0 | 0 | 0 | 0 | 0 | 0 | 0 | 0 | 0
F12_Industrial_Wood and Lumber Products_Existing_Space Heating_Natural Gas_ENERGY STAR Connected Thermostat_A_Achievable Technical Potential | F12 | Industrial | Wood and Lumber Products | Existing | Space Heating | Natural Gas | ENERGY STAR Connected Thermostat | A | Cumulative Winter Peak Savings (MW) | Achievable Technical Potential | 0 | 0 | 0 | 0 | 0 | 0 | 0 | 0 | 0 | 0 | 0 | 0 | 0 | 0 | 0 | 0 | 0 | 0 | 0 | 0 | 0 | 0
F13_Industrial_Wood and Lumber Products_Existing_Space Heating_Natural Gas_ENERGY STAR Connected Thermostat_A_Achievable Technical Potential | F13 | Industrial | Wood and Lumber Products | Existing | Space Heating | Natural Gas | ENERGY STAR Connected Thermostat | A | Purchases (Incremental) | Achievable Technical Potential | 0 | 0 | 3822.4446 | 3756.5404 | 3691.7725 | 3628.1212 | 3565.5674 | 3504.0921 | 3443.6767 | 3384.303 | 3325.9529 | 3268.6089 | 3212.2536 | 3156.8699 | 3102.4411 | 3048.9508 | 2996.3826 | 2944.7209 | 2893.9498 | 2844.0541 | 2795.0187 | 2746.8287
F14_Industrial_Wood and Lumber Products_Existing_Space Heating_Natural Gas_ENERGY STAR Connected Thermostat_A_Achievable Technical Potential | F14 | Industrial | Wood and Lumber Products | Existing | Space Heating | Natural Gas | ENERGY STAR Connected Thermostat | A | Purchases (Cumulative) | Achievable Technical Potential | 0 | 0 | 3822.4446 | 7578.985 | 11270.7575 | 14898.8787 | 18464.4461 | 21968.5382 | 25412.2149 | 28796.5179 | 32122.4709 | 35391.0798 | 38603.3334 | 41760.2033 | 44862.6444 | 47911.5951 | 50907.9778 | 53852.6986 | 56746.6485 | 59590.7026 | 62385.7213 | 65132.55
F1_Industrial_Wood and Lumber Products_Existing_Space Heating_Natural Gas_Destratification Fans (HVLS)_A_Achievable Technical Potential | F1 | Industrial | Wood and Lumber Products | Existing | Space Heating | Natural Gas | Destratification Fans (HVLS) | A | Original Unit Energy Savings (kWh or therms) | Achievable Technical Potential | 0 | 0 | 0.015624 | 0.015587 | 0.01555 | 0.015514 | 0.015478 | 0.015443 | 0.015409 | 0.015376 | 0.015345 | 0.015316 | 0.015289 | 0.015263 | 0.015238 | 0.015215 | 0.015194 | 0.015173 | 0.015154 | 0.015136 | 0.01512 | 0.015104
F2_Industrial_Wood and Lumber Products_Existing_Space Heating_Natural Gas_Destratification Fans (HVLS)_A_Achievable Technical Potential | F2 | Industrial | Wood and Lumber Products | Existing | Space Heating | Natural Gas | Destratification Fans (HVLS) | A | Original Unit Summer Peak Savings (kW) | Achievable Technical Potential | 0 | 0 | 0 | 0 | 0 | 0 | 0 | 0 | 0 | 0 | 0 | 0 | 0 | 0 | 0 | 0 | 0 | 0 | 0 | 0 | 0 | 0
F3_Industrial_Wood and Lumber Products_Existing_Space Heating_Natural Gas_Destratification Fans (HVLS)_A_Achievable Technical Potential | F3 | Industrial | Wood and Lumber Products | Existing | Space Heating | Natural Gas | Destratification Fans (HVLS) | A | Original Unit Winter Peak Savings (kW) | Achievable Technical Potential | 0 | 0 | 0 | 0 | 0 | 0 | 0 | 0 | 0 | 0 | 0 | 0 | 0 | 0 | 0 | 0 | 0 | 0 | 0 | 0 | 0 | 0
F4_Industrial_Wood and Lumber Products_Existing_Space Heating_Natural Gas_Destratification Fans (HVLS)_A_Achievable Technical Potential | F4 | Industrial | Wood and Lumber Products | Existing | Space Heating | Natural Gas | Destratification Fans (HVLS) | A | Standalone Impact on Baseline Energy (%) | Achievable Technical Potential | 0% | 0% | 0.255% | 0.5145% | 0.7785% | 1.047% | 1.321% | 1.599% | 1.882% | 2.17% | 2.463% | 2.761% | 3.064% | 3.373% | 3.687% | 4.007% | 4.332% | 4.663% | 5% | 5.343% | 5.692% | 6.047%
F5_Industrial_Wood and Lumber Products_Existing_Space Heating_Natural Gas_Destratification Fans (HVLS)_A_Achievable Technical Potential | F5 | Industrial | Wood and Lumber Products | Existing | Space Heating | Natural Gas | Destratification Fans (HVLS) | A | Standalone Impact on Baseline Summer Peak (%) | Achievable Technical Potential | bar: 2019 to 2040
F6_Industrial_Wood and Lumber Products_Existing_Space Heating_Natural Gas_Destratification Fans (HVLS)_A_Achievable Technical Potential | F6 | Industrial | Wood and Lumber Products | Existing | Space Heating | Natural Gas | Destratification Fans (HVLS) | A | Standalone Impact on Baseline Winter Peak (%) | Achievable Technical Potential | bar: 2019 to 2040
F7_Industrial_Wood and Lumber Products_Existing_Space Heating_Natural Gas_Destratification Fans (HVLS)_A_Achievable Technical Potential | F7 | Industrial | Wood and Lumber Products | Existing | Space Heating | Natural Gas | Destratification Fans (HVLS) | A | Incremental Energy Savings (MWh or mTherms) | Achievable Technical Potential | 0 | 0 | 0.23889 | 0.23422 | 0.22963 | 0.22514 | 0.22075 | 0.21645 | 0.21225 | 0.20815 | 0.20415 | 0.20025 | 0.19645 | 0.19273 | 0.18911 | 0.18556 | 0.18211 | 0.17873 | 0.17542 | 0.17219 | 0.16904 | 0.16595
F8_Industrial_Wood and Lumber Products_Existing_Space Heating_Natural Gas_Destratification Fans (HVLS)_A_Achievable Technical Potential | F8 | Industrial | Wood and Lumber Products | Existing | Space Heating | Natural Gas | Destratification Fans (HVLS) | A | Incremental Summer Peak Savings (MW) | Achievable Technical Potential | 0 | 0 | 0 | 0 | 0 | 0 | 0 | 0 | 0 | 0 | 0 | 0 | 0 | 0 | 0 | 0 | 0 | 0 | 0 | 0 | 0 | 0
F9_Industrial_Wood and Lumber Products_Existing_Space Heating_Natural Gas_Destratification Fans (HVLS)_A_Achievable Technical Potential | F9 | Industrial | Wood and Lumber Products | Existing | Space Heating | Natural Gas | Destratification Fans (HVLS) | A | Incremental Winter Peak Savings (MW) | Achievable Technical Potential | 0 | 0 | 0 | 0 | 0 | 0 | 0 | 0 | 0 | 0 | 0 | 0 | 0 | 0 | 0 | 0 | 0 | 0 | 0 | 0 | 0 | 0
F10_Industrial_Wood and Lumber Products_Existing_Space Heating_Natural Gas_Destratification Fans (HVLS)_A_Achievable Technical Potential | F10 | Industrial | Wood and Lumber Products | Existing | Space Heating | Natural Gas | Destratification Fans (HVLS) | A | Cumulative Energy Savings (MWh or mTherms) | Achievable Technical Potential | 0 | 0 | 0.23889 | 0.47254 | 0.70105 | 0.92454 | 1.1431 | 1.357 | 1.5663 | 1.7711 | 1.9717 | 2.1682 | 2.3608 | 2.5495 | 2.7345 | 2.916 | 3.0939 | 3.2685 | 3.4398 | 3.6079 | 3.773 | 3.935
F11_Industrial_Wood and Lumber Products_Existing_Space Heating_Natural Gas_Destratification Fans (HVLS)_A_Achievable Technical Potential | F11 | Industrial | Wood and Lumber Products | Existing | Space Heating | Natural Gas | Destratification Fans (HVLS) | A | Cumulative Summer Peak Savings (MW) | Achievable Technical Potential | 0 | 0 | 0 | 0 | 0 | 0 | 0 | 0 | 0 | 0 | 0 | 0 | 0 | 0 | 0 | 0 | 0 | 0 | 0 | 0 | 0 | 0
F12_Industrial_Wood and Lumber Products_Existing_Space Heating_Natural Gas_Destratification Fans (HVLS)_A_Achievable Technical Potential | F12 | Industrial | Wood and Lumber Products | Existing | Space Heating | Natural Gas | Destratification Fans (HVLS) | A | Cumulative Winter Peak Savings (MW) | Achievable Technical Potential | 0 | 0 | 0 | 0 | 0 | 0 | 0 | 0 | 0 | 0 | 0 | 0 | 0 | 0 | 0 | 0 | 0 | 0 | 0 | 0 | 0 | 0
F13_Industrial_Wood and Lumber Products_Existing_Space Heating_Natural Gas_Destratification Fans (HVLS)_A_Achievable Technical Potential | F13 | Industrial | Wood and Lumber Products | Existing | Space Heating | Natural Gas | Destratification Fans (HVLS) | A | Purchases (Incremental) | Achievable Technical Potential | 0 | 0 | 15289.7785 | 15026.1616 | 14767.0899 | 14512.4849 | 14262.2696 | 14016.3684 | 13774.7069 | 13537.2119 | 13303.8117 | 13074.4357 | 12849.0144 | 12627.4796 | 12409.7645 | 12195.803 | 11985.5305 | 11778.8835 | 11575.7993 | 11376.2165 | 11180.0749 | 10987.3149
F14_Industrial_Wood and Lumber Products_Existing_Space Heating_Natural Gas_Destratification Fans (HVLS)_A_Achievable Technical Potential | F14 | Industrial | Wood and Lumber Products | Existing | Space Heating | Natural Gas | Destratification Fans (HVLS) | A | Purchases (Cumulative) | Achievable Technical Potential | 0 | 0 | 15289.7785 | 30315.9401 | 45083.03 | 59595.5148 | 73857.7844 | 87874.1528 | 101648.8597 | 115186.0717 | 128489.8834 | 141564.3191 | 154413.3334 | 167040.8131 | 179450.5775 | 191646.3806 | 203631.9111 | 215410.7946 | 226986.5938 | 238362.8104 | 249542.8852 | 260530.2002
F1_Industrial_Wood and Lumber Products_Existing_Space Heating_Natural Gas_Gas Boiler - Insulate Steam Lines/Condensate Tank_A_Achievable Technical Potential | F1 | Industrial | Wood and Lumber Products | Existing | Space Heating | Natural Gas | Gas Boiler - Insulate Steam Lines/Condensate Tank | A | Original Unit Energy Savings (kWh or therms) | Achievable Technical Potential | 0 | 0 | 9.7044 | 9.68 | 9.6562 | 9.6329 | 9.6102 | 9.5881 | 9.5668 | 9.5462 | 9.5263 | 9.5073 | 9.4891 | 9.4717 | 9.4552 | 9.4396 | 9.4249 | 9.4111 | 9.3983 | 9.3865 | 9.3756 | 9.3657
F2_Industrial_Wood and Lumber Products_Existing_Space Heating_Natural Gas_Gas Boiler - Insulate Steam Lines/Condensate Tank_A_Achievable Technical Potential | F2 | Industrial | Wood and Lumber Products | Existing | Space Heating | Natural Gas | Gas Boiler - Insulate Steam Lines/Condensate Tank | A | Original Unit Summer Peak Savings (kW) | Achievable Technical Potential | 0 | 0 | 0 | 0 | 0 | 0 | 0 | 0 | 0 | 0 | 0 | 0 | 0 | 0 | 0 | 0 | 0 | 0 | 0 | 0 | 0 | 0
F3_Industrial_Wood and Lumber Products_Existing_Space Heating_Natural Gas_Gas Boiler - Insulate Steam Lines/Condensate Tank_A_Achievable Technical Potential | F3 | Industrial | Wood and Lumber Products | Existing | Space Heating | Natural Gas | Gas Boiler - Insulate Steam Lines/Condensate Tank | A | Original Unit Winter Peak Savings (kW) | Achievable Technical Potential | 0 | 0 | 0 | 0 | 0 | 0 | 0 | 0 | 0 | 0 | 0 | 0 | 0 | 0 | 0 | 0 | 0 | 0 | 0 | 0 | 0 | 0
F4_Industrial_Wood and Lumber Products_Existing_Space Heating_Natural Gas_Gas Boiler - Insulate Steam Lines/Condensate Tank_A_Achievable Technical Potential | F4 | Industrial | Wood and Lumber Products | Existing | Space Heating | Natural Gas | Gas Boiler - Insulate Steam Lines/Condensate Tank | A | Standalone Impact on Baseline Energy (%) | Achievable Technical Potential | 0% | 0% | 0.005127% | 0.01034% | 0.01565% | 0.02105% | 0.02654% | 0.03213% | 0.03782% | 0.0436% | 0.04949% | 0.05548% | 0.06157% | 0.06776% | 0.07406% | 0.08047% | 0.08699% | 0.09363% | 0.1004% | 0.1073% | 0.1142% | 0.1214%
F5_Industrial_Wood and Lumber Products_Existing_Space Heating_Natural Gas_Gas Boiler - Insulate Steam Lines/Condensate Tank_A_Achievable Technical Potential | F5 | Industrial | Wood and Lumber Products | Existing | Space Heating | Natural Gas | Gas Boiler - Insulate Steam Lines/Condensate Tank | A | Standalone Impact on Baseline Summer Peak (%) | Achievable Technical Potential | bar: 2019 to 2040
F6_Industrial_Wood and Lumber Products_Existing_Space Heating_Natural Gas_Gas Boiler - Insulate Steam Lines/Condensate Tank_A_Achievable Technical Potential | F6 | Industrial | Wood and Lumber Products | Existing | Space Heating | Natural Gas | Gas Boiler - Insulate Steam Lines/Condensate Tank | A | Standalone Impact on Baseline Winter Peak (%) | Achievable Technical Potential | bar: 2019 to 2040
F7_Industrial_Wood and Lumber Products_Existing_Space Heating_Natural Gas_Gas Boiler - Insulate Steam Lines/Condensate Tank_A_Achievable Technical Potential | F7 | Industrial | Wood and Lumber Products | Existing | Space Heating | Natural Gas | Gas Boiler - Insulate Steam Lines/Condensate Tank | A | Incremental Energy Savings (MWh or mTherms) | Achievable Technical Potential | 0 | 0 | 0.0048029 | 0.0047083 | 0.0046157 | 0.0045252 | 0.0044367 | 0.0043502 | 0.0042657 | 0.0041831 | 0.0041024 | 0.0040236 | 0.0039467 | 0.0038715 | 0.0037981 | 0.0037265 | 0.0036566 | 0.0035883 | 0.0035216 | 0.0034565 | 0.003393 | 0.003331
F8_Industrial_Wood and Lumber Products_Existing_Space Heating_Natural Gas_Gas Boiler - Insulate Steam Lines/Condensate Tank_A_Achievable Technical Potential | F8 | Industrial | Wood and Lumber Products | Existing | Space Heating | Natural Gas | Gas Boiler - Insulate Steam Lines/Condensate Tank | A | Incremental Summer Peak Savings (MW) | Achievable Technical Potential | 0 | 0 | 0 | 0 | 0 | 0 | 0 | 0 | 0 | 0 | 0 | 0 | 0 | 0 | 0 | 0 | 0 | 0 | 0 | 0 | 0 | 0
F9_Industrial_Wood and Lumber Products_Existing_Space Heating_Natural Gas_Gas Boiler - Insulate Steam Lines/Condensate Tank_A_Achievable Technical Potential | F9 | Industrial | Wood and Lumber Products | Existing | Space Heating | Natural Gas | Gas Boiler - Insulate Steam Lines/Condensate Tank | A | Incremental Winter Peak Savings (MW) | Achievable Technical Potential | 0 | 0 | 0 | 0 | 0 | 0 | 0 | 0 | 0 | 0 | 0 | 0 | 0 | 0 | 0 | 0 | 0 | 0 | 0 | 0 | 0 | 0
F10_Industrial_Wood and Lumber Products_Existing_Space Heating_Natural Gas_Gas Boiler - Insulate Steam Lines/Condensate Tank_A_Achievable Technical Potential | F10 | Industrial | Wood and Lumber Products | Existing | Space Heating | Natural Gas | Gas Boiler - Insulate Steam Lines/Condensate Tank | A | Cumulative Energy Savings (MWh or mTherms) | Achievable Technical Potential | 0 | 0 | 0.0048029 | 0.0094992 | 0.014091 | 0.018583 | 0.022976 | 0.027273 | 0.031478 | 0.035593 | 0.039622 | 0.043566 | 0.047429 | 0.051214 | 0.054923 | 0.058559 | 0.062124 | 0.065622 | 0.069054 | 0.072424 | 0.075733 | 0.078984
F11_Industrial_Wood and Lumber Products_Existing_Space Heating_Natural Gas_Gas Boiler - Insulate Steam Lines/Condensate Tank_A_Achievable Technical Potential | F11 | Industrial | Wood and Lumber Products | Existing | Space Heating | Natural Gas | Gas Boiler - Insulate Steam Lines/Condensate Tank | A | Cumulative Summer Peak Savings (MW) | Achievable Technical Potential | 0 | 0 | 0 | 0 | 0 | 0 | 0 | 0 | 0 | 0 | 0 | 0 | 0 | 0 | 0 | 0 | 0 | 0 | 0 | 0 | 0 | 0
F12_Industrial_Wood and Lumber Products_Existing_Space Heating_Natural Gas_Gas Boiler - Insulate Steam Lines/Condensate Tank_A_Achievable Technical Potential | F12 | Industrial | Wood and Lumber Products | Existing | Space Heating | Natural Gas | Gas Boiler - Insulate Steam Lines/Condensate Tank | A | Cumulative Winter Peak Savings (MW) | Achievable Technical Potential | 0 | 0 | 0 | 0 | 0 | 0 | 0 | 0 | 0 | 0 | 0 | 0 | 0 | 0 | 0 | 0 | 0 | 0 | 0 | 0 | 0 | 0
F13_Industrial_Wood and Lumber Products_Existing_Space Heating_Natural Gas_Gas Boiler - Insulate Steam Lines/Condensate Tank_A_Achievable Technical Potential | F13 | Industrial | Wood and Lumber Products | Existing | Space Heating | Natural Gas | Gas Boiler - Insulate Steam Lines/Condensate Tank | A | Purchases (Incremental) | Achievable Technical Potential | 0 | 0 | 0.49492 | 0.48639 | 0.47801 | 0.46976 | 0.46166 | 0.4537 | 0.44588 | 0.43819 | 0.43064 | 0.42321 | 0.41592 | 0.40875 | 0.4017 | 0.39477 | 0.38797 | 0.38128 | 0.3747 | 0.36824 | 0.3619 | 0.35566
F14_Industrial_Wood and Lumber Products_Existing_Space Heating_Natural Gas_Gas Boiler - Insulate Steam Lines/Condensate Tank_A_Achievable Technical Potential | F14 | Industrial | Wood and Lumber Products | Existing | Space Heating | Natural Gas | Gas Boiler - Insulate Steam Lines/Condensate Tank | A | Purchases (Cumulative) | Achievable Technical Potential | 0 | 0 | 0.49492 | 0.98132 | 1.4593 | 1.9291 | 2.3908 | 2.8445 | 3.2903 | 3.7285 | 4.1592 | 4.5824 | 4.9983 | 5.4071 | 5.8088 | 6.2035 | 6.5915 | 6.9728 | 7.3475 | 7.7157 | 8.0776 | 8.4333
F1_Industrial_Wood and Lumber Products_Existing_Process_Natural Gas_Gas Boiler - Insulate Steam Lines/Condensate Tank_A_Achievable Technical Potential | F1 | Industrial | Wood and Lumber Products | Existing | Process | Natural Gas | Gas Boiler - Insulate Steam Lines/Condensate Tank | A | Original Unit Energy Savings (kWh or therms) | Achievable Technical Potential | 0 | 0 | 68.5138 | 68.5138 | 68.5138 | 68.5138 | 68.5138 | 68.5138 | 68.5138 | 68.5138 | 68.5138 | 68.5138 | 68.5138 | 68.5138 | 68.5138 | 68.5138 | 68.5138 | 68.5138 | 68.5138 | 68.5138 | 68.5138 | 68.5138
F2_Industrial_Wood and Lumber Products_Existing_Process_Natural Gas_Gas Boiler - Insulate Steam Lines/Condensate Tank_A_Achievable Technical Potential | F2 | Industrial | Wood and Lumber Products | Existing | Process | Natural Gas | Gas Boiler - Insulate Steam Lines/Condensate Tank | A | Original Unit Summer Peak Savings (kW) | Achievable Technical Potential | 0 | 0 | 0 | 0 | 0 | 0 | 0 | 0 | 0 | 0 | 0 | 0 | 0 | 0 | 0 | 0 | 0 | 0 | 0 | 0 | 0 | 0
F3_Industrial_Wood and Lumber Products_Existing_Process_Natural Gas_Gas Boiler - Insulate Steam Lines/Condensate Tank_A_Achievable Technical Potential | F3 | Industrial | Wood and Lumber Products | Existing | Process | Natural Gas | Gas Boiler - Insulate Steam Lines/Condensate Tank | A | Original Unit Winter Peak Savings (kW) | Achievable Technical Potential | 0 | 0 | 0 | 0 | 0 | 0 | 0 | 0 | 0 | 0 | 0 | 0 | 0 | 0 | 0 | 0 | 0 | 0 | 0 | 0 | 0 | 0
F4_Industrial_Wood and Lumber Products_Existing_Process_Natural Gas_Gas Boiler - Insulate Steam Lines/Condensate Tank_A_Achievable Technical Potential | F4 | Industrial | Wood and Lumber Products | Existing | Process | Natural Gas | Gas Boiler - Insulate Steam Lines/Condensate Tank | A | Standalone Impact on Baseline Energy (%) | Achievable Technical Potential | 0% | 0% | 0.0175% | 0.0353% | 0.05341% | 0.07185% | 0.0906% | 0.1097% | 0.1291% | 0.1489% | 0.169% | 0.1894% | 0.2103% | 0.2314% | 0.253% | 0.2749% | 0.2973% | 0.32% | 0.3431% | 0.3666% | 0.3905% | 0.4149%
F5_Industrial_Wood and Lumber Products_Existing_Process_Natural Gas_Gas Boiler - Insulate Steam Lines/Condensate Tank_A_Achievable Technical Potential | F5 | Industrial | Wood and Lumber Products | Existing | Process | Natural Gas | Gas Boiler - Insulate Steam Lines/Condensate Tank | A | Standalone Impact on Baseline Summer Peak (%) | Achievable Technical Potential | bar: 2019 to 2040
F6_Industrial_Wood and Lumber Products_Existing_Process_Natural Gas_Gas Boiler - Insulate Steam Lines/Condensate Tank_A_Achievable Technical Potential | F6 | Industrial | Wood and Lumber Products | Existing | Process | Natural Gas | Gas Boiler - Insulate Steam Lines/Condensate Tank | A | Standalone Impact on Baseline Winter Peak (%) | Achievable Technical Potential | bar: 2019 to 2040
F7_Industrial_Wood and Lumber Products_Existing_Process_Natural Gas_Gas Boiler - Insulate Steam Lines/Condensate Tank_A_Achievable Technical Potential | F7 | Industrial | Wood and Lumber Products | Existing | Process | Natural Gas | Gas Boiler - Insulate Steam Lines/Condensate Tank | A | Incremental Energy Savings (MWh or mTherms) | Achievable Technical Potential | 0 | 0 | 0.11672 | 0.1147 | 0.11273 | 0.11078 | 0.10887 | 0.107 | 0.10515 | 0.10334 | 0.10156 | 0.099806 | 0.098085 | 0.096394 | 0.094732 | 0.093099 | 0.091494 | 0.089916 | 0.088366 | 0.086842 | 0.085345 | 0.083874
F8_Industrial_Wood and Lumber Products_Existing_Process_Natural Gas_Gas Boiler - Insulate Steam Lines/Condensate Tank_A_Achievable Technical Potential | F8 | Industrial | Wood and Lumber Products | Existing | Process | Natural Gas | Gas Boiler - Insulate Steam Lines/Condensate Tank | A | Incremental Summer Peak Savings (MW) | Achievable Technical Potential | 0 | 0 | 0 | 0 | 0 | 0 | 0 | 0 | 0 | 0 | 0 | 0 | 0 | 0 | 0 | 0 | 0 | 0 | 0 | 0 | 0 | 0
F9_Industrial_Wood and Lumber Products_Existing_Process_Natural Gas_Gas Boiler - Insulate Steam Lines/Condensate Tank_A_Achievable Technical Potential | F9 | Industrial | Wood and Lumber Products | Existing | Process | Natural Gas | Gas Boiler - Insulate Steam Lines/Condensate Tank | A | Incremental Winter Peak Savings (MW) | Achievable Technical Potential | 0 | 0 | 0 | 0 | 0 | 0 | 0 | 0 | 0 | 0 | 0 | 0 | 0 | 0 | 0 | 0 | 0 | 0 | 0 | 0 | 0 | 0
F10_Industrial_Wood and Lumber Products_Existing_Process_Natural Gas_Gas Boiler - Insulate Steam Lines/Condensate Tank_A_Achievable Technical Potential | F10 | Industrial | Wood and Lumber Products | Existing | Process | Natural Gas | Gas Boiler - Insulate Steam Lines/Condensate Tank | A | Cumulative Energy Savings (MWh or mTherms) | Achievable Technical Potential | 0 | 0 | 0.11672 | 0.23142 | 0.34415 | 0.45493 | 0.56381 | 0.6708 | 0.77595 | 0.87929 | 0.98085 | 1.0807 | 1.1787 | 1.2751 | 1.3699 | 1.463 | 1.5545 | 1.6444 | 1.7327 | 1.8196 | 1.9049 | 1.9888
F11_Industrial_Wood and Lumber Products_Existing_Process_Natural Gas_Gas Boiler - Insulate Steam Lines/Condensate Tank_A_Achievable Technical Potential | F11 | Industrial | Wood and Lumber Products | Existing | Process | Natural Gas | Gas Boiler - Insulate Steam Lines/Condensate Tank | A | Cumulative Summer Peak Savings (MW) | Achievable Technical Potential | 0 | 0 | 0 | 0 | 0 | 0 | 0 | 0 | 0 | 0 | 0 | 0 | 0 | 0 | 0 | 0 | 0 | 0 | 0 | 0 | 0 | 0
F12_Industrial_Wood and Lumber Products_Existing_Process_Natural Gas_Gas Boiler - Insulate Steam Lines/Condensate Tank_A_Achievable Technical Potential | F12 | Industrial | Wood and Lumber Products | Existing | Process | Natural Gas | Gas Boiler - Insulate Steam Lines/Condensate Tank | A | Cumulative Winter Peak Savings (MW) | Achievable Technical Potential | 0 | 0 | 0 | 0 | 0 | 0 | 0 | 0 | 0 | 0 | 0 | 0 | 0 | 0 | 0 | 0 | 0 | 0 | 0 | 0 | 0 | 0
F13_Industrial_Wood and Lumber Products_Existing_Process_Natural Gas_Gas Boiler - Insulate Steam Lines/Condensate Tank_A_Achievable Technical Potential | F13 | Industrial | Wood and Lumber Products | Existing | Process | Natural Gas | Gas Boiler - Insulate Steam Lines/Condensate Tank | A | Purchases (Incremental) | Achievable Technical Potential | 0 | 0 | 1.7036 | 1.6742 | 1.6453 | 1.617 | 1.5891 | 1.5617 | 1.5348 | 1.5083 | 1.4823 | 1.4567 | 1.4316 | 1.4069 | 1.3827 | 1.3588 | 1.3354 | 1.3124 | 1.2898 | 1.2675 | 1.2457 | 1.2242
F14_Industrial_Wood and Lumber Products_Existing_Process_Natural Gas_Gas Boiler - Insulate Steam Lines/Condensate Tank_A_Achievable Technical Potential | F14 | Industrial | Wood and Lumber Products | Existing | Process | Natural Gas | Gas Boiler - Insulate Steam Lines/Condensate Tank | A | Purchases (Cumulative) | Achievable Technical Potential | 0 | 0 | 1.7036 | 3.3777 | 5.0231 | 6.64 | 8.2291 | 9.7908 | 11.3255 | 12.8338 | 14.3161 | 15.7728 | 17.2044 | 18.6114 | 19.994 | 21.3529 | 22.6883 | 24.0007 | 25.2904 | 26.5579 | 27.8036 | 29.0278
F1_Industrial_Wood and Lumber Products_Existing_Space Heating_Natural Gas_Gas Boiler - Insulate Hot Water Lines_A_Achievable Technical Potential | F1 | Industrial | Wood and Lumber Products | Existing | Space Heating | Natural Gas | Gas Boiler - Insulate Hot Water Lines | A | Original Unit Energy Savings (kWh or therms) | Achievable Technical Potential | 0 | 0 | 10.969 | 10.9415 | 10.9145 | 10.8882 | 10.8625 | 10.8376 | 10.8135 | 10.7902 | 10.7678 | 10.7462 | 10.7256 | 10.706 | 10.6873 | 10.6697 | 10.6531 | 10.6375 | 10.6231 | 10.6097 | 10.5974 | 10.5862
F2_Industrial_Wood and Lumber Products_Existing_Space Heating_Natural Gas_Gas Boiler - Insulate Hot Water Lines_A_Achievable Technical Potential | F2 | Industrial | Wood and Lumber Products | Existing | Space Heating | Natural Gas | Gas Boiler - Insulate Hot Water Lines | A | Original Unit Summer Peak Savings (kW) | Achievable Technical Potential | 0 | 0 | 0 | 0 | 0 | 0 | 0 | 0 | 0 | 0 | 0 | 0 | 0 | 0 | 0 | 0 | 0 | 0 | 0 | 0 | 0 | 0
F3_Industrial_Wood and Lumber Products_Existing_Space Heating_Natural Gas_Gas Boiler - Insulate Hot Water Lines_A_Achievable Technical Potential | F3 | Industrial | Wood and Lumber Products | Existing | Space Heating | Natural Gas | Gas Boiler - Insulate Hot Water Lines | A | Original Unit Winter Peak Savings (kW) | Achievable Technical Potential | 0 | 0 | 0 | 0 | 0 | 0 | 0 | 0 | 0 | 0 | 0 | 0 | 0 | 0 | 0 | 0 | 0 | 0 | 0 | 0 | 0 | 0
F4_Industrial_Wood and Lumber Products_Existing_Space Heating_Natural Gas_Gas Boiler - Insulate Hot Water Lines_A_Achievable Technical Potential | F4 | Industrial | Wood and Lumber Products | Existing | Space Heating | Natural Gas | Gas Boiler - Insulate Hot Water Lines | A | Standalone Impact on Baseline Energy (%) | Achievable Technical Potential | 0% | 0% | 0.01159% | 0.02338% | 0.03537% | 0.04758% | 0.06% | 0.07264% | 0.08549% | 0.09857% | 0.1119% | 0.1254% | 0.1392% | 0.1532% | 0.1674% | 0.1819% | 0.1967% | 0.2117% | 0.2269% | 0.2425% | 0.2583% | 0.2744%
F5_Industrial_Wood and Lumber Products_Existing_Space Heating_Natural Gas_Gas Boiler - Insulate Hot Water Lines_A_Achievable Technical Potential | F5 | Industrial | Wood and Lumber Products | Existing | Space Heating | Natural Gas | Gas Boiler - Insulate Hot Water Lines | A | Standalone Impact on Baseline Summer Peak (%) | Achievable Technical Potential | bar: 2019 to 2040
F6_Industrial_Wood and Lumber Products_Existing_Space Heating_Natural Gas_Gas Boiler - Insulate Hot Water Lines_A_Achievable Technical Potential | F6 | Industrial | Wood and Lumber Products | Existing | Space Heating | Natural Gas | Gas Boiler - Insulate Hot Water Lines | A | Standalone Impact on Baseline Winter Peak (%) | Achievable Technical Potential | bar: 2019 to 2040
F7_Industrial_Wood and Lumber Products_Existing_Space Heating_Natural Gas_Gas Boiler - Insulate Hot Water Lines_A_Achievable Technical Potential | F7 | Industrial | Wood and Lumber Products | Existing | Space Heating | Natural Gas | Gas Boiler - Insulate Hot Water Lines | A | Incremental Energy Savings (MWh or mTherms) | Achievable Technical Potential | 0 | 0 | 0.010858 | 0.010644 | 0.010434 | 0.01023 | 0.01003 | 0.0098342 | 0.0096431 | 0.0094564 | 0.009274 | 0.0090959 | 0.008922 | 0.0087521 | 0.0085862 | 0.0084242 | 0.0082661 | 0.0081117 | 0.007961 | 0.0078139 | 0.0076703 | 0.0075301
F8_Industrial_Wood and Lumber Products_Existing_Space Heating_Natural Gas_Gas Boiler - Insulate Hot Water Lines_A_Achievable Technical Potential | F8 | Industrial | Wood and Lumber Products | Existing | Space Heating | Natural Gas | Gas Boiler - Insulate Hot Water Lines | A | Incremental Summer Peak Savings (MW) | Achievable Technical Potential | 0 | 0 | 0 | 0 | 0 | 0 | 0 | 0 | 0 | 0 | 0 | 0 | 0 | 0 | 0 | 0 | 0 | 0 | 0 | 0 | 0 | 0
F9_Industrial_Wood and Lumber Products_Existing_Space Heating_Natural Gas_Gas Boiler - Insulate Hot Water Lines_A_Achievable Technical Potential | F9 | Industrial | Wood and Lumber Products | Existing | Space Heating | Natural Gas | Gas Boiler - Insulate Hot Water Lines | A | Incremental Winter Peak Savings (MW) | Achievable Technical Potential | 0 | 0 | 0 | 0 | 0 | 0 | 0 | 0 | 0 | 0 | 0 | 0 | 0 | 0 | 0 | 0 | 0 | 0 | 0 | 0 | 0 | 0
F10_Industrial_Wood and Lumber Products_Existing_Space Heating_Natural Gas_Gas Boiler - Insulate Hot Water Lines_A_Achievable Technical Potential | F10 | Industrial | Wood and Lumber Products | Existing | Space Heating | Natural Gas | Gas Boiler - Insulate Hot Water Lines | A | Cumulative Energy Savings (MWh or mTherms) | Achievable Technical Potential | 0 | 0 | 0.010858 | 0.021474 | 0.031856 | 0.042008 | 0.051939 | 0.061654 | 0.07116 | 0.080463 | 0.08957 | 0.098487 | 0.10722 | 0.11578 | 0.12416 | 0.13238 | 0.14044 | 0.14835 | 0.15611 | 0.16372 | 0.1712 | 0.17855
F11_Industrial_Wood and Lumber Products_Existing_Space Heating_Natural Gas_Gas Boiler - Insulate Hot Water Lines_A_Achievable Technical Potential | F11 | Industrial | Wood and Lumber Products | Existing | Space Heating | Natural Gas | Gas Boiler - Insulate Hot Water Lines | A | Cumulative Summer Peak Savings (MW) | Achievable Technical Potential | 0 | 0 | 0 | 0 | 0 | 0 | 0 | 0 | 0 | 0 | 0 | 0 | 0 | 0 | 0 | 0 | 0 | 0 | 0 | 0 | 0 | 0
F12_Industrial_Wood and Lumber Products_Existing_Space Heating_Natural Gas_Gas Boiler - Insulate Hot Water Lines_A_Achievable Technical Potential | F12 | Industrial | Wood and Lumber Products | Existing | Space Heating | Natural Gas | Gas Boiler - Insulate Hot Water Lines | A | Cumulative Winter Peak Savings (MW) | Achievable Technical Potential | 0 | 0 | 0 | 0 | 0 | 0 | 0 | 0 | 0 | 0 | 0 | 0 | 0 | 0 | 0 | 0 | 0 | 0 | 0 | 0 | 0 | 0
F13_Industrial_Wood and Lumber Products_Existing_Space Heating_Natural Gas_Gas Boiler - Insulate Hot Water Lines_A_Achievable Technical Potential | F13 | Industrial | Wood and Lumber Products | Existing | Space Heating | Natural Gas | Gas Boiler - Insulate Hot Water Lines | A | Purchases (Incremental) | Achievable Technical Potential | 0 | 0 | 0.98985 | 0.97278 | 0.95601 | 0.93953 | 0.92333 | 0.90741 | 0.89176 | 0.87639 | 0.86128 | 0.84643 | 0.83184 | 0.81749 | 0.8034 | 0.78955 | 0.77593 | 0.76256 | 0.74941 | 0.73649 | 0.72379 | 0.71131
F14_Industrial_Wood and Lumber Products_Existing_Space Heating_Natural Gas_Gas Boiler - Insulate Hot Water Lines_A_Achievable Technical Potential | F14 | Industrial | Wood and Lumber Products | Existing | Space Heating | Natural Gas | Gas Boiler - Insulate Hot Water Lines | A | Purchases (Cumulative) | Achievable Technical Potential | 0 | 0 | 0.98985 | 1.9626 | 2.9186 | 3.8582 | 4.7815 | 5.6889 | 6.5807 | 7.4571 | 8.3183 | 9.1648 | 9.9966 | 10.8141 | 11.6175 | 12.4071 | 13.183 | 13.9455 | 14.695 | 15.4314 | 16.1552 | 16.8665
F1_Industrial_Wood and Lumber Products_Existing_Process_Natural Gas_Gas Boiler - Insulate Hot Water Lines_A_Achievable Technical Potential | F1 | Industrial | Wood and Lumber Products | Existing | Process | Natural Gas | Gas Boiler - Insulate Hot Water Lines | A | Original Unit Energy Savings (kWh or therms) | Achievable Technical Potential | 0 | 0 | 77.4421 | 77.4421 | 77.4421 | 77.4421 | 77.4421 | 77.4421 | 77.4421 | 77.4421 | 77.4421 | 77.4421 | 77.4421 | 77.4421 | 77.4421 | 77.4421 | 77.4421 | 77.4421 | 77.4421 | 77.4421 | 77.4421 | 77.4421
F2_Industrial_Wood and Lumber Products_Existing_Process_Natural Gas_Gas Boiler - Insulate Hot Water Lines_A_Achievable Technical Potential | F2 | Industrial | Wood and Lumber Products | Existing | Process | Natural Gas | Gas Boiler - Insulate Hot Water Lines | A | Original Unit Summer Peak Savings (kW) | Achievable Technical Potential | 0 | 0 | 0 | 0 | 0 | 0 | 0 | 0 | 0 | 0 | 0 | 0 | 0 | 0 | 0 | 0 | 0 | 0 | 0 | 0 | 0 | 0
F3_Industrial_Wood and Lumber Products_Existing_Process_Natural Gas_Gas Boiler - Insulate Hot Water Lines_A_Achievable Technical Potential | F3 | Industrial | Wood and Lumber Products | Existing | Process | Natural Gas | Gas Boiler - Insulate Hot Water Lines | A | Original Unit Winter Peak Savings (kW) | Achievable Technical Potential | 0 | 0 | 0 | 0 | 0 | 0 | 0 | 0 | 0 | 0 | 0 | 0 | 0 | 0 | 0 | 0 | 0 | 0 | 0 | 0 | 0 | 0
F4_Industrial_Wood and Lumber Products_Existing_Process_Natural Gas_Gas Boiler - Insulate Hot Water Lines_A_Achievable Technical Potential | F4 | Industrial | Wood and Lumber Products | Existing | Process | Natural Gas | Gas Boiler - Insulate Hot Water Lines | A | Standalone Impact on Baseline Energy (%) | Achievable Technical Potential | 0% | 0% | 0.03955% | 0.0798% | 0.1208% | 0.1624% | 0.2048% | 0.248% | 0.2919% | 0.3365% | 0.382% | 0.4283% | 0.4753% | 0.5232% | 0.5719% | 0.6215% | 0.672% | 0.7233% | 0.7756% | 0.8287% | 0.8828% | 0.9379%
F5_Industrial_Wood and Lumber Products_Existing_Process_Natural Gas_Gas Boiler - Insulate Hot Water Lines_A_Achievable Technical Potential | F5 | Industrial | Wood and Lumber Products | Existing | Process | Natural Gas | Gas Boiler - Insulate Hot Water Lines | A | Standalone Impact on Baseline Summer Peak (%) | Achievable Technical Potential | bar: 2019 to 2040
F6_Industrial_Wood and Lumber Products_Existing_Process_Natural Gas_Gas Boiler - Insulate Hot Water Lines_A_Achievable Technical Potential | F6 | Industrial | Wood and Lumber Products | Existing | Process | Natural Gas | Gas Boiler - Insulate Hot Water Lines | A | Standalone Impact on Baseline Winter Peak (%) | Achievable Technical Potential | bar: 2019 to 2040
F7_Industrial_Wood and Lumber Products_Existing_Process_Natural Gas_Gas Boiler - Insulate Hot Water Lines_A_Achievable Technical Potential | F7 | Industrial | Wood and Lumber Products | Existing | Process | Natural Gas | Gas Boiler - Insulate Hot Water Lines | A | Incremental Energy Savings (MWh or mTherms) | Achievable Technical Potential | 0 | 0 | 0.26385 | 0.25931 | 0.25483 | 0.25044 | 0.24612 | 0.24188 | 0.23771 | 0.23361 | 0.22958 | 0.22562 | 0.22173 | 0.21791 | 0.21415 | 0.21046 | 0.20683 | 0.20327 | 0.19976 | 0.19632 | 0.19293 | 0.18961
F8_Industrial_Wood and Lumber Products_Existing_Process_Natural Gas_Gas Boiler - Insulate Hot Water Lines_A_Achievable Technical Potential | F8 | Industrial | Wood and Lumber Products | Existing | Process | Natural Gas | Gas Boiler - Insulate Hot Water Lines | A | Incremental Summer Peak Savings (MW) | Achievable Technical Potential | 0 | 0 | 0 | 0 | 0 | 0 | 0 | 0 | 0 | 0 | 0 | 0 | 0 | 0 | 0 | 0 | 0 | 0 | 0 | 0 | 0 | 0
F9_Industrial_Wood and Lumber Products_Existing_Process_Natural Gas_Gas Boiler - Insulate Hot Water Lines_A_Achievable Technical Potential | F9 | Industrial | Wood and Lumber Products | Existing | Process | Natural Gas | Gas Boiler - Insulate Hot Water Lines | A | Incremental Winter Peak Savings (MW) | Achievable Technical Potential | 0 | 0 | 0 | 0 | 0 | 0 | 0 | 0 | 0 | 0 | 0 | 0 | 0 | 0 | 0 | 0 | 0 | 0 | 0 | 0 | 0 | 0
F10_Industrial_Wood and Lumber Products_Existing_Process_Natural Gas_Gas Boiler - Insulate Hot Water Lines_A_Achievable Technical Potential | F10 | Industrial | Wood and Lumber Products | Existing | Process | Natural Gas | Gas Boiler - Insulate Hot Water Lines | A | Cumulative Energy Savings (MWh or mTherms) | Achievable Technical Potential | 0 | 0 | 0.26385 | 0.52316 | 0.77799 | 1.0284 | 1.2746 | 1.5164 | 1.7541 | 1.9878 | 2.2173 | 2.443 | 2.6647 | 2.8826 | 3.0968 | 3.3072 | 3.5141 | 3.7173 | 3.9171 | 4.1134 | 4.3063 | 4.4959
F11_Industrial_Wood and Lumber Products_Existing_Process_Natural Gas_Gas Boiler - Insulate Hot Water Lines_A_Achievable Technical Potential | F11 | Industrial | Wood and Lumber Products | Existing | Process | Natural Gas | Gas Boiler - Insulate Hot Water Lines | A | Cumulative Summer Peak Savings (MW) | Achievable Technical Potential | 0 | 0 | 0 | 0 | 0 | 0 | 0 | 0 | 0 | 0 | 0 | 0 | 0 | 0 | 0 | 0 | 0 | 0 | 0 | 0 | 0 | 0
F12_Industrial_Wood and Lumber Products_Existing_Process_Natural Gas_Gas Boiler - Insulate Hot Water Lines_A_Achievable Technical Potential | F12 | Industrial | Wood and Lumber Products | Existing | Process | Natural Gas | Gas Boiler - Insulate Hot Water Lines | A | Cumulative Winter Peak Savings (MW) | Achievable Technical Potential | 0 | 0 | 0 | 0 | 0 | 0 | 0 | 0 | 0 | 0 | 0 | 0 | 0 | 0 | 0 | 0 | 0 | 0 | 0 | 0 | 0 | 0
F13_Industrial_Wood and Lumber Products_Existing_Process_Natural Gas_Gas Boiler - Insulate Hot Water Lines_A_Achievable Technical Potential | F13 | Industrial | Wood and Lumber Products | Existing | Process | Natural Gas | Gas Boiler - Insulate Hot Water Lines | A | Purchases (Incremental) | Achievable Technical Potential | 0 | 0 | 3.4071 | 3.3484 | 3.2906 | 3.2339 | 3.1781 | 3.1234 | 3.0695 | 3.0166 | 2.9646 | 2.9135 | 2.8632 | 2.8139 | 2.7653 | 2.7177 | 2.6708 | 2.6248 | 2.5795 | 2.535 | 2.4913 | 2.4484
F14_Industrial_Wood and Lumber Products_Existing_Process_Natural Gas_Gas Boiler - Insulate Hot Water Lines_A_Achievable Technical Potential | F14 | Industrial | Wood and Lumber Products | Existing | Process | Natural Gas | Gas Boiler - Insulate Hot Water Lines | A | Purchases (Cumulative) | Achievable Technical Potential | 0 | 0 | 3.4071 | 6.7555 | 10.0461 | 13.28 | 16.4582 | 19.5815 | 22.651 | 25.6676 | 28.6322 | 31.5456 | 34.4089 | 37.2227 | 39.9881 | 42.7057 | 45.3766 | 48.0013 | 50.5808 | 53.1159 | 55.6072 | 58.0555
F1_Industrial_Wood and Lumber Products_Existing_Process_Natural Gas_Process - Insulate Heated Process Fluids_A_Achievable Technical Potential | F1 | Industrial | Wood and Lumber Products | Existing | Process | Natural Gas | Process - Insulate Heated Process Fluids | A | Original Unit Energy Savings (kWh or therms) | Achievable Technical Potential | 0 | 0 | 125.8253 | 125.8253 | 125.8253 | 125.8253 | 125.8253 | 125.8253 | 125.8253 | 125.8253 | 125.8253 | 125.8253 | 125.8253 | 125.8253 | 125.8253 | 125.8253 | 125.8253 | 125.8253 | 125.8253 | 125.8253 | 125.8253 | 125.8253
F2_Industrial_Wood and Lumber Products_Existing_Process_Natural Gas_Process - Insulate Heated Process Fluids_A_Achievable Technical Potential | F2 | Industrial | Wood and Lumber Products | Existing | Process | Natural Gas | Process - Insulate Heated Process Fluids | A | Original Unit Summer Peak Savings (kW) | Achievable Technical Potential | 0 | 0 | 0 | 0 | 0 | 0 | 0 | 0 | 0 | 0 | 0 | 0 | 0 | 0 | 0 | 0 | 0 | 0 | 0 | 0 | 0 | 0
F3_Industrial_Wood and Lumber Products_Existing_Process_Natural Gas_Process - Insulate Heated Process Fluids_A_Achievable Technical Potential | F3 | Industrial | Wood and Lumber Products | Existing | Process | Natural Gas | Process - Insulate Heated Process Fluids | A | Original Unit Winter Peak Savings (kW) | Achievable Technical Potential | 0 | 0 | 0 | 0 | 0 | 0 | 0 | 0 | 0 | 0 | 0 | 0 | 0 | 0 | 0 | 0 | 0 | 0 | 0 | 0 | 0 | 0
F4_Industrial_Wood and Lumber Products_Existing_Process_Natural Gas_Process - Insulate Heated Process Fluids_A_Achievable Technical Potential | F4 | Industrial | Wood and Lumber Products | Existing | Process | Natural Gas | Process - Insulate Heated Process Fluids | A | Standalone Impact on Baseline Energy (%) | Achievable Technical Potential | 0% | 0% | 0.07029% | 0.1418% | 0.2146% | 0.2886% | 0.364% | 0.4336% | 0.4918% | 0.541% | 0.5828% | 0.619% | 0.6506% | 0.6786% | 0.7037% | 0.7267% | 0.7479% | 0.7678% | 0.7814% | 0.7951% | 0.809% | 0.8232%
F5_Industrial_Wood and Lumber Products_Existing_Process_Natural Gas_Process - Insulate Heated Process Fluids_A_Achievable Technical Potential | F5 | Industrial | Wood and Lumber Products | Existing | Process | Natural Gas | Process - Insulate Heated Process Fluids | A | Standalone Impact on Baseline Summer Peak (%) | Achievable Technical Potential | bar: 2019 to 2040
F6_Industrial_Wood and Lumber Products_Existing_Process_Natural Gas_Process - Insulate Heated Process Fluids_A_Achievable Technical Potential | F6 | Industrial | Wood and Lumber Products | Existing | Process | Natural Gas | Process - Insulate Heated Process Fluids | A | Standalone Impact on Baseline Winter Peak (%) | Achievable Technical Potential | bar: 2019 to 2040
F7_Industrial_Wood and Lumber Products_Existing_Process_Natural Gas_Process - Insulate Heated Process Fluids_A_Achievable Technical Potential | F7 | Industrial | Wood and Lumber Products | Existing | Process | Natural Gas | Process - Insulate Heated Process Fluids | A | Incremental Energy Savings (MWh or mTherms) | Achievable Technical Potential | 0 | 0 | 0.46889 | 0.46081 | 0.45286 | 0.44505 | 0.43738 | 0.38685 | 0.30415 | 0.23912 | 0.188 | 0.14781 | 0.11621 | 0.091363 | 0.07183 | 0.056473 | 0.0444 | 0.034907 | 0.00023399 | 8.2127e-05 | 2.7515e-05 | 8.8176e-06
F8_Industrial_Wood and Lumber Products_Existing_Process_Natural Gas_Process - Insulate Heated Process Fluids_A_Achievable Technical Potential | F8 | Industrial | Wood and Lumber Products | Existing | Process | Natural Gas | Process - Insulate Heated Process Fluids | A | Incremental Summer Peak Savings (MW) | Achievable Technical Potential | 0 | 0 | 0 | 0 | 0 | 0 | 0 | 0 | 0 | 0 | 0 | 0 | 0 | 0 | 0 | 0 | 0 | 0 | 0 | 0 | 0 | 0
F9_Industrial_Wood and Lumber Products_Existing_Process_Natural Gas_Process - Insulate Heated Process Fluids_A_Achievable Technical Potential | F9 | Industrial | Wood and Lumber Products | Existing | Process | Natural Gas | Process - Insulate Heated Process Fluids | A | Incremental Winter Peak Savings (MW) | Achievable Technical Potential | 0 | 0 | 0 | 0 | 0 | 0 | 0 | 0 | 0 | 0 | 0 | 0 | 0 | 0 | 0 | 0 | 0 | 0 | 0 | 0 | 0 | 0
F10_Industrial_Wood and Lumber Products_Existing_Process_Natural Gas_Process - Insulate Heated Process Fluids_A_Achievable Technical Potential | F10 | Industrial | Wood and Lumber Products | Existing | Process | Natural Gas | Process - Insulate Heated Process Fluids | A | Cumulative Energy Savings (MWh or mTherms) | Achievable Technical Potential | 0 | 0 | 0.46889 | 0.9297 | 1.3826 | 1.8276 | 2.265 | 2.6518 | 2.956 | 3.1951 | 3.3831 | 3.5309 | 3.6471 | 3.7385 | 3.8103 | 3.8668 | 3.9112 | 3.9461 | 3.9463 | 3.9464 | 3.9464 | 3.9465
F11_Industrial_Wood and Lumber Products_Existing_Process_Natural Gas_Process - Insulate Heated Process Fluids_A_Achievable Technical Potential | F11 | Industrial | Wood and Lumber Products | Existing | Process | Natural Gas | Process - Insulate Heated Process Fluids | A | Cumulative Summer Peak Savings (MW) | Achievable Technical Potential | 0 | 0 | 0 | 0 | 0 | 0 | 0 | 0 | 0 | 0 | 0 | 0 | 0 | 0 | 0 | 0 | 0 | 0 | 0 | 0 | 0 | 0
F12_Industrial_Wood and Lumber Products_Existing_Process_Natural Gas_Process - Insulate Heated Process Fluids_A_Achievable Technical Potential | F12 | Industrial | Wood and Lumber Products | Existing | Process | Natural Gas | Process - Insulate Heated Process Fluids | A | Cumulative Winter Peak Savings (MW) | Achievable Technical Potential | 0 | 0 | 0 | 0 | 0 | 0 | 0 | 0 | 0 | 0 | 0 | 0 | 0 | 0 | 0 | 0 | 0 | 0 | 0 | 0 | 0 | 0
F13_Industrial_Wood and Lumber Products_Existing_Process_Natural Gas_Process - Insulate Heated Process Fluids_A_Achievable Technical Potential | F13 | Industrial | Wood and Lumber Products | Existing | Process | Natural Gas | Process - Insulate Heated Process Fluids | A | Purchases (Incremental) | Achievable Technical Potential | 0 | 0 | 3.7265 | 3.6623 | 3.5991 | 3.5371 | 3.4761 | 3.0745 | 2.4172 | 1.9004 | 1.4941 | 1.1747 | 0.92356 | 0.72611 | 0.57087 | 0.44882 | 0.35287 | 0.27743 | 0.0018596 | 0.00065271 | 0.00021868 | 7.0078e-05
F14_Industrial_Wood and Lumber Products_Existing_Process_Natural Gas_Process - Insulate Heated Process Fluids_A_Achievable Technical Potential | F14 | Industrial | Wood and Lumber Products | Existing | Process | Natural Gas | Process - Insulate Heated Process Fluids | A | Purchases (Cumulative) | Achievable Technical Potential | 0 | 0 | 3.7265 | 7.3888 | 10.9879 | 14.525 | 18.0011 | 21.0756 | 23.4928 | 25.3933 | 26.8874 | 28.0621 | 28.9857 | 29.7118 | 30.2827 | 30.7315 | 31.0843 | 31.3618 | 31.3636 | 31.3643 | 31.3645 | 31.3646
F1_Industrial_Wood and Lumber Products_Existing_Process_Natural Gas_Process Heat Recovery_A_Achievable Technical Potential | F1 | Industrial | Wood and Lumber Products | Existing | Process | Natural Gas | Process Heat Recovery | A | Original Unit Energy Savings (kWh or therms) | Achievable Technical Potential | 0 | 0 | 0.21081 | 0.21081 | 0.21081 | 0.21081 | 0.21081 | 0.21081 | 0.21081 | 0.21081 | 0.21081 | 0.21081 | 0.21081 | 0.21081 | 0.21081 | 0.21081 | 0.21081 | 0.21081 | 0.21081 | 0.21081 | 0.21081 | 0.21081
F2_Industrial_Wood and Lumber Products_Existing_Process_Natural Gas_Process Heat Recovery_A_Achievable Technical Potential | F2 | Industrial | Wood and Lumber Products | Existing | Process | Natural Gas | Process Heat Recovery | A | Original Unit Summer Peak Savings (kW) | Achievable Technical Potential | 0 | 0 | 0 | 0 | 0 | 0 | 0 | 0 | 0 | 0 | 0 | 0 | 0 | 0 | 0 | 0 | 0 | 0 | 0 | 0 | 0 | 0
F3_Industrial_Wood and Lumber Products_Existing_Process_Natural Gas_Process Heat Recovery_A_Achievable Technical Potential | F3 | Industrial | Wood and Lumber Products | Existing | Process | Natural Gas | Process Heat Recovery | A | Original Unit Winter Peak Savings (kW) | Achievable Technical Potential | 0 | 0 | 0 | 0 | 0 | 0 | 0 | 0 | 0 | 0 | 0 | 0 | 0 | 0 | 0 | 0 | 0 | 0 | 0 | 0 | 0 | 0
F4_Industrial_Wood and Lumber Products_Existing_Process_Natural Gas_Process Heat Recovery_A_Achievable Technical Potential | F4 | Industrial | Wood and Lumber Products | Existing | Process | Natural Gas | Process Heat Recovery | A | Standalone Impact on Baseline Energy (%) | Achievable Technical Potential | 0% | 0% | 0.004239% | 0.008553% | 0.01294% | 0.01741% | 0.02195% | 0.02615% | 0.02967% | 0.03263% | 0.03515% | 0.03733% | 0.03924% | 0.04093% | 0.04245% | 0.04383% | 0.04511% | 0.04631% | 0.04713% | 0.04796% | 0.0488% | 0.04965%
F5_Industrial_Wood and Lumber Products_Existing_Process_Natural Gas_Process Heat Recovery_A_Achievable Technical Potential | F5 | Industrial | Wood and Lumber Products | Existing | Process | Natural Gas | Process Heat Recovery | A | Standalone Impact on Baseline Summer Peak (%) | Achievable Technical Potential | bar: 2019 to 2040
F6_Industrial_Wood and Lumber Products_Existing_Process_Natural Gas_Process Heat Recovery_A_Achievable Technical Potential | F6 | Industrial | Wood and Lumber Products | Existing | Process | Natural Gas | Process Heat Recovery | A | Standalone Impact on Baseline Winter Peak (%) | Achievable Technical Potential | bar: 2019 to 2040
F7_Industrial_Wood and Lumber Products_Existing_Process_Natural Gas_Process Heat Recovery_A_Achievable Technical Potential | F7 | Industrial | Wood and Lumber Products | Existing | Process | Natural Gas | Process Heat Recovery | A | Incremental Energy Savings (MWh or mTherms) | Achievable Technical Potential | 0 | 0 | 0.028281 | 0.027793 | 0.027314 | 0.026843 | 0.02638 | 0.023333 | 0.018344 | 0.014423 | 0.011339 | 0.0089149 | 0.0070089 | 0.0055105 | 0.0043324 | 0.0034061 | 0.0026779 | 0.0021054 | 1.4113e-05 | 4.9534e-06 | 1.6596e-06 | 5.3183e-07
F8_Industrial_Wood and Lumber Products_Existing_Process_Natural Gas_Process Heat Recovery_A_Achievable Technical Potential | F8 | Industrial | Wood and Lumber Products | Existing | Process | Natural Gas | Process Heat Recovery | A | Incremental Summer Peak Savings (MW) | Achievable Technical Potential | 0 | 0 | 0 | 0 | 0 | 0 | 0 | 0 | 0 | 0 | 0 | 0 | 0 | 0 | 0 | 0 | 0 | 0 | 0 | 0 | 0 | 0
F9_Industrial_Wood and Lumber Products_Existing_Process_Natural Gas_Process Heat Recovery_A_Achievable Technical Potential | F9 | Industrial | Wood and Lumber Products | Existing | Process | Natural Gas | Process Heat Recovery | A | Incremental Winter Peak Savings (MW) | Achievable Technical Potential | 0 | 0 | 0 | 0 | 0 | 0 | 0 | 0 | 0 | 0 | 0 | 0 | 0 | 0 | 0 | 0 | 0 | 0 | 0 | 0 | 0 | 0
F10_Industrial_Wood and Lumber Products_Existing_Process_Natural Gas_Process Heat Recovery_A_Achievable Technical Potential | F10 | Industrial | Wood and Lumber Products | Existing | Process | Natural Gas | Process Heat Recovery | A | Cumulative Energy Savings (MWh or mTherms) | Achievable Technical Potential | 0 | 0 | 0.028281 | 0.056074 | 0.083388 | 0.11023 | 0.13661 | 0.15994 | 0.17829 | 0.19271 | 0.20405 | 0.21296 | 0.21997 | 0.22548 | 0.22982 | 0.23322 | 0.2359 | 0.23801 | 0.23802 | 0.23803 | 0.23803 | 0.23803
F11_Industrial_Wood and Lumber Products_Existing_Process_Natural Gas_Process Heat Recovery_A_Achievable Technical Potential | F11 | Industrial | Wood and Lumber Products | Existing | Process | Natural Gas | Process Heat Recovery | A | Cumulative Summer Peak Savings (MW) | Achievable Technical Potential | 0 | 0 | 0 | 0 | 0 | 0 | 0 | 0 | 0 | 0 | 0 | 0 | 0 | 0 | 0 | 0 | 0 | 0 | 0 | 0 | 0 | 0
F12_Industrial_Wood and Lumber Products_Existing_Process_Natural Gas_Process Heat Recovery_A_Achievable Technical Potential | F12 | Industrial | Wood and Lumber Products | Existing | Process | Natural Gas | Process Heat Recovery | A | Cumulative Winter Peak Savings (MW) | Achievable Technical Potential | 0 | 0 | 0 | 0 | 0 | 0 | 0 | 0 | 0 | 0 | 0 | 0 | 0 | 0 | 0 | 0 | 0 | 0 | 0 | 0 | 0 | 0
F13_Industrial_Wood and Lumber Products_Existing_Process_Natural Gas_Process Heat Recovery_A_Achievable Technical Potential | F13 | Industrial | Wood and Lumber Products | Existing | Process | Natural Gas | Process Heat Recovery | A | Purchases (Incremental) | Achievable Technical Potential | 0 | 0 | 134.1547 | 131.8417 | 129.5685 | 127.3346 | 125.1392 | 110.6834 | 87.0201 | 68.4158 | 53.789 | 42.2893 | 33.2481 | 26.1399 | 20.5514 | 16.1576 | 12.7032 | 9.9874 | 0.066947 | 0.023497 | 0.0078724 | 0.0025228
F14_Industrial_Wood and Lumber Products_Existing_Process_Natural Gas_Process Heat Recovery_A_Achievable Technical Potential | F14 | Industrial | Wood and Lumber Products | Existing | Process | Natural Gas | Process Heat Recovery | A | Purchases (Cumulative) | Achievable Technical Potential | 0 | 0 | 134.1547 | 265.9963 | 395.5649 | 522.8995 | 648.0386 | 758.7221 | 845.7421 | 914.1579 | 967.9469 | 1010.2362 | 1043.4843 | 1069.6241 | 1090.1755 | 1106.3331 | 1119.0364 | 1129.0237 | 1129.0907 | 1129.1142 | 1129.122 | 1129.1246
F1_Industrial_Wood and Lumber Products_Existing_Space Heating_Natural Gas_Building Automation System_A_Achievable Technical Potential | F1 | Industrial | Wood and Lumber Products | Existing | Space Heating | Natural Gas | Building Automation System | A | Original Unit Energy Savings (kWh or therms) | Achievable Technical Potential | 0 | 0 | 0.015624 | 0.015587 | 0.01555 | 0.015514 | 0.015478 | 0.015443 | 0.015409 | 0.015376 | 0.015345 | 0.015316 | 0.015289 | 0.015263 | 0.015238 | 0.015215 | 0.015194 | 0.015173 | 0.015154 | 0.015136 | 0.01512 | 0.015104
F2_Industrial_Wood and Lumber Products_Existing_Space Heating_Natural Gas_Building Automation System_A_Achievable Technical Potential | F2 | Industrial | Wood and Lumber Products | Existing | Space Heating | Natural Gas | Building Automation System | A | Original Unit Summer Peak Savings (kW) | Achievable Technical Potential | 0 | 0 | 0 | 0 | 0 | 0 | 0 | 0 | 0 | 0 | 0 | 0 | 0 | 0 | 0 | 0 | 0 | 0 | 0 | 0 | 0 | 0
F3_Industrial_Wood and Lumber Products_Existing_Space Heating_Natural Gas_Building Automation System_A_Achievable Technical Potential | F3 | Industrial | Wood and Lumber Products | Existing | Space Heating | Natural Gas | Building Automation System | A | Original Unit Winter Peak Savings (kW) | Achievable Technical Potential | 0 | 0 | 0 | 0 | 0 | 0 | 0 | 0 | 0 | 0 | 0 | 0 | 0 | 0 | 0 | 0 | 0 | 0 | 0 | 0 | 0 | 0
F4_Industrial_Wood and Lumber Products_Existing_Space Heating_Natural Gas_Building Automation System_A_Achievable Technical Potential | F4 | Industrial | Wood and Lumber Products | Existing | Space Heating | Natural Gas | Building Automation System | A | Standalone Impact on Baseline Energy (%) | Achievable Technical Potential | 0% | 0% | 0.01308% | 0.03945% | 0.08656% | 0.1636% | 0.2811% | 0.4501% | 0.6813% | 0.9827% | 1.358% | 1.804% | 2.309% | 2.854% | 3.41% | 3.946% | 4.435% | 4.86% | 5.21% | 5.485% | 5.699% | 5.875%
F5_Industrial_Wood and Lumber Products_Existing_Space Heating_Natural Gas_Building Automation System_A_Achievable Technical Potential | F5 | Industrial | Wood and Lumber Products | Existing | Space Heating | Natural Gas | Building Automation System | A | Standalone Impact on Baseline Summer Peak (%) | Achievable Technical Potential | bar: 2019 to 2040
F6_Industrial_Wood and Lumber Products_Existing_Space Heating_Natural Gas_Building Automation System_A_Achievable Technical Potential | F6 | Industrial | Wood and Lumber Products | Existing | Space Heating | Natural Gas | Building Automation System | A | Standalone Impact on Baseline Winter Peak (%) | Achievable Technical Potential | bar: 2019 to 2040
F7_Industrial_Wood and Lumber Products_Existing_Space Heating_Natural Gas_Building Automation System_A_Achievable Technical Potential | F7 | Industrial | Wood and Lumber Products | Existing | Space Heating | Natural Gas | Building Automation System | A | Incremental Energy Savings (MWh or mTherms) | Achievable Technical Potential | 0 | 0 | 0.012252 | 0.024012 | 0.0418 | 0.066664 | 0.099211 | 0.13933 | 0.18585 | 0.23627 | 0.28661 | 0.33152 | 0.36488 | 0.38082 | 0.37522 | 0.34708 | 0.29948 | 0.24307 | 0.18244 | 0.12398 | 0.077757 | 0.049785
F8_Industrial_Wood and Lumber Products_Existing_Space Heating_Natural Gas_Building Automation System_A_Achievable Technical Potential | F8 | Industrial | Wood and Lumber Products | Existing | Space Heating | Natural Gas | Building Automation System | A | Incremental Summer Peak Savings (MW) | Achievable Technical Potential | 0 | 0 | 0 | 0 | 0 | 0 | 0 | 0 | 0 | 0 | 0 | 0 | 0 | 0 | 0 | 0 | 0 | 0 | 0 | 0 | 0 | 0
F9_Industrial_Wood and Lumber Products_Existing_Space Heating_Natural Gas_Building Automation System_A_Achievable Technical Potential | F9 | Industrial | Wood and Lumber Products | Existing | Space Heating | Natural Gas | Building Automation System | A | Incremental Winter Peak Savings (MW) | Achievable Technical Potential | 0 | 0 | 0 | 0 | 0 | 0 | 0 | 0 | 0 | 0 | 0 | 0 | 0 | 0 | 0 | 0 | 0 | 0 | 0 | 0 | 0 | 0
F10_Industrial_Wood and Lumber Products_Existing_Space Heating_Natural Gas_Building Automation System_A_Achievable Technical Potential | F10 | Industrial | Wood and Lumber Products | Existing | Space Heating | Natural Gas | Building Automation System | A | Cumulative Energy Savings (MWh or mTherms) | Achievable Technical Potential | 0 | 0 | 0.012252 | 0.036235 | 0.077949 | 0.14443 | 0.24331 | 0.38208 | 0.56709 | 0.80217 | 1.0872 | 1.4166 | 1.779 | 2.1568 | 2.5285 | 2.8718 | 3.1672 | 3.406 | 3.5842 | 3.7039 | 3.7775 | 3.8234
F11_Industrial_Wood and Lumber Products_Existing_Space Heating_Natural Gas_Building Automation System_A_Achievable Technical Potential | F11 | Industrial | Wood and Lumber Products | Existing | Space Heating | Natural Gas | Building Automation System | A | Cumulative Summer Peak Savings (MW) | Achievable Technical Potential | 0 | 0 | 0 | 0 | 0 | 0 | 0 | 0 | 0 | 0 | 0 | 0 | 0 | 0 | 0 | 0 | 0 | 0 | 0 | 0 | 0 | 0
F12_Industrial_Wood and Lumber Products_Existing_Space Heating_Natural Gas_Building Automation System_A_Achievable Technical Potential | F12 | Industrial | Wood and Lumber Products | Existing | Space Heating | Natural Gas | Building Automation System | A | Cumulative Winter Peak Savings (MW) | Achievable Technical Potential | 0 | 0 | 0 | 0 | 0 | 0 | 0 | 0 | 0 | 0 | 0 | 0 | 0 | 0 | 0 | 0 | 0 | 0 | 0 | 0 | 0 | 0
F13_Industrial_Wood and Lumber Products_Existing_Space Heating_Natural Gas_Building Automation System_A_Achievable Technical Potential | F13 | Industrial | Wood and Lumber Products | Existing | Space Heating | Natural Gas | Building Automation System | A | Purchases (Incremental) | Achievable Technical Potential | 0 | 0 | 784.1813 | 1540.5006 | 2688.0694 | 4297.1252 | 6409.9801 | 9022.1773 | 12061.0417 | 15365.8891 | 18677.2849 | 21645.2151 | 23865.826 | 24951.0084 | 24623.1898 | 22811.3106 | 19710.4466 | 16019.2815 | 12038.8312 | 8190.8759 | 5142.8344 | 3296.1945
F14_Industrial_Wood and Lumber Products_Existing_Space Heating_Natural Gas_Building Automation System_A_Achievable Technical Potential | F14 | Industrial | Wood and Lumber Products | Existing | Space Heating | Natural Gas | Building Automation System | A | Purchases (Cumulative) | Achievable Technical Potential | 0 | 0 | 784.1813 | 2324.6819 | 5012.7513 | 9309.8765 | 15719.8566 | 24742.0339 | 36803.0756 | 52168.9647 | 70846.2496 | 92491.4647 | 116357.2907 | 141308.2991 | 165931.4889 | 188742.7995 | 208453.2461 | 224472.5276 | 236511.3588 | 244702.2347 | 249845.0692 | 253141.2637
F1_Industrial_Wood and Lumber Products_Existing_Space Heating_Natural Gas_Steam System Efficiency Improvements_A_Achievable Technical Potential | F1 | Industrial | Wood and Lumber Products | Existing | Space Heating | Natural Gas | Steam System Efficiency Improvements | A | Original Unit Energy Savings (kWh or therms) | Achievable Technical Potential | 0 | 0 | 0.13953 | 0.13917 | 0.13883 | 0.1385 | 0.13817 | 0.13785 | 0.13755 | 0.13725 | 0.13697 | 0.13669 | 0.13643 | 0.13618 | 0.13594 | 0.13572 | 0.13551 | 0.13531 | 0.13512 | 0.13495 | 0.1348 | 0.13466
F2_Industrial_Wood and Lumber Products_Existing_Space Heating_Natural Gas_Steam System Efficiency Improvements_A_Achievable Technical Potential | F2 | Industrial | Wood and Lumber Products | Existing | Space Heating | Natural Gas | Steam System Efficiency Improvements | A | Original Unit Summer Peak Savings (kW) | Achievable Technical Potential | 0 | 0 | 0 | 0 | 0 | 0 | 0 | 0 | 0 | 0 | 0 | 0 | 0 | 0 | 0 | 0 | 0 | 0 | 0 | 0 | 0 | 0
F3_Industrial_Wood and Lumber Products_Existing_Space Heating_Natural Gas_Steam System Efficiency Improvements_A_Achievable Technical Potential | F3 | Industrial | Wood and Lumber Products | Existing | Space Heating | Natural Gas | Steam System Efficiency Improvements | A | Original Unit Winter Peak Savings (kW) | Achievable Technical Potential | 0 | 0 | 0 | 0 | 0 | 0 | 0 | 0 | 0 | 0 | 0 | 0 | 0 | 0 | 0 | 0 | 0 | 0 | 0 | 0 | 0 | 0
F4_Industrial_Wood and Lumber Products_Existing_Space Heating_Natural Gas_Steam System Efficiency Improvements_A_Achievable Technical Potential | F4 | Industrial | Wood and Lumber Products | Existing | Space Heating | Natural Gas | Steam System Efficiency Improvements | A | Standalone Impact on Baseline Energy (%) | Achievable Technical Potential | 0% | 0% | 0.0008277% | 0.002496% | 0.005477% | 0.01035% | 0.01778% | 0.02848% | 0.0431% | 0.06217% | 0.0859% | 0.1141% | 0.146% | 0.1804% | 0.2156% | 0.2495% | 0.2803% | 0.3071% | 0.3292% | 0.3466% | 0.3601% | 0.3712%
F5_Industrial_Wood and Lumber Products_Existing_Space Heating_Natural Gas_Steam System Efficiency Improvements_A_Achievable Technical Potential | F5 | Industrial | Wood and Lumber Products | Existing | Space Heating | Natural Gas | Steam System Efficiency Improvements | A | Standalone Impact on Baseline Summer Peak (%) | Achievable Technical Potential | bar: 2019 to 2040
F6_Industrial_Wood and Lumber Products_Existing_Space Heating_Natural Gas_Steam System Efficiency Improvements_A_Achievable Technical Potential | F6 | Industrial | Wood and Lumber Products | Existing | Space Heating | Natural Gas | Steam System Efficiency Improvements | A | Standalone Impact on Baseline Winter Peak (%) | Achievable Technical Potential | bar: 2019 to 2040
F7_Industrial_Wood and Lumber Products_Existing_Space Heating_Natural Gas_Steam System Efficiency Improvements_A_Achievable Technical Potential | F7 | Industrial | Wood and Lumber Products | Existing | Space Heating | Natural Gas | Steam System Efficiency Improvements | A | Incremental Energy Savings (MWh or mTherms) | Achievable Technical Potential | 0 | 0 | 0.00077542 | 0.0015195 | 0.0026448 | 0.0042178 | 0.0062769 | 0.0088145 | 0.011757 | 0.014947 | 0.01813 | 0.020969 | 0.023076 | 0.024081 | 0.023723 | 0.021941 | 0.018929 | 0.015362 | 0.011529 | 0.0078341 | 0.0049131 | 0.0031456
F8_Industrial_Wood and Lumber Products_Existing_Space Heating_Natural Gas_Steam System Efficiency Improvements_A_Achievable Technical Potential | F8 | Industrial | Wood and Lumber Products | Existing | Space Heating | Natural Gas | Steam System Efficiency Improvements | A | Incremental Summer Peak Savings (MW) | Achievable Technical Potential | 0 | 0 | 0 | 0 | 0 | 0 | 0 | 0 | 0 | 0 | 0 | 0 | 0 | 0 | 0 | 0 | 0 | 0 | 0 | 0 | 0 | 0
F9_Industrial_Wood and Lumber Products_Existing_Space Heating_Natural Gas_Steam System Efficiency Improvements_A_Achievable Technical Potential | F9 | Industrial | Wood and Lumber Products | Existing | Space Heating | Natural Gas | Steam System Efficiency Improvements | A | Incremental Winter Peak Savings (MW) | Achievable Technical Potential | 0 | 0 | 0 | 0 | 0 | 0 | 0 | 0 | 0 | 0 | 0 | 0 | 0 | 0 | 0 | 0 | 0 | 0 | 0 | 0 | 0 | 0
F10_Industrial_Wood and Lumber Products_Existing_Space Heating_Natural Gas_Steam System Efficiency Improvements_A_Achievable Technical Potential | F10 | Industrial | Wood and Lumber Products | Existing | Space Heating | Natural Gas | Steam System Efficiency Improvements | A | Cumulative Energy Savings (MWh or mTherms) | Achievable Technical Potential | 0 | 0 | 0.00077542 | 0.0022929 | 0.0049321 | 0.0091381 | 0.015393 | 0.024173 | 0.035876 | 0.050745 | 0.06877 | 0.089601 | 0.1125 | 0.13638 | 0.15986 | 0.18154 | 0.20019 | 0.21526 | 0.22649 | 0.23404 | 0.23868 | 0.24158
F11_Industrial_Wood and Lumber Products_Existing_Space Heating_Natural Gas_Steam System Efficiency Improvements_A_Achievable Technical Potential | F11 | Industrial | Wood and Lumber Products | Existing | Space Heating | Natural Gas | Steam System Efficiency Improvements | A | Cumulative Summer Peak Savings (MW) | Achievable Technical Potential | 0 | 0 | 0 | 0 | 0 | 0 | 0 | 0 | 0 | 0 | 0 | 0 | 0 | 0 | 0 | 0 | 0 | 0 | 0 | 0 | 0 | 0
F12_Industrial_Wood and Lumber Products_Existing_Space Heating_Natural Gas_Steam System Efficiency Improvements_A_Achievable Technical Potential | F12 | Industrial | Wood and Lumber Products | Existing | Space Heating | Natural Gas | Steam System Efficiency Improvements | A | Cumulative Winter Peak Savings (MW) | Achievable Technical Potential | 0 | 0 | 0 | 0 | 0 | 0 | 0 | 0 | 0 | 0 | 0 | 0 | 0 | 0 | 0 | 0 | 0 | 0 | 0 | 0 | 0 | 0
F13_Industrial_Wood and Lumber Products_Existing_Space Heating_Natural Gas_Steam System Efficiency Improvements_A_Achievable Technical Potential | F13 | Industrial | Wood and Lumber Products | Existing | Space Heating | Natural Gas | Steam System Efficiency Improvements | A | Purchases (Incremental) | Achievable Technical Potential | 0 | 0 | 5.5576 | 10.9177 | 19.0507 | 30.4543 | 45.4283 | 63.9413 | 85.4781 | 108.8999 | 132.3682 | 153.4023 | 169.14 | 176.8308 | 174.5076 | 161.6665 | 139.6903 | 113.5306 | 85.3207 | 58.0497 | 36.4479 | 23.3605
F14_Industrial_Wood and Lumber Products_Existing_Space Heating_Natural Gas_Steam System Efficiency Improvements_A_Achievable Technical Potential | F14 | Industrial | Wood and Lumber Products | Existing | Space Heating | Natural Gas | Steam System Efficiency Improvements | A | Purchases (Cumulative) | Achievable Technical Potential | 0 | 0 | 5.5576 | 16.4753 | 35.526 | 65.9802 | 111.4085 | 175.3498 | 260.8279 | 369.7278 | 502.096 | 655.4983 | 824.6384 | 1001.4692 | 1175.9768 | 1337.6433 | 1477.3337 | 1590.8643 | 1676.1849 | 1734.2347 | 1770.6826 | 1794.0431
F1_Industrial_Wood and Lumber Products_Existing_Process_Natural Gas_Steam System Efficiency Improvements_A_Achievable Technical Potential | F1 | Industrial | Wood and Lumber Products | Existing | Process | Natural Gas | Steam System Efficiency Improvements | A | Original Unit Energy Savings (kWh or therms) | Achievable Technical Potential | 0 | 0 | 0.98506 | 0.98506 | 0.98506 | 0.98506 | 0.98506 | 0.98506 | 0.98506 | 0.98506 | 0.98506 | 0.98506 | 0.98506 | 0.98506 | 0.98506 | 0.98506 | 0.98506 | 0.98506 | 0.98506 | 0.98506 | 0.98506 | 0.98506
F2_Industrial_Wood and Lumber Products_Existing_Process_Natural Gas_Steam System Efficiency Improvements_A_Achievable Technical Potential | F2 | Industrial | Wood and Lumber Products | Existing | Process | Natural Gas | Steam System Efficiency Improvements | A | Original Unit Summer Peak Savings (kW) | Achievable Technical Potential | 0 | 0 | 0 | 0 | 0 | 0 | 0 | 0 | 0 | 0 | 0 | 0 | 0 | 0 | 0 | 0 | 0 | 0 | 0 | 0 | 0 | 0
F3_Industrial_Wood and Lumber Products_Existing_Process_Natural Gas_Steam System Efficiency Improvements_A_Achievable Technical Potential | F3 | Industrial | Wood and Lumber Products | Existing | Process | Natural Gas | Steam System Efficiency Improvements | A | Original Unit Winter Peak Savings (kW) | Achievable Technical Potential | 0 | 0 | 0 | 0 | 0 | 0 | 0 | 0 | 0 | 0 | 0 | 0 | 0 | 0 | 0 | 0 | 0 | 0 | 0 | 0 | 0 | 0
F4_Industrial_Wood and Lumber Products_Existing_Process_Natural Gas_Steam System Efficiency Improvements_A_Achievable Technical Potential | F4 | Industrial | Wood and Lumber Products | Existing | Process | Natural Gas | Steam System Efficiency Improvements | A | Standalone Impact on Baseline Energy (%) | Achievable Technical Potential | 0% | 0% | 7.741e-05% | 0.0002335% | 0.0005123% | 0.0009682% | 0.001664% | 0.002664% | 0.004033% | 0.005817% | 0.008037% | 0.01068% | 0.01367% | 0.01689% | 0.02018% | 0.02336% | 0.02625% | 0.02876% | 0.03084% | 0.03247% | 0.03373% | 0.03477%
F5_Industrial_Wood and Lumber Products_Existing_Process_Natural Gas_Steam System Efficiency Improvements_A_Achievable Technical Potential | F5 | Industrial | Wood and Lumber Products | Existing | Process | Natural Gas | Steam System Efficiency Improvements | A | Standalone Impact on Baseline Summer Peak (%) | Achievable Technical Potential | bar: 2019 to 2040
F6_Industrial_Wood and Lumber Products_Existing_Process_Natural Gas_Steam System Efficiency Improvements_A_Achievable Technical Potential | F6 | Industrial | Wood and Lumber Products | Existing | Process | Natural Gas | Steam System Efficiency Improvements | A | Standalone Impact on Baseline Winter Peak (%) | Achievable Technical Potential | bar: 2019 to 2040
F7_Industrial_Wood and Lumber Products_Existing_Process_Natural Gas_Steam System Efficiency Improvements_A_Achievable Technical Potential | F7 | Industrial | Wood and Lumber Products | Existing | Process | Natural Gas | Steam System Efficiency Improvements | A | Incremental Energy Savings (MWh or mTherms) | Achievable Technical Potential | 0 | 0 | 0.0005164 | 0.0010145 | 0.0017701 | 0.0028297 | 0.0042211 | 0.0059413 | 0.0079424 | 0.010119 | 0.012299 | 0.014254 | 0.015716 | 0.016431 | 0.016215 | 0.015022 | 0.01298 | 0.010549 | 0.0079278 | 0.0053939 | 0.0033867 | 0.0021706
F8_Industrial_Wood and Lumber Products_Existing_Process_Natural Gas_Steam System Efficiency Improvements_A_Achievable Technical Potential | F8 | Industrial | Wood and Lumber Products | Existing | Process | Natural Gas | Steam System Efficiency Improvements | A | Incremental Summer Peak Savings (MW) | Achievable Technical Potential | 0 | 0 | 0 | 0 | 0 | 0 | 0 | 0 | 0 | 0 | 0 | 0 | 0 | 0 | 0 | 0 | 0 | 0 | 0 | 0 | 0 | 0
F9_Industrial_Wood and Lumber Products_Existing_Process_Natural Gas_Steam System Efficiency Improvements_A_Achievable Technical Potential | F9 | Industrial | Wood and Lumber Products | Existing | Process | Natural Gas | Steam System Efficiency Improvements | A | Incremental Winter Peak Savings (MW) | Achievable Technical Potential | 0 | 0 | 0 | 0 | 0 | 0 | 0 | 0 | 0 | 0 | 0 | 0 | 0 | 0 | 0 | 0 | 0 | 0 | 0 | 0 | 0 | 0
F10_Industrial_Wood and Lumber Products_Existing_Process_Natural Gas_Steam System Efficiency Improvements_A_Achievable Technical Potential | F10 | Industrial | Wood and Lumber Products | Existing | Process | Natural Gas | Steam System Efficiency Improvements | A | Cumulative Energy Savings (MWh or mTherms) | Achievable Technical Potential | 0 | 0 | 0.0005164 | 0.0015308 | 0.003301 | 0.0061307 | 0.010352 | 0.016293 | 0.024236 | 0.034354 | 0.046654 | 0.060907 | 0.076624 | 0.093054 | 0.10927 | 0.12429 | 0.13727 | 0.14782 | 0.15575 | 0.16114 | 0.16453 | 0.1667
F11_Industrial_Wood and Lumber Products_Existing_Process_Natural Gas_Steam System Efficiency Improvements_A_Achievable Technical Potential | F11 | Industrial | Wood and Lumber Products | Existing | Process | Natural Gas | Steam System Efficiency Improvements | A | Cumulative Summer Peak Savings (MW) | Achievable Technical Potential | 0 | 0 | 0 | 0 | 0 | 0 | 0 | 0 | 0 | 0 | 0 | 0 | 0 | 0 | 0 | 0 | 0 | 0 | 0 | 0 | 0 | 0
F12_Industrial_Wood and Lumber Products_Existing_Process_Natural Gas_Steam System Efficiency Improvements_A_Achievable Technical Potential | F12 | Industrial | Wood and Lumber Products | Existing | Process | Natural Gas | Steam System Efficiency Improvements | A | Cumulative Winter Peak Savings (MW) | Achievable Technical Potential | 0 | 0 | 0 | 0 | 0 | 0 | 0 | 0 | 0 | 0 | 0 | 0 | 0 | 0 | 0 | 0 | 0 | 0 | 0 | 0 | 0 | 0
F13_Industrial_Wood and Lumber Products_Existing_Process_Natural Gas_Steam System Efficiency Improvements_A_Achievable Technical Potential | F13 | Industrial | Wood and Lumber Products | Existing | Process | Natural Gas | Steam System Efficiency Improvements | A | Purchases (Incremental) | Achievable Technical Potential | 0 | 0 | 0.52423 | 1.0298 | 1.797 | 2.8727 | 4.2851 | 6.0314 | 8.0629 | 10.2722 | 12.4859 | 14.47 | 15.9545 | 16.68 | 16.4608 | 15.2496 | 13.1766 | 10.709 | 8.0481 | 5.4757 | 3.438 | 2.2035
F14_Industrial_Wood and Lumber Products_Existing_Process_Natural Gas_Steam System Efficiency Improvements_A_Achievable Technical Potential | F14 | Industrial | Wood and Lumber Products | Existing | Process | Natural Gas | Steam System Efficiency Improvements | A | Purchases (Cumulative) | Achievable Technical Potential | 0 | 0 | 0.52423 | 1.5541 | 3.3511 | 6.2237 | 10.5089 | 16.5403 | 24.6032 | 34.8754 | 47.3613 | 61.8313 | 77.7858 | 94.4658 | 110.9266 | 126.1762 | 139.3528 | 150.0618 | 158.1098 | 163.5855 | 167.0235 | 169.2271
F1_Industrial_Wood and Lumber Products_Existing_Space Heating_Natural Gas_Strategic Energy Management_A_Achievable Technical Potential | F1 | Industrial | Wood and Lumber Products | Existing | Space Heating | Natural Gas | Strategic Energy Management | A | Original Unit Energy Savings (kWh or therms) | Achievable Technical Potential | 0 | 0 | 5.6179 | 5.6045 | 5.5912 | 5.578 | 5.5651 | 5.5525 | 5.5404 | 5.5287 | 5.5176 | 5.5071 | 5.4972 | 5.4879 | 5.4791 | 5.4709 | 5.4631 | 5.4558 | 5.4489 | 5.4424 | 5.4364 | 5.4307
F2_Industrial_Wood and Lumber Products_Existing_Space Heating_Natural Gas_Strategic Energy Management_A_Achievable Technical Potential | F2 | Industrial | Wood and Lumber Products | Existing | Space Heating | Natural Gas | Strategic Energy Management | A | Original Unit Summer Peak Savings (kW) | Achievable Technical Potential | 0 | 0 | 0 | 0 | 0 | 0 | 0 | 0 | 0 | 0 | 0 | 0 | 0 | 0 | 0 | 0 | 0 | 0 | 0 | 0 | 0 | 0
F3_Industrial_Wood and Lumber Products_Existing_Space Heating_Natural Gas_Strategic Energy Management_A_Achievable Technical Potential | F3 | Industrial | Wood and Lumber Products | Existing | Space Heating | Natural Gas | Strategic Energy Management | A | Original Unit Winter Peak Savings (kW) | Achievable Technical Potential | 0 | 0 | 0 | 0 | 0 | 0 | 0 | 0 | 0 | 0 | 0 | 0 | 0 | 0 | 0 | 0 | 0 | 0 | 0 | 0 | 0 | 0
F4_Industrial_Wood and Lumber Products_Existing_Space Heating_Natural Gas_Strategic Energy Management_A_Achievable Technical Potential | F4 | Industrial | Wood and Lumber Products | Existing | Space Heating | Natural Gas | Strategic Energy Management | A | Standalone Impact on Baseline Energy (%) | Achievable Technical Potential | 0% | 0% | 0.08224% | 0.1659% | 0.2511% | 0.3377% | 0.4259% | 0.5156% | 0.6069% | 0.6997% | 0.7943% | 0.8904% | 0.9883% | 1.088% | 1.189% | 1.292% | 1.397% | 1.504% | 1.613% | 1.723% | 1.836% | 1.95%
F5_Industrial_Wood and Lumber Products_Existing_Space Heating_Natural Gas_Strategic Energy Management_A_Achievable Technical Potential | F5 | Industrial | Wood and Lumber Products | Existing | Space Heating | Natural Gas | Strategic Energy Management | A | Standalone Impact on Baseline Summer Peak (%) | Achievable Technical Potential | bar: 2019 to 2040
F6_Industrial_Wood and Lumber Products_Existing_Space Heating_Natural Gas_Strategic Energy Management_A_Achievable Technical Potential | F6 | Industrial | Wood and Lumber Products | Existing | Space Heating | Natural Gas | Strategic Energy Management | A | Standalone Impact on Baseline Winter Peak (%) | Achievable Technical Potential | bar: 2019 to 2040
F7_Industrial_Wood and Lumber Products_Existing_Space Heating_Natural Gas_Strategic Energy Management_A_Achievable Technical Potential | F7 | Industrial | Wood and Lumber Products | Existing | Space Heating | Natural Gas | Strategic Energy Management | A | Incremental Energy Savings (MWh or mTherms) | Achievable Technical Potential | 0 | 0 | 0.077043 | 0.075534 | 0.074056 | 0.072608 | 0.071191 | 0.069805 | 0.068451 | 0.067129 | 0.065839 | 0.064581 | 0.063354 | 0.062156 | 0.060987 | 0.059845 | 0.058729 | 0.057639 | 0.056574 | 0.055533 | 0.054515 | 0.053519
F8_Industrial_Wood and Lumber Products_Existing_Space Heating_Natural Gas_Strategic Energy Management_A_Achievable Technical Potential | F8 | Industrial | Wood and Lumber Products | Existing | Space Heating | Natural Gas | Strategic Energy Management | A | Incremental Summer Peak Savings (MW) | Achievable Technical Potential | 0 | 0 | 0 | 0 | 0 | 0 | 0 | 0 | 0 | 0 | 0 | 0 | 0 | 0 | 0 | 0 | 0 | 0 | 0 | 0 | 0 | 0
F9_Industrial_Wood and Lumber Products_Existing_Space Heating_Natural Gas_Strategic Energy Management_A_Achievable Technical Potential | F9 | Industrial | Wood and Lumber Products | Existing | Space Heating | Natural Gas | Strategic Energy Management | A | Incremental Winter Peak Savings (MW) | Achievable Technical Potential | 0 | 0 | 0 | 0 | 0 | 0 | 0 | 0 | 0 | 0 | 0 | 0 | 0 | 0 | 0 | 0 | 0 | 0 | 0 | 0 | 0 | 0
F10_Industrial_Wood and Lumber Products_Existing_Space Heating_Natural Gas_Strategic Energy Management_A_Achievable Technical Potential | F10 | Industrial | Wood and Lumber Products | Existing | Space Heating | Natural Gas | Strategic Energy Management | A | Cumulative Energy Savings (MWh or mTherms) | Achievable Technical Potential | 0 | 0 | 0.077043 | 0.15239 | 0.22609 | 0.29816 | 0.36866 | 0.43764 | 0.50513 | 0.57119 | 0.63588 | 0.69926 | 0.76135 | 0.82222 | 0.88189 | 0.94041 | 0.9978 | 1.0541 | 1.1093 | 1.1636 | 1.2168 | 1.269
F11_Industrial_Wood and Lumber Products_Existing_Space Heating_Natural Gas_Strategic Energy Management_A_Achievable Technical Potential | F11 | Industrial | Wood and Lumber Products | Existing | Space Heating | Natural Gas | Strategic Energy Management | A | Cumulative Summer Peak Savings (MW) | Achievable Technical Potential | 0 | 0 | 0 | 0 | 0 | 0 | 0 | 0 | 0 | 0 | 0 | 0 | 0 | 0 | 0 | 0 | 0 | 0 | 0 | 0 | 0 | 0
F12_Industrial_Wood and Lumber Products_Existing_Space Heating_Natural Gas_Strategic Energy Management_A_Achievable Technical Potential | F12 | Industrial | Wood and Lumber Products | Existing | Space Heating | Natural Gas | Strategic Energy Management | A | Cumulative Winter Peak Savings (MW) | Achievable Technical Potential | 0 | 0 | 0 | 0 | 0 | 0 | 0 | 0 | 0 | 0 | 0 | 0 | 0 | 0 | 0 | 0 | 0 | 0 | 0 | 0 | 0 | 0
F13_Industrial_Wood and Lumber Products_Existing_Space Heating_Natural Gas_Strategic Energy Management_A_Achievable Technical Potential | F13 | Industrial | Wood and Lumber Products | Existing | Space Heating | Natural Gas | Strategic Energy Management | A | Purchases (Incremental) | Achievable Technical Potential | 0 | 0 | 13.7139 | 13.4774 | 13.2451 | 13.0167 | 12.7923 | 12.5717 | 12.355 | 12.1419 | 11.9326 | 11.7269 | 11.5247 | 11.326 | 11.1307 | 10.9388 | 10.7502 | 10.5648 | 10.3827 | 10.2037 | 10.0278 | 9.8549
F14_Industrial_Wood and Lumber Products_Existing_Space Heating_Natural Gas_Strategic Energy Management_A_Achievable Technical Potential | F14 | Industrial | Wood and Lumber Products | Existing | Space Heating | Natural Gas | Strategic Energy Management | A | Purchases (Cumulative) | Achievable Technical Potential | 0 | 0 | 13.7139 | 27.1913 | 40.4364 | 53.4531 | 66.2453 | 78.817 | 91.172 | 103.3139 | 115.2465 | 126.9734 | 138.4981 | 149.8241 | 160.9548 | 171.8936 | 182.6437 | 193.2086 | 203.5913 | 213.795 | 223.8227 | 233.6776
F1_Industrial_Wood and Lumber Products_Existing_Process_Natural Gas_Strategic Energy Management_A_Achievable Technical Potential | F1 | Industrial | Wood and Lumber Products | Existing | Process | Natural Gas | Strategic Energy Management | A | Original Unit Energy Savings (kWh or therms) | Achievable Technical Potential | 0 | 0 | 8.9454 | 8.9454 | 8.9454 | 8.9454 | 8.9454 | 8.9454 | 8.9454 | 8.9454 | 8.9454 | 8.9454 | 8.9454 | 8.9454 | 8.9454 | 8.9454 | 8.9454 | 8.9454 | 8.9454 | 8.9454 | 8.9454 | 8.9454
F2_Industrial_Wood and Lumber Products_Existing_Process_Natural Gas_Strategic Energy Management_A_Achievable Technical Potential | F2 | Industrial | Wood and Lumber Products | Existing | Process | Natural Gas | Strategic Energy Management | A | Original Unit Summer Peak Savings (kW) | Achievable Technical Potential | 0 | 0 | 0 | 0 | 0 | 0 | 0 | 0 | 0 | 0 | 0 | 0 | 0 | 0 | 0 | 0 | 0 | 0 | 0 | 0 | 0 | 0
F3_Industrial_Wood and Lumber Products_Existing_Process_Natural Gas_Strategic Energy Management_A_Achievable Technical Potential | F3 | Industrial | Wood and Lumber Products | Existing | Process | Natural Gas | Strategic Energy Management | A | Original Unit Winter Peak Savings (kW) | Achievable Technical Potential | 0 | 0 | 0 | 0 | 0 | 0 | 0 | 0 | 0 | 0 | 0 | 0 | 0 | 0 | 0 | 0 | 0 | 0 | 0 | 0 | 0 | 0
F4_Industrial_Wood and Lumber Products_Existing_Process_Natural Gas_Strategic Energy Management_A_Achievable Technical Potential | F4 | Industrial | Wood and Lumber Products | Existing | Process | Natural Gas | Strategic Energy Management | A | Standalone Impact on Baseline Energy (%) | Achievable Technical Potential | 0% | 0% | 0.08224% | 0.1659% | 0.2511% | 0.3377% | 0.4259% | 0.5156% | 0.6069% | 0.6997% | 0.7943% | 0.8904% | 0.9883% | 1.088% | 1.189% | 1.292% | 1.397% | 1.504% | 1.613% | 1.723% | 1.836% | 1.95%
F5_Industrial_Wood and Lumber Products_Existing_Process_Natural Gas_Strategic Energy Management_A_Achievable Technical Potential | F5 | Industrial | Wood and Lumber Products | Existing | Process | Natural Gas | Strategic Energy Management | A | Standalone Impact on Baseline Summer Peak (%) | Achievable Technical Potential | bar: 2019 to 2040
F6_Industrial_Wood and Lumber Products_Existing_Process_Natural Gas_Strategic Energy Management_A_Achievable Technical Potential | F6 | Industrial | Wood and Lumber Products | Existing | Process | Natural Gas | Strategic Energy Management | A | Standalone Impact on Baseline Winter Peak (%) | Achievable Technical Potential | bar: 2019 to 2040
F7_Industrial_Wood and Lumber Products_Existing_Process_Natural Gas_Strategic Energy Management_A_Achievable Technical Potential | F7 | Industrial | Wood and Lumber Products | Existing | Process | Natural Gas | Strategic Energy Management | A | Incremental Energy Savings (MWh or mTherms) | Achievable Technical Potential | 0 | 0 | 0.54861 | 0.53915 | 0.52985 | 0.52072 | 0.51174 | 0.50292 | 0.49424 | 0.48572 | 0.47735 | 0.46912 | 0.46103 | 0.45308 | 0.44527 | 0.43759 | 0.43005 | 0.42263 | 0.41535 | 0.40819 | 0.40115 | 0.39423
F8_Industrial_Wood and Lumber Products_Existing_Process_Natural Gas_Strategic Energy Management_A_Achievable Technical Potential | F8 | Industrial | Wood and Lumber Products | Existing | Process | Natural Gas | Strategic Energy Management | A | Incremental Summer Peak Savings (MW) | Achievable Technical Potential | 0 | 0 | 0 | 0 | 0 | 0 | 0 | 0 | 0 | 0 | 0 | 0 | 0 | 0 | 0 | 0 | 0 | 0 | 0 | 0 | 0 | 0
F9_Industrial_Wood and Lumber Products_Existing_Process_Natural Gas_Strategic Energy Management_A_Achievable Technical Potential | F9 | Industrial | Wood and Lumber Products | Existing | Process | Natural Gas | Strategic Energy Management | A | Incremental Winter Peak Savings (MW) | Achievable Technical Potential | 0 | 0 | 0 | 0 | 0 | 0 | 0 | 0 | 0 | 0 | 0 | 0 | 0 | 0 | 0 | 0 | 0 | 0 | 0 | 0 | 0 | 0
F10_Industrial_Wood and Lumber Products_Existing_Process_Natural Gas_Strategic Energy Management_A_Achievable Technical Potential | F10 | Industrial | Wood and Lumber Products | Existing | Process | Natural Gas | Strategic Energy Management | A | Cumulative Energy Savings (MWh or mTherms) | Achievable Technical Potential | 0 | 0 | 0.54861 | 1.0878 | 1.6176 | 2.1383 | 2.6501 | 3.153 | 3.6472 | 4.1329 | 4.6103 | 5.0794 | 5.5404 | 5.9935 | 6.4388 | 6.8764 | 7.3064 | 7.7291 | 8.1444 | 8.5526 | 8.9537 | 9.348
F11_Industrial_Wood and Lumber Products_Existing_Process_Natural Gas_Strategic Energy Management_A_Achievable Technical Potential | F11 | Industrial | Wood and Lumber Products | Existing | Process | Natural Gas | Strategic Energy Management | A | Cumulative Summer Peak Savings (MW) | Achievable Technical Potential | 0 | 0 | 0 | 0 | 0 | 0 | 0 | 0 | 0 | 0 | 0 | 0 | 0 | 0 | 0 | 0 | 0 | 0 | 0 | 0 | 0 | 0
F12_Industrial_Wood and Lumber Products_Existing_Process_Natural Gas_Strategic Energy Management_A_Achievable Technical Potential | F12 | Industrial | Wood and Lumber Products | Existing | Process | Natural Gas | Strategic Energy Management | A | Cumulative Winter Peak Savings (MW) | Achievable Technical Potential | 0 | 0 | 0 | 0 | 0 | 0 | 0 | 0 | 0 | 0 | 0 | 0 | 0 | 0 | 0 | 0 | 0 | 0 | 0 | 0 | 0 | 0
F13_Industrial_Wood and Lumber Products_Existing_Process_Natural Gas_Strategic Energy Management_A_Achievable Technical Potential | F13 | Industrial | Wood and Lumber Products | Existing | Process | Natural Gas | Strategic Energy Management | A | Purchases (Incremental) | Achievable Technical Potential | 0 | 0 | 61.3281 | 60.2707 | 59.2315 | 58.2103 | 57.2067 | 56.2204 | 55.251 | 54.2984 | 53.3623 | 52.4422 | 51.5381 | 50.6495 | 49.7762 | 48.918 | 48.0746 | 47.2457 | 46.4311 | 45.6306 | 44.8438 | 44.0707
F14_Industrial_Wood and Lumber Products_Existing_Process_Natural Gas_Strategic Energy Management_A_Achievable Technical Potential | F14 | Industrial | Wood and Lumber Products | Existing | Process | Natural Gas | Strategic Energy Management | A | Purchases (Cumulative) | Achievable Technical Potential | 0 | 0 | 61.3281 | 121.5988 | 180.8303 | 239.0406 | 296.2473 | 352.4677 | 407.7187 | 462.0172 | 515.3795 | 567.8217 | 619.3597 | 670.0092 | 719.7854 | 768.7034 | 816.778 | 864.0237 | 910.4548 | 956.0854 | 1000.9292 | 1044.9999
F1_Industrial_Wood and Lumber Products_Existing_Miscellaneous_Natural Gas_Strategic Energy Management_A_Achievable Technical Potential | F1 | Industrial | Wood and Lumber Products | Existing | Miscellaneous | Natural Gas | Strategic Energy Management | A | Original Unit Energy Savings (kWh or therms) | Achievable Technical Potential | 0 | 0 | 3.4004 | 3.4004 | 3.4004 | 3.4004 | 3.4004 | 3.4004 | 3.4004 | 3.4004 | 3.4004 | 3.4004 | 3.4004 | 3.4004 | 3.4004 | 3.4004 | 3.4004 | 3.4004 | 3.4004 | 3.4004 | 3.4004 | 3.4004
F2_Industrial_Wood and Lumber Products_Existing_Miscellaneous_Natural Gas_Strategic Energy Management_A_Achievable Technical Potential | F2 | Industrial | Wood and Lumber Products | Existing | Miscellaneous | Natural Gas | Strategic Energy Management | A | Original Unit Summer Peak Savings (kW) | Achievable Technical Potential | 0 | 0 | 0 | 0 | 0 | 0 | 0 | 0 | 0 | 0 | 0 | 0 | 0 | 0 | 0 | 0 | 0 | 0 | 0 | 0 | 0 | 0
F3_Industrial_Wood and Lumber Products_Existing_Miscellaneous_Natural Gas_Strategic Energy Management_A_Achievable Technical Potential | F3 | Industrial | Wood and Lumber Products | Existing | Miscellaneous | Natural Gas | Strategic Energy Management | A | Original Unit Winter Peak Savings (kW) | Achievable Technical Potential | 0 | 0 | 0 | 0 | 0 | 0 | 0 | 0 | 0 | 0 | 0 | 0 | 0 | 0 | 0 | 0 | 0 | 0 | 0 | 0 | 0 | 0
F4_Industrial_Wood and Lumber Products_Existing_Miscellaneous_Natural Gas_Strategic Energy Management_A_Achievable Technical Potential | F4 | Industrial | Wood and Lumber Products | Existing | Miscellaneous | Natural Gas | Strategic Energy Management | A | Standalone Impact on Baseline Energy (%) | Achievable Technical Potential | 0% | 0% | 0.08224% | 0.1659% | 0.2511% | 0.3377% | 0.4259% | 0.5156% | 0.6069% | 0.6997% | 0.7943% | 0.8904% | 0.9883% | 1.088% | 1.189% | 1.292% | 1.397% | 1.504% | 1.613% | 1.723% | 1.836% | 1.95%
F5_Industrial_Wood and Lumber Products_Existing_Miscellaneous_Natural Gas_Strategic Energy Management_A_Achievable Technical Potential | F5 | Industrial | Wood and Lumber Products | Existing | Miscellaneous | Natural Gas | Strategic Energy Management | A | Standalone Impact on Baseline Summer Peak (%) | Achievable Technical Potential | bar: 2019 to 2040
F6_Industrial_Wood and Lumber Products_Existing_Miscellaneous_Natural Gas_Strategic Energy Management_A_Achievable Technical Potential | F6 | Industrial | Wood and Lumber Products | Existing | Miscellaneous | Natural Gas | Strategic Energy Management | A | Standalone Impact on Baseline Winter Peak (%) | Achievable Technical Potential | bar: 2019 to 2040
F7_Industrial_Wood and Lumber Products_Existing_Miscellaneous_Natural Gas_Strategic Energy Management_A_Achievable Technical Potential | F7 | Industrial | Wood and Lumber Products | Existing | Miscellaneous | Natural Gas | Strategic Energy Management | A | Incremental Energy Savings (MWh or mTherms) | Achievable Technical Potential | 0 | 0 | 0.052136 | 0.051237 | 0.050353 | 0.049485 | 0.048632 | 0.047794 | 0.04697 | 0.04616 | 0.045364 | 0.044582 | 0.043813 | 0.043058 | 0.042315 | 0.041586 | 0.040869 | 0.040164 | 0.039472 | 0.038791 | 0.038122 | 0.037465
F8_Industrial_Wood and Lumber Products_Existing_Miscellaneous_Natural Gas_Strategic Energy Management_A_Achievable Technical Potential | F8 | Industrial | Wood and Lumber Products | Existing | Miscellaneous | Natural Gas | Strategic Energy Management | A | Incremental Summer Peak Savings (MW) | Achievable Technical Potential | 0 | 0 | 0 | 0 | 0 | 0 | 0 | 0 | 0 | 0 | 0 | 0 | 0 | 0 | 0 | 0 | 0 | 0 | 0 | 0 | 0 | 0
F9_Industrial_Wood and Lumber Products_Existing_Miscellaneous_Natural Gas_Strategic Energy Management_A_Achievable Technical Potential | F9 | Industrial | Wood and Lumber Products | Existing | Miscellaneous | Natural Gas | Strategic Energy Management | A | Incremental Winter Peak Savings (MW) | Achievable Technical Potential | 0 | 0 | 0 | 0 | 0 | 0 | 0 | 0 | 0 | 0 | 0 | 0 | 0 | 0 | 0 | 0 | 0 | 0 | 0 | 0 | 0 | 0
F10_Industrial_Wood and Lumber Products_Existing_Miscellaneous_Natural Gas_Strategic Energy Management_A_Achievable Technical Potential | F10 | Industrial | Wood and Lumber Products | Existing | Miscellaneous | Natural Gas | Strategic Energy Management | A | Cumulative Energy Savings (MWh or mTherms) | Achievable Technical Potential | 0 | 0 | 0.052136 | 0.10337 | 0.15373 | 0.20321 | 0.25184 | 0.29964 | 0.34661 | 0.39277 | 0.43813 | 0.48271 | 0.52652 | 0.56958 | 0.6119 | 0.65348 | 0.69435 | 0.73452 | 0.77399 | 0.81278 | 0.8509 | 0.88837
F11_Industrial_Wood and Lumber Products_Existing_Miscellaneous_Natural Gas_Strategic Energy Management_A_Achievable Technical Potential | F11 | Industrial | Wood and Lumber Products | Existing | Miscellaneous | Natural Gas | Strategic Energy Management | A | Cumulative Summer Peak Savings (MW) | Achievable Technical Potential | 0 | 0 | 0 | 0 | 0 | 0 | 0 | 0 | 0 | 0 | 0 | 0 | 0 | 0 | 0 | 0 | 0 | 0 | 0 | 0 | 0 | 0
F12_Industrial_Wood and Lumber Products_Existing_Miscellaneous_Natural Gas_Strategic Energy Management_A_Achievable Technical Potential | F12 | Industrial | Wood and Lumber Products | Existing | Miscellaneous | Natural Gas | Strategic Energy Management | A | Cumulative Winter Peak Savings (MW) | Achievable Technical Potential | 0 | 0 | 0 | 0 | 0 | 0 | 0 | 0 | 0 | 0 | 0 | 0 | 0 | 0 | 0 | 0 | 0 | 0 | 0 | 0 | 0 | 0
F13_Industrial_Wood and Lumber Products_Existing_Miscellaneous_Natural Gas_Strategic Energy Management_A_Achievable Technical Potential | F13 | Industrial | Wood and Lumber Products | Existing | Miscellaneous | Natural Gas | Strategic Energy Management | A | Purchases (Incremental) | Achievable Technical Potential | 0 | 0 | 15.332 | 15.0677 | 14.8079 | 14.5526 | 14.3017 | 14.0551 | 13.8128 | 13.5746 | 13.3406 | 13.1106 | 12.8845 | 12.6624 | 12.444 | 12.2295 | 12.0186 | 11.8114 | 11.6078 | 11.4076 | 11.211 | 11.0177
F14_Industrial_Wood and Lumber Products_Existing_Miscellaneous_Natural Gas_Strategic Energy Management_A_Achievable Technical Potential | F14 | Industrial | Wood and Lumber Products | Existing | Miscellaneous | Natural Gas | Strategic Energy Management | A | Purchases (Cumulative) | Achievable Technical Potential | 0 | 0 | 15.332 | 30.3997 | 45.2076 | 59.7602 | 74.0618 | 88.1169 | 101.9297 | 115.5043 | 128.8449 | 141.9554 | 154.8399 | 167.5023 | 179.9463 | 192.1758 | 204.1945 | 216.0059 | 227.6137 | 239.0213 | 250.2323 | 261.25
F1_Industrial_Wood and Lumber Products_Existing_Space Heating_Natural Gas_Commissioning_A_Achievable Technical Potential | F1 | Industrial | Wood and Lumber Products | Existing | Space Heating | Natural Gas | Commissioning | A | Original Unit Energy Savings (kWh or therms) | Achievable Technical Potential | 0 | 0 | 7.0116 | 6.9949 | 6.9783 | 6.9619 | 6.9457 | 6.93 | 6.9149 | 6.9003 | 6.8864 | 6.8733 | 6.861 | 6.8494 | 6.8384 | 6.8281 | 6.8184 | 6.8093 | 6.8007 | 6.7926 | 6.785 | 6.7779
F2_Industrial_Wood and Lumber Products_Existing_Space Heating_Natural Gas_Commissioning_A_Achievable Technical Potential | F2 | Industrial | Wood and Lumber Products | Existing | Space Heating | Natural Gas | Commissioning | A | Original Unit Summer Peak Savings (kW) | Achievable Technical Potential | 0 | 0 | 0 | 0 | 0 | 0 | 0 | 0 | 0 | 0 | 0 | 0 | 0 | 0 | 0 | 0 | 0 | 0 | 0 | 0 | 0 | 0
F3_Industrial_Wood and Lumber Products_Existing_Space Heating_Natural Gas_Commissioning_A_Achievable Technical Potential | F3 | Industrial | Wood and Lumber Products | Existing | Space Heating | Natural Gas | Commissioning | A | Original Unit Winter Peak Savings (kW) | Achievable Technical Potential | 0 | 0 | 0 | 0 | 0 | 0 | 0 | 0 | 0 | 0 | 0 | 0 | 0 | 0 | 0 | 0 | 0 | 0 | 0 | 0 | 0 | 0
F4_Industrial_Wood and Lumber Products_Existing_Space Heating_Natural Gas_Commissioning_A_Achievable Technical Potential | F4 | Industrial | Wood and Lumber Products | Existing | Space Heating | Natural Gas | Commissioning | A | Standalone Impact on Baseline Energy (%) | Achievable Technical Potential | bar: 2019 to 2040
F5_Industrial_Wood and Lumber Products_Existing_Space Heating_Natural Gas_Commissioning_A_Achievable Technical Potential | F5 | Industrial | Wood and Lumber Products | Existing | Space Heating | Natural Gas | Commissioning | A | Standalone Impact on Baseline Summer Peak (%) | Achievable Technical Potential | bar: 2019 to 2040
F6_Industrial_Wood and Lumber Products_Existing_Space Heating_Natural Gas_Commissioning_A_Achievable Technical Potential | F6 | Industrial | Wood and Lumber Products | Existing | Space Heating | Natural Gas | Commissioning | A | Standalone Impact on Baseline Winter Peak (%) | Achievable Technical Potential | bar: 2019 to 2040
F7_Industrial_Wood and Lumber Products_Existing_Space Heating_Natural Gas_Commissioning_A_Achievable Technical Potential | F7 | Industrial | Wood and Lumber Products | Existing | Space Heating | Natural Gas | Commissioning | A | Incremental Energy Savings (MWh or mTherms) | Achievable Technical Potential | 0 | 0 | 0 | 0 | 0 | 0 | 0 | 0 | 0 | 0 | 0 | 0 | 0 | 0 | 0 | 0 | 0 | 0 | 0 | 0 | 0 | 0
F8_Industrial_Wood and Lumber Products_Existing_Space Heating_Natural Gas_Commissioning_A_Achievable Technical Potential | F8 | Industrial | Wood and Lumber Products | Existing | Space Heating | Natural Gas | Commissioning | A | Incremental Summer Peak Savings (MW) | Achievable Technical Potential | 0 | 0 | 0 | 0 | 0 | 0 | 0 | 0 | 0 | 0 | 0 | 0 | 0 | 0 | 0 | 0 | 0 | 0 | 0 | 0 | 0 | 0
F9_Industrial_Wood and Lumber Products_Existing_Space Heating_Natural Gas_Commissioning_A_Achievable Technical Potential | F9 | Industrial | Wood and Lumber Products | Existing | Space Heating | Natural Gas | Commissioning | A | Incremental Winter Peak Savings (MW) | Achievable Technical Potential | 0 | 0 | 0 | 0 | 0 | 0 | 0 | 0 | 0 | 0 | 0 | 0 | 0 | 0 | 0 | 0 | 0 | 0 | 0 | 0 | 0 | 0
F10_Industrial_Wood and Lumber Products_Existing_Space Heating_Natural Gas_Commissioning_A_Achievable Technical Potential | F10 | Industrial | Wood and Lumber Products | Existing | Space Heating | Natural Gas | Commissioning | A | Cumulative Energy Savings (MWh or mTherms) | Achievable Technical Potential | 0 | 0 | 0 | 0 | 0 | 0 | 0 | 0 | 0 | 0 | 0 | 0 | 0 | 0 | 0 | 0 | 0 | 0 | 0 | 0 | 0 | 0
F11_Industrial_Wood and Lumber Products_Existing_Space Heating_Natural Gas_Commissioning_A_Achievable Technical Potential | F11 | Industrial | Wood and Lumber Products | Existing | Space Heating | Natural Gas | Commissioning | A | Cumulative Summer Peak Savings (MW) | Achievable Technical Potential | 0 | 0 | 0 | 0 | 0 | 0 | 0 | 0 | 0 | 0 | 0 | 0 | 0 | 0 | 0 | 0 | 0 | 0 | 0 | 0 | 0 | 0
F12_Industrial_Wood and Lumber Products_Existing_Space Heating_Natural Gas_Commissioning_A_Achievable Technical Potential | F12 | Industrial | Wood and Lumber Products | Existing | Space Heating | Natural Gas | Commissioning | A | Cumulative Winter Peak Savings (MW) | Achievable Technical Potential | 0 | 0 | 0 | 0 | 0 | 0 | 0 | 0 | 0 | 0 | 0 | 0 | 0 | 0 | 0 | 0 | 0 | 0 | 0 | 0 | 0 | 0
F13_Industrial_Wood and Lumber Products_Existing_Space Heating_Natural Gas_Commissioning_A_Achievable Technical Potential | F13 | Industrial | Wood and Lumber Products | Existing | Space Heating | Natural Gas | Commissioning | A | Purchases (Incremental) | Achievable Technical Potential | 0 | 0 | 0 | 0 | 0 | 0 | 0 | 0 | 0 | 0 | 0 | 0 | 0 | 0 | 0 | 0 | 0 | 0 | 0 | 0 | 0 | 0
F14_Industrial_Wood and Lumber Products_Existing_Space Heating_Natural Gas_Commissioning_A_Achievable Technical Potential | F14 | Industrial | Wood and Lumber Products | Existing | Space Heating | Natural Gas | Commissioning | A | Purchases (Cumulative) | Achievable Technical Potential | 0 | 0 | 0 | 0 | 0 | 0 | 0 | 0 | 0 | 0 | 0 | 0 | 0 | 0 | 0 | 0 | 0 | 0 | 0 | 0 | 0 | 0
F1_Industrial_Wood and Lumber Products_Existing_Process_Natural Gas_Commissioning_A_Achievable Technical Potential | F1 | Industrial | Wood and Lumber Products | Existing | Process | Natural Gas | Commissioning | A | Original Unit Energy Savings (kWh or therms) | Achievable Technical Potential | 0 | 0 | 49.928 | 49.928 | 49.928 | 49.928 | 49.928 | 49.928 | 49.928 | 49.928 | 49.928 | 49.928 | 49.928 | 49.928 | 49.928 | 49.928 | 49.928 | 49.928 | 49.928 | 49.928 | 49.928 | 49.928
F2_Industrial_Wood and Lumber Products_Existing_Process_Natural Gas_Commissioning_A_Achievable Technical Potential | F2 | Industrial | Wood and Lumber Products | Existing | Process | Natural Gas | Commissioning | A | Original Unit Summer Peak Savings (kW) | Achievable Technical Potential | 0 | 0 | 0 | 0 | 0 | 0 | 0 | 0 | 0 | 0 | 0 | 0 | 0 | 0 | 0 | 0 | 0 | 0 | 0 | 0 | 0 | 0
F3_Industrial_Wood and Lumber Products_Existing_Process_Natural Gas_Commissioning_A_Achievable Technical Potential | F3 | Industrial | Wood and Lumber Products | Existing | Process | Natural Gas | Commissioning | A | Original Unit Winter Peak Savings (kW) | Achievable Technical Potential | 0 | 0 | 0 | 0 | 0 | 0 | 0 | 0 | 0 | 0 | 0 | 0 | 0 | 0 | 0 | 0 | 0 | 0 | 0 | 0 | 0 | 0
F4_Industrial_Wood and Lumber Products_Existing_Process_Natural Gas_Commissioning_A_Achievable Technical Potential | F4 | Industrial | Wood and Lumber Products | Existing | Process | Natural Gas | Commissioning | A | Standalone Impact on Baseline Energy (%) | Achievable Technical Potential | bar: 2019 to 2040
F5_Industrial_Wood and Lumber Products_Existing_Process_Natural Gas_Commissioning_A_Achievable Technical Potential | F5 | Industrial | Wood and Lumber Products | Existing | Process | Natural Gas | Commissioning | A | Standalone Impact on Baseline Summer Peak (%) | Achievable Technical Potential | bar: 2019 to 2040
F6_Industrial_Wood and Lumber Products_Existing_Process_Natural Gas_Commissioning_A_Achievable Technical Potential | F6 | Industrial | Wood and Lumber Products | Existing | Process | Natural Gas | Commissioning | A | Standalone Impact on Baseline Winter Peak (%) | Achievable Technical Potential | bar: 2019 to 2040
F7_Industrial_Wood and Lumber Products_Existing_Process_Natural Gas_Commissioning_A_Achievable Technical Potential | F7 | Industrial | Wood and Lumber Products | Existing | Process | Natural Gas | Commissioning | A | Incremental Energy Savings (MWh or mTherms) | Achievable Technical Potential | 0 | 0 | 0 | 0 | 0 | 0 | 0 | 0 | 0 | 0 | 0 | 0 | 0 | 0 | 0 | 0 | 0 | 0 | 0 | 0 | 0 | 0
F8_Industrial_Wood and Lumber Products_Existing_Process_Natural Gas_Commissioning_A_Achievable Technical Potential | F8 | Industrial | Wood and Lumber Products | Existing | Process | Natural Gas | Commissioning | A | Incremental Summer Peak Savings (MW) | Achievable Technical Potential | 0 | 0 | 0 | 0 | 0 | 0 | 0 | 0 | 0 | 0 | 0 | 0 | 0 | 0 | 0 | 0 | 0 | 0 | 0 | 0 | 0 | 0
F9_Industrial_Wood and Lumber Products_Existing_Process_Natural Gas_Commissioning_A_Achievable Technical Potential | F9 | Industrial | Wood and Lumber Products | Existing | Process | Natural Gas | Commissioning | A | Incremental Winter Peak Savings (MW) | Achievable Technical Potential | 0 | 0 | 0 | 0 | 0 | 0 | 0 | 0 | 0 | 0 | 0 | 0 | 0 | 0 | 0 | 0 | 0 | 0 | 0 | 0 | 0 | 0
F10_Industrial_Wood and Lumber Products_Existing_Process_Natural Gas_Commissioning_A_Achievable Technical Potential | F10 | Industrial | Wood and Lumber Products | Existing | Process | Natural Gas | Commissioning | A | Cumulative Energy Savings (MWh or mTherms) | Achievable Technical Potential | 0 | 0 | 0 | 0 | 0 | 0 | 0 | 0 | 0 | 0 | 0 | 0 | 0 | 0 | 0 | 0 | 0 | 0 | 0 | 0 | 0 | 0
F11_Industrial_Wood and Lumber Products_Existing_Process_Natural Gas_Commissioning_A_Achievable Technical Potential | F11 | Industrial | Wood and Lumber Products | Existing | Process | Natural Gas | Commissioning | A | Cumulative Summer Peak Savings (MW) | Achievable Technical Potential | 0 | 0 | 0 | 0 | 0 | 0 | 0 | 0 | 0 | 0 | 0 | 0 | 0 | 0 | 0 | 0 | 0 | 0 | 0 | 0 | 0 | 0
F12_Industrial_Wood and Lumber Products_Existing_Process_Natural Gas_Commissioning_A_Achievable Technical Potential | F12 | Industrial | Wood and Lumber Products | Existing | Process | Natural Gas | Commissioning | A | Cumulative Winter Peak Savings (MW) | Achievable Technical Potential | 0 | 0 | 0 | 0 | 0 | 0 | 0 | 0 | 0 | 0 | 0 | 0 | 0 | 0 | 0 | 0 | 0 | 0 | 0 | 0 | 0 | 0
F13_Industrial_Wood and Lumber Products_Existing_Process_Natural Gas_Commissioning_A_Achievable Technical Potential | F13 | Industrial | Wood and Lumber Products | Existing | Process | Natural Gas | Commissioning | A | Purchases (Incremental) | Achievable Technical Potential | 0 | 0 | 0 | 0 | 0 | 0 | 0 | 0 | 0 | 0 | 0 | 0 | 0 | 0 | 0 | 0 | 0 | 0 | 0 | 0 | 0 | 0
F14_Industrial_Wood and Lumber Products_Existing_Process_Natural Gas_Commissioning_A_Achievable Technical Potential | F14 | Industrial | Wood and Lumber Products | Existing | Process | Natural Gas | Commissioning | A | Purchases (Cumulative) | Achievable Technical Potential | 0 | 0 | 0 | 0 | 0 | 0 | 0 | 0 | 0 | 0 | 0 | 0 | 0 | 0 | 0 | 0 | 0 | 0 | 0 | 0 | 0 | 0
F1_Industrial_Wood and Lumber Products_Existing_Space Heating_Natural Gas_Retrocommissioning_A_Achievable Technical Potential | F1 | Industrial | Wood and Lumber Products | Existing | Space Heating | Natural Gas | Retrocommissioning | A | Original Unit Energy Savings (kWh or therms) | Achievable Technical Potential | 0 | 0 | 0.97386 | 0.97154 | 0.96923 | 0.96695 | 0.96472 | 0.96253 | 0.96042 | 0.9584 | 0.95647 | 0.95466 | 0.95294 | 0.95133 | 0.94981 | 0.94837 | 0.94703 | 0.94576 | 0.94457 | 0.94345 | 0.94239 | 0.94141
F2_Industrial_Wood and Lumber Products_Existing_Space Heating_Natural Gas_Retrocommissioning_A_Achievable Technical Potential | F2 | Industrial | Wood and Lumber Products | Existing | Space Heating | Natural Gas | Retrocommissioning | A | Original Unit Summer Peak Savings (kW) | Achievable Technical Potential | 0 | 0 | 0 | 0 | 0 | 0 | 0 | 0 | 0 | 0 | 0 | 0 | 0 | 0 | 0 | 0 | 0 | 0 | 0 | 0 | 0 | 0
F3_Industrial_Wood and Lumber Products_Existing_Space Heating_Natural Gas_Retrocommissioning_A_Achievable Technical Potential | F3 | Industrial | Wood and Lumber Products | Existing | Space Heating | Natural Gas | Retrocommissioning | A | Original Unit Winter Peak Savings (kW) | Achievable Technical Potential | 0 | 0 | 0 | 0 | 0 | 0 | 0 | 0 | 0 | 0 | 0 | 0 | 0 | 0 | 0 | 0 | 0 | 0 | 0 | 0 | 0 | 0
F4_Industrial_Wood and Lumber Products_Existing_Space Heating_Natural Gas_Retrocommissioning_A_Achievable Technical Potential | F4 | Industrial | Wood and Lumber Products | Existing | Space Heating | Natural Gas | Retrocommissioning | A | Standalone Impact on Baseline Energy (%) | Achievable Technical Potential | 0% | 0% | 0.0124% | 0.02501% | 0.03784% | 0.0509% | 0.06419% | 0.07772% | 0.09148% | 0.1055% | 0.1197% | 0.1342% | 0.149% | 0.164% | 0.1793% | 0.1948% | 0.2106% | 0.2267% | 0.2431% | 0.2597% | 0.2767% | 0.2939%
F5_Industrial_Wood and Lumber Products_Existing_Space Heating_Natural Gas_Retrocommissioning_A_Achievable Technical Potential | F5 | Industrial | Wood and Lumber Products | Existing | Space Heating | Natural Gas | Retrocommissioning | A | Standalone Impact on Baseline Summer Peak (%) | Achievable Technical Potential | bar: 2019 to 2040
F6_Industrial_Wood and Lumber Products_Existing_Space Heating_Natural Gas_Retrocommissioning_A_Achievable Technical Potential | F6 | Industrial | Wood and Lumber Products | Existing | Space Heating | Natural Gas | Retrocommissioning | A | Standalone Impact on Baseline Winter Peak (%) | Achievable Technical Potential | bar: 2019 to 2040
F7_Industrial_Wood and Lumber Products_Existing_Space Heating_Natural Gas_Retrocommissioning_A_Achievable Technical Potential | F7 | Industrial | Wood and Lumber Products | Existing | Space Heating | Natural Gas | Retrocommissioning | A | Incremental Energy Savings (MWh or mTherms) | Achievable Technical Potential | 0 | 0 | 0.011613 | 0.011386 | 0.011163 | 0.010945 | 0.010731 | 0.010522 | 0.010318 | 0.010119 | 0.0099244 | 0.0097347 | 0.0095497 | 0.0093692 | 0.0091929 | 0.0090208 | 0.0088526 | 0.0086884 | 0.0085278 | 0.0083708 | 0.0082173 | 0.0080672
F8_Industrial_Wood and Lumber Products_Existing_Space Heating_Natural Gas_Retrocommissioning_A_Achievable Technical Potential | F8 | Industrial | Wood and Lumber Products | Existing | Space Heating | Natural Gas | Retrocommissioning | A | Incremental Summer Peak Savings (MW) | Achievable Technical Potential | 0 | 0 | 0 | 0 | 0 | 0 | 0 | 0 | 0 | 0 | 0 | 0 | 0 | 0 | 0 | 0 | 0 | 0 | 0 | 0 | 0 | 0
F9_Industrial_Wood and Lumber Products_Existing_Space Heating_Natural Gas_Retrocommissioning_A_Achievable Technical Potential | F9 | Industrial | Wood and Lumber Products | Existing | Space Heating | Natural Gas | Retrocommissioning | A | Incremental Winter Peak Savings (MW) | Achievable Technical Potential | 0 | 0 | 0 | 0 | 0 | 0 | 0 | 0 | 0 | 0 | 0 | 0 | 0 | 0 | 0 | 0 | 0 | 0 | 0 | 0 | 0 | 0
F10_Industrial_Wood and Lumber Products_Existing_Space Heating_Natural Gas_Retrocommissioning_A_Achievable Technical Potential | F10 | Industrial | Wood and Lumber Products | Existing | Space Heating | Natural Gas | Retrocommissioning | A | Cumulative Energy Savings (MWh or mTherms) | Achievable Technical Potential | 0 | 0 | 0.011613 | 0.022971 | 0.03408 | 0.044944 | 0.055571 | 0.065968 | 0.076141 | 0.086099 | 0.095851 | 0.1054 | 0.11476 | 0.12394 | 0.13293 | 0.14175 | 0.1504 | 0.15889 | 0.16722 | 0.17539 | 0.18341 | 0.19129
F11_Industrial_Wood and Lumber Products_Existing_Space Heating_Natural Gas_Retrocommissioning_A_Achievable Technical Potential | F11 | Industrial | Wood and Lumber Products | Existing | Space Heating | Natural Gas | Retrocommissioning | A | Cumulative Summer Peak Savings (MW) | Achievable Technical Potential | 0 | 0 | 0 | 0 | 0 | 0 | 0 | 0 | 0 | 0 | 0 | 0 | 0 | 0 | 0 | 0 | 0 | 0 | 0 | 0 | 0 | 0
F12_Industrial_Wood and Lumber Products_Existing_Space Heating_Natural Gas_Retrocommissioning_A_Achievable Technical Potential | F12 | Industrial | Wood and Lumber Products | Existing | Space Heating | Natural Gas | Retrocommissioning | A | Cumulative Winter Peak Savings (MW) | Achievable Technical Potential | 0 | 0 | 0 | 0 | 0 | 0 | 0 | 0 | 0 | 0 | 0 | 0 | 0 | 0 | 0 | 0 | 0 | 0 | 0 | 0 | 0 | 0
F13_Industrial_Wood and Lumber Products_Existing_Space Heating_Natural Gas_Retrocommissioning_A_Achievable Technical Potential | F13 | Industrial | Wood and Lumber Products | Existing | Space Heating | Natural Gas | Retrocommissioning | A | Purchases (Incremental) | Achievable Technical Potential | 0 | 0 | 11.9249 | 11.7193 | 11.5172 | 11.3187 | 11.1235 | 10.9317 | 10.7433 | 10.558 | 10.376 | 10.1971 | 10.0213 | 9.8485 | 9.6787 | 9.5118 | 9.3478 | 9.1867 | 9.0283 | 8.8726 | 8.7196 | 8.5693
F14_Industrial_Wood and Lumber Products_Existing_Space Heating_Natural Gas_Retrocommissioning_A_Achievable Technical Potential | F14 | Industrial | Wood and Lumber Products | Existing | Space Heating | Natural Gas | Retrocommissioning | A | Purchases (Cumulative) | Achievable Technical Potential | 0 | 0 | 11.9249 | 23.6442 | 35.1615 | 46.4801 | 57.6036 | 68.5354 | 79.2786 | 89.8367 | 100.2127 | 110.4098 | 120.4311 | 130.2796 | 139.9583 | 149.4701 | 158.8179 | 168.0046 | 177.0329 | 185.9055 | 194.6251 | 203.1944
F1_Industrial_Wood and Lumber Products_Existing_Process_Natural Gas_Retrocommissioning_A_Achievable Technical Potential | F1 | Industrial | Wood and Lumber Products | Existing | Process | Natural Gas | Retrocommissioning | A | Original Unit Energy Savings (kWh or therms) | Achievable Technical Potential | 0 | 0 | 0 | 0 | 0 | 0 | 0 | 0 | 0 | 0 | 0 | 0 | 0 | 0 | 0 | 0 | 0 | 0 | 0 | 0 | 0 | 0
F2_Industrial_Wood and Lumber Products_Existing_Process_Natural Gas_Retrocommissioning_A_Achievable Technical Potential | F2 | Industrial | Wood and Lumber Products | Existing | Process | Natural Gas | Retrocommissioning | A | Original Unit Summer Peak Savings (kW) | Achievable Technical Potential | 0 | 0 | 0 | 0 | 0 | 0 | 0 | 0 | 0 | 0 | 0 | 0 | 0 | 0 | 0 | 0 | 0 | 0 | 0 | 0 | 0 | 0
F3_Industrial_Wood and Lumber Products_Existing_Process_Natural Gas_Retrocommissioning_A_Achievable Technical Potential | F3 | Industrial | Wood and Lumber Products | Existing | Process | Natural Gas | Retrocommissioning | A | Original Unit Winter Peak Savings (kW) | Achievable Technical Potential | 0 | 0 | 0 | 0 | 0 | 0 | 0 | 0 | 0 | 0 | 0 | 0 | 0 | 0 | 0 | 0 | 0 | 0 | 0 | 0 | 0 | 0
F4_Industrial_Wood and Lumber Products_Existing_Process_Natural Gas_Retrocommissioning_A_Achievable Technical Potential | F4 | Industrial | Wood and Lumber Products | Existing | Process | Natural Gas | Retrocommissioning | A | Standalone Impact on Baseline Energy (%) | Achievable Technical Potential | bar: 2019 to 2040
F5_Industrial_Wood and Lumber Products_Existing_Process_Natural Gas_Retrocommissioning_A_Achievable Technical Potential | F5 | Industrial | Wood and Lumber Products | Existing | Process | Natural Gas | Retrocommissioning | A | Standalone Impact on Baseline Summer Peak (%) | Achievable Technical Potential | bar: 2019 to 2040
F6_Industrial_Wood and Lumber Products_Existing_Process_Natural Gas_Retrocommissioning_A_Achievable Technical Potential | F6 | Industrial | Wood and Lumber Products | Existing | Process | Natural Gas | Retrocommissioning | A | Standalone Impact on Baseline Winter Peak (%) | Achievable Technical Potential | bar: 2019 to 2040
F7_Industrial_Wood and Lumber Products_Existing_Process_Natural Gas_Retrocommissioning_A_Achievable Technical Potential | F7 | Industrial | Wood and Lumber Products | Existing | Process | Natural Gas | Retrocommissioning | A | Incremental Energy Savings (MWh or mTherms) | Achievable Technical Potential | 0 | 0 | 0 | 0 | 0 | 0 | 0 | 0 | 0 | 0 | 0 | 0 | 0 | 0 | 0 | 0 | 0 | 0 | 0 | 0 | 0 | 0
F8_Industrial_Wood and Lumber Products_Existing_Process_Natural Gas_Retrocommissioning_A_Achievable Technical Potential | F8 | Industrial | Wood and Lumber Products | Existing | Process | Natural Gas | Retrocommissioning | A | Incremental Summer Peak Savings (MW) | Achievable Technical Potential | 0 | 0 | 0 | 0 | 0 | 0 | 0 | 0 | 0 | 0 | 0 | 0 | 0 | 0 | 0 | 0 | 0 | 0 | 0 | 0 | 0 | 0
F9_Industrial_Wood and Lumber Products_Existing_Process_Natural Gas_Retrocommissioning_A_Achievable Technical Potential | F9 | Industrial | Wood and Lumber Products | Existing | Process | Natural Gas | Retrocommissioning | A | Incremental Winter Peak Savings (MW) | Achievable Technical Potential | 0 | 0 | 0 | 0 | 0 | 0 | 0 | 0 | 0 | 0 | 0 | 0 | 0 | 0 | 0 | 0 | 0 | 0 | 0 | 0 | 0 | 0
F10_Industrial_Wood and Lumber Products_Existing_Process_Natural Gas_Retrocommissioning_A_Achievable Technical Potential | F10 | Industrial | Wood and Lumber Products | Existing | Process | Natural Gas | Retrocommissioning | A | Cumulative Energy Savings (MWh or mTherms) | Achievable Technical Potential | 0 | 0 | 0 | 0 | 0 | 0 | 0 | 0 | 0 | 0 | 0 | 0 | 0 | 0 | 0 | 0 | 0 | 0 | 0 | 0 | 0 | 0
F11_Industrial_Wood and Lumber Products_Existing_Process_Natural Gas_Retrocommissioning_A_Achievable Technical Potential | F11 | Industrial | Wood and Lumber Products | Existing | Process | Natural Gas | Retrocommissioning | A | Cumulative Summer Peak Savings (MW) | Achievable Technical Potential | 0 | 0 | 0 | 0 | 0 | 0 | 0 | 0 | 0 | 0 | 0 | 0 | 0 | 0 | 0 | 0 | 0 | 0 | 0 | 0 | 0 | 0
F12_Industrial_Wood and Lumber Products_Existing_Process_Natural Gas_Retrocommissioning_A_Achievable Technical Potential | F12 | Industrial | Wood and Lumber Products | Existing | Process | Natural Gas | Retrocommissioning | A | Cumulative Winter Peak Savings (MW) | Achievable Technical Potential | 0 | 0 | 0 | 0 | 0 | 0 | 0 | 0 | 0 | 0 | 0 | 0 | 0 | 0 | 0 | 0 | 0 | 0 | 0 | 0 | 0 | 0
F13_Industrial_Wood and Lumber Products_Existing_Process_Natural Gas_Retrocommissioning_A_Achievable Technical Potential | F13 | Industrial | Wood and Lumber Products | Existing | Process | Natural Gas | Retrocommissioning | A | Purchases (Incremental) | Achievable Technical Potential | 0 | 0 | 11.9249 | 11.7193 | 11.5172 | 11.3187 | 11.1235 | 10.9317 | 10.7433 | 10.558 | 10.376 | 10.1971 | 10.0213 | 9.8485 | 9.6787 | 9.5118 | 9.3478 | 9.1867 | 9.0283 | 8.8726 | 8.7196 | 8.5693
F14_Industrial_Wood and Lumber Products_Existing_Process_Natural Gas_Retrocommissioning_A_Achievable Technical Potential | F14 | Industrial | Wood and Lumber Products | Existing | Process | Natural Gas | Retrocommissioning | A | Purchases (Cumulative) | Achievable Technical Potential | 0 | 0 | 11.9249 | 23.6442 | 35.1615 | 46.4801 | 57.6036 | 68.5354 | 79.2786 | 89.8367 | 100.2127 | 110.4098 | 120.4311 | 130.2796 | 139.9583 | 149.4701 | 158.8179 | 168.0046 | 177.0329 | 185.9055 | 194.6251 | 203.1944
F1_Industrial_Wood and Lumber Products_New_Space Heating_Natural Gas_Insulation - Roof/Ceiling_A_Achievable Technical Potential | F1 | Industrial | Wood and Lumber Products | New | Space Heating | Natural Gas | Insulation - Roof/Ceiling | A | Original Unit Energy Savings (kWh or therms) | Achievable Technical Potential | 0 | 0 | 0.078976 | 0.078976 | 0.078976 | 0.078976 | 0.078976 | 0.078976 | 0.078976 | 0.078976 | 0.078976 | 0.078976 | 0.078976 | 0.078976 | 0.078976 | 0.078976 | 0.078976 | 0.078976 | 0.078976 | 0.078976 | 0.078976 | 0.078976
F2_Industrial_Wood and Lumber Products_New_Space Heating_Natural Gas_Insulation - Roof/Ceiling_A_Achievable Technical Potential | F2 | Industrial | Wood and Lumber Products | New | Space Heating | Natural Gas | Insulation - Roof/Ceiling | A | Original Unit Summer Peak Savings (kW) | Achievable Technical Potential | 0 | 0 | 0 | 0 | 0 | 0 | 0 | 0 | 0 | 0 | 0 | 0 | 0 | 0 | 0 | 0 | 0 | 0 | 0 | 0 | 0 | 0
F3_Industrial_Wood and Lumber Products_New_Space Heating_Natural Gas_Insulation - Roof/Ceiling_A_Achievable Technical Potential | F3 | Industrial | Wood and Lumber Products | New | Space Heating | Natural Gas | Insulation - Roof/Ceiling | A | Original Unit Winter Peak Savings (kW) | Achievable Technical Potential | 0 | 0 | 0 | 0 | 0 | 0 | 0 | 0 | 0 | 0 | 0 | 0 | 0 | 0 | 0 | 0 | 0 | 0 | 0 | 0 | 0 | 0
F4_Industrial_Wood and Lumber Products_New_Space Heating_Natural Gas_Insulation - Roof/Ceiling_A_Achievable Technical Potential | F4 | Industrial | Wood and Lumber Products | New | Space Heating | Natural Gas | Insulation - Roof/Ceiling | A | Standalone Impact on Baseline Energy (%) | Achievable Technical Potential | bar: 2019 to 2040
F5_Industrial_Wood and Lumber Products_New_Space Heating_Natural Gas_Insulation - Roof/Ceiling_A_Achievable Technical Potential | F5 | Industrial | Wood and Lumber Products | New | Space Heating | Natural Gas | Insulation - Roof/Ceiling | A | Standalone Impact on Baseline Summer Peak (%) | Achievable Technical Potential | bar: 2019 to 2040
F6_Industrial_Wood and Lumber Products_New_Space Heating_Natural Gas_Insulation - Roof/Ceiling_A_Achievable Technical Potential | F6 | Industrial | Wood and Lumber Products | New | Space Heating | Natural Gas | Insulation - Roof/Ceiling | A | Standalone Impact on Baseline Winter Peak (%) | Achievable Technical Potential | bar: 2019 to 2040
F7_Industrial_Wood and Lumber Products_New_Space Heating_Natural Gas_Insulation - Roof/Ceiling_A_Achievable Technical Potential | F7 | Industrial | Wood and Lumber Products | New | Space Heating | Natural Gas | Insulation - Roof/Ceiling | A | Incremental Energy Savings (MWh or mTherms) | Achievable Technical Potential | 0 | 0 | 0 | 0 | 0 | 0 | 0 | 0 | 0 | 0 | 0 | 0 | 0 | 0 | 0 | 0 | 0 | 0 | 0 | 0 | 0 | 0
F8_Industrial_Wood and Lumber Products_New_Space Heating_Natural Gas_Insulation - Roof/Ceiling_A_Achievable Technical Potential | F8 | Industrial | Wood and Lumber Products | New | Space Heating | Natural Gas | Insulation - Roof/Ceiling | A | Incremental Summer Peak Savings (MW) | Achievable Technical Potential | 0 | 0 | 0 | 0 | 0 | 0 | 0 | 0 | 0 | 0 | 0 | 0 | 0 | 0 | 0 | 0 | 0 | 0 | 0 | 0 | 0 | 0
F9_Industrial_Wood and Lumber Products_New_Space Heating_Natural Gas_Insulation - Roof/Ceiling_A_Achievable Technical Potential | F9 | Industrial | Wood and Lumber Products | New | Space Heating | Natural Gas | Insulation - Roof/Ceiling | A | Incremental Winter Peak Savings (MW) | Achievable Technical Potential | 0 | 0 | 0 | 0 | 0 | 0 | 0 | 0 | 0 | 0 | 0 | 0 | 0 | 0 | 0 | 0 | 0 | 0 | 0 | 0 | 0 | 0
F10_Industrial_Wood and Lumber Products_New_Space Heating_Natural Gas_Insulation - Roof/Ceiling_A_Achievable Technical Potential | F10 | Industrial | Wood and Lumber Products | New | Space Heating | Natural Gas | Insulation - Roof/Ceiling | A | Cumulative Energy Savings (MWh or mTherms) | Achievable Technical Potential | 0 | 0 | 0 | 0 | 0 | 0 | 0 | 0 | 0 | 0 | 0 | 0 | 0 | 0 | 0 | 0 | 0 | 0 | 0 | 0 | 0 | 0
F11_Industrial_Wood and Lumber Products_New_Space Heating_Natural Gas_Insulation - Roof/Ceiling_A_Achievable Technical Potential | F11 | Industrial | Wood and Lumber Products | New | Space Heating | Natural Gas | Insulation - Roof/Ceiling | A | Cumulative Summer Peak Savings (MW) | Achievable Technical Potential | 0 | 0 | 0 | 0 | 0 | 0 | 0 | 0 | 0 | 0 | 0 | 0 | 0 | 0 | 0 | 0 | 0 | 0 | 0 | 0 | 0 | 0
F12_Industrial_Wood and Lumber Products_New_Space Heating_Natural Gas_Insulation - Roof/Ceiling_A_Achievable Technical Potential | F12 | Industrial | Wood and Lumber Products | New | Space Heating | Natural Gas | Insulation - Roof/Ceiling | A | Cumulative Winter Peak Savings (MW) | Achievable Technical Potential | 0 | 0 | 0 | 0 | 0 | 0 | 0 | 0 | 0 | 0 | 0 | 0 | 0 | 0 | 0 | 0 | 0 | 0 | 0 | 0 | 0 | 0
F13_Industrial_Wood and Lumber Products_New_Space Heating_Natural Gas_Insulation - Roof/Ceiling_A_Achievable Technical Potential | F13 | Industrial | Wood and Lumber Products | New | Space Heating | Natural Gas | Insulation - Roof/Ceiling | A | Purchases (Incremental) | Achievable Technical Potential | 0 | 0 | 0 | 0 | 0 | 0 | 0 | 0 | 0 | 0 | 0 | 0 | 0 | 0 | 0 | 0 | 0 | 0 | 0 | 0 | 0 | 0
F14_Industrial_Wood and Lumber Products_New_Space Heating_Natural Gas_Insulation - Roof/Ceiling_A_Achievable Technical Potential | F14 | Industrial | Wood and Lumber Products | New | Space Heating | Natural Gas | Insulation - Roof/Ceiling | A | Purchases (Cumulative) | Achievable Technical Potential | 0 | 0 | 0 | 0 | 0 | 0 | 0 | 0 | 0 | 0 | 0 | 0 | 0 | 0 | 0 | 0 | 0 | 0 | 0 | 0 | 0 | 0
F1_Industrial_Wood and Lumber Products_New_Space Heating_Natural Gas_Insulation - Wall Cavity_A_Achievable Technical Potential | F1 | Industrial | Wood and Lumber Products | New | Space Heating | Natural Gas | Insulation - Wall Cavity | A | Original Unit Energy Savings (kWh or therms) | Achievable Technical Potential | 0 | 0 | 0.017277 | 0.017277 | 0.017277 | 0.017277 | 0.017277 | 0.017277 | 0.017277 | 0.017277 | 0.017277 | 0.017277 | 0.017277 | 0.017277 | 0.017277 | 0.017277 | 0.017277 | 0.017277 | 0.017277 | 0.017277 | 0.017277 | 0.017277
F2_Industrial_Wood and Lumber Products_New_Space Heating_Natural Gas_Insulation - Wall Cavity_A_Achievable Technical Potential | F2 | Industrial | Wood and Lumber Products | New | Space Heating | Natural Gas | Insulation - Wall Cavity | A | Original Unit Summer Peak Savings (kW) | Achievable Technical Potential | 0 | 0 | 0 | 0 | 0 | 0 | 0 | 0 | 0 | 0 | 0 | 0 | 0 | 0 | 0 | 0 | 0 | 0 | 0 | 0 | 0 | 0
F3_Industrial_Wood and Lumber Products_New_Space Heating_Natural Gas_Insulation - Wall Cavity_A_Achievable Technical Potential | F3 | Industrial | Wood and Lumber Products | New | Space Heating | Natural Gas | Insulation - Wall Cavity | A | Original Unit Winter Peak Savings (kW) | Achievable Technical Potential | 0 | 0 | 0 | 0 | 0 | 0 | 0 | 0 | 0 | 0 | 0 | 0 | 0 | 0 | 0 | 0 | 0 | 0 | 0 | 0 | 0 | 0
F4_Industrial_Wood and Lumber Products_New_Space Heating_Natural Gas_Insulation - Wall Cavity_A_Achievable Technical Potential | F4 | Industrial | Wood and Lumber Products | New | Space Heating | Natural Gas | Insulation - Wall Cavity | A | Standalone Impact on Baseline Energy (%) | Achievable Technical Potential | bar: 2019 to 2040
F5_Industrial_Wood and Lumber Products_New_Space Heating_Natural Gas_Insulation - Wall Cavity_A_Achievable Technical Potential | F5 | Industrial | Wood and Lumber Products | New | Space Heating | Natural Gas | Insulation - Wall Cavity | A | Standalone Impact on Baseline Summer Peak (%) | Achievable Technical Potential | bar: 2019 to 2040
F6_Industrial_Wood and Lumber Products_New_Space Heating_Natural Gas_Insulation - Wall Cavity_A_Achievable Technical Potential | F6 | Industrial | Wood and Lumber Products | New | Space Heating | Natural Gas | Insulation - Wall Cavity | A | Standalone Impact on Baseline Winter Peak (%) | Achievable Technical Potential | bar: 2019 to 2040
F7_Industrial_Wood and Lumber Products_New_Space Heating_Natural Gas_Insulation - Wall Cavity_A_Achievable Technical Potential | F7 | Industrial | Wood and Lumber Products | New | Space Heating | Natural Gas | Insulation - Wall Cavity | A | Incremental Energy Savings (MWh or mTherms) | Achievable Technical Potential | 0 | 0 | 0 | 0 | 0 | 0 | 0 | 0 | 0 | 0 | 0 | 0 | 0 | 0 | 0 | 0 | 0 | 0 | 0 | 0 | 0 | 0
F8_Industrial_Wood and Lumber Products_New_Space Heating_Natural Gas_Insulation - Wall Cavity_A_Achievable Technical Potential | F8 | Industrial | Wood and Lumber Products | New | Space Heating | Natural Gas | Insulation - Wall Cavity | A | Incremental Summer Peak Savings (MW) | Achievable Technical Potential | 0 | 0 | 0 | 0 | 0 | 0 | 0 | 0 | 0 | 0 | 0 | 0 | 0 | 0 | 0 | 0 | 0 | 0 | 0 | 0 | 0 | 0
F9_Industrial_Wood and Lumber Products_New_Space Heating_Natural Gas_Insulation - Wall Cavity_A_Achievable Technical Potential | F9 | Industrial | Wood and Lumber Products | New | Space Heating | Natural Gas | Insulation - Wall Cavity | A | Incremental Winter Peak Savings (MW) | Achievable Technical Potential | 0 | 0 | 0 | 0 | 0 | 0 | 0 | 0 | 0 | 0 | 0 | 0 | 0 | 0 | 0 | 0 | 0 | 0 | 0 | 0 | 0 | 0
F10_Industrial_Wood and Lumber Products_New_Space Heating_Natural Gas_Insulation - Wall Cavity_A_Achievable Technical Potential | F10 | Industrial | Wood and Lumber Products | New | Space Heating | Natural Gas | Insulation - Wall Cavity | A | Cumulative Energy Savings (MWh or mTherms) | Achievable Technical Potential | 0 | 0 | 0 | 0 | 0 | 0 | 0 | 0 | 0 | 0 | 0 | 0 | 0 | 0 | 0 | 0 | 0 | 0 | 0 | 0 | 0 | 0
F11_Industrial_Wood and Lumber Products_New_Space Heating_Natural Gas_Insulation - Wall Cavity_A_Achievable Technical Potential | F11 | Industrial | Wood and Lumber Products | New | Space Heating | Natural Gas | Insulation - Wall Cavity | A | Cumulative Summer Peak Savings (MW) | Achievable Technical Potential | 0 | 0 | 0 | 0 | 0 | 0 | 0 | 0 | 0 | 0 | 0 | 0 | 0 | 0 | 0 | 0 | 0 | 0 | 0 | 0 | 0 | 0
F12_Industrial_Wood and Lumber Products_New_Space Heating_Natural Gas_Insulation - Wall Cavity_A_Achievable Technical Potential | F12 | Industrial | Wood and Lumber Products | New | Space Heating | Natural Gas | Insulation - Wall Cavity | A | Cumulative Winter Peak Savings (MW) | Achievable Technical Potential | 0 | 0 | 0 | 0 | 0 | 0 | 0 | 0 | 0 | 0 | 0 | 0 | 0 | 0 | 0 | 0 | 0 | 0 | 0 | 0 | 0 | 0
F13_Industrial_Wood and Lumber Products_New_Space Heating_Natural Gas_Insulation - Wall Cavity_A_Achievable Technical Potential | F13 | Industrial | Wood and Lumber Products | New | Space Heating | Natural Gas | Insulation - Wall Cavity | A | Purchases (Incremental) | Achievable Technical Potential | 0 | 0 | 0 | 0 | 0 | 0 | 0 | 0 | 0 | 0 | 0 | 0 | 0 | 0 | 0 | 0 | 0 | 0 | 0 | 0 | 0 | 0
F14_Industrial_Wood and Lumber Products_New_Space Heating_Natural Gas_Insulation - Wall Cavity_A_Achievable Technical Potential | F14 | Industrial | Wood and Lumber Products | New | Space Heating | Natural Gas | Insulation - Wall Cavity | A | Purchases (Cumulative) | Achievable Technical Potential | 0 | 0 | 0 | 0 | 0 | 0 | 0 | 0 | 0 | 0 | 0 | 0 | 0 | 0 | 0 | 0 | 0 | 0 | 0 | 0 | 0 | 0
F1_Industrial_Wood and Lumber Products_New_Space Heating_Natural Gas_Insulation - Ducting_A_Achievable Technical Potential | F1 | Industrial | Wood and Lumber Products | New | Space Heating | Natural Gas | Insulation - Ducting | A | Original Unit Energy Savings (kWh or therms) | Achievable Technical Potential | 0 | 0 | 0.0012737 | 0.0012737 | 0.0012737 | 0.0012737 | 0.0012737 | 0.0012737 | 0.0012737 | 0.0012737 | 0.0012737 | 0.0012737 | 0.0012737 | 0.0012737 | 0.0012737 | 0.0012737 | 0.0012737 | 0.0012737 | 0.0012737 | 0.0012737 | 0.0012737 | 0.0012737
F2_Industrial_Wood and Lumber Products_New_Space Heating_Natural Gas_Insulation - Ducting_A_Achievable Technical Potential | F2 | Industrial | Wood and Lumber Products | New | Space Heating | Natural Gas | Insulation - Ducting | A | Original Unit Summer Peak Savings (kW) | Achievable Technical Potential | 0 | 0 | 0 | 0 | 0 | 0 | 0 | 0 | 0 | 0 | 0 | 0 | 0 | 0 | 0 | 0 | 0 | 0 | 0 | 0 | 0 | 0
F3_Industrial_Wood and Lumber Products_New_Space Heating_Natural Gas_Insulation - Ducting_A_Achievable Technical Potential | F3 | Industrial | Wood and Lumber Products | New | Space Heating | Natural Gas | Insulation - Ducting | A | Original Unit Winter Peak Savings (kW) | Achievable Technical Potential | 0 | 0 | 0 | 0 | 0 | 0 | 0 | 0 | 0 | 0 | 0 | 0 | 0 | 0 | 0 | 0 | 0 | 0 | 0 | 0 | 0 | 0
F4_Industrial_Wood and Lumber Products_New_Space Heating_Natural Gas_Insulation - Ducting_A_Achievable Technical Potential | F4 | Industrial | Wood and Lumber Products | New | Space Heating | Natural Gas | Insulation - Ducting | A | Standalone Impact on Baseline Energy (%) | Achievable Technical Potential | bar: 2019 to 2040
F5_Industrial_Wood and Lumber Products_New_Space Heating_Natural Gas_Insulation - Ducting_A_Achievable Technical Potential | F5 | Industrial | Wood and Lumber Products | New | Space Heating | Natural Gas | Insulation - Ducting | A | Standalone Impact on Baseline Summer Peak (%) | Achievable Technical Potential | bar: 2019 to 2040
F6_Industrial_Wood and Lumber Products_New_Space Heating_Natural Gas_Insulation - Ducting_A_Achievable Technical Potential | F6 | Industrial | Wood and Lumber Products | New | Space Heating | Natural Gas | Insulation - Ducting | A | Standalone Impact on Baseline Winter Peak (%) | Achievable Technical Potential | bar: 2019 to 2040
F7_Industrial_Wood and Lumber Products_New_Space Heating_Natural Gas_Insulation - Ducting_A_Achievable Technical Potential | F7 | Industrial | Wood and Lumber Products | New | Space Heating | Natural Gas | Insulation - Ducting | A | Incremental Energy Savings (MWh or mTherms) | Achievable Technical Potential | 0 | 0 | 0 | 0 | 0 | 0 | 0 | 0 | 0 | 0 | 0 | 0 | 0 | 0 | 0 | 0 | 0 | 0 | 0 | 0 | 0 | 0
F8_Industrial_Wood and Lumber Products_New_Space Heating_Natural Gas_Insulation - Ducting_A_Achievable Technical Potential | F8 | Industrial | Wood and Lumber Products | New | Space Heating | Natural Gas | Insulation - Ducting | A | Incremental Summer Peak Savings (MW) | Achievable Technical Potential | 0 | 0 | 0 | 0 | 0 | 0 | 0 | 0 | 0 | 0 | 0 | 0 | 0 | 0 | 0 | 0 | 0 | 0 | 0 | 0 | 0 | 0
F9_Industrial_Wood and Lumber Products_New_Space Heating_Natural Gas_Insulation - Ducting_A_Achievable Technical Potential | F9 | Industrial | Wood and Lumber Products | New | Space Heating | Natural Gas | Insulation - Ducting | A | Incremental Winter Peak Savings (MW) | Achievable Technical Potential | 0 | 0 | 0 | 0 | 0 | 0 | 0 | 0 | 0 | 0 | 0 | 0 | 0 | 0 | 0 | 0 | 0 | 0 | 0 | 0 | 0 | 0
F10_Industrial_Wood and Lumber Products_New_Space Heating_Natural Gas_Insulation - Ducting_A_Achievable Technical Potential | F10 | Industrial | Wood and Lumber Products | New | Space Heating | Natural Gas | Insulation - Ducting | A | Cumulative Energy Savings (MWh or mTherms) | Achievable Technical Potential | 0 | 0 | 0 | 0 | 0 | 0 | 0 | 0 | 0 | 0 | 0 | 0 | 0 | 0 | 0 | 0 | 0 | 0 | 0 | 0 | 0 | 0
F11_Industrial_Wood and Lumber Products_New_Space Heating_Natural Gas_Insulation - Ducting_A_Achievable Technical Potential | F11 | Industrial | Wood and Lumber Products | New | Space Heating | Natural Gas | Insulation - Ducting | A | Cumulative Summer Peak Savings (MW) | Achievable Technical Potential | 0 | 0 | 0 | 0 | 0 | 0 | 0 | 0 | 0 | 0 | 0 | 0 | 0 | 0 | 0 | 0 | 0 | 0 | 0 | 0 | 0 | 0
F12_Industrial_Wood and Lumber Products_New_Space Heating_Natural Gas_Insulation - Ducting_A_Achievable Technical Potential | F12 | Industrial | Wood and Lumber Products | New | Space Heating | Natural Gas | Insulation - Ducting | A | Cumulative Winter Peak Savings (MW) | Achievable Technical Potential | 0 | 0 | 0 | 0 | 0 | 0 | 0 | 0 | 0 | 0 | 0 | 0 | 0 | 0 | 0 | 0 | 0 | 0 | 0 | 0 | 0 | 0
F13_Industrial_Wood and Lumber Products_New_Space Heating_Natural Gas_Insulation - Ducting_A_Achievable Technical Potential | F13 | Industrial | Wood and Lumber Products | New | Space Heating | Natural Gas | Insulation - Ducting | A | Purchases (Incremental) | Achievable Technical Potential | 0 | 0 | 0 | 0 | 0 | 0 | 0 | 0 | 0 | 0 | 0 | 0 | 0 | 0 | 0 | 0 | 0 | 0 | 0 | 0 | 0 | 0
F14_Industrial_Wood and Lumber Products_New_Space Heating_Natural Gas_Insulation - Ducting_A_Achievable Technical Potential | F14 | Industrial | Wood and Lumber Products | New | Space Heating | Natural Gas | Insulation - Ducting | A | Purchases (Cumulative) | Achievable Technical Potential | 0 | 0 | 0 | 0 | 0 | 0 | 0 | 0 | 0 | 0 | 0 | 0 | 0 | 0 | 0 | 0 | 0 | 0 | 0 | 0 | 0 | 0
F1_Industrial_Wood and Lumber Products_New_Space Heating_Natural Gas_HVAC - Duct Repair and Sealing_A_Achievable Technical Potential | F1 | Industrial | Wood and Lumber Products | New | Space Heating | Natural Gas | HVAC - Duct Repair and Sealing | A | Original Unit Energy Savings (kWh or therms) | Achievable Technical Potential | 0 | 0 | 0.0036023 | 0.0036023 | 0.0036023 | 0.0036023 | 0.0036023 | 0.0036023 | 0.0036023 | 0.0036023 | 0.0036023 | 0.0036023 | 0.0036023 | 0.0036023 | 0.0036023 | 0.0036023 | 0.0036023 | 0.0036023 | 0.0036023 | 0.0036023 | 0.0036023 | 0.0036023
F2_Industrial_Wood and Lumber Products_New_Space Heating_Natural Gas_HVAC - Duct Repair and Sealing_A_Achievable Technical Potential | F2 | Industrial | Wood and Lumber Products | New | Space Heating | Natural Gas | HVAC - Duct Repair and Sealing | A | Original Unit Summer Peak Savings (kW) | Achievable Technical Potential | 0 | 0 | 0 | 0 | 0 | 0 | 0 | 0 | 0 | 0 | 0 | 0 | 0 | 0 | 0 | 0 | 0 | 0 | 0 | 0 | 0 | 0
F3_Industrial_Wood and Lumber Products_New_Space Heating_Natural Gas_HVAC - Duct Repair and Sealing_A_Achievable Technical Potential | F3 | Industrial | Wood and Lumber Products | New | Space Heating | Natural Gas | HVAC - Duct Repair and Sealing | A | Original Unit Winter Peak Savings (kW) | Achievable Technical Potential | 0 | 0 | 0 | 0 | 0 | 0 | 0 | 0 | 0 | 0 | 0 | 0 | 0 | 0 | 0 | 0 | 0 | 0 | 0 | 0 | 0 | 0
F4_Industrial_Wood and Lumber Products_New_Space Heating_Natural Gas_HVAC - Duct Repair and Sealing_A_Achievable Technical Potential | F4 | Industrial | Wood and Lumber Products | New | Space Heating | Natural Gas | HVAC - Duct Repair and Sealing | A | Standalone Impact on Baseline Energy (%) | Achievable Technical Potential | bar: 2019 to 2040
F5_Industrial_Wood and Lumber Products_New_Space Heating_Natural Gas_HVAC - Duct Repair and Sealing_A_Achievable Technical Potential | F5 | Industrial | Wood and Lumber Products | New | Space Heating | Natural Gas | HVAC - Duct Repair and Sealing | A | Standalone Impact on Baseline Summer Peak (%) | Achievable Technical Potential | bar: 2019 to 2040
F6_Industrial_Wood and Lumber Products_New_Space Heating_Natural Gas_HVAC - Duct Repair and Sealing_A_Achievable Technical Potential | F6 | Industrial | Wood and Lumber Products | New | Space Heating | Natural Gas | HVAC - Duct Repair and Sealing | A | Standalone Impact on Baseline Winter Peak (%) | Achievable Technical Potential | bar: 2019 to 2040
F7_Industrial_Wood and Lumber Products_New_Space Heating_Natural Gas_HVAC - Duct Repair and Sealing_A_Achievable Technical Potential | F7 | Industrial | Wood and Lumber Products | New | Space Heating | Natural Gas | HVAC - Duct Repair and Sealing | A | Incremental Energy Savings (MWh or mTherms) | Achievable Technical Potential | 0 | 0 | 0 | 0 | 0 | 0 | 0 | 0 | 0 | 0 | 0 | 0 | 0 | 0 | 0 | 0 | 0 | 0 | 0 | 0 | 0 | 0
F8_Industrial_Wood and Lumber Products_New_Space Heating_Natural Gas_HVAC - Duct Repair and Sealing_A_Achievable Technical Potential | F8 | Industrial | Wood and Lumber Products | New | Space Heating | Natural Gas | HVAC - Duct Repair and Sealing | A | Incremental Summer Peak Savings (MW) | Achievable Technical Potential | 0 | 0 | 0 | 0 | 0 | 0 | 0 | 0 | 0 | 0 | 0 | 0 | 0 | 0 | 0 | 0 | 0 | 0 | 0 | 0 | 0 | 0
F9_Industrial_Wood and Lumber Products_New_Space Heating_Natural Gas_HVAC - Duct Repair and Sealing_A_Achievable Technical Potential | F9 | Industrial | Wood and Lumber Products | New | Space Heating | Natural Gas | HVAC - Duct Repair and Sealing | A | Incremental Winter Peak Savings (MW) | Achievable Technical Potential | 0 | 0 | 0 | 0 | 0 | 0 | 0 | 0 | 0 | 0 | 0 | 0 | 0 | 0 | 0 | 0 | 0 | 0 | 0 | 0 | 0 | 0
F10_Industrial_Wood and Lumber Products_New_Space Heating_Natural Gas_HVAC - Duct Repair and Sealing_A_Achievable Technical Potential | F10 | Industrial | Wood and Lumber Products | New | Space Heating | Natural Gas | HVAC - Duct Repair and Sealing | A | Cumulative Energy Savings (MWh or mTherms) | Achievable Technical Potential | 0 | 0 | 0 | 0 | 0 | 0 | 0 | 0 | 0 | 0 | 0 | 0 | 0 | 0 | 0 | 0 | 0 | 0 | 0 | 0 | 0 | 0
F11_Industrial_Wood and Lumber Products_New_Space Heating_Natural Gas_HVAC - Duct Repair and Sealing_A_Achievable Technical Potential | F11 | Industrial | Wood and Lumber Products | New | Space Heating | Natural Gas | HVAC - Duct Repair and Sealing | A | Cumulative Summer Peak Savings (MW) | Achievable Technical Potential | 0 | 0 | 0 | 0 | 0 | 0 | 0 | 0 | 0 | 0 | 0 | 0 | 0 | 0 | 0 | 0 | 0 | 0 | 0 | 0 | 0 | 0
F12_Industrial_Wood and Lumber Products_New_Space Heating_Natural Gas_HVAC - Duct Repair and Sealing_A_Achievable Technical Potential | F12 | Industrial | Wood and Lumber Products | New | Space Heating | Natural Gas | HVAC - Duct Repair and Sealing | A | Cumulative Winter Peak Savings (MW) | Achievable Technical Potential | 0 | 0 | 0 | 0 | 0 | 0 | 0 | 0 | 0 | 0 | 0 | 0 | 0 | 0 | 0 | 0 | 0 | 0 | 0 | 0 | 0 | 0
F13_Industrial_Wood and Lumber Products_New_Space Heating_Natural Gas_HVAC - Duct Repair and Sealing_A_Achievable Technical Potential | F13 | Industrial | Wood and Lumber Products | New | Space Heating | Natural Gas | HVAC - Duct Repair and Sealing | A | Purchases (Incremental) | Achievable Technical Potential | 0 | 0 | 0 | 0 | 0 | 0 | 0 | 0 | 0 | 0 | 0 | 0 | 0 | 0 | 0 | 0 | 0 | 0 | 0 | 0 | 0 | 0
F14_Industrial_Wood and Lumber Products_New_Space Heating_Natural Gas_HVAC - Duct Repair and Sealing_A_Achievable Technical Potential | F14 | Industrial | Wood and Lumber Products | New | Space Heating | Natural Gas | HVAC - Duct Repair and Sealing | A | Purchases (Cumulative) | Achievable Technical Potential | 0 | 0 | 0 | 0 | 0 | 0 | 0 | 0 | 0 | 0 | 0 | 0 | 0 | 0 | 0 | 0 | 0 | 0 | 0 | 0 | 0 | 0
F1_Industrial_Wood and Lumber Products_New_Space Heating_Natural Gas_Windows - High Efficiency_A_Achievable Technical Potential | F1 | Industrial | Wood and Lumber Products | New | Space Heating | Natural Gas | Windows - High Efficiency | A | Original Unit Energy Savings (kWh or therms) | Achievable Technical Potential | 0 | 0 | 0.0073878 | 0.0073878 | 0.0073878 | 0.0073878 | 0.0073878 | 0.0073878 | 0.0073878 | 0.0073878 | 0.0073878 | 0.0073878 | 0.0073878 | 0.0073878 | 0.0073878 | 0.0073878 | 0.0073878 | 0.0073878 | 0.0073878 | 0.0073878 | 0.0073878 | 0.0073878
F2_Industrial_Wood and Lumber Products_New_Space Heating_Natural Gas_Windows - High Efficiency_A_Achievable Technical Potential | F2 | Industrial | Wood and Lumber Products | New | Space Heating | Natural Gas | Windows - High Efficiency | A | Original Unit Summer Peak Savings (kW) | Achievable Technical Potential | 0 | 0 | 0 | 0 | 0 | 0 | 0 | 0 | 0 | 0 | 0 | 0 | 0 | 0 | 0 | 0 | 0 | 0 | 0 | 0 | 0 | 0
F3_Industrial_Wood and Lumber Products_New_Space Heating_Natural Gas_Windows - High Efficiency_A_Achievable Technical Potential | F3 | Industrial | Wood and Lumber Products | New | Space Heating | Natural Gas | Windows - High Efficiency | A | Original Unit Winter Peak Savings (kW) | Achievable Technical Potential | 0 | 0 | 0 | 0 | 0 | 0 | 0 | 0 | 0 | 0 | 0 | 0 | 0 | 0 | 0 | 0 | 0 | 0 | 0 | 0 | 0 | 0
F4_Industrial_Wood and Lumber Products_New_Space Heating_Natural Gas_Windows - High Efficiency_A_Achievable Technical Potential | F4 | Industrial | Wood and Lumber Products | New | Space Heating | Natural Gas | Windows - High Efficiency | A | Standalone Impact on Baseline Energy (%) | Achievable Technical Potential | bar: 2019 to 2040
F5_Industrial_Wood and Lumber Products_New_Space Heating_Natural Gas_Windows - High Efficiency_A_Achievable Technical Potential | F5 | Industrial | Wood and Lumber Products | New | Space Heating | Natural Gas | Windows - High Efficiency | A | Standalone Impact on Baseline Summer Peak (%) | Achievable Technical Potential | bar: 2019 to 2040
F6_Industrial_Wood and Lumber Products_New_Space Heating_Natural Gas_Windows - High Efficiency_A_Achievable Technical Potential | F6 | Industrial | Wood and Lumber Products | New | Space Heating | Natural Gas | Windows - High Efficiency | A | Standalone Impact on Baseline Winter Peak (%) | Achievable Technical Potential | bar: 2019 to 2040
F7_Industrial_Wood and Lumber Products_New_Space Heating_Natural Gas_Windows - High Efficiency_A_Achievable Technical Potential | F7 | Industrial | Wood and Lumber Products | New | Space Heating | Natural Gas | Windows - High Efficiency | A | Incremental Energy Savings (MWh or mTherms) | Achievable Technical Potential | 0 | 0 | 0 | 0 | 0 | 0 | 0 | 0 | 0 | 0 | 0 | 0 | 0 | 0 | 0 | 0 | 0 | 0 | 0 | 0 | 0 | 0
F8_Industrial_Wood and Lumber Products_New_Space Heating_Natural Gas_Windows - High Efficiency_A_Achievable Technical Potential | F8 | Industrial | Wood and Lumber Products | New | Space Heating | Natural Gas | Windows - High Efficiency | A | Incremental Summer Peak Savings (MW) | Achievable Technical Potential | 0 | 0 | 0 | 0 | 0 | 0 | 0 | 0 | 0 | 0 | 0 | 0 | 0 | 0 | 0 | 0 | 0 | 0 | 0 | 0 | 0 | 0
F9_Industrial_Wood and Lumber Products_New_Space Heating_Natural Gas_Windows - High Efficiency_A_Achievable Technical Potential | F9 | Industrial | Wood and Lumber Products | New | Space Heating | Natural Gas | Windows - High Efficiency | A | Incremental Winter Peak Savings (MW) | Achievable Technical Potential | 0 | 0 | 0 | 0 | 0 | 0 | 0 | 0 | 0 | 0 | 0 | 0 | 0 | 0 | 0 | 0 | 0 | 0 | 0 | 0 | 0 | 0
F10_Industrial_Wood and Lumber Products_New_Space Heating_Natural Gas_Windows - High Efficiency_A_Achievable Technical Potential | F10 | Industrial | Wood and Lumber Products | New | Space Heating | Natural Gas | Windows - High Efficiency | A | Cumulative Energy Savings (MWh or mTherms) | Achievable Technical Potential | 0 | 0 | 0 | 0 | 0 | 0 | 0 | 0 | 0 | 0 | 0 | 0 | 0 | 0 | 0 | 0 | 0 | 0 | 0 | 0 | 0 | 0
F11_Industrial_Wood and Lumber Products_New_Space Heating_Natural Gas_Windows - High Efficiency_A_Achievable Technical Potential | F11 | Industrial | Wood and Lumber Products | New | Space Heating | Natural Gas | Windows - High Efficiency | A | Cumulative Summer Peak Savings (MW) | Achievable Technical Potential | 0 | 0 | 0 | 0 | 0 | 0 | 0 | 0 | 0 | 0 | 0 | 0 | 0 | 0 | 0 | 0 | 0 | 0 | 0 | 0 | 0 | 0
F12_Industrial_Wood and Lumber Products_New_Space Heating_Natural Gas_Windows - High Efficiency_A_Achievable Technical Potential | F12 | Industrial | Wood and Lumber Products | New | Space Heating | Natural Gas | Windows - High Efficiency | A | Cumulative Winter Peak Savings (MW) | Achievable Technical Potential | 0 | 0 | 0 | 0 | 0 | 0 | 0 | 0 | 0 | 0 | 0 | 0 | 0 | 0 | 0 | 0 | 0 | 0 | 0 | 0 | 0 | 0
F13_Industrial_Wood and Lumber Products_New_Space Heating_Natural Gas_Windows - High Efficiency_A_Achievable Technical Potential | F13 | Industrial | Wood and Lumber Products | New | Space Heating | Natural Gas | Windows - High Efficiency | A | Purchases (Incremental) | Achievable Technical Potential | 0 | 0 | 0 | 0 | 0 | 0 | 0 | 0 | 0 | 0 | 0 | 0 | 0 | 0 | 0 | 0 | 0 | 0 | 0 | 0 | 0 | 0
F14_Industrial_Wood and Lumber Products_New_Space Heating_Natural Gas_Windows - High Efficiency_A_Achievable Technical Potential | F14 | Industrial | Wood and Lumber Products | New | Space Heating | Natural Gas | Windows - High Efficiency | A | Purchases (Cumulative) | Achievable Technical Potential | 0 | 0 | 0 | 0 | 0 | 0 | 0 | 0 | 0 | 0 | 0 | 0 | 0 | 0 | 0 | 0 | 0 | 0 | 0 | 0 | 0 | 0
F1_Industrial_Wood and Lumber Products_New_Space Heating_Natural Gas_Gas Boiler - Maintenance_A_Achievable Technical Potential | F1 | Industrial | Wood and Lumber Products | New | Space Heating | Natural Gas | Gas Boiler - Maintenance | A | Original Unit Energy Savings (kWh or therms) | Achievable Technical Potential | 0 | 0 | 0.8556 | 0.8556 | 0.8556 | 0.8556 | 0.8556 | 0.8556 | 0.8556 | 0.8556 | 0.8556 | 0.8556 | 0.8556 | 0.8556 | 0.8556 | 0.8556 | 0.8556 | 0.8556 | 0.8556 | 0.8556 | 0.8556 | 0.8556
F2_Industrial_Wood and Lumber Products_New_Space Heating_Natural Gas_Gas Boiler - Maintenance_A_Achievable Technical Potential | F2 | Industrial | Wood and Lumber Products | New | Space Heating | Natural Gas | Gas Boiler - Maintenance | A | Original Unit Summer Peak Savings (kW) | Achievable Technical Potential | 0 | 0 | 0 | 0 | 0 | 0 | 0 | 0 | 0 | 0 | 0 | 0 | 0 | 0 | 0 | 0 | 0 | 0 | 0 | 0 | 0 | 0
F3_Industrial_Wood and Lumber Products_New_Space Heating_Natural Gas_Gas Boiler - Maintenance_A_Achievable Technical Potential | F3 | Industrial | Wood and Lumber Products | New | Space Heating | Natural Gas | Gas Boiler - Maintenance | A | Original Unit Winter Peak Savings (kW) | Achievable Technical Potential | 0 | 0 | 0 | 0 | 0 | 0 | 0 | 0 | 0 | 0 | 0 | 0 | 0 | 0 | 0 | 0 | 0 | 0 | 0 | 0 | 0 | 0
F4_Industrial_Wood and Lumber Products_New_Space Heating_Natural Gas_Gas Boiler - Maintenance_A_Achievable Technical Potential | F4 | Industrial | Wood and Lumber Products | New | Space Heating | Natural Gas | Gas Boiler - Maintenance | A | Standalone Impact on Baseline Energy (%) | Achievable Technical Potential | 0% | 0% | 0.002102% | 0.002678% | 0.002898% | 0.002333% | 0.00205% | 0.001805% | 0.001597% | 0.001413% | 0.001302% | 0.001194% | 0.001103% | 0.001014% | 0.0009612% | 0.000904% | 0.0008533% | 0.000801% | 0.0007699% | 0.0007346% | 0.0007033% | 0.0006747%
F5_Industrial_Wood and Lumber Products_New_Space Heating_Natural Gas_Gas Boiler - Maintenance_A_Achievable Technical Potential | F5 | Industrial | Wood and Lumber Products | New | Space Heating | Natural Gas | Gas Boiler - Maintenance | A | Standalone Impact on Baseline Summer Peak (%) | Achievable Technical Potential | bar: 2019 to 2040
F6_Industrial_Wood and Lumber Products_New_Space Heating_Natural Gas_Gas Boiler - Maintenance_A_Achievable Technical Potential | F6 | Industrial | Wood and Lumber Products | New | Space Heating | Natural Gas | Gas Boiler - Maintenance | A | Standalone Impact on Baseline Winter Peak (%) | Achievable Technical Potential | bar: 2019 to 2040
F7_Industrial_Wood and Lumber Products_New_Space Heating_Natural Gas_Gas Boiler - Maintenance_A_Achievable Technical Potential | F7 | Industrial | Wood and Lumber Products | New | Space Heating | Natural Gas | Gas Boiler - Maintenance | A | Incremental Energy Savings (MWh or mTherms) | Achievable Technical Potential | 0 | 0 | 0.00010363 | 0.00012676 | 0.00012513 | 0.00013008 | 0.00013118 | 0.00013081 | 0.00013008 | 0.00013118 | 0.00013081 | 0.00023371 | 0.00025795 | 0.00025594 | 0.00046741 | 0.00051589 | 0.00051189 | 0.00093482 | 0.0010318 | 0.0010238 | 0.0018961 | 0.002068
F8_Industrial_Wood and Lumber Products_New_Space Heating_Natural Gas_Gas Boiler - Maintenance_A_Achievable Technical Potential | F8 | Industrial | Wood and Lumber Products | New | Space Heating | Natural Gas | Gas Boiler - Maintenance | A | Incremental Summer Peak Savings (MW) | Achievable Technical Potential | 0 | 0 | 0 | 0 | 0 | 0 | 0 | 0 | 0 | 0 | 0 | 0 | 0 | 0 | 0 | 0 | 0 | 0 | 0 | 0 | 0 | 0
F9_Industrial_Wood and Lumber Products_New_Space Heating_Natural Gas_Gas Boiler - Maintenance_A_Achievable Technical Potential | F9 | Industrial | Wood and Lumber Products | New | Space Heating | Natural Gas | Gas Boiler - Maintenance | A | Incremental Winter Peak Savings (MW) | Achievable Technical Potential | 0 | 0 | 0 | 0 | 0 | 0 | 0 | 0 | 0 | 0 | 0 | 0 | 0 | 0 | 0 | 0 | 0 | 0 | 0 | 0 | 0 | 0
F10_Industrial_Wood and Lumber Products_New_Space Heating_Natural Gas_Gas Boiler - Maintenance_A_Achievable Technical Potential | F10 | Industrial | Wood and Lumber Products | New | Space Heating | Natural Gas | Gas Boiler - Maintenance | A | Cumulative Energy Savings (MWh or mTherms) | Achievable Technical Potential | 0 | 0 | 0.00010363 | 0.00023039 | 0.00035552 | 0.00038197 | 0.00038639 | 0.00039208 | 0.00039208 | 0.00039208 | 0.00039208 | 0.00039208 | 0.00039208 | 0.00039208 | 0.00039208 | 0.00039208 | 0.00039208 | 0.00039208 | 0.00039208 | 0.00039208 | 0.00039208 | 0.00039208
F11_Industrial_Wood and Lumber Products_New_Space Heating_Natural Gas_Gas Boiler - Maintenance_A_Achievable Technical Potential | F11 | Industrial | Wood and Lumber Products | New | Space Heating | Natural Gas | Gas Boiler - Maintenance | A | Cumulative Summer Peak Savings (MW) | Achievable Technical Potential | 0 | 0 | 0 | 0 | 0 | 0 | 0 | 0 | 0 | 0 | 0 | 0 | 0 | 0 | 0 | 0 | 0 | 0 | 0 | 0 | 0 | 0
F12_Industrial_Wood and Lumber Products_New_Space Heating_Natural Gas_Gas Boiler - Maintenance_A_Achievable Technical Potential | F12 | Industrial | Wood and Lumber Products | New | Space Heating | Natural Gas | Gas Boiler - Maintenance | A | Cumulative Winter Peak Savings (MW) | Achievable Technical Potential | 0 | 0 | 0 | 0 | 0 | 0 | 0 | 0 | 0 | 0 | 0 | 0 | 0 | 0 | 0 | 0 | 0 | 0 | 0 | 0 | 0 | 0
F13_Industrial_Wood and Lumber Products_New_Space Heating_Natural Gas_Gas Boiler - Maintenance_A_Achievable Technical Potential | F13 | Industrial | Wood and Lumber Products | New | Space Heating | Natural Gas | Gas Boiler - Maintenance | A | Purchases (Incremental) | Achievable Technical Potential | 0 | 0 | 0.12112 | 0.14815 | 0.14625 | 0.15203 | 0.15333 | 0.15289 | 0.15203 | 0.15333 | 0.15289 | 0.27315 | 0.30148 | 0.29914 | 0.5463 | 0.60296 | 0.59828 | 1.0926 | 1.2059 | 1.1966 | 2.2161 | 2.417
F14_Industrial_Wood and Lumber Products_New_Space Heating_Natural Gas_Gas Boiler - Maintenance_A_Achievable Technical Potential | F14 | Industrial | Wood and Lumber Products | New | Space Heating | Natural Gas | Gas Boiler - Maintenance | A | Purchases (Cumulative) | Achievable Technical Potential | 0 | 0 | 0.12112 | 0.26927 | 0.41552 | 0.44643 | 0.45161 | 0.45825 | 0.45825 | 0.45825 | 0.45825 | 0.45825 | 0.45825 | 0.45825 | 0.45825 | 0.45825 | 0.45825 | 0.45825 | 0.45825 | 0.45825 | 0.45825 | 0.45825
F1_Industrial_Wood and Lumber Products_New_Process_Natural Gas_Gas Boiler - Maintenance_A_Achievable Technical Potential | F1 | Industrial | Wood and Lumber Products | New | Process | Natural Gas | Gas Boiler - Maintenance | A | Original Unit Energy Savings (kWh or therms) | Achievable Technical Potential | 0 | 0 | 6.3264 | 6.3264 | 6.3264 | 6.3264 | 6.3264 | 6.3264 | 6.3264 | 6.3264 | 6.3264 | 6.3264 | 6.3264 | 6.3264 | 6.3264 | 6.3264 | 6.3264 | 6.3264 | 6.3264 | 6.3264 | 6.3264 | 6.3264
F2_Industrial_Wood and Lumber Products_New_Process_Natural Gas_Gas Boiler - Maintenance_A_Achievable Technical Potential | F2 | Industrial | Wood and Lumber Products | New | Process | Natural Gas | Gas Boiler - Maintenance | A | Original Unit Summer Peak Savings (kW) | Achievable Technical Potential | 0 | 0 | 0 | 0 | 0 | 0 | 0 | 0 | 0 | 0 | 0 | 0 | 0 | 0 | 0 | 0 | 0 | 0 | 0 | 0 | 0 | 0
F3_Industrial_Wood and Lumber Products_New_Process_Natural Gas_Gas Boiler - Maintenance_A_Achievable Technical Potential | F3 | Industrial | Wood and Lumber Products | New | Process | Natural Gas | Gas Boiler - Maintenance | A | Original Unit Winter Peak Savings (kW) | Achievable Technical Potential | 0 | 0 | 0 | 0 | 0 | 0 | 0 | 0 | 0 | 0 | 0 | 0 | 0 | 0 | 0 | 0 | 0 | 0 | 0 | 0 | 0 | 0
F4_Industrial_Wood and Lumber Products_New_Process_Natural Gas_Gas Boiler - Maintenance_A_Achievable Technical Potential | F4 | Industrial | Wood and Lumber Products | New | Process | Natural Gas | Gas Boiler - Maintenance | A | Standalone Impact on Baseline Energy (%) | Achievable Technical Potential | 0% | 0% | 0.007147% | 0.009105% | 0.009853% | 0.007931% | 0.00697% | 0.006137% | 0.005429% | 0.004805% | 0.004426% | 0.004058% | 0.00375% | 0.003447% | 0.003267% | 0.003073% | 0.002901% | 0.002723% | 0.002617% | 0.002497% | 0.002391% | 0.002293%
F5_Industrial_Wood and Lumber Products_New_Process_Natural Gas_Gas Boiler - Maintenance_A_Achievable Technical Potential | F5 | Industrial | Wood and Lumber Products | New | Process | Natural Gas | Gas Boiler - Maintenance | A | Standalone Impact on Baseline Summer Peak (%) | Achievable Technical Potential | bar: 2019 to 2040
F6_Industrial_Wood and Lumber Products_New_Process_Natural Gas_Gas Boiler - Maintenance_A_Achievable Technical Potential | F6 | Industrial | Wood and Lumber Products | New | Process | Natural Gas | Gas Boiler - Maintenance | A | Standalone Impact on Baseline Winter Peak (%) | Achievable Technical Potential | bar: 2019 to 2040
F7_Industrial_Wood and Lumber Products_New_Process_Natural Gas_Gas Boiler - Maintenance_A_Achievable Technical Potential | F7 | Industrial | Wood and Lumber Products | New | Process | Natural Gas | Gas Boiler - Maintenance | A | Incremental Energy Savings (MWh or mTherms) | Achievable Technical Potential | 0 | 0 | 0.0026374 | 0.0032262 | 0.0031847 | 0.0033106 | 0.0033388 | 0.0033293 | 0.0033106 | 0.0033388 | 0.0033293 | 0.005948 | 0.0065649 | 0.006514 | 0.011896 | 0.01313 | 0.013028 | 0.023792 | 0.02626 | 0.026056 | 0.048257 | 0.052632
F8_Industrial_Wood and Lumber Products_New_Process_Natural Gas_Gas Boiler - Maintenance_A_Achievable Technical Potential | F8 | Industrial | Wood and Lumber Products | New | Process | Natural Gas | Gas Boiler - Maintenance | A | Incremental Summer Peak Savings (MW) | Achievable Technical Potential | 0 | 0 | 0 | 0 | 0 | 0 | 0 | 0 | 0 | 0 | 0 | 0 | 0 | 0 | 0 | 0 | 0 | 0 | 0 | 0 | 0 | 0
F9_Industrial_Wood and Lumber Products_New_Process_Natural Gas_Gas Boiler - Maintenance_A_Achievable Technical Potential | F9 | Industrial | Wood and Lumber Products | New | Process | Natural Gas | Gas Boiler - Maintenance | A | Incremental Winter Peak Savings (MW) | Achievable Technical Potential | 0 | 0 | 0 | 0 | 0 | 0 | 0 | 0 | 0 | 0 | 0 | 0 | 0 | 0 | 0 | 0 | 0 | 0 | 0 | 0 | 0 | 0
F10_Industrial_Wood and Lumber Products_New_Process_Natural Gas_Gas Boiler - Maintenance_A_Achievable Technical Potential | F10 | Industrial | Wood and Lumber Products | New | Process | Natural Gas | Gas Boiler - Maintenance | A | Cumulative Energy Savings (MWh or mTherms) | Achievable Technical Potential | 0 | 0 | 0.0026374 | 0.0058636 | 0.0090482 | 0.0097214 | 0.009834 | 0.0099787 | 0.0099787 | 0.0099787 | 0.0099787 | 0.0099787 | 0.0099787 | 0.0099787 | 0.0099787 | 0.0099787 | 0.0099787 | 0.0099787 | 0.0099787 | 0.0099787 | 0.0099787 | 0.0099787
F11_Industrial_Wood and Lumber Products_New_Process_Natural Gas_Gas Boiler - Maintenance_A_Achievable Technical Potential | F11 | Industrial | Wood and Lumber Products | New | Process | Natural Gas | Gas Boiler - Maintenance | A | Cumulative Summer Peak Savings (MW) | Achievable Technical Potential | 0 | 0 | 0 | 0 | 0 | 0 | 0 | 0 | 0 | 0 | 0 | 0 | 0 | 0 | 0 | 0 | 0 | 0 | 0 | 0 | 0 | 0
F12_Industrial_Wood and Lumber Products_New_Process_Natural Gas_Gas Boiler - Maintenance_A_Achievable Technical Potential | F12 | Industrial | Wood and Lumber Products | New | Process | Natural Gas | Gas Boiler - Maintenance | A | Cumulative Winter Peak Savings (MW) | Achievable Technical Potential | 0 | 0 | 0 | 0 | 0 | 0 | 0 | 0 | 0 | 0 | 0 | 0 | 0 | 0 | 0 | 0 | 0 | 0 | 0 | 0 | 0 | 0
F13_Industrial_Wood and Lumber Products_New_Process_Natural Gas_Gas Boiler - Maintenance_A_Achievable Technical Potential | F13 | Industrial | Wood and Lumber Products | New | Process | Natural Gas | Gas Boiler - Maintenance | A | Purchases (Incremental) | Achievable Technical Potential | 0 | 0 | 0.41689 | 0.50995 | 0.50339 | 0.5233 | 0.52775 | 0.52626 | 0.5233 | 0.52775 | 0.52626 | 0.94019 | 1.0377 | 1.0297 | 1.8804 | 2.0754 | 2.0593 | 3.7608 | 4.1508 | 4.1186 | 7.628 | 8.3195
F14_Industrial_Wood and Lumber Products_New_Process_Natural Gas_Gas Boiler - Maintenance_A_Achievable Technical Potential | F14 | Industrial | Wood and Lumber Products | New | Process | Natural Gas | Gas Boiler - Maintenance | A | Purchases (Cumulative) | Achievable Technical Potential | 0 | 0 | 0.41689 | 0.92684 | 1.4302 | 1.5367 | 1.5545 | 1.5773 | 1.5773 | 1.5773 | 1.5773 | 1.5773 | 1.5773 | 1.5773 | 1.5773 | 1.5773 | 1.5773 | 1.5773 | 1.5773 | 1.5773 | 1.5773 | 1.5773
F1_Industrial_Wood and Lumber Products_New_Space Heating_Natural Gas_Gas Furnace - Maintenance_A_Achievable Technical Potential | F1 | Industrial | Wood and Lumber Products | New | Space Heating | Natural Gas | Gas Furnace - Maintenance | A | Original Unit Energy Savings (kWh or therms) | Achievable Technical Potential | 0 | 0 | 0.0083129 | 0.0083129 | 0.0083129 | 0.0083129 | 0.0083129 | 0.0083129 | 0.0083129 | 0.0083129 | 0.0083129 | 0.0083129 | 0.0083129 | 0.0083129 | 0.0083129 | 0.0083129 | 0.0083129 | 0.0083129 | 0.0083129 | 0.0083129 | 0.0083129 | 0.0083129
F2_Industrial_Wood and Lumber Products_New_Space Heating_Natural Gas_Gas Furnace - Maintenance_A_Achievable Technical Potential | F2 | Industrial | Wood and Lumber Products | New | Space Heating | Natural Gas | Gas Furnace - Maintenance | A | Original Unit Summer Peak Savings (kW) | Achievable Technical Potential | 0 | 0 | 0 | 0 | 0 | 0 | 0 | 0 | 0 | 0 | 0 | 0 | 0 | 0 | 0 | 0 | 0 | 0 | 0 | 0 | 0 | 0
F3_Industrial_Wood and Lumber Products_New_Space Heating_Natural Gas_Gas Furnace - Maintenance_A_Achievable Technical Potential | F3 | Industrial | Wood and Lumber Products | New | Space Heating | Natural Gas | Gas Furnace - Maintenance | A | Original Unit Winter Peak Savings (kW) | Achievable Technical Potential | 0 | 0 | 0 | 0 | 0 | 0 | 0 | 0 | 0 | 0 | 0 | 0 | 0 | 0 | 0 | 0 | 0 | 0 | 0 | 0 | 0 | 0
F4_Industrial_Wood and Lumber Products_New_Space Heating_Natural Gas_Gas Furnace - Maintenance_A_Achievable Technical Potential | F4 | Industrial | Wood and Lumber Products | New | Space Heating | Natural Gas | Gas Furnace - Maintenance | A | Standalone Impact on Baseline Energy (%) | Achievable Technical Potential | 0% | 0% | 3.45e-05% | 4.395e-05% | 4.757e-05% | 3.829e-05% | 3.365e-05% | 2.963e-05% | 2.621e-05% | 2.32e-05% | 2.137e-05% | 1.959e-05% | 1.81e-05% | 1.664e-05% | 1.577e-05% | 1.484e-05% | 1.4e-05% | 1.315e-05% | 1.263e-05% | 1.206e-05% | 1.154e-05% | 1.107e-05%
F5_Industrial_Wood and Lumber Products_New_Space Heating_Natural Gas_Gas Furnace - Maintenance_A_Achievable Technical Potential | F5 | Industrial | Wood and Lumber Products | New | Space Heating | Natural Gas | Gas Furnace - Maintenance | A | Standalone Impact on Baseline Summer Peak (%) | Achievable Technical Potential | bar: 2019 to 2040
F6_Industrial_Wood and Lumber Products_New_Space Heating_Natural Gas_Gas Furnace - Maintenance_A_Achievable Technical Potential | F6 | Industrial | Wood and Lumber Products | New | Space Heating | Natural Gas | Gas Furnace - Maintenance | A | Standalone Impact on Baseline Winter Peak (%) | Achievable Technical Potential | bar: 2019 to 2040
F7_Industrial_Wood and Lumber Products_New_Space Heating_Natural Gas_Gas Furnace - Maintenance_A_Achievable Technical Potential | F7 | Industrial | Wood and Lumber Products | New | Space Heating | Natural Gas | Gas Furnace - Maintenance | A | Incremental Energy Savings (MWh or mTherms) | Achievable Technical Potential | 0 | 0 | 1.7006e-06 | 2.0803e-06 | 2.0535e-06 | 2.1347e-06 | 2.1529e-06 | 2.1468e-06 | 2.1347e-06 | 2.1529e-06 | 2.1468e-06 | 3.8353e-06 | 4.2331e-06 | 4.2002e-06 | 7.6706e-06 | 8.4662e-06 | 8.4005e-06 | 1.5341e-05 | 1.6932e-05 | 1.6801e-05 | 3.1117e-05 | 3.3937e-05
F8_Industrial_Wood and Lumber Products_New_Space Heating_Natural Gas_Gas Furnace - Maintenance_A_Achievable Technical Potential | F8 | Industrial | Wood and Lumber Products | New | Space Heating | Natural Gas | Gas Furnace - Maintenance | A | Incremental Summer Peak Savings (MW) | Achievable Technical Potential | 0 | 0 | 0 | 0 | 0 | 0 | 0 | 0 | 0 | 0 | 0 | 0 | 0 | 0 | 0 | 0 | 0 | 0 | 0 | 0 | 0 | 0
F9_Industrial_Wood and Lumber Products_New_Space Heating_Natural Gas_Gas Furnace - Maintenance_A_Achievable Technical Potential | F9 | Industrial | Wood and Lumber Products | New | Space Heating | Natural Gas | Gas Furnace - Maintenance | A | Incremental Winter Peak Savings (MW) | Achievable Technical Potential | 0 | 0 | 0 | 0 | 0 | 0 | 0 | 0 | 0 | 0 | 0 | 0 | 0 | 0 | 0 | 0 | 0 | 0 | 0 | 0 | 0 | 0
F10_Industrial_Wood and Lumber Products_New_Space Heating_Natural Gas_Gas Furnace - Maintenance_A_Achievable Technical Potential | F10 | Industrial | Wood and Lumber Products | New | Space Heating | Natural Gas | Gas Furnace - Maintenance | A | Cumulative Energy Savings (MWh or mTherms) | Achievable Technical Potential | 0 | 0 | 1.7006e-06 | 3.7809e-06 | 5.8344e-06 | 6.2685e-06 | 6.3411e-06 | 6.4343e-06 | 6.4343e-06 | 6.4343e-06 | 6.4343e-06 | 6.4343e-06 | 6.4343e-06 | 6.4343e-06 | 6.4343e-06 | 6.4343e-06 | 6.4343e-06 | 6.4343e-06 | 6.4343e-06 | 6.4343e-06 | 6.4343e-06 | 6.4343e-06
F11_Industrial_Wood and Lumber Products_New_Space Heating_Natural Gas_Gas Furnace - Maintenance_A_Achievable Technical Potential | F11 | Industrial | Wood and Lumber Products | New | Space Heating | Natural Gas | Gas Furnace - Maintenance | A | Cumulative Summer Peak Savings (MW) | Achievable Technical Potential | 0 | 0 | 0 | 0 | 0 | 0 | 0 | 0 | 0 | 0 | 0 | 0 | 0 | 0 | 0 | 0 | 0 | 0 | 0 | 0 | 0 | 0
F12_Industrial_Wood and Lumber Products_New_Space Heating_Natural Gas_Gas Furnace - Maintenance_A_Achievable Technical Potential | F12 | Industrial | Wood and Lumber Products | New | Space Heating | Natural Gas | Gas Furnace - Maintenance | A | Cumulative Winter Peak Savings (MW) | Achievable Technical Potential | 0 | 0 | 0 | 0 | 0 | 0 | 0 | 0 | 0 | 0 | 0 | 0 | 0 | 0 | 0 | 0 | 0 | 0 | 0 | 0 | 0 | 0
F13_Industrial_Wood and Lumber Products_New_Space Heating_Natural Gas_Gas Furnace - Maintenance_A_Achievable Technical Potential | F13 | Industrial | Wood and Lumber Products | New | Space Heating | Natural Gas | Gas Furnace - Maintenance | A | Purchases (Incremental) | Achievable Technical Potential | 0 | 0 | 0.20457 | 0.25024 | 0.24702 | 0.25679 | 0.25898 | 0.25824 | 0.25679 | 0.25898 | 0.25824 | 0.46137 | 0.50922 | 0.50527 | 0.92274 | 1.0184 | 1.0105 | 1.8455 | 2.0369 | 2.0211 | 3.7432 | 4.0825
F14_Industrial_Wood and Lumber Products_New_Space Heating_Natural Gas_Gas Furnace - Maintenance_A_Achievable Technical Potential | F14 | Industrial | Wood and Lumber Products | New | Space Heating | Natural Gas | Gas Furnace - Maintenance | A | Purchases (Cumulative) | Achievable Technical Potential | 0 | 0 | 0.20457 | 0.45482 | 0.70184 | 0.75406 | 0.7628 | 0.77402 | 0.77402 | 0.77402 | 0.77402 | 0.77402 | 0.77402 | 0.77402 | 0.77402 | 0.77402 | 0.77402 | 0.77402 | 0.77402 | 0.77402 | 0.77402 | 0.77402
F1_Industrial_Wood and Lumber Products_New_Space Heating_Natural Gas_Gas Boiler - Hot Water Reset_A_Achievable Technical Potential | F1 | Industrial | Wood and Lumber Products | New | Space Heating | Natural Gas | Gas Boiler - Hot Water Reset | A | Original Unit Energy Savings (kWh or therms) | Achievable Technical Potential | 0 | 0 | 3.1113 | 3.1113 | 3.1113 | 3.1113 | 3.1113 | 3.1113 | 3.1113 | 3.1113 | 3.1113 | 3.1113 | 3.1113 | 3.1113 | 3.1113 | 3.1113 | 3.1113 | 3.1113 | 3.1113 | 3.1113 | 3.1113 | 3.1113
F2_Industrial_Wood and Lumber Products_New_Space Heating_Natural Gas_Gas Boiler - Hot Water Reset_A_Achievable Technical Potential | F2 | Industrial | Wood and Lumber Products | New | Space Heating | Natural Gas | Gas Boiler - Hot Water Reset | A | Original Unit Summer Peak Savings (kW) | Achievable Technical Potential | 0 | 0 | 0 | 0 | 0 | 0 | 0 | 0 | 0 | 0 | 0 | 0 | 0 | 0 | 0 | 0 | 0 | 0 | 0 | 0 | 0 | 0
F3_Industrial_Wood and Lumber Products_New_Space Heating_Natural Gas_Gas Boiler - Hot Water Reset_A_Achievable Technical Potential | F3 | Industrial | Wood and Lumber Products | New | Space Heating | Natural Gas | Gas Boiler - Hot Water Reset | A | Original Unit Winter Peak Savings (kW) | Achievable Technical Potential | 0 | 0 | 0 | 0 | 0 | 0 | 0 | 0 | 0 | 0 | 0 | 0 | 0 | 0 | 0 | 0 | 0 | 0 | 0 | 0 | 0 | 0
F4_Industrial_Wood and Lumber Products_New_Space Heating_Natural Gas_Gas Boiler - Hot Water Reset_A_Achievable Technical Potential | F4 | Industrial | Wood and Lumber Products | New | Space Heating | Natural Gas | Gas Boiler - Hot Water Reset | A | Standalone Impact on Baseline Energy (%) | Achievable Technical Potential | 0% | 0% | 0.007431% | 0.01338% | 0.02055% | 0.02836% | 0.03942% | 0.05149% | 0.06451% | 0.07646% | 0.08869% | 0.097% | 0.1018% | 0.1016% | 0.101% | 0.09722% | 0.09271% | 0.08738% | 0.08398% | 0.08013% | 0.07672% | 0.07359%
F5_Industrial_Wood and Lumber Products_New_Space Heating_Natural Gas_Gas Boiler - Hot Water Reset_A_Achievable Technical Potential | F5 | Industrial | Wood and Lumber Products | New | Space Heating | Natural Gas | Gas Boiler - Hot Water Reset | A | Standalone Impact on Baseline Summer Peak (%) | Achievable Technical Potential | bar: 2019 to 2040
F6_Industrial_Wood and Lumber Products_New_Space Heating_Natural Gas_Gas Boiler - Hot Water Reset_A_Achievable Technical Potential | F6 | Industrial | Wood and Lumber Products | New | Space Heating | Natural Gas | Gas Boiler - Hot Water Reset | A | Standalone Impact on Baseline Winter Peak (%) | Achievable Technical Potential | bar: 2019 to 2040
F7_Industrial_Wood and Lumber Products_New_Space Heating_Natural Gas_Gas Boiler - Hot Water Reset_A_Achievable Technical Potential | F7 | Industrial | Wood and Lumber Products | New | Space Heating | Natural Gas | Gas Boiler - Hot Water Reset | A | Incremental Energy Savings (MWh or mTherms) | Achievable Technical Potential | 0 | 0 | 0.00036626 | 0.00078484 | 0.0013695 | 0.002122 | 0.0027861 | 0.0037535 | 0.0046552 | 0.0053732 | 0.0054972 | 0.0051539 | 0.0043156 | 0.0031074 | 0.0019033 | 0.00097435 | 0.00043672 | 0.00016918 | 0.00036626 | 0.00078484 | 0.0013695 | 0.002122
F8_Industrial_Wood and Lumber Products_New_Space Heating_Natural Gas_Gas Boiler - Hot Water Reset_A_Achievable Technical Potential | F8 | Industrial | Wood and Lumber Products | New | Space Heating | Natural Gas | Gas Boiler - Hot Water Reset | A | Incremental Summer Peak Savings (MW) | Achievable Technical Potential | 0 | 0 | 0 | 0 | 0 | 0 | 0 | 0 | 0 | 0 | 0 | 0 | 0 | 0 | 0 | 0 | 0 | 0 | 0 | 0 | 0 | 0
F9_Industrial_Wood and Lumber Products_New_Space Heating_Natural Gas_Gas Boiler - Hot Water Reset_A_Achievable Technical Potential | F9 | Industrial | Wood and Lumber Products | New | Space Heating | Natural Gas | Gas Boiler - Hot Water Reset | A | Incremental Winter Peak Savings (MW) | Achievable Technical Potential | 0 | 0 | 0 | 0 | 0 | 0 | 0 | 0 | 0 | 0 | 0 | 0 | 0 | 0 | 0 | 0 | 0 | 0 | 0 | 0 | 0 | 0
F10_Industrial_Wood and Lumber Products_New_Space Heating_Natural Gas_Gas Boiler - Hot Water Reset_A_Achievable Technical Potential | F10 | Industrial | Wood and Lumber Products | New | Space Heating | Natural Gas | Gas Boiler - Hot Water Reset | A | Cumulative Energy Savings (MWh or mTherms) | Achievable Technical Potential | 0 | 0 | 0.00036626 | 0.0011511 | 0.0025206 | 0.0046426 | 0.0074287 | 0.011182 | 0.015837 | 0.021211 | 0.026708 | 0.031862 | 0.036177 | 0.039285 | 0.041188 | 0.042162 | 0.042599 | 0.042768 | 0.042768 | 0.042768 | 0.042768 | 0.042768
F11_Industrial_Wood and Lumber Products_New_Space Heating_Natural Gas_Gas Boiler - Hot Water Reset_A_Achievable Technical Potential | F11 | Industrial | Wood and Lumber Products | New | Space Heating | Natural Gas | Gas Boiler - Hot Water Reset | A | Cumulative Summer Peak Savings (MW) | Achievable Technical Potential | 0 | 0 | 0 | 0 | 0 | 0 | 0 | 0 | 0 | 0 | 0 | 0 | 0 | 0 | 0 | 0 | 0 | 0 | 0 | 0 | 0 | 0
F12_Industrial_Wood and Lumber Products_New_Space Heating_Natural Gas_Gas Boiler - Hot Water Reset_A_Achievable Technical Potential | F12 | Industrial | Wood and Lumber Products | New | Space Heating | Natural Gas | Gas Boiler - Hot Water Reset | A | Cumulative Winter Peak Savings (MW) | Achievable Technical Potential | 0 | 0 | 0 | 0 | 0 | 0 | 0 | 0 | 0 | 0 | 0 | 0 | 0 | 0 | 0 | 0 | 0 | 0 | 0 | 0 | 0 | 0
F13_Industrial_Wood and Lumber Products_New_Space Heating_Natural Gas_Gas Boiler - Hot Water Reset_A_Achievable Technical Potential | F13 | Industrial | Wood and Lumber Products | New | Space Heating | Natural Gas | Gas Boiler - Hot Water Reset | A | Purchases (Incremental) | Achievable Technical Potential | 0 | 0 | 0.11772 | 0.25226 | 0.44017 | 0.68205 | 0.89548 | 1.2064 | 1.4962 | 1.727 | 1.7669 | 1.6565 | 1.3871 | 0.99875 | 0.61174 | 0.31317 | 0.14037 | 0.054375 | 0.11772 | 0.25226 | 0.44017 | 0.68205
F14_Industrial_Wood and Lumber Products_New_Space Heating_Natural Gas_Gas Boiler - Hot Water Reset_A_Achievable Technical Potential | F14 | Industrial | Wood and Lumber Products | New | Space Heating | Natural Gas | Gas Boiler - Hot Water Reset | A | Purchases (Cumulative) | Achievable Technical Potential | 0 | 0 | 0.11772 | 0.36998 | 0.81015 | 1.4922 | 2.3877 | 3.5941 | 5.0903 | 6.8173 | 8.5842 | 10.2407 | 11.6278 | 12.6265 | 13.2383 | 13.5515 | 13.6918 | 13.7462 | 13.7462 | 13.7462 | 13.7462 | 13.7462
F1_Industrial_Wood and Lumber Products_New_Process_Natural Gas_Gas Boiler - Hot Water Reset_A_Achievable Technical Potential | F1 | Industrial | Wood and Lumber Products | New | Process | Natural Gas | Gas Boiler - Hot Water Reset | A | Original Unit Energy Savings (kWh or therms) | Achievable Technical Potential | 0 | 0 | 11.5025 | 11.5025 | 11.5025 | 11.5025 | 11.5025 | 11.5025 | 11.5025 | 11.5025 | 11.5025 | 11.5025 | 11.5025 | 11.5025 | 11.5025 | 11.5025 | 11.5025 | 11.5025 | 11.5025 | 11.5025 | 11.5025 | 11.5025
F2_Industrial_Wood and Lumber Products_New_Process_Natural Gas_Gas Boiler - Hot Water Reset_A_Achievable Technical Potential | F2 | Industrial | Wood and Lumber Products | New | Process | Natural Gas | Gas Boiler - Hot Water Reset | A | Original Unit Summer Peak Savings (kW) | Achievable Technical Potential | 0 | 0 | 0 | 0 | 0 | 0 | 0 | 0 | 0 | 0 | 0 | 0 | 0 | 0 | 0 | 0 | 0 | 0 | 0 | 0 | 0 | 0
F3_Industrial_Wood and Lumber Products_New_Process_Natural Gas_Gas Boiler - Hot Water Reset_A_Achievable Technical Potential | F3 | Industrial | Wood and Lumber Products | New | Process | Natural Gas | Gas Boiler - Hot Water Reset | A | Original Unit Winter Peak Savings (kW) | Achievable Technical Potential | 0 | 0 | 0 | 0 | 0 | 0 | 0 | 0 | 0 | 0 | 0 | 0 | 0 | 0 | 0 | 0 | 0 | 0 | 0 | 0 | 0 | 0
F4_Industrial_Wood and Lumber Products_New_Process_Natural Gas_Gas Boiler - Hot Water Reset_A_Achievable Technical Potential | F4 | Industrial | Wood and Lumber Products | New | Process | Natural Gas | Gas Boiler - Hot Water Reset | A | Standalone Impact on Baseline Energy (%) | Achievable Technical Potential | 0% | 0% | 0.01263% | 0.02275% | 0.03493% | 0.0482% | 0.067% | 0.08752% | 0.1096% | 0.13% | 0.1507% | 0.1649% | 0.173% | 0.1727% | 0.1716% | 0.1652% | 0.1576% | 0.1485% | 0.1427% | 0.1362% | 0.1304% | 0.1251%
F5_Industrial_Wood and Lumber Products_New_Process_Natural Gas_Gas Boiler - Hot Water Reset_A_Achievable Technical Potential | F5 | Industrial | Wood and Lumber Products | New | Process | Natural Gas | Gas Boiler - Hot Water Reset | A | Standalone Impact on Baseline Summer Peak (%) | Achievable Technical Potential | bar: 2019 to 2040
F6_Industrial_Wood and Lumber Products_New_Process_Natural Gas_Gas Boiler - Hot Water Reset_A_Achievable Technical Potential | F6 | Industrial | Wood and Lumber Products | New | Process | Natural Gas | Gas Boiler - Hot Water Reset | A | Standalone Impact on Baseline Winter Peak (%) | Achievable Technical Potential | bar: 2019 to 2040
F7_Industrial_Wood and Lumber Products_New_Process_Natural Gas_Gas Boiler - Hot Water Reset_A_Achievable Technical Potential | F7 | Industrial | Wood and Lumber Products | New | Process | Natural Gas | Gas Boiler - Hot Water Reset | A | Incremental Energy Savings (MWh or mTherms) | Achievable Technical Potential | 0 | 0 | 0.0046609 | 0.0099874 | 0.017427 | 0.027004 | 0.035454 | 0.047765 | 0.059239 | 0.068377 | 0.069954 | 0.065585 | 0.054917 | 0.039543 | 0.02422 | 0.012399 | 0.0055574 | 0.0021528 | 0.0046609 | 0.0099874 | 0.017427 | 0.027004
F8_Industrial_Wood and Lumber Products_New_Process_Natural Gas_Gas Boiler - Hot Water Reset_A_Achievable Technical Potential | F8 | Industrial | Wood and Lumber Products | New | Process | Natural Gas | Gas Boiler - Hot Water Reset | A | Incremental Summer Peak Savings (MW) | Achievable Technical Potential | 0 | 0 | 0 | 0 | 0 | 0 | 0 | 0 | 0 | 0 | 0 | 0 | 0 | 0 | 0 | 0 | 0 | 0 | 0 | 0 | 0 | 0
F9_Industrial_Wood and Lumber Products_New_Process_Natural Gas_Gas Boiler - Hot Water Reset_A_Achievable Technical Potential | F9 | Industrial | Wood and Lumber Products | New | Process | Natural Gas | Gas Boiler - Hot Water Reset | A | Incremental Winter Peak Savings (MW) | Achievable Technical Potential | 0 | 0 | 0 | 0 | 0 | 0 | 0 | 0 | 0 | 0 | 0 | 0 | 0 | 0 | 0 | 0 | 0 | 0 | 0 | 0 | 0 | 0
F10_Industrial_Wood and Lumber Products_New_Process_Natural Gas_Gas Boiler - Hot Water Reset_A_Achievable Technical Potential | F10 | Industrial | Wood and Lumber Products | New | Process | Natural Gas | Gas Boiler - Hot Water Reset | A | Cumulative Energy Savings (MWh or mTherms) | Achievable Technical Potential | 0 | 0 | 0.0046609 | 0.014648 | 0.032076 | 0.059079 | 0.094534 | 0.1423 | 0.20154 | 0.26991 | 0.33987 | 0.40545 | 0.46037 | 0.49991 | 0.52413 | 0.53653 | 0.54209 | 0.54424 | 0.54424 | 0.54424 | 0.54424 | 0.54424
F11_Industrial_Wood and Lumber Products_New_Process_Natural Gas_Gas Boiler - Hot Water Reset_A_Achievable Technical Potential | F11 | Industrial | Wood and Lumber Products | New | Process | Natural Gas | Gas Boiler - Hot Water Reset | A | Cumulative Summer Peak Savings (MW) | Achievable Technical Potential | 0 | 0 | 0 | 0 | 0 | 0 | 0 | 0 | 0 | 0 | 0 | 0 | 0 | 0 | 0 | 0 | 0 | 0 | 0 | 0 | 0 | 0
F12_Industrial_Wood and Lumber Products_New_Process_Natural Gas_Gas Boiler - Hot Water Reset_A_Achievable Technical Potential | F12 | Industrial | Wood and Lumber Products | New | Process | Natural Gas | Gas Boiler - Hot Water Reset | A | Cumulative Winter Peak Savings (MW) | Achievable Technical Potential | 0 | 0 | 0 | 0 | 0 | 0 | 0 | 0 | 0 | 0 | 0 | 0 | 0 | 0 | 0 | 0 | 0 | 0 | 0 | 0 | 0 | 0
F13_Industrial_Wood and Lumber Products_New_Process_Natural Gas_Gas Boiler - Hot Water Reset_A_Achievable Technical Potential | F13 | Industrial | Wood and Lumber Products | New | Process | Natural Gas | Gas Boiler - Hot Water Reset | A | Purchases (Incremental) | Achievable Technical Potential | 0 | 0 | 0.4052 | 0.86828 | 1.5151 | 2.3476 | 3.0823 | 4.1526 | 5.1501 | 5.9445 | 6.0816 | 5.7018 | 4.7744 | 3.4378 | 2.1057 | 1.0779 | 0.48315 | 0.18716 | 0.4052 | 0.86828 | 1.5151 | 2.3476
F14_Industrial_Wood and Lumber Products_New_Process_Natural Gas_Gas Boiler - Hot Water Reset_A_Achievable Technical Potential | F14 | Industrial | Wood and Lumber Products | New | Process | Natural Gas | Gas Boiler - Hot Water Reset | A | Purchases (Cumulative) | Achievable Technical Potential | 0 | 0 | 0.4052 | 1.2735 | 2.7886 | 5.1362 | 8.2185 | 12.3711 | 17.5212 | 23.4657 | 29.5473 | 35.2491 | 40.0235 | 43.4612 | 45.5669 | 46.6448 | 47.128 | 47.3151 | 47.3151 | 47.3151 | 47.3151 | 47.3151
F1_Industrial_Wood and Lumber Products_New_Space Heating_Natural Gas_Steam Trap Maintenance_A_Achievable Technical Potential | F1 | Industrial | Wood and Lumber Products | New | Space Heating | Natural Gas | Steam Trap Maintenance | A | Original Unit Energy Savings (kWh or therms) | Achievable Technical Potential | 0 | 0 | 1.0991 | 1.0991 | 1.0991 | 1.0991 | 1.0991 | 1.0991 | 1.0991 | 1.0991 | 1.0991 | 1.0991 | 1.0991 | 1.0991 | 1.0991 | 1.0991 | 1.0991 | 1.0991 | 1.0991 | 1.0991 | 1.0991 | 1.0991
F2_Industrial_Wood and Lumber Products_New_Space Heating_Natural Gas_Steam Trap Maintenance_A_Achievable Technical Potential | F2 | Industrial | Wood and Lumber Products | New | Space Heating | Natural Gas | Steam Trap Maintenance | A | Original Unit Summer Peak Savings (kW) | Achievable Technical Potential | 0 | 0 | 0 | 0 | 0 | 0 | 0 | 0 | 0 | 0 | 0 | 0 | 0 | 0 | 0 | 0 | 0 | 0 | 0 | 0 | 0 | 0
F3_Industrial_Wood and Lumber Products_New_Space Heating_Natural Gas_Steam Trap Maintenance_A_Achievable Technical Potential | F3 | Industrial | Wood and Lumber Products | New | Space Heating | Natural Gas | Steam Trap Maintenance | A | Original Unit Winter Peak Savings (kW) | Achievable Technical Potential | 0 | 0 | 0 | 0 | 0 | 0 | 0 | 0 | 0 | 0 | 0 | 0 | 0 | 0 | 0 | 0 | 0 | 0 | 0 | 0 | 0 | 0
F4_Industrial_Wood and Lumber Products_New_Space Heating_Natural Gas_Steam Trap Maintenance_A_Achievable Technical Potential | F4 | Industrial | Wood and Lumber Products | New | Space Heating | Natural Gas | Steam Trap Maintenance | A | Standalone Impact on Baseline Energy (%) | Achievable Technical Potential | bar: 2019 to 2040
F5_Industrial_Wood and Lumber Products_New_Space Heating_Natural Gas_Steam Trap Maintenance_A_Achievable Technical Potential | F5 | Industrial | Wood and Lumber Products | New | Space Heating | Natural Gas | Steam Trap Maintenance | A | Standalone Impact on Baseline Summer Peak (%) | Achievable Technical Potential | bar: 2019 to 2040
F6_Industrial_Wood and Lumber Products_New_Space Heating_Natural Gas_Steam Trap Maintenance_A_Achievable Technical Potential | F6 | Industrial | Wood and Lumber Products | New | Space Heating | Natural Gas | Steam Trap Maintenance | A | Standalone Impact on Baseline Winter Peak (%) | Achievable Technical Potential | bar: 2019 to 2040
F7_Industrial_Wood and Lumber Products_New_Space Heating_Natural Gas_Steam Trap Maintenance_A_Achievable Technical Potential | F7 | Industrial | Wood and Lumber Products | New | Space Heating | Natural Gas | Steam Trap Maintenance | A | Incremental Energy Savings (MWh or mTherms) | Achievable Technical Potential | 0 | 0 | 0 | 0 | 0 | 0 | 0 | 0 | 0 | 0 | 0 | 0 | 0 | 0 | 0 | 0 | 0 | 0 | 0 | 0 | 0 | 0
F8_Industrial_Wood and Lumber Products_New_Space Heating_Natural Gas_Steam Trap Maintenance_A_Achievable Technical Potential | F8 | Industrial | Wood and Lumber Products | New | Space Heating | Natural Gas | Steam Trap Maintenance | A | Incremental Summer Peak Savings (MW) | Achievable Technical Potential | 0 | 0 | 0 | 0 | 0 | 0 | 0 | 0 | 0 | 0 | 0 | 0 | 0 | 0 | 0 | 0 | 0 | 0 | 0 | 0 | 0 | 0
F9_Industrial_Wood and Lumber Products_New_Space Heating_Natural Gas_Steam Trap Maintenance_A_Achievable Technical Potential | F9 | Industrial | Wood and Lumber Products | New | Space Heating | Natural Gas | Steam Trap Maintenance | A | Incremental Winter Peak Savings (MW) | Achievable Technical Potential | 0 | 0 | 0 | 0 | 0 | 0 | 0 | 0 | 0 | 0 | 0 | 0 | 0 | 0 | 0 | 0 | 0 | 0 | 0 | 0 | 0 | 0
F10_Industrial_Wood and Lumber Products_New_Space Heating_Natural Gas_Steam Trap Maintenance_A_Achievable Technical Potential | F10 | Industrial | Wood and Lumber Products | New | Space Heating | Natural Gas | Steam Trap Maintenance | A | Cumulative Energy Savings (MWh or mTherms) | Achievable Technical Potential | 0 | 0 | 0 | 0 | 0 | 0 | 0 | 0 | 0 | 0 | 0 | 0 | 0 | 0 | 0 | 0 | 0 | 0 | 0 | 0 | 0 | 0
F11_Industrial_Wood and Lumber Products_New_Space Heating_Natural Gas_Steam Trap Maintenance_A_Achievable Technical Potential | F11 | Industrial | Wood and Lumber Products | New | Space Heating | Natural Gas | Steam Trap Maintenance | A | Cumulative Summer Peak Savings (MW) | Achievable Technical Potential | 0 | 0 | 0 | 0 | 0 | 0 | 0 | 0 | 0 | 0 | 0 | 0 | 0 | 0 | 0 | 0 | 0 | 0 | 0 | 0 | 0 | 0
F12_Industrial_Wood and Lumber Products_New_Space Heating_Natural Gas_Steam Trap Maintenance_A_Achievable Technical Potential | F12 | Industrial | Wood and Lumber Products | New | Space Heating | Natural Gas | Steam Trap Maintenance | A | Cumulative Winter Peak Savings (MW) | Achievable Technical Potential | 0 | 0 | 0 | 0 | 0 | 0 | 0 | 0 | 0 | 0 | 0 | 0 | 0 | 0 | 0 | 0 | 0 | 0 | 0 | 0 | 0 | 0
F13_Industrial_Wood and Lumber Products_New_Space Heating_Natural Gas_Steam Trap Maintenance_A_Achievable Technical Potential | F13 | Industrial | Wood and Lumber Products | New | Space Heating | Natural Gas | Steam Trap Maintenance | A | Purchases (Incremental) | Achievable Technical Potential | 0 | 0 | 0 | 0 | 0 | 0 | 0 | 0 | 0 | 0 | 0 | 0 | 0 | 0 | 0 | 0 | 0 | 0 | 0 | 0 | 0 | 0
F14_Industrial_Wood and Lumber Products_New_Space Heating_Natural Gas_Steam Trap Maintenance_A_Achievable Technical Potential | F14 | Industrial | Wood and Lumber Products | New | Space Heating | Natural Gas | Steam Trap Maintenance | A | Purchases (Cumulative) | Achievable Technical Potential | 0 | 0 | 0 | 0 | 0 | 0 | 0 | 0 | 0 | 0 | 0 | 0 | 0 | 0 | 0 | 0 | 0 | 0 | 0 | 0 | 0 | 0
F1_Industrial_Wood and Lumber Products_New_Process_Natural Gas_Steam Trap Maintenance_A_Achievable Technical Potential | F1 | Industrial | Wood and Lumber Products | New | Process | Natural Gas | Steam Trap Maintenance | A | Original Unit Energy Savings (kWh or therms) | Achievable Technical Potential | 0 | 0 | 8.1272 | 8.1272 | 8.1272 | 8.1272 | 8.1272 | 8.1272 | 8.1272 | 8.1272 | 8.1272 | 8.1272 | 8.1272 | 8.1272 | 8.1272 | 8.1272 | 8.1272 | 8.1272 | 8.1272 | 8.1272 | 8.1272 | 8.1272
F2_Industrial_Wood and Lumber Products_New_Process_Natural Gas_Steam Trap Maintenance_A_Achievable Technical Potential | F2 | Industrial | Wood and Lumber Products | New | Process | Natural Gas | Steam Trap Maintenance | A | Original Unit Summer Peak Savings (kW) | Achievable Technical Potential | 0 | 0 | 0 | 0 | 0 | 0 | 0 | 0 | 0 | 0 | 0 | 0 | 0 | 0 | 0 | 0 | 0 | 0 | 0 | 0 | 0 | 0
F3_Industrial_Wood and Lumber Products_New_Process_Natural Gas_Steam Trap Maintenance_A_Achievable Technical Potential | F3 | Industrial | Wood and Lumber Products | New | Process | Natural Gas | Steam Trap Maintenance | A | Original Unit Winter Peak Savings (kW) | Achievable Technical Potential | 0 | 0 | 0 | 0 | 0 | 0 | 0 | 0 | 0 | 0 | 0 | 0 | 0 | 0 | 0 | 0 | 0 | 0 | 0 | 0 | 0 | 0
F4_Industrial_Wood and Lumber Products_New_Process_Natural Gas_Steam Trap Maintenance_A_Achievable Technical Potential | F4 | Industrial | Wood and Lumber Products | New | Process | Natural Gas | Steam Trap Maintenance | A | Standalone Impact on Baseline Energy (%) | Achievable Technical Potential | bar: 2019 to 2040
F5_Industrial_Wood and Lumber Products_New_Process_Natural Gas_Steam Trap Maintenance_A_Achievable Technical Potential | F5 | Industrial | Wood and Lumber Products | New | Process | Natural Gas | Steam Trap Maintenance | A | Standalone Impact on Baseline Summer Peak (%) | Achievable Technical Potential | bar: 2019 to 2040
F6_Industrial_Wood and Lumber Products_New_Process_Natural Gas_Steam Trap Maintenance_A_Achievable Technical Potential | F6 | Industrial | Wood and Lumber Products | New | Process | Natural Gas | Steam Trap Maintenance | A | Standalone Impact on Baseline Winter Peak (%) | Achievable Technical Potential | bar: 2019 to 2040
F7_Industrial_Wood and Lumber Products_New_Process_Natural Gas_Steam Trap Maintenance_A_Achievable Technical Potential | F7 | Industrial | Wood and Lumber Products | New | Process | Natural Gas | Steam Trap Maintenance | A | Incremental Energy Savings (MWh or mTherms) | Achievable Technical Potential | 0 | 0 | 0 | 0 | 0 | 0 | 0 | 0 | 0 | 0 | 0 | 0 | 0 | 0 | 0 | 0 | 0 | 0 | 0 | 0 | 0 | 0
F8_Industrial_Wood and Lumber Products_New_Process_Natural Gas_Steam Trap Maintenance_A_Achievable Technical Potential | F8 | Industrial | Wood and Lumber Products | New | Process | Natural Gas | Steam Trap Maintenance | A | Incremental Summer Peak Savings (MW) | Achievable Technical Potential | 0 | 0 | 0 | 0 | 0 | 0 | 0 | 0 | 0 | 0 | 0 | 0 | 0 | 0 | 0 | 0 | 0 | 0 | 0 | 0 | 0 | 0
F9_Industrial_Wood and Lumber Products_New_Process_Natural Gas_Steam Trap Maintenance_A_Achievable Technical Potential | F9 | Industrial | Wood and Lumber Products | New | Process | Natural Gas | Steam Trap Maintenance | A | Incremental Winter Peak Savings (MW) | Achievable Technical Potential | 0 | 0 | 0 | 0 | 0 | 0 | 0 | 0 | 0 | 0 | 0 | 0 | 0 | 0 | 0 | 0 | 0 | 0 | 0 | 0 | 0 | 0
F10_Industrial_Wood and Lumber Products_New_Process_Natural Gas_Steam Trap Maintenance_A_Achievable Technical Potential | F10 | Industrial | Wood and Lumber Products | New | Process | Natural Gas | Steam Trap Maintenance | A | Cumulative Energy Savings (MWh or mTherms) | Achievable Technical Potential | 0 | 0 | 0 | 0 | 0 | 0 | 0 | 0 | 0 | 0 | 0 | 0 | 0 | 0 | 0 | 0 | 0 | 0 | 0 | 0 | 0 | 0
F11_Industrial_Wood and Lumber Products_New_Process_Natural Gas_Steam Trap Maintenance_A_Achievable Technical Potential | F11 | Industrial | Wood and Lumber Products | New | Process | Natural Gas | Steam Trap Maintenance | A | Cumulative Summer Peak Savings (MW) | Achievable Technical Potential | 0 | 0 | 0 | 0 | 0 | 0 | 0 | 0 | 0 | 0 | 0 | 0 | 0 | 0 | 0 | 0 | 0 | 0 | 0 | 0 | 0 | 0
F12_Industrial_Wood and Lumber Products_New_Process_Natural Gas_Steam Trap Maintenance_A_Achievable Technical Potential | F12 | Industrial | Wood and Lumber Products | New | Process | Natural Gas | Steam Trap Maintenance | A | Cumulative Winter Peak Savings (MW) | Achievable Technical Potential | 0 | 0 | 0 | 0 | 0 | 0 | 0 | 0 | 0 | 0 | 0 | 0 | 0 | 0 | 0 | 0 | 0 | 0 | 0 | 0 | 0 | 0
F13_Industrial_Wood and Lumber Products_New_Process_Natural Gas_Steam Trap Maintenance_A_Achievable Technical Potential | F13 | Industrial | Wood and Lumber Products | New | Process | Natural Gas | Steam Trap Maintenance | A | Purchases (Incremental) | Achievable Technical Potential | 0 | 0 | 0 | 0 | 0 | 0 | 0 | 0 | 0 | 0 | 0 | 0 | 0 | 0 | 0 | 0 | 0 | 0 | 0 | 0 | 0 | 0
F14_Industrial_Wood and Lumber Products_New_Process_Natural Gas_Steam Trap Maintenance_A_Achievable Technical Potential | F14 | Industrial | Wood and Lumber Products | New | Process | Natural Gas | Steam Trap Maintenance | A | Purchases (Cumulative) | Achievable Technical Potential | 0 | 0 | 0 | 0 | 0 | 0 | 0 | 0 | 0 | 0 | 0 | 0 | 0 | 0 | 0 | 0 | 0 | 0 | 0 | 0 | 0 | 0
F1_Industrial_Wood and Lumber Products_New_Space Heating_Natural Gas_Gas Boiler - High Turndown_A_Achievable Technical Potential | F1 | Industrial | Wood and Lumber Products | New | Space Heating | Natural Gas | Gas Boiler - High Turndown | A | Original Unit Energy Savings (kWh or therms) | Achievable Technical Potential | 0 | 0 | 1.1667 | 1.1667 | 1.1667 | 1.1667 | 1.1667 | 1.1667 | 1.1667 | 1.1667 | 1.1667 | 1.1667 | 1.1667 | 1.1667 | 1.1667 | 1.1667 | 1.1667 | 1.1667 | 1.1667 | 1.1667 | 1.1667 | 1.1667
F2_Industrial_Wood and Lumber Products_New_Space Heating_Natural Gas_Gas Boiler - High Turndown_A_Achievable Technical Potential | F2 | Industrial | Wood and Lumber Products | New | Space Heating | Natural Gas | Gas Boiler - High Turndown | A | Original Unit Summer Peak Savings (kW) | Achievable Technical Potential | 0 | 0 | 0 | 0 | 0 | 0 | 0 | 0 | 0 | 0 | 0 | 0 | 0 | 0 | 0 | 0 | 0 | 0 | 0 | 0 | 0 | 0
F3_Industrial_Wood and Lumber Products_New_Space Heating_Natural Gas_Gas Boiler - High Turndown_A_Achievable Technical Potential | F3 | Industrial | Wood and Lumber Products | New | Space Heating | Natural Gas | Gas Boiler - High Turndown | A | Original Unit Winter Peak Savings (kW) | Achievable Technical Potential | 0 | 0 | 0 | 0 | 0 | 0 | 0 | 0 | 0 | 0 | 0 | 0 | 0 | 0 | 0 | 0 | 0 | 0 | 0 | 0 | 0 | 0
F4_Industrial_Wood and Lumber Products_New_Space Heating_Natural Gas_Gas Boiler - High Turndown_A_Achievable Technical Potential | F4 | Industrial | Wood and Lumber Products | New | Space Heating | Natural Gas | Gas Boiler - High Turndown | A | Standalone Impact on Baseline Energy (%) | Achievable Technical Potential | 0% | 0% | 0.004253% | 0.00669% | 0.008944% | 0.01095% | 0.01377% | 0.01578% | 0.01702% | 0.01751% | 0.01809% | 0.01815% | 0.01803% | 0.01758% | 0.01746% | 0.01707% | 0.01662% | 0.01561% | 0.015% | 0.01431% | 0.0137% | 0.01314%
F5_Industrial_Wood and Lumber Products_New_Space Heating_Natural Gas_Gas Boiler - High Turndown_A_Achievable Technical Potential | F5 | Industrial | Wood and Lumber Products | New | Space Heating | Natural Gas | Gas Boiler - High Turndown | A | Standalone Impact on Baseline Summer Peak (%) | Achievable Technical Potential | bar: 2019 to 2040
F6_Industrial_Wood and Lumber Products_New_Space Heating_Natural Gas_Gas Boiler - High Turndown_A_Achievable Technical Potential | F6 | Industrial | Wood and Lumber Products | New | Space Heating | Natural Gas | Gas Boiler - High Turndown | A | Standalone Impact on Baseline Winter Peak (%) | Achievable Technical Potential | bar: 2019 to 2040
F7_Industrial_Wood and Lumber Products_New_Space Heating_Natural Gas_Gas Boiler - High Turndown_A_Achievable Technical Potential | F7 | Industrial | Wood and Lumber Products | New | Space Heating | Natural Gas | Gas Boiler - High Turndown | A | Incremental Energy Savings (MWh or mTherms) | Achievable Technical Potential | 0 | 0 | 0.00020962 | 0.00036582 | 0.00052164 | 0.00069629 | 0.00080147 | 0.00083122 | 0.00075178 | 0.00067954 | 0.00059017 | 0.00051496 | 0.00044578 | 0.00038799 | 0.00032743 | 0.0002785 | 0.00023604 | 0.00020962 | 0.00036582 | 0.00052164 | 0.00069629 | 0.00080147
F8_Industrial_Wood and Lumber Products_New_Space Heating_Natural Gas_Gas Boiler - High Turndown_A_Achievable Technical Potential | F8 | Industrial | Wood and Lumber Products | New | Space Heating | Natural Gas | Gas Boiler - High Turndown | A | Incremental Summer Peak Savings (MW) | Achievable Technical Potential | 0 | 0 | 0 | 0 | 0 | 0 | 0 | 0 | 0 | 0 | 0 | 0 | 0 | 0 | 0 | 0 | 0 | 0 | 0 | 0 | 0 | 0
F9_Industrial_Wood and Lumber Products_New_Space Heating_Natural Gas_Gas Boiler - High Turndown_A_Achievable Technical Potential | F9 | Industrial | Wood and Lumber Products | New | Space Heating | Natural Gas | Gas Boiler - High Turndown | A | Incremental Winter Peak Savings (MW) | Achievable Technical Potential | 0 | 0 | 0 | 0 | 0 | 0 | 0 | 0 | 0 | 0 | 0 | 0 | 0 | 0 | 0 | 0 | 0 | 0 | 0 | 0 | 0 | 0
F10_Industrial_Wood and Lumber Products_New_Space Heating_Natural Gas_Gas Boiler - High Turndown_A_Achievable Technical Potential | F10 | Industrial | Wood and Lumber Products | New | Space Heating | Natural Gas | Gas Boiler - High Turndown | A | Cumulative Energy Savings (MWh or mTherms) | Achievable Technical Potential | 0 | 0 | 0.00020962 | 0.00057544 | 0.0010971 | 0.0017934 | 0.0025948 | 0.0034261 | 0.0041778 | 0.0048574 | 0.0054475 | 0.0059625 | 0.0064083 | 0.0067963 | 0.0071237 | 0.0074022 | 0.0076383 | 0.0076383 | 0.0076383 | 0.0076383 | 0.0076383 | 0.0076383
F11_Industrial_Wood and Lumber Products_New_Space Heating_Natural Gas_Gas Boiler - High Turndown_A_Achievable Technical Potential | F11 | Industrial | Wood and Lumber Products | New | Space Heating | Natural Gas | Gas Boiler - High Turndown | A | Cumulative Summer Peak Savings (MW) | Achievable Technical Potential | 0 | 0 | 0 | 0 | 0 | 0 | 0 | 0 | 0 | 0 | 0 | 0 | 0 | 0 | 0 | 0 | 0 | 0 | 0 | 0 | 0 | 0
F12_Industrial_Wood and Lumber Products_New_Space Heating_Natural Gas_Gas Boiler - High Turndown_A_Achievable Technical Potential | F12 | Industrial | Wood and Lumber Products | New | Space Heating | Natural Gas | Gas Boiler - High Turndown | A | Cumulative Winter Peak Savings (MW) | Achievable Technical Potential | 0 | 0 | 0 | 0 | 0 | 0 | 0 | 0 | 0 | 0 | 0 | 0 | 0 | 0 | 0 | 0 | 0 | 0 | 0 | 0 | 0 | 0
F13_Industrial_Wood and Lumber Products_New_Space Heating_Natural Gas_Gas Boiler - High Turndown_A_Achievable Technical Potential | F13 | Industrial | Wood and Lumber Products | New | Space Heating | Natural Gas | Gas Boiler - High Turndown | A | Purchases (Incremental) | Achievable Technical Potential | 0 | 0 | 0.17966 | 0.31354 | 0.4471 | 0.59679 | 0.68694 | 0.71243 | 0.64435 | 0.58243 | 0.50584 | 0.44137 | 0.38207 | 0.33255 | 0.28064 | 0.23871 | 0.20231 | 0.17966 | 0.31354 | 0.4471 | 0.59679 | 0.68694
F14_Industrial_Wood and Lumber Products_New_Space Heating_Natural Gas_Gas Boiler - High Turndown_A_Achievable Technical Potential | F14 | Industrial | Wood and Lumber Products | New | Space Heating | Natural Gas | Gas Boiler - High Turndown | A | Purchases (Cumulative) | Achievable Technical Potential | 0 | 0 | 0.17966 | 0.49321 | 0.9403 | 1.5371 | 2.224 | 2.9365 | 3.5808 | 4.1632 | 4.6691 | 5.1105 | 5.4925 | 5.8251 | 6.1057 | 6.3444 | 6.5467 | 6.5467 | 6.5467 | 6.5467 | 6.5467 | 6.5467
F1_Industrial_Wood and Lumber Products_New_Process_Natural Gas_Gas Boiler - High Turndown_A_Achievable Technical Potential | F1 | Industrial | Wood and Lumber Products | New | Process | Natural Gas | Gas Boiler - High Turndown | A | Original Unit Energy Savings (kWh or therms) | Achievable Technical Potential | 0 | 0 | 8.6269 | 8.6269 | 8.6269 | 8.6269 | 8.6269 | 8.6269 | 8.6269 | 8.6269 | 8.6269 | 8.6269 | 8.6269 | 8.6269 | 8.6269 | 8.6269 | 8.6269 | 8.6269 | 8.6269 | 8.6269 | 8.6269 | 8.6269
F2_Industrial_Wood and Lumber Products_New_Process_Natural Gas_Gas Boiler - High Turndown_A_Achievable Technical Potential | F2 | Industrial | Wood and Lumber Products | New | Process | Natural Gas | Gas Boiler - High Turndown | A | Original Unit Summer Peak Savings (kW) | Achievable Technical Potential | 0 | 0 | 0 | 0 | 0 | 0 | 0 | 0 | 0 | 0 | 0 | 0 | 0 | 0 | 0 | 0 | 0 | 0 | 0 | 0 | 0 | 0
F3_Industrial_Wood and Lumber Products_New_Process_Natural Gas_Gas Boiler - High Turndown_A_Achievable Technical Potential | F3 | Industrial | Wood and Lumber Products | New | Process | Natural Gas | Gas Boiler - High Turndown | A | Original Unit Winter Peak Savings (kW) | Achievable Technical Potential | 0 | 0 | 0 | 0 | 0 | 0 | 0 | 0 | 0 | 0 | 0 | 0 | 0 | 0 | 0 | 0 | 0 | 0 | 0 | 0 | 0 | 0
F4_Industrial_Wood and Lumber Products_New_Process_Natural Gas_Gas Boiler - High Turndown_A_Achievable Technical Potential | F4 | Industrial | Wood and Lumber Products | New | Process | Natural Gas | Gas Boiler - High Turndown | A | Standalone Impact on Baseline Energy (%) | Achievable Technical Potential | 0% | 0% | 0.01446% | 0.02274% | 0.03041% | 0.03724% | 0.04681% | 0.05363% | 0.05785% | 0.05952% | 0.06149% | 0.06171% | 0.06129% | 0.05975% | 0.05937% | 0.05802% | 0.05651% | 0.05305% | 0.05098% | 0.04865% | 0.04658% | 0.04468%
F5_Industrial_Wood and Lumber Products_New_Process_Natural Gas_Gas Boiler - High Turndown_A_Achievable Technical Potential | F5 | Industrial | Wood and Lumber Products | New | Process | Natural Gas | Gas Boiler - High Turndown | A | Standalone Impact on Baseline Summer Peak (%) | Achievable Technical Potential | bar: 2019 to 2040
F6_Industrial_Wood and Lumber Products_New_Process_Natural Gas_Gas Boiler - High Turndown_A_Achievable Technical Potential | F6 | Industrial | Wood and Lumber Products | New | Process | Natural Gas | Gas Boiler - High Turndown | A | Standalone Impact on Baseline Winter Peak (%) | Achievable Technical Potential | bar: 2019 to 2040
F7_Industrial_Wood and Lumber Products_New_Process_Natural Gas_Gas Boiler - High Turndown_A_Achievable Technical Potential | F7 | Industrial | Wood and Lumber Products | New | Process | Natural Gas | Gas Boiler - High Turndown | A | Incremental Energy Savings (MWh or mTherms) | Achievable Technical Potential | 0 | 0 | 0.0053349 | 0.0093104 | 0.013276 | 0.017721 | 0.020398 | 0.021155 | 0.019133 | 0.017295 | 0.01502 | 0.013106 | 0.011345 | 0.0098747 | 0.0083333 | 0.0070882 | 0.0060075 | 0.0053349 | 0.0093104 | 0.013276 | 0.017721 | 0.020398
F8_Industrial_Wood and Lumber Products_New_Process_Natural Gas_Gas Boiler - High Turndown_A_Achievable Technical Potential | F8 | Industrial | Wood and Lumber Products | New | Process | Natural Gas | Gas Boiler - High Turndown | A | Incremental Summer Peak Savings (MW) | Achievable Technical Potential | 0 | 0 | 0 | 0 | 0 | 0 | 0 | 0 | 0 | 0 | 0 | 0 | 0 | 0 | 0 | 0 | 0 | 0 | 0 | 0 | 0 | 0
F9_Industrial_Wood and Lumber Products_New_Process_Natural Gas_Gas Boiler - High Turndown_A_Achievable Technical Potential | F9 | Industrial | Wood and Lumber Products | New | Process | Natural Gas | Gas Boiler - High Turndown | A | Incremental Winter Peak Savings (MW) | Achievable Technical Potential | 0 | 0 | 0 | 0 | 0 | 0 | 0 | 0 | 0 | 0 | 0 | 0 | 0 | 0 | 0 | 0 | 0 | 0 | 0 | 0 | 0 | 0
F10_Industrial_Wood and Lumber Products_New_Process_Natural Gas_Gas Boiler - High Turndown_A_Achievable Technical Potential | F10 | Industrial | Wood and Lumber Products | New | Process | Natural Gas | Gas Boiler - High Turndown | A | Cumulative Energy Savings (MWh or mTherms) | Achievable Technical Potential | 0 | 0 | 0.0053349 | 0.014645 | 0.027922 | 0.045643 | 0.066041 | 0.087196 | 0.10633 | 0.12362 | 0.13864 | 0.15175 | 0.1631 | 0.17297 | 0.1813 | 0.18839 | 0.1944 | 0.1944 | 0.1944 | 0.1944 | 0.1944 | 0.1944
F11_Industrial_Wood and Lumber Products_New_Process_Natural Gas_Gas Boiler - High Turndown_A_Achievable Technical Potential | F11 | Industrial | Wood and Lumber Products | New | Process | Natural Gas | Gas Boiler - High Turndown | A | Cumulative Summer Peak Savings (MW) | Achievable Technical Potential | 0 | 0 | 0 | 0 | 0 | 0 | 0 | 0 | 0 | 0 | 0 | 0 | 0 | 0 | 0 | 0 | 0 | 0 | 0 | 0 | 0 | 0
F12_Industrial_Wood and Lumber Products_New_Process_Natural Gas_Gas Boiler - High Turndown_A_Achievable Technical Potential | F12 | Industrial | Wood and Lumber Products | New | Process | Natural Gas | Gas Boiler - High Turndown | A | Cumulative Winter Peak Savings (MW) | Achievable Technical Potential | 0 | 0 | 0 | 0 | 0 | 0 | 0 | 0 | 0 | 0 | 0 | 0 | 0 | 0 | 0 | 0 | 0 | 0 | 0 | 0 | 0 | 0
F13_Industrial_Wood and Lumber Products_New_Process_Natural Gas_Gas Boiler - High Turndown_A_Achievable Technical Potential | F13 | Industrial | Wood and Lumber Products | New | Process | Natural Gas | Gas Boiler - High Turndown | A | Purchases (Incremental) | Achievable Technical Potential | 0 | 0 | 0.61841 | 1.0792 | 1.5389 | 2.0542 | 2.3645 | 2.4522 | 2.2179 | 2.0048 | 1.7411 | 1.5192 | 1.3151 | 1.1446 | 0.96597 | 0.82164 | 0.69637 | 0.61841 | 1.0792 | 1.5389 | 2.0542 | 2.3645
F14_Industrial_Wood and Lumber Products_New_Process_Natural Gas_Gas Boiler - High Turndown_A_Achievable Technical Potential | F14 | Industrial | Wood and Lumber Products | New | Process | Natural Gas | Gas Boiler - High Turndown | A | Purchases (Cumulative) | Achievable Technical Potential | 0 | 0 | 0.61841 | 1.6976 | 3.2366 | 5.2908 | 7.6552 | 10.1075 | 12.3254 | 14.3301 | 16.0712 | 17.5905 | 18.9056 | 20.0502 | 21.0162 | 21.8378 | 22.5342 | 22.5342 | 22.5342 | 22.5342 | 22.5342 | 22.5342
F1_Industrial_Wood and Lumber Products_New_Space Heating_Natural Gas_Gas Boiler - Burner Control Optimization_A_Achievable Technical Potential | F1 | Industrial | Wood and Lumber Products | New | Space Heating | Natural Gas | Gas Boiler - Burner Control Optimization | A | Original Unit Energy Savings (kWh or therms) | Achievable Technical Potential | 0 | 0 | 0.33835 | 0.33835 | 0.33835 | 0.33835 | 0.33835 | 0.33835 | 0.33835 | 0.33835 | 0.33835 | 0.33835 | 0.33835 | 0.33835 | 0.33835 | 0.33835 | 0.33835 | 0.33835 | 0.33835 | 0.33835 | 0.33835 | 0.33835
F2_Industrial_Wood and Lumber Products_New_Space Heating_Natural Gas_Gas Boiler - Burner Control Optimization_A_Achievable Technical Potential | F2 | Industrial | Wood and Lumber Products | New | Space Heating | Natural Gas | Gas Boiler - Burner Control Optimization | A | Original Unit Summer Peak Savings (kW) | Achievable Technical Potential | 0 | 0 | 0 | 0 | 0 | 0 | 0 | 0 | 0 | 0 | 0 | 0 | 0 | 0 | 0 | 0 | 0 | 0 | 0 | 0 | 0 | 0
F3_Industrial_Wood and Lumber Products_New_Space Heating_Natural Gas_Gas Boiler - Burner Control Optimization_A_Achievable Technical Potential | F3 | Industrial | Wood and Lumber Products | New | Space Heating | Natural Gas | Gas Boiler - Burner Control Optimization | A | Original Unit Winter Peak Savings (kW) | Achievable Technical Potential | 0 | 0 | 0 | 0 | 0 | 0 | 0 | 0 | 0 | 0 | 0 | 0 | 0 | 0 | 0 | 0 | 0 | 0 | 0 | 0 | 0 | 0
F4_Industrial_Wood and Lumber Products_New_Space Heating_Natural Gas_Gas Boiler - Burner Control Optimization_A_Achievable Technical Potential | F4 | Industrial | Wood and Lumber Products | New | Space Heating | Natural Gas | Gas Boiler - Burner Control Optimization | A | Standalone Impact on Baseline Energy (%) | Achievable Technical Potential | 0% | 0% | 0.0003327% | 0.0007136% | 0.001546% | 0.002989% | 0.005444% | 0.00871% | 0.01278% | 0.01723% | 0.02224% | 0.02677% | 0.03069% | 0.03341% | 0.03596% | 0.03716% | 0.03753% | 0.03695% | 0.03666% | 0.03571% | 0.0346% | 0.03342%
F5_Industrial_Wood and Lumber Products_New_Space Heating_Natural Gas_Gas Boiler - Burner Control Optimization_A_Achievable Technical Potential | F5 | Industrial | Wood and Lumber Products | New | Space Heating | Natural Gas | Gas Boiler - Burner Control Optimization | A | Standalone Impact on Baseline Summer Peak (%) | Achievable Technical Potential | bar: 2019 to 2040
F6_Industrial_Wood and Lumber Products_New_Space Heating_Natural Gas_Gas Boiler - Burner Control Optimization_A_Achievable Technical Potential | F6 | Industrial | Wood and Lumber Products | New | Space Heating | Natural Gas | Gas Boiler - Burner Control Optimization | A | Standalone Impact on Baseline Winter Peak (%) | Achievable Technical Potential | bar: 2019 to 2040
F7_Industrial_Wood and Lumber Products_New_Space Heating_Natural Gas_Gas Boiler - Burner Control Optimization_A_Achievable Technical Potential | F7 | Industrial | Wood and Lumber Products | New | Space Heating | Natural Gas | Gas Boiler - Burner Control Optimization | A | Incremental Energy Savings (MWh or mTherms) | Achievable Technical Potential | 0 | 0 | 1.6398e-05 | 4.4984e-05 | 0.00012829 | 0.00029968 | 0.00053658 | 0.00086566 | 0.0012456 | 0.0016419 | 0.0019196 | 0.0020937 | 0.0021145 | 0.0020129 | 0.0017487 | 0.0014461 | 0.0011288 | 0.00084179 | 0.00058391 | 0.0003894 | 0.00024757 | 0.00017475
F8_Industrial_Wood and Lumber Products_New_Space Heating_Natural Gas_Gas Boiler - Burner Control Optimization_A_Achievable Technical Potential | F8 | Industrial | Wood and Lumber Products | New | Space Heating | Natural Gas | Gas Boiler - Burner Control Optimization | A | Incremental Summer Peak Savings (MW) | Achievable Technical Potential | 0 | 0 | 0 | 0 | 0 | 0 | 0 | 0 | 0 | 0 | 0 | 0 | 0 | 0 | 0 | 0 | 0 | 0 | 0 | 0 | 0 | 0
F9_Industrial_Wood and Lumber Products_New_Space Heating_Natural Gas_Gas Boiler - Burner Control Optimization_A_Achievable Technical Potential | F9 | Industrial | Wood and Lumber Products | New | Space Heating | Natural Gas | Gas Boiler - Burner Control Optimization | A | Incremental Winter Peak Savings (MW) | Achievable Technical Potential | 0 | 0 | 0 | 0 | 0 | 0 | 0 | 0 | 0 | 0 | 0 | 0 | 0 | 0 | 0 | 0 | 0 | 0 | 0 | 0 | 0 | 0
F10_Industrial_Wood and Lumber Products_New_Space Heating_Natural Gas_Gas Boiler - Burner Control Optimization_A_Achievable Technical Potential | F10 | Industrial | Wood and Lumber Products | New | Space Heating | Natural Gas | Gas Boiler - Burner Control Optimization | A | Cumulative Energy Savings (MWh or mTherms) | Achievable Technical Potential | 0 | 0 | 1.6398e-05 | 6.1382e-05 | 0.00018967 | 0.00048935 | 0.0010259 | 0.0018916 | 0.0031372 | 0.0047791 | 0.0066987 | 0.0087924 | 0.010907 | 0.01292 | 0.014668 | 0.016115 | 0.017243 | 0.018085 | 0.018669 | 0.019058 | 0.01929 | 0.019419
F11_Industrial_Wood and Lumber Products_New_Space Heating_Natural Gas_Gas Boiler - Burner Control Optimization_A_Achievable Technical Potential | F11 | Industrial | Wood and Lumber Products | New | Space Heating | Natural Gas | Gas Boiler - Burner Control Optimization | A | Cumulative Summer Peak Savings (MW) | Achievable Technical Potential | 0 | 0 | 0 | 0 | 0 | 0 | 0 | 0 | 0 | 0 | 0 | 0 | 0 | 0 | 0 | 0 | 0 | 0 | 0 | 0 | 0 | 0
F12_Industrial_Wood and Lumber Products_New_Space Heating_Natural Gas_Gas Boiler - Burner Control Optimization_A_Achievable Technical Potential | F12 | Industrial | Wood and Lumber Products | New | Space Heating | Natural Gas | Gas Boiler - Burner Control Optimization | A | Cumulative Winter Peak Savings (MW) | Achievable Technical Potential | 0 | 0 | 0 | 0 | 0 | 0 | 0 | 0 | 0 | 0 | 0 | 0 | 0 | 0 | 0 | 0 | 0 | 0 | 0 | 0 | 0 | 0
F13_Industrial_Wood and Lumber Products_New_Space Heating_Natural Gas_Gas Boiler - Burner Control Optimization_A_Achievable Technical Potential | F13 | Industrial | Wood and Lumber Products | New | Space Heating | Natural Gas | Gas Boiler - Burner Control Optimization | A | Purchases (Incremental) | Achievable Technical Potential | 0 | 0 | 0.048465 | 0.13295 | 0.37916 | 0.8857 | 1.5859 | 2.5585 | 3.6813 | 4.8527 | 5.6734 | 6.188 | 6.2494 | 5.9492 | 5.1682 | 4.2739 | 3.3363 | 2.4879 | 1.7258 | 1.1509 | 0.73171 | 0.51647
F14_Industrial_Wood and Lumber Products_New_Space Heating_Natural Gas_Gas Boiler - Burner Control Optimization_A_Achievable Technical Potential | F14 | Industrial | Wood and Lumber Products | New | Space Heating | Natural Gas | Gas Boiler - Burner Control Optimization | A | Purchases (Cumulative) | Achievable Technical Potential | 0 | 0 | 0.048465 | 0.18142 | 0.56058 | 1.4463 | 3.0321 | 5.5906 | 9.2719 | 14.1246 | 19.7979 | 25.9859 | 32.2352 | 38.1845 | 43.3527 | 47.6266 | 50.9629 | 53.4508 | 55.1766 | 56.3274 | 57.0107 | 57.3942
F1_Industrial_Wood and Lumber Products_New_Process_Natural Gas_Gas Boiler - Burner Control Optimization_A_Achievable Technical Potential | F1 | Industrial | Wood and Lumber Products | New | Process | Natural Gas | Gas Boiler - Burner Control Optimization | A | Original Unit Energy Savings (kWh or therms) | Achievable Technical Potential | 0 | 0 | 2.5018 | 2.5018 | 2.5018 | 2.5018 | 2.5018 | 2.5018 | 2.5018 | 2.5018 | 2.5018 | 2.5018 | 2.5018 | 2.5018 | 2.5018 | 2.5018 | 2.5018 | 2.5018 | 2.5018 | 2.5018 | 2.5018 | 2.5018
F2_Industrial_Wood and Lumber Products_New_Process_Natural Gas_Gas Boiler - Burner Control Optimization_A_Achievable Technical Potential | F2 | Industrial | Wood and Lumber Products | New | Process | Natural Gas | Gas Boiler - Burner Control Optimization | A | Original Unit Summer Peak Savings (kW) | Achievable Technical Potential | 0 | 0 | 0 | 0 | 0 | 0 | 0 | 0 | 0 | 0 | 0 | 0 | 0 | 0 | 0 | 0 | 0 | 0 | 0 | 0 | 0 | 0
F3_Industrial_Wood and Lumber Products_New_Process_Natural Gas_Gas Boiler - Burner Control Optimization_A_Achievable Technical Potential | F3 | Industrial | Wood and Lumber Products | New | Process | Natural Gas | Gas Boiler - Burner Control Optimization | A | Original Unit Winter Peak Savings (kW) | Achievable Technical Potential | 0 | 0 | 0 | 0 | 0 | 0 | 0 | 0 | 0 | 0 | 0 | 0 | 0 | 0 | 0 | 0 | 0 | 0 | 0 | 0 | 0 | 0
F4_Industrial_Wood and Lumber Products_New_Process_Natural Gas_Gas Boiler - Burner Control Optimization_A_Achievable Technical Potential | F4 | Industrial | Wood and Lumber Products | New | Process | Natural Gas | Gas Boiler - Burner Control Optimization | A | Standalone Impact on Baseline Energy (%) | Achievable Technical Potential | 0% | 0% | 0.001131% | 0.002426% | 0.005257% | 0.01016% | 0.01851% | 0.02961% | 0.04344% | 0.05857% | 0.07562% | 0.091% | 0.1043% | 0.1136% | 0.1222% | 0.1263% | 0.1276% | 0.1256% | 0.1246% | 0.1214% | 0.1176% | 0.1136%
F5_Industrial_Wood and Lumber Products_New_Process_Natural Gas_Gas Boiler - Burner Control Optimization_A_Achievable Technical Potential | F5 | Industrial | Wood and Lumber Products | New | Process | Natural Gas | Gas Boiler - Burner Control Optimization | A | Standalone Impact on Baseline Summer Peak (%) | Achievable Technical Potential | bar: 2019 to 2040
F6_Industrial_Wood and Lumber Products_New_Process_Natural Gas_Gas Boiler - Burner Control Optimization_A_Achievable Technical Potential | F6 | Industrial | Wood and Lumber Products | New | Process | Natural Gas | Gas Boiler - Burner Control Optimization | A | Standalone Impact on Baseline Winter Peak (%) | Achievable Technical Potential | bar: 2019 to 2040
F7_Industrial_Wood and Lumber Products_New_Process_Natural Gas_Gas Boiler - Burner Control Optimization_A_Achievable Technical Potential | F7 | Industrial | Wood and Lumber Products | New | Process | Natural Gas | Gas Boiler - Burner Control Optimization | A | Incremental Energy Savings (MWh or mTherms) | Achievable Technical Potential | 0 | 0 | 0.00041734 | 0.0011449 | 0.0032651 | 0.007627 | 0.013656 | 0.022032 | 0.031701 | 0.041788 | 0.048855 | 0.053286 | 0.053815 | 0.051231 | 0.044505 | 0.036804 | 0.02873 | 0.021424 | 0.014861 | 0.0099105 | 0.0063009 | 0.0044475
F8_Industrial_Wood and Lumber Products_New_Process_Natural Gas_Gas Boiler - Burner Control Optimization_A_Achievable Technical Potential | F8 | Industrial | Wood and Lumber Products | New | Process | Natural Gas | Gas Boiler - Burner Control Optimization | A | Incremental Summer Peak Savings (MW) | Achievable Technical Potential | 0 | 0 | 0 | 0 | 0 | 0 | 0 | 0 | 0 | 0 | 0 | 0 | 0 | 0 | 0 | 0 | 0 | 0 | 0 | 0 | 0 | 0
F9_Industrial_Wood and Lumber Products_New_Process_Natural Gas_Gas Boiler - Burner Control Optimization_A_Achievable Technical Potential | F9 | Industrial | Wood and Lumber Products | New | Process | Natural Gas | Gas Boiler - Burner Control Optimization | A | Incremental Winter Peak Savings (MW) | Achievable Technical Potential | 0 | 0 | 0 | 0 | 0 | 0 | 0 | 0 | 0 | 0 | 0 | 0 | 0 | 0 | 0 | 0 | 0 | 0 | 0 | 0 | 0 | 0
F10_Industrial_Wood and Lumber Products_New_Process_Natural Gas_Gas Boiler - Burner Control Optimization_A_Achievable Technical Potential | F10 | Industrial | Wood and Lumber Products | New | Process | Natural Gas | Gas Boiler - Burner Control Optimization | A | Cumulative Energy Savings (MWh or mTherms) | Achievable Technical Potential | 0 | 0 | 0.00041734 | 0.0015622 | 0.0048273 | 0.012454 | 0.026111 | 0.048143 | 0.079843 | 0.12163 | 0.17049 | 0.22377 | 0.27759 | 0.32882 | 0.37332 | 0.41013 | 0.43886 | 0.46028 | 0.47514 | 0.48505 | 0.49094 | 0.49424
F11_Industrial_Wood and Lumber Products_New_Process_Natural Gas_Gas Boiler - Burner Control Optimization_A_Achievable Technical Potential | F11 | Industrial | Wood and Lumber Products | New | Process | Natural Gas | Gas Boiler - Burner Control Optimization | A | Cumulative Summer Peak Savings (MW) | Achievable Technical Potential | 0 | 0 | 0 | 0 | 0 | 0 | 0 | 0 | 0 | 0 | 0 | 0 | 0 | 0 | 0 | 0 | 0 | 0 | 0 | 0 | 0 | 0
F12_Industrial_Wood and Lumber Products_New_Process_Natural Gas_Gas Boiler - Burner Control Optimization_A_Achievable Technical Potential | F12 | Industrial | Wood and Lumber Products | New | Process | Natural Gas | Gas Boiler - Burner Control Optimization | A | Cumulative Winter Peak Savings (MW) | Achievable Technical Potential | 0 | 0 | 0 | 0 | 0 | 0 | 0 | 0 | 0 | 0 | 0 | 0 | 0 | 0 | 0 | 0 | 0 | 0 | 0 | 0 | 0 | 0
F13_Industrial_Wood and Lumber Products_New_Process_Natural Gas_Gas Boiler - Burner Control Optimization_A_Achievable Technical Potential | F13 | Industrial | Wood and Lumber Products | New | Process | Natural Gas | Gas Boiler - Burner Control Optimization | A | Purchases (Incremental) | Achievable Technical Potential | 0 | 0 | 0.16682 | 0.45763 | 1.3051 | 3.0486 | 5.4587 | 8.8064 | 12.6712 | 16.7031 | 19.528 | 21.2993 | 21.5106 | 20.4775 | 17.7893 | 14.711 | 11.4838 | 8.5635 | 5.9402 | 3.9613 | 2.5186 | 1.7777
F14_Industrial_Wood and Lumber Products_New_Process_Natural Gas_Gas Boiler - Burner Control Optimization_A_Achievable Technical Potential | F14 | Industrial | Wood and Lumber Products | New | Process | Natural Gas | Gas Boiler - Burner Control Optimization | A | Purchases (Cumulative) | Achievable Technical Potential | 0 | 0 | 0.16682 | 0.62444 | 1.9295 | 4.9782 | 10.4368 | 19.2432 | 31.9144 | 48.6175 | 68.1455 | 89.4448 | 110.9554 | 131.433 | 149.2223 | 163.9333 | 175.417 | 183.9805 | 189.9207 | 193.882 | 196.2338 | 197.5539
F1_Industrial_Wood and Lumber Products_New_Space Heating_Natural Gas_HVAC - Demand Controlled Ventilation_A_Achievable Technical Potential | F1 | Industrial | Wood and Lumber Products | New | Space Heating | Natural Gas | HVAC - Demand Controlled Ventilation | A | Original Unit Energy Savings (kWh or therms) | Achievable Technical Potential | 0 | 0 | 0.067787 | 0.067787 | 0.067787 | 0.067787 | 0.067787 | 0.067787 | 0.067787 | 0.067787 | 0.067787 | 0.067787 | 0.067787 | 0.067787 | 0.067787 | 0.067787 | 0.067787 | 0.067787 | 0.067787 | 0.067787 | 0.067787 | 0.067787
F2_Industrial_Wood and Lumber Products_New_Space Heating_Natural Gas_HVAC - Demand Controlled Ventilation_A_Achievable Technical Potential | F2 | Industrial | Wood and Lumber Products | New | Space Heating | Natural Gas | HVAC - Demand Controlled Ventilation | A | Original Unit Summer Peak Savings (kW) | Achievable Technical Potential | 0 | 0 | 0 | 0 | 0 | 0 | 0 | 0 | 0 | 0 | 0 | 0 | 0 | 0 | 0 | 0 | 0 | 0 | 0 | 0 | 0 | 0
F3_Industrial_Wood and Lumber Products_New_Space Heating_Natural Gas_HVAC - Demand Controlled Ventilation_A_Achievable Technical Potential | F3 | Industrial | Wood and Lumber Products | New | Space Heating | Natural Gas | HVAC - Demand Controlled Ventilation | A | Original Unit Winter Peak Savings (kW) | Achievable Technical Potential | 0 | 0 | 0 | 0 | 0 | 0 | 0 | 0 | 0 | 0 | 0 | 0 | 0 | 0 | 0 | 0 | 0 | 0 | 0 | 0 | 0 | 0
F4_Industrial_Wood and Lumber Products_New_Space Heating_Natural Gas_HVAC - Demand Controlled Ventilation_A_Achievable Technical Potential | F4 | Industrial | Wood and Lumber Products | New | Space Heating | Natural Gas | HVAC - Demand Controlled Ventilation | A | Standalone Impact on Baseline Energy (%) | Achievable Technical Potential | 0% | 0% | 0.0396% | 0.06229% | 0.08329% | 0.102% | 0.1282% | 0.1509% | 0.173% | 0.1928% | 0.2172% | 0.2387% | 0.2602% | 0.2788% | 0.3039% | 0.3254% | 0.3467% | 0.3611% | 0.38% | 0.3931% | 0.4043% | 0.4146%
F5_Industrial_Wood and Lumber Products_New_Space Heating_Natural Gas_HVAC - Demand Controlled Ventilation_A_Achievable Technical Potential | F5 | Industrial | Wood and Lumber Products | New | Space Heating | Natural Gas | HVAC - Demand Controlled Ventilation | A | Standalone Impact on Baseline Summer Peak (%) | Achievable Technical Potential | bar: 2019 to 2040
F6_Industrial_Wood and Lumber Products_New_Space Heating_Natural Gas_HVAC - Demand Controlled Ventilation_A_Achievable Technical Potential | F6 | Industrial | Wood and Lumber Products | New | Space Heating | Natural Gas | HVAC - Demand Controlled Ventilation | A | Standalone Impact on Baseline Winter Peak (%) | Achievable Technical Potential | bar: 2019 to 2040
F7_Industrial_Wood and Lumber Products_New_Space Heating_Natural Gas_HVAC - Demand Controlled Ventilation_A_Achievable Technical Potential | F7 | Industrial | Wood and Lumber Products | New | Space Heating | Natural Gas | HVAC - Demand Controlled Ventilation | A | Incremental Energy Savings (MWh or mTherms) | Achievable Technical Potential | 0 | 0 | 0.0019519 | 0.0034064 | 0.0048573 | 0.0064836 | 0.007463 | 0.0086 | 0.0097226 | 0.010985 | 0.011926 | 0.013008 | 0.014075 | 0.015313 | 0.016154 | 0.017175 | 0.018196 | 0.019384 | 0.020168 | 0.021135 | 0.022076 | 0.023014
F8_Industrial_Wood and Lumber Products_New_Space Heating_Natural Gas_HVAC - Demand Controlled Ventilation_A_Achievable Technical Potential | F8 | Industrial | Wood and Lumber Products | New | Space Heating | Natural Gas | HVAC - Demand Controlled Ventilation | A | Incremental Summer Peak Savings (MW) | Achievable Technical Potential | 0 | 0 | 0 | 0 | 0 | 0 | 0 | 0 | 0 | 0 | 0 | 0 | 0 | 0 | 0 | 0 | 0 | 0 | 0 | 0 | 0 | 0
F9_Industrial_Wood and Lumber Products_New_Space Heating_Natural Gas_HVAC - Demand Controlled Ventilation_A_Achievable Technical Potential | F9 | Industrial | Wood and Lumber Products | New | Space Heating | Natural Gas | HVAC - Demand Controlled Ventilation | A | Incremental Winter Peak Savings (MW) | Achievable Technical Potential | 0 | 0 | 0 | 0 | 0 | 0 | 0 | 0 | 0 | 0 | 0 | 0 | 0 | 0 | 0 | 0 | 0 | 0 | 0 | 0 | 0 | 0
F10_Industrial_Wood and Lumber Products_New_Space Heating_Natural Gas_HVAC - Demand Controlled Ventilation_A_Achievable Technical Potential | F10 | Industrial | Wood and Lumber Products | New | Space Heating | Natural Gas | HVAC - Demand Controlled Ventilation | A | Cumulative Energy Savings (MWh or mTherms) | Achievable Technical Potential | 0 | 0 | 0.0019519 | 0.0053583 | 0.010216 | 0.016699 | 0.024162 | 0.032762 | 0.042485 | 0.05347 | 0.065396 | 0.078404 | 0.092479 | 0.10779 | 0.12395 | 0.14112 | 0.15932 | 0.17675 | 0.19351 | 0.20979 | 0.22538 | 0.24093
F11_Industrial_Wood and Lumber Products_New_Space Heating_Natural Gas_HVAC - Demand Controlled Ventilation_A_Achievable Technical Potential | F11 | Industrial | Wood and Lumber Products | New | Space Heating | Natural Gas | HVAC - Demand Controlled Ventilation | A | Cumulative Summer Peak Savings (MW) | Achievable Technical Potential | 0 | 0 | 0 | 0 | 0 | 0 | 0 | 0 | 0 | 0 | 0 | 0 | 0 | 0 | 0 | 0 | 0 | 0 | 0 | 0 | 0 | 0
F12_Industrial_Wood and Lumber Products_New_Space Heating_Natural Gas_HVAC - Demand Controlled Ventilation_A_Achievable Technical Potential | F12 | Industrial | Wood and Lumber Products | New | Space Heating | Natural Gas | HVAC - Demand Controlled Ventilation | A | Cumulative Winter Peak Savings (MW) | Achievable Technical Potential | 0 | 0 | 0 | 0 | 0 | 0 | 0 | 0 | 0 | 0 | 0 | 0 | 0 | 0 | 0 | 0 | 0 | 0 | 0 | 0 | 0 | 0
F13_Industrial_Wood and Lumber Products_New_Space Heating_Natural Gas_HVAC - Demand Controlled Ventilation_A_Achievable Technical Potential | F13 | Industrial | Wood and Lumber Products | New | Space Heating | Natural Gas | HVAC - Demand Controlled Ventilation | A | Purchases (Incremental) | Achievable Technical Potential | 0 | 0 | 28.7943 | 50.2515 | 71.6559 | 95.647 | 110.0954 | 126.8681 | 143.4294 | 162.0583 | 175.933 | 191.8908 | 207.6369 | 225.9029 | 238.3001 | 253.3671 | 268.4228 | 285.9496 | 297.5266 | 311.7922 | 325.6692 | 339.5053
F14_Industrial_Wood and Lumber Products_New_Space Heating_Natural Gas_HVAC - Demand Controlled Ventilation_A_Achievable Technical Potential | F14 | Industrial | Wood and Lumber Products | New | Space Heating | Natural Gas | HVAC - Demand Controlled Ventilation | A | Purchases (Cumulative) | Achievable Technical Potential | 0 | 0 | 28.7943 | 79.0457 | 150.7017 | 246.3487 | 356.4441 | 483.3122 | 626.7415 | 788.7998 | 964.7328 | 1156.6235 | 1364.2605 | 1590.1633 | 1828.4634 | 2081.8306 | 2350.2534 | 2607.4087 | 2854.6839 | 3094.8201 | 3324.8423 | 3554.2522
F1_Industrial_Wood and Lumber Products_New_Space Heating_Natural Gas_Gas Boiler - Stack Economizer_A_Achievable Technical Potential | F1 | Industrial | Wood and Lumber Products | New | Space Heating | Natural Gas | Gas Boiler - Stack Economizer | A | Original Unit Energy Savings (kWh or therms) | Achievable Technical Potential | 0 | 0 | 0.85171 | 0.85171 | 0.85171 | 0.85171 | 0.85171 | 0.85171 | 0.85171 | 0.85171 | 0.85171 | 0.85171 | 0.85171 | 0.85171 | 0.85171 | 0.85171 | 0.85171 | 0.85171 | 0.85171 | 0.85171 | 0.85171 | 0.85171
F2_Industrial_Wood and Lumber Products_New_Space Heating_Natural Gas_Gas Boiler - Stack Economizer_A_Achievable Technical Potential | F2 | Industrial | Wood and Lumber Products | New | Space Heating | Natural Gas | Gas Boiler - Stack Economizer | A | Original Unit Summer Peak Savings (kW) | Achievable Technical Potential | 0 | 0 | 0 | 0 | 0 | 0 | 0 | 0 | 0 | 0 | 0 | 0 | 0 | 0 | 0 | 0 | 0 | 0 | 0 | 0 | 0 | 0
F3_Industrial_Wood and Lumber Products_New_Space Heating_Natural Gas_Gas Boiler - Stack Economizer_A_Achievable Technical Potential | F3 | Industrial | Wood and Lumber Products | New | Space Heating | Natural Gas | Gas Boiler - Stack Economizer | A | Original Unit Winter Peak Savings (kW) | Achievable Technical Potential | 0 | 0 | 0 | 0 | 0 | 0 | 0 | 0 | 0 | 0 | 0 | 0 | 0 | 0 | 0 | 0 | 0 | 0 | 0 | 0 | 0 | 0
F4_Industrial_Wood and Lumber Products_New_Space Heating_Natural Gas_Gas Boiler - Stack Economizer_A_Achievable Technical Potential | F4 | Industrial | Wood and Lumber Products | New | Space Heating | Natural Gas | Gas Boiler - Stack Economizer | A | Standalone Impact on Baseline Energy (%) | Achievable Technical Potential | 0% | 0% | 0.008279% | 0.01302% | 0.01741% | 0.02132% | 0.0268% | 0.03071% | 0.03313% | 0.03409% | 0.03521% | 0.03534% | 0.0351% | 0.03421% | 0.034% | 0.03323% | 0.03236% | 0.03038% | 0.0292% | 0.02786% | 0.02667% | 0.02559%
F5_Industrial_Wood and Lumber Products_New_Space Heating_Natural Gas_Gas Boiler - Stack Economizer_A_Achievable Technical Potential | F5 | Industrial | Wood and Lumber Products | New | Space Heating | Natural Gas | Gas Boiler - Stack Economizer | A | Standalone Impact on Baseline Summer Peak (%) | Achievable Technical Potential | bar: 2019 to 2040
F6_Industrial_Wood and Lumber Products_New_Space Heating_Natural Gas_Gas Boiler - Stack Economizer_A_Achievable Technical Potential | F6 | Industrial | Wood and Lumber Products | New | Space Heating | Natural Gas | Gas Boiler - Stack Economizer | A | Standalone Impact on Baseline Winter Peak (%) | Achievable Technical Potential | bar: 2019 to 2040
F7_Industrial_Wood and Lumber Products_New_Space Heating_Natural Gas_Gas Boiler - Stack Economizer_A_Achievable Technical Potential | F7 | Industrial | Wood and Lumber Products | New | Space Heating | Natural Gas | Gas Boiler - Stack Economizer | A | Incremental Energy Savings (MWh or mTherms) | Achievable Technical Potential | 0 | 0 | 0.00040805 | 0.00071213 | 0.0010155 | 0.0013554 | 0.0015602 | 0.0016181 | 0.0014635 | 0.0013228 | 0.0011489 | 0.0010025 | 0.00086778 | 0.00075529 | 0.00063739 | 0.00054216 | 0.0004595 | 0.00040805 | 0.00071213 | 0.0010155 | 0.0013554 | 0.0015602
F8_Industrial_Wood and Lumber Products_New_Space Heating_Natural Gas_Gas Boiler - Stack Economizer_A_Achievable Technical Potential | F8 | Industrial | Wood and Lumber Products | New | Space Heating | Natural Gas | Gas Boiler - Stack Economizer | A | Incremental Summer Peak Savings (MW) | Achievable Technical Potential | 0 | 0 | 0 | 0 | 0 | 0 | 0 | 0 | 0 | 0 | 0 | 0 | 0 | 0 | 0 | 0 | 0 | 0 | 0 | 0 | 0 | 0
F9_Industrial_Wood and Lumber Products_New_Space Heating_Natural Gas_Gas Boiler - Stack Economizer_A_Achievable Technical Potential | F9 | Industrial | Wood and Lumber Products | New | Space Heating | Natural Gas | Gas Boiler - Stack Economizer | A | Incremental Winter Peak Savings (MW) | Achievable Technical Potential | 0 | 0 | 0 | 0 | 0 | 0 | 0 | 0 | 0 | 0 | 0 | 0 | 0 | 0 | 0 | 0 | 0 | 0 | 0 | 0 | 0 | 0
F10_Industrial_Wood and Lumber Products_New_Space Heating_Natural Gas_Gas Boiler - Stack Economizer_A_Achievable Technical Potential | F10 | Industrial | Wood and Lumber Products | New | Space Heating | Natural Gas | Gas Boiler - Stack Economizer | A | Cumulative Energy Savings (MWh or mTherms) | Achievable Technical Potential | 0 | 0 | 0.00040805 | 0.0011202 | 0.0021356 | 0.0034911 | 0.0050513 | 0.0066694 | 0.0081329 | 0.0094557 | 0.010605 | 0.011607 | 0.012475 | 0.01323 | 0.013867 | 0.01441 | 0.014869 | 0.014869 | 0.014869 | 0.014869 | 0.014869 | 0.014869
F11_Industrial_Wood and Lumber Products_New_Space Heating_Natural Gas_Gas Boiler - Stack Economizer_A_Achievable Technical Potential | F11 | Industrial | Wood and Lumber Products | New | Space Heating | Natural Gas | Gas Boiler - Stack Economizer | A | Cumulative Summer Peak Savings (MW) | Achievable Technical Potential | 0 | 0 | 0 | 0 | 0 | 0 | 0 | 0 | 0 | 0 | 0 | 0 | 0 | 0 | 0 | 0 | 0 | 0 | 0 | 0 | 0 | 0
F12_Industrial_Wood and Lumber Products_New_Space Heating_Natural Gas_Gas Boiler - Stack Economizer_A_Achievable Technical Potential | F12 | Industrial | Wood and Lumber Products | New | Space Heating | Natural Gas | Gas Boiler - Stack Economizer | A | Cumulative Winter Peak Savings (MW) | Achievable Technical Potential | 0 | 0 | 0 | 0 | 0 | 0 | 0 | 0 | 0 | 0 | 0 | 0 | 0 | 0 | 0 | 0 | 0 | 0 | 0 | 0 | 0 | 0
F13_Industrial_Wood and Lumber Products_New_Space Heating_Natural Gas_Gas Boiler - Stack Economizer_A_Achievable Technical Potential | F13 | Industrial | Wood and Lumber Products | New | Space Heating | Natural Gas | Gas Boiler - Stack Economizer | A | Purchases (Incremental) | Achievable Technical Potential | 0 | 0 | 0.4791 | 0.83612 | 1.1923 | 1.5914 | 1.8318 | 1.8998 | 1.7183 | 1.5531 | 1.3489 | 1.177 | 1.0189 | 0.88679 | 0.74837 | 0.63655 | 0.5395 | 0.4791 | 0.83612 | 1.1923 | 1.5914 | 1.8318
F14_Industrial_Wood and Lumber Products_New_Space Heating_Natural Gas_Gas Boiler - Stack Economizer_A_Achievable Technical Potential | F14 | Industrial | Wood and Lumber Products | New | Space Heating | Natural Gas | Gas Boiler - Stack Economizer | A | Purchases (Cumulative) | Achievable Technical Potential | 0 | 0 | 0.4791 | 1.3152 | 2.5075 | 4.0989 | 5.9308 | 7.8306 | 9.5488 | 11.102 | 12.4509 | 13.6279 | 14.6467 | 15.5335 | 16.2819 | 16.9185 | 17.4579 | 17.4579 | 17.4579 | 17.4579 | 17.4579 | 17.4579
F1_Industrial_Wood and Lumber Products_New_Process_Natural Gas_Gas Boiler - Stack Economizer_A_Achievable Technical Potential | F1 | Industrial | Wood and Lumber Products | New | Process | Natural Gas | Gas Boiler - Stack Economizer | A | Original Unit Energy Savings (kWh or therms) | Achievable Technical Potential | 0 | 0 | 8.2818 | 8.2818 | 8.2818 | 8.2818 | 8.2818 | 8.2818 | 8.2818 | 8.2818 | 8.2818 | 8.2818 | 8.2818 | 8.2818 | 8.2818 | 8.2818 | 8.2818 | 8.2818 | 8.2818 | 8.2818 | 8.2818 | 8.2818
F2_Industrial_Wood and Lumber Products_New_Process_Natural Gas_Gas Boiler - Stack Economizer_A_Achievable Technical Potential | F2 | Industrial | Wood and Lumber Products | New | Process | Natural Gas | Gas Boiler - Stack Economizer | A | Original Unit Summer Peak Savings (kW) | Achievable Technical Potential | 0 | 0 | 0 | 0 | 0 | 0 | 0 | 0 | 0 | 0 | 0 | 0 | 0 | 0 | 0 | 0 | 0 | 0 | 0 | 0 | 0 | 0
F3_Industrial_Wood and Lumber Products_New_Process_Natural Gas_Gas Boiler - Stack Economizer_A_Achievable Technical Potential | F3 | Industrial | Wood and Lumber Products | New | Process | Natural Gas | Gas Boiler - Stack Economizer | A | Original Unit Winter Peak Savings (kW) | Achievable Technical Potential | 0 | 0 | 0 | 0 | 0 | 0 | 0 | 0 | 0 | 0 | 0 | 0 | 0 | 0 | 0 | 0 | 0 | 0 | 0 | 0 | 0 | 0
F4_Industrial_Wood and Lumber Products_New_Process_Natural Gas_Gas Boiler - Stack Economizer_A_Achievable Technical Potential | F4 | Industrial | Wood and Lumber Products | New | Process | Natural Gas | Gas Boiler - Stack Economizer | A | Standalone Impact on Baseline Energy (%) | Achievable Technical Potential | 0% | 0% | 0.03701% | 0.05822% | 0.07784% | 0.09532% | 0.1198% | 0.1373% | 0.1481% | 0.1524% | 0.1574% | 0.158% | 0.1569% | 0.153% | 0.152% | 0.1485% | 0.1447% | 0.1358% | 0.1305% | 0.1245% | 0.1192% | 0.1144%
F5_Industrial_Wood and Lumber Products_New_Process_Natural Gas_Gas Boiler - Stack Economizer_A_Achievable Technical Potential | F5 | Industrial | Wood and Lumber Products | New | Process | Natural Gas | Gas Boiler - Stack Economizer | A | Standalone Impact on Baseline Summer Peak (%) | Achievable Technical Potential | bar: 2019 to 2040
F6_Industrial_Wood and Lumber Products_New_Process_Natural Gas_Gas Boiler - Stack Economizer_A_Achievable Technical Potential | F6 | Industrial | Wood and Lumber Products | New | Process | Natural Gas | Gas Boiler - Stack Economizer | A | Standalone Impact on Baseline Winter Peak (%) | Achievable Technical Potential | bar: 2019 to 2040
F7_Industrial_Wood and Lumber Products_New_Process_Natural Gas_Gas Boiler - Stack Economizer_A_Achievable Technical Potential | F7 | Industrial | Wood and Lumber Products | New | Process | Natural Gas | Gas Boiler - Stack Economizer | A | Incremental Energy Savings (MWh or mTherms) | Achievable Technical Potential | 0 | 0 | 0.013657 | 0.023835 | 0.033987 | 0.045366 | 0.052219 | 0.054157 | 0.048981 | 0.044275 | 0.038452 | 0.033552 | 0.029044 | 0.025279 | 0.021333 | 0.018146 | 0.015379 | 0.013657 | 0.023835 | 0.033987 | 0.045366 | 0.052219
F8_Industrial_Wood and Lumber Products_New_Process_Natural Gas_Gas Boiler - Stack Economizer_A_Achievable Technical Potential | F8 | Industrial | Wood and Lumber Products | New | Process | Natural Gas | Gas Boiler - Stack Economizer | A | Incremental Summer Peak Savings (MW) | Achievable Technical Potential | 0 | 0 | 0 | 0 | 0 | 0 | 0 | 0 | 0 | 0 | 0 | 0 | 0 | 0 | 0 | 0 | 0 | 0 | 0 | 0 | 0 | 0
F9_Industrial_Wood and Lumber Products_New_Process_Natural Gas_Gas Boiler - Stack Economizer_A_Achievable Technical Potential | F9 | Industrial | Wood and Lumber Products | New | Process | Natural Gas | Gas Boiler - Stack Economizer | A | Incremental Winter Peak Savings (MW) | Achievable Technical Potential | 0 | 0 | 0 | 0 | 0 | 0 | 0 | 0 | 0 | 0 | 0 | 0 | 0 | 0 | 0 | 0 | 0 | 0 | 0 | 0 | 0 | 0
F10_Industrial_Wood and Lumber Products_New_Process_Natural Gas_Gas Boiler - Stack Economizer_A_Achievable Technical Potential | F10 | Industrial | Wood and Lumber Products | New | Process | Natural Gas | Gas Boiler - Stack Economizer | A | Cumulative Energy Savings (MWh or mTherms) | Achievable Technical Potential | 0 | 0 | 0.013657 | 0.037492 | 0.071479 | 0.11685 | 0.16906 | 0.22322 | 0.2722 | 0.31648 | 0.35493 | 0.38848 | 0.41753 | 0.44281 | 0.46414 | 0.48228 | 0.49766 | 0.49766 | 0.49766 | 0.49766 | 0.49766 | 0.49766
F11_Industrial_Wood and Lumber Products_New_Process_Natural Gas_Gas Boiler - Stack Economizer_A_Achievable Technical Potential | F11 | Industrial | Wood and Lumber Products | New | Process | Natural Gas | Gas Boiler - Stack Economizer | A | Cumulative Summer Peak Savings (MW) | Achievable Technical Potential | 0 | 0 | 0 | 0 | 0 | 0 | 0 | 0 | 0 | 0 | 0 | 0 | 0 | 0 | 0 | 0 | 0 | 0 | 0 | 0 | 0 | 0
F12_Industrial_Wood and Lumber Products_New_Process_Natural Gas_Gas Boiler - Stack Economizer_A_Achievable Technical Potential | F12 | Industrial | Wood and Lumber Products | New | Process | Natural Gas | Gas Boiler - Stack Economizer | A | Cumulative Winter Peak Savings (MW) | Achievable Technical Potential | 0 | 0 | 0 | 0 | 0 | 0 | 0 | 0 | 0 | 0 | 0 | 0 | 0 | 0 | 0 | 0 | 0 | 0 | 0 | 0 | 0 | 0
F13_Industrial_Wood and Lumber Products_New_Process_Natural Gas_Gas Boiler - Stack Economizer_A_Achievable Technical Potential | F13 | Industrial | Wood and Lumber Products | New | Process | Natural Gas | Gas Boiler - Stack Economizer | A | Purchases (Incremental) | Achievable Technical Potential | 0 | 0 | 1.6491 | 2.878 | 4.1038 | 5.4778 | 6.3053 | 6.5393 | 5.9143 | 5.346 | 4.643 | 4.0513 | 3.507 | 3.0524 | 2.5759 | 2.191 | 1.857 | 1.6491 | 2.878 | 4.1038 | 5.4778 | 6.3053
F14_Industrial_Wood and Lumber Products_New_Process_Natural Gas_Gas Boiler - Stack Economizer_A_Achievable Technical Potential | F14 | Industrial | Wood and Lumber Products | New | Process | Natural Gas | Gas Boiler - Stack Economizer | A | Purchases (Cumulative) | Achievable Technical Potential | 0 | 0 | 1.6491 | 4.527 | 8.6309 | 14.1087 | 20.414 | 26.9533 | 32.8676 | 38.2136 | 42.8566 | 46.9079 | 50.4149 | 53.4673 | 56.0432 | 58.2342 | 60.0912 | 60.0912 | 60.0912 | 60.0912 | 60.0912 | 60.0912
F1_Industrial_Wood and Lumber Products_New_Space Heating_Natural Gas_Gas Furnace Tube Inserts_A_Achievable Technical Potential | F1 | Industrial | Wood and Lumber Products | New | Space Heating | Natural Gas | Gas Furnace Tube Inserts | A | Original Unit Energy Savings (kWh or therms) | Achievable Technical Potential | 0 | 0 | 0.077933 | 0.077933 | 0.077933 | 0.077933 | 0.077933 | 0.077933 | 0.077933 | 0.077933 | 0.077933 | 0.077933 | 0.077933 | 0.077933 | 0.077933 | 0.077933 | 0.077933 | 0.077933 | 0.077933 | 0.077933 | 0.077933 | 0.077933
F2_Industrial_Wood and Lumber Products_New_Space Heating_Natural Gas_Gas Furnace Tube Inserts_A_Achievable Technical Potential | F2 | Industrial | Wood and Lumber Products | New | Space Heating | Natural Gas | Gas Furnace Tube Inserts | A | Original Unit Summer Peak Savings (kW) | Achievable Technical Potential | 0 | 0 | 0 | 0 | 0 | 0 | 0 | 0 | 0 | 0 | 0 | 0 | 0 | 0 | 0 | 0 | 0 | 0 | 0 | 0 | 0 | 0
F3_Industrial_Wood and Lumber Products_New_Space Heating_Natural Gas_Gas Furnace Tube Inserts_A_Achievable Technical Potential | F3 | Industrial | Wood and Lumber Products | New | Space Heating | Natural Gas | Gas Furnace Tube Inserts | A | Original Unit Winter Peak Savings (kW) | Achievable Technical Potential | 0 | 0 | 0 | 0 | 0 | 0 | 0 | 0 | 0 | 0 | 0 | 0 | 0 | 0 | 0 | 0 | 0 | 0 | 0 | 0 | 0 | 0
F4_Industrial_Wood and Lumber Products_New_Space Heating_Natural Gas_Gas Furnace Tube Inserts_A_Achievable Technical Potential | F4 | Industrial | Wood and Lumber Products | New | Space Heating | Natural Gas | Gas Furnace Tube Inserts | A | Standalone Impact on Baseline Energy (%) | Achievable Technical Potential | bar: 2019 to 2040
F5_Industrial_Wood and Lumber Products_New_Space Heating_Natural Gas_Gas Furnace Tube Inserts_A_Achievable Technical Potential | F5 | Industrial | Wood and Lumber Products | New | Space Heating | Natural Gas | Gas Furnace Tube Inserts | A | Standalone Impact on Baseline Summer Peak (%) | Achievable Technical Potential | bar: 2019 to 2040
F6_Industrial_Wood and Lumber Products_New_Space Heating_Natural Gas_Gas Furnace Tube Inserts_A_Achievable Technical Potential | F6 | Industrial | Wood and Lumber Products | New | Space Heating | Natural Gas | Gas Furnace Tube Inserts | A | Standalone Impact on Baseline Winter Peak (%) | Achievable Technical Potential | bar: 2019 to 2040
F7_Industrial_Wood and Lumber Products_New_Space Heating_Natural Gas_Gas Furnace Tube Inserts_A_Achievable Technical Potential | F7 | Industrial | Wood and Lumber Products | New | Space Heating | Natural Gas | Gas Furnace Tube Inserts | A | Incremental Energy Savings (MWh or mTherms) | Achievable Technical Potential | 0 | 0 | 0 | 0 | 0 | 0 | 0 | 0 | 0 | 0 | 0 | 0 | 0 | 0 | 0 | 0 | 0 | 0 | 0 | 0 | 0 | 0
F8_Industrial_Wood and Lumber Products_New_Space Heating_Natural Gas_Gas Furnace Tube Inserts_A_Achievable Technical Potential | F8 | Industrial | Wood and Lumber Products | New | Space Heating | Natural Gas | Gas Furnace Tube Inserts | A | Incremental Summer Peak Savings (MW) | Achievable Technical Potential | 0 | 0 | 0 | 0 | 0 | 0 | 0 | 0 | 0 | 0 | 0 | 0 | 0 | 0 | 0 | 0 | 0 | 0 | 0 | 0 | 0 | 0
F9_Industrial_Wood and Lumber Products_New_Space Heating_Natural Gas_Gas Furnace Tube Inserts_A_Achievable Technical Potential | F9 | Industrial | Wood and Lumber Products | New | Space Heating | Natural Gas | Gas Furnace Tube Inserts | A | Incremental Winter Peak Savings (MW) | Achievable Technical Potential | 0 | 0 | 0 | 0 | 0 | 0 | 0 | 0 | 0 | 0 | 0 | 0 | 0 | 0 | 0 | 0 | 0 | 0 | 0 | 0 | 0 | 0
F10_Industrial_Wood and Lumber Products_New_Space Heating_Natural Gas_Gas Furnace Tube Inserts_A_Achievable Technical Potential | F10 | Industrial | Wood and Lumber Products | New | Space Heating | Natural Gas | Gas Furnace Tube Inserts | A | Cumulative Energy Savings (MWh or mTherms) | Achievable Technical Potential | 0 | 0 | 0 | 0 | 0 | 0 | 0 | 0 | 0 | 0 | 0 | 0 | 0 | 0 | 0 | 0 | 0 | 0 | 0 | 0 | 0 | 0
F11_Industrial_Wood and Lumber Products_New_Space Heating_Natural Gas_Gas Furnace Tube Inserts_A_Achievable Technical Potential | F11 | Industrial | Wood and Lumber Products | New | Space Heating | Natural Gas | Gas Furnace Tube Inserts | A | Cumulative Summer Peak Savings (MW) | Achievable Technical Potential | 0 | 0 | 0 | 0 | 0 | 0 | 0 | 0 | 0 | 0 | 0 | 0 | 0 | 0 | 0 | 0 | 0 | 0 | 0 | 0 | 0 | 0
F12_Industrial_Wood and Lumber Products_New_Space Heating_Natural Gas_Gas Furnace Tube Inserts_A_Achievable Technical Potential | F12 | Industrial | Wood and Lumber Products | New | Space Heating | Natural Gas | Gas Furnace Tube Inserts | A | Cumulative Winter Peak Savings (MW) | Achievable Technical Potential | 0 | 0 | 0 | 0 | 0 | 0 | 0 | 0 | 0 | 0 | 0 | 0 | 0 | 0 | 0 | 0 | 0 | 0 | 0 | 0 | 0 | 0
F13_Industrial_Wood and Lumber Products_New_Space Heating_Natural Gas_Gas Furnace Tube Inserts_A_Achievable Technical Potential | F13 | Industrial | Wood and Lumber Products | New | Space Heating | Natural Gas | Gas Furnace Tube Inserts | A | Purchases (Incremental) | Achievable Technical Potential | 0 | 0 | 0 | 0 | 0 | 0 | 0 | 0 | 0 | 0 | 0 | 0 | 0 | 0 | 0 | 0 | 0 | 0 | 0 | 0 | 0 | 0
F14_Industrial_Wood and Lumber Products_New_Space Heating_Natural Gas_Gas Furnace Tube Inserts_A_Achievable Technical Potential | F14 | Industrial | Wood and Lumber Products | New | Space Heating | Natural Gas | Gas Furnace Tube Inserts | A | Purchases (Cumulative) | Achievable Technical Potential | 0 | 0 | 0 | 0 | 0 | 0 | 0 | 0 | 0 | 0 | 0 | 0 | 0 | 0 | 0 | 0 | 0 | 0 | 0 | 0 | 0 | 0
F1_Industrial_Wood and Lumber Products_New_Space Heating_Natural Gas_Space Heating - Heat Recovery Ventilator_A_Achievable Technical Potential | F1 | Industrial | Wood and Lumber Products | New | Space Heating | Natural Gas | Space Heating - Heat Recovery Ventilator | A | Original Unit Energy Savings (kWh or therms) | Achievable Technical Potential | 0 | 0 | 0.012707 | 0.012707 | 0.012707 | 0.012707 | 0.012707 | 0.012707 | 0.012707 | 0.012707 | 0.012707 | 0.012707 | 0.012707 | 0.012707 | 0.012707 | 0.012707 | 0.012707 | 0.012707 | 0.012707 | 0.012707 | 0.012707 | 0.012707
F2_Industrial_Wood and Lumber Products_New_Space Heating_Natural Gas_Space Heating - Heat Recovery Ventilator_A_Achievable Technical Potential | F2 | Industrial | Wood and Lumber Products | New | Space Heating | Natural Gas | Space Heating - Heat Recovery Ventilator | A | Original Unit Summer Peak Savings (kW) | Achievable Technical Potential | 0 | 0 | 0 | 0 | 0 | 0 | 0 | 0 | 0 | 0 | 0 | 0 | 0 | 0 | 0 | 0 | 0 | 0 | 0 | 0 | 0 | 0
F3_Industrial_Wood and Lumber Products_New_Space Heating_Natural Gas_Space Heating - Heat Recovery Ventilator_A_Achievable Technical Potential | F3 | Industrial | Wood and Lumber Products | New | Space Heating | Natural Gas | Space Heating - Heat Recovery Ventilator | A | Original Unit Winter Peak Savings (kW) | Achievable Technical Potential | 0 | 0 | 0 | 0 | 0 | 0 | 0 | 0 | 0 | 0 | 0 | 0 | 0 | 0 | 0 | 0 | 0 | 0 | 0 | 0 | 0 | 0
F4_Industrial_Wood and Lumber Products_New_Space Heating_Natural Gas_Space Heating - Heat Recovery Ventilator_A_Achievable Technical Potential | F4 | Industrial | Wood and Lumber Products | New | Space Heating | Natural Gas | Space Heating - Heat Recovery Ventilator | A | Standalone Impact on Baseline Energy (%) | Achievable Technical Potential | 0% | 0% | 0.01817% | 0.02858% | 0.03822% | 0.0468% | 0.05883% | 0.06922% | 0.0794% | 0.08845% | 0.09964% | 0.1095% | 0.1194% | 0.1279% | 0.1394% | 0.1493% | 0.1591% | 0.1657% | 0.1743% | 0.1804% | 0.1855% | 0.1902%
F5_Industrial_Wood and Lumber Products_New_Space Heating_Natural Gas_Space Heating - Heat Recovery Ventilator_A_Achievable Technical Potential | F5 | Industrial | Wood and Lumber Products | New | Space Heating | Natural Gas | Space Heating - Heat Recovery Ventilator | A | Standalone Impact on Baseline Summer Peak (%) | Achievable Technical Potential | bar: 2019 to 2040
F6_Industrial_Wood and Lumber Products_New_Space Heating_Natural Gas_Space Heating - Heat Recovery Ventilator_A_Achievable Technical Potential | F6 | Industrial | Wood and Lumber Products | New | Space Heating | Natural Gas | Space Heating - Heat Recovery Ventilator | A | Standalone Impact on Baseline Winter Peak (%) | Achievable Technical Potential | bar: 2019 to 2040
F7_Industrial_Wood and Lumber Products_New_Space Heating_Natural Gas_Space Heating - Heat Recovery Ventilator_A_Achievable Technical Potential | F7 | Industrial | Wood and Lumber Products | New | Space Heating | Natural Gas | Space Heating - Heat Recovery Ventilator | A | Incremental Energy Savings (MWh or mTherms) | Achievable Technical Potential | 0 | 0 | 0.00089562 | 0.001563 | 0.0022288 | 0.002975 | 0.0034244 | 0.0039461 | 0.0044612 | 0.0050407 | 0.0054722 | 0.0059686 | 0.0064583 | 0.0070265 | 0.0074121 | 0.0078807 | 0.008349 | 0.0088942 | 0.0092543 | 0.009698 | 0.01013 | 0.01056
F8_Industrial_Wood and Lumber Products_New_Space Heating_Natural Gas_Space Heating - Heat Recovery Ventilator_A_Achievable Technical Potential | F8 | Industrial | Wood and Lumber Products | New | Space Heating | Natural Gas | Space Heating - Heat Recovery Ventilator | A | Incremental Summer Peak Savings (MW) | Achievable Technical Potential | 0 | 0 | 0 | 0 | 0 | 0 | 0 | 0 | 0 | 0 | 0 | 0 | 0 | 0 | 0 | 0 | 0 | 0 | 0 | 0 | 0 | 0
F9_Industrial_Wood and Lumber Products_New_Space Heating_Natural Gas_Space Heating - Heat Recovery Ventilator_A_Achievable Technical Potential | F9 | Industrial | Wood and Lumber Products | New | Space Heating | Natural Gas | Space Heating - Heat Recovery Ventilator | A | Incremental Winter Peak Savings (MW) | Achievable Technical Potential | 0 | 0 | 0 | 0 | 0 | 0 | 0 | 0 | 0 | 0 | 0 | 0 | 0 | 0 | 0 | 0 | 0 | 0 | 0 | 0 | 0 | 0
F10_Industrial_Wood and Lumber Products_New_Space Heating_Natural Gas_Space Heating - Heat Recovery Ventilator_A_Achievable Technical Potential | F10 | Industrial | Wood and Lumber Products | New | Space Heating | Natural Gas | Space Heating - Heat Recovery Ventilator | A | Cumulative Energy Savings (MWh or mTherms) | Achievable Technical Potential | 0 | 0 | 0.00089562 | 0.0024586 | 0.0046874 | 0.0076624 | 0.011087 | 0.015033 | 0.019494 | 0.024535 | 0.030007 | 0.035976 | 0.042434 | 0.04946 | 0.056872 | 0.064753 | 0.073102 | 0.081101 | 0.088792 | 0.096261 | 0.10342 | 0.11055
F11_Industrial_Wood and Lumber Products_New_Space Heating_Natural Gas_Space Heating - Heat Recovery Ventilator_A_Achievable Technical Potential | F11 | Industrial | Wood and Lumber Products | New | Space Heating | Natural Gas | Space Heating - Heat Recovery Ventilator | A | Cumulative Summer Peak Savings (MW) | Achievable Technical Potential | 0 | 0 | 0 | 0 | 0 | 0 | 0 | 0 | 0 | 0 | 0 | 0 | 0 | 0 | 0 | 0 | 0 | 0 | 0 | 0 | 0 | 0
F12_Industrial_Wood and Lumber Products_New_Space Heating_Natural Gas_Space Heating - Heat Recovery Ventilator_A_Achievable Technical Potential | F12 | Industrial | Wood and Lumber Products | New | Space Heating | Natural Gas | Space Heating - Heat Recovery Ventilator | A | Cumulative Winter Peak Savings (MW) | Achievable Technical Potential | 0 | 0 | 0 | 0 | 0 | 0 | 0 | 0 | 0 | 0 | 0 | 0 | 0 | 0 | 0 | 0 | 0 | 0 | 0 | 0 | 0 | 0
F13_Industrial_Wood and Lumber Products_New_Space Heating_Natural Gas_Space Heating - Heat Recovery Ventilator_A_Achievable Technical Potential | F13 | Industrial | Wood and Lumber Products | New | Space Heating | Natural Gas | Space Heating - Heat Recovery Ventilator | A | Purchases (Incremental) | Achievable Technical Potential | 0 | 0 | 70.4805 | 123.0018 | 175.3941 | 234.1177 | 269.4835 | 310.5384 | 351.0759 | 396.6743 | 430.6358 | 469.6961 | 508.2384 | 552.9485 | 583.2935 | 620.1735 | 657.0256 | 699.9265 | 728.2637 | 763.182 | 797.1492 | 831.0161
F14_Industrial_Wood and Lumber Products_New_Space Heating_Natural Gas_Space Heating - Heat Recovery Ventilator_A_Achievable Technical Potential | F14 | Industrial | Wood and Lumber Products | New | Space Heating | Natural Gas | Space Heating - Heat Recovery Ventilator | A | Purchases (Cumulative) | Achievable Technical Potential | 0 | 0 | 70.4805 | 193.4823 | 368.8765 | 602.9942 | 872.4777 | 1183.016 | 1534.0919 | 1930.7662 | 2361.402 | 2831.0981 | 3339.3365 | 3892.2851 | 4475.5785 | 5095.752 | 5752.7776 | 6382.2236 | 6987.4855 | 7575.2733 | 8138.3048 | 8699.8374
F1_Industrial_Wood and Lumber Products_New_Space Heating_Natural Gas_Thermostat - Programmable_A_Achievable Technical Potential | F1 | Industrial | Wood and Lumber Products | New | Space Heating | Natural Gas | Thermostat - Programmable | A | Original Unit Energy Savings (kWh or therms) | Achievable Technical Potential | 0 | 0 | 0.0061474 | 0.0061474 | 0.0061474 | 0.0061474 | 0.0061474 | 0.0061474 | 0.0061474 | 0.0061474 | 0.0061474 | 0.0061474 | 0.0061474 | 0.0061474 | 0.0061474 | 0.0061474 | 0.0061474 | 0.0061474 | 0.0061474 | 0.0061474 | 0.0061474 | 0.0061474
F2_Industrial_Wood and Lumber Products_New_Space Heating_Natural Gas_Thermostat - Programmable_A_Achievable Technical Potential | F2 | Industrial | Wood and Lumber Products | New | Space Heating | Natural Gas | Thermostat - Programmable | A | Original Unit Summer Peak Savings (kW) | Achievable Technical Potential | 0 | 0 | 0 | 0 | 0 | 0 | 0 | 0 | 0 | 0 | 0 | 0 | 0 | 0 | 0 | 0 | 0 | 0 | 0 | 0 | 0 | 0
F3_Industrial_Wood and Lumber Products_New_Space Heating_Natural Gas_Thermostat - Programmable_A_Achievable Technical Potential | F3 | Industrial | Wood and Lumber Products | New | Space Heating | Natural Gas | Thermostat - Programmable | A | Original Unit Winter Peak Savings (kW) | Achievable Technical Potential | 0 | 0 | 0 | 0 | 0 | 0 | 0 | 0 | 0 | 0 | 0 | 0 | 0 | 0 | 0 | 0 | 0 | 0 | 0 | 0 | 0 | 0
F4_Industrial_Wood and Lumber Products_New_Space Heating_Natural Gas_Thermostat - Programmable_A_Achievable Technical Potential | F4 | Industrial | Wood and Lumber Products | New | Space Heating | Natural Gas | Thermostat - Programmable | A | Standalone Impact on Baseline Energy (%) | Achievable Technical Potential | 0% | 0% | 0.02637% | 0.04148% | 0.05546% | 0.06792% | 0.08538% | 0.1005% | 0.1152% | 0.1284% | 0.1446% | 0.159% | 0.1733% | 0.1823% | 0.1936% | 0.201% | 0.2067% | 0.2103% | 0.2172% | 0.2215% | 0.2253% | 0.2288%
F5_Industrial_Wood and Lumber Products_New_Space Heating_Natural Gas_Thermostat - Programmable_A_Achievable Technical Potential | F5 | Industrial | Wood and Lumber Products | New | Space Heating | Natural Gas | Thermostat - Programmable | A | Standalone Impact on Baseline Summer Peak (%) | Achievable Technical Potential | bar: 2019 to 2040
F6_Industrial_Wood and Lumber Products_New_Space Heating_Natural Gas_Thermostat - Programmable_A_Achievable Technical Potential | F6 | Industrial | Wood and Lumber Products | New | Space Heating | Natural Gas | Thermostat - Programmable | A | Standalone Impact on Baseline Winter Peak (%) | Achievable Technical Potential | bar: 2019 to 2040
F7_Industrial_Wood and Lumber Products_New_Space Heating_Natural Gas_Thermostat - Programmable_A_Achievable Technical Potential | F7 | Industrial | Wood and Lumber Products | New | Space Heating | Natural Gas | Thermostat - Programmable | A | Incremental Energy Savings (MWh or mTherms) | Achievable Technical Potential | 0 | 0 | 0.0012998 | 0.0022684 | 0.0032347 | 0.0043177 | 0.0049699 | 0.005727 | 0.0064746 | 0.0073156 | 0.0079419 | 0.0086622 | 0.0093731 | 0.010198 | 0.010757 | 0.011437 | 0.012117 | 0.012908 | 0.013431 | 0.014075 | 0.014701 | 0.015326
F8_Industrial_Wood and Lumber Products_New_Space Heating_Natural Gas_Thermostat - Programmable_A_Achievable Technical Potential | F8 | Industrial | Wood and Lumber Products | New | Space Heating | Natural Gas | Thermostat - Programmable | A | Incremental Summer Peak Savings (MW) | Achievable Technical Potential | 0 | 0 | 0 | 0 | 0 | 0 | 0 | 0 | 0 | 0 | 0 | 0 | 0 | 0 | 0 | 0 | 0 | 0 | 0 | 0 | 0 | 0
F9_Industrial_Wood and Lumber Products_New_Space Heating_Natural Gas_Thermostat - Programmable_A_Achievable Technical Potential | F9 | Industrial | Wood and Lumber Products | New | Space Heating | Natural Gas | Thermostat - Programmable | A | Incremental Winter Peak Savings (MW) | Achievable Technical Potential | 0 | 0 | 0 | 0 | 0 | 0 | 0 | 0 | 0 | 0 | 0 | 0 | 0 | 0 | 0 | 0 | 0 | 0 | 0 | 0 | 0 | 0
F10_Industrial_Wood and Lumber Products_New_Space Heating_Natural Gas_Thermostat - Programmable_A_Achievable Technical Potential | F10 | Industrial | Wood and Lumber Products | New | Space Heating | Natural Gas | Thermostat - Programmable | A | Cumulative Energy Savings (MWh or mTherms) | Achievable Technical Potential | 0 | 0 | 0.0012998 | 0.0035682 | 0.0068029 | 0.011121 | 0.01609 | 0.021817 | 0.028292 | 0.035608 | 0.04355 | 0.052212 | 0.061585 | 0.070483 | 0.078971 | 0.087174 | 0.094974 | 0.10291 | 0.11062 | 0.11822 | 0.1256 | 0.13299
F11_Industrial_Wood and Lumber Products_New_Space Heating_Natural Gas_Thermostat - Programmable_A_Achievable Technical Potential | F11 | Industrial | Wood and Lumber Products | New | Space Heating | Natural Gas | Thermostat - Programmable | A | Cumulative Summer Peak Savings (MW) | Achievable Technical Potential | 0 | 0 | 0 | 0 | 0 | 0 | 0 | 0 | 0 | 0 | 0 | 0 | 0 | 0 | 0 | 0 | 0 | 0 | 0 | 0 | 0 | 0
F12_Industrial_Wood and Lumber Products_New_Space Heating_Natural Gas_Thermostat - Programmable_A_Achievable Technical Potential | F12 | Industrial | Wood and Lumber Products | New | Space Heating | Natural Gas | Thermostat - Programmable | A | Cumulative Winter Peak Savings (MW) | Achievable Technical Potential | 0 | 0 | 0 | 0 | 0 | 0 | 0 | 0 | 0 | 0 | 0 | 0 | 0 | 0 | 0 | 0 | 0 | 0 | 0 | 0 | 0 | 0
F13_Industrial_Wood and Lumber Products_New_Space Heating_Natural Gas_Thermostat - Programmable_A_Achievable Technical Potential | F13 | Industrial | Wood and Lumber Products | New | Space Heating | Natural Gas | Thermostat - Programmable | A | Purchases (Incremental) | Achievable Technical Potential | 0 | 0 | 211.4415 | 369.0054 | 526.1824 | 702.3532 | 808.4504 | 931.6151 | 1053.2277 | 1190.023 | 1291.9073 | 1409.0883 | 1524.7152 | 1658.8456 | 1749.8804 | 1860.5205 | 1971.0768 | 2099.7794 | 2184.7912 | 2289.5459 | 2391.4475 | 2493.0482
F14_Industrial_Wood and Lumber Products_New_Space Heating_Natural Gas_Thermostat - Programmable_A_Achievable Technical Potential | F14 | Industrial | Wood and Lumber Products | New | Space Heating | Natural Gas | Thermostat - Programmable | A | Purchases (Cumulative) | Achievable Technical Potential | 0 | 0 | 211.4415 | 580.447 | 1106.6294 | 1808.9826 | 2617.433 | 3549.0481 | 4602.2758 | 5792.2987 | 7084.2061 | 8493.2944 | 10018.0096 | 11465.4136 | 12846.2886 | 14180.6266 | 15449.3503 | 16740.6792 | 17993.8553 | 19230.1736 | 20431.5982 | 21632.739
F1_Industrial_Wood and Lumber Products_New_Space Heating_Natural Gas_ENERGY STAR Connected Thermostat_A_Achievable Technical Potential | F1 | Industrial | Wood and Lumber Products | New | Space Heating | Natural Gas | ENERGY STAR Connected Thermostat | A | Original Unit Energy Savings (kWh or therms) | Achievable Technical Potential | 0 | 0 | 0.01486 | 0.01486 | 0.01486 | 0.01486 | 0.01486 | 0.01486 | 0.01486 | 0.01486 | 0.01486 | 0.01486 | 0.01486 | 0.01486 | 0.01486 | 0.01486 | 0.01486 | 0.01486 | 0.01486 | 0.01486 | 0.01486 | 0.01486
F2_Industrial_Wood and Lumber Products_New_Space Heating_Natural Gas_ENERGY STAR Connected Thermostat_A_Achievable Technical Potential | F2 | Industrial | Wood and Lumber Products | New | Space Heating | Natural Gas | ENERGY STAR Connected Thermostat | A | Original Unit Summer Peak Savings (kW) | Achievable Technical Potential | 0 | 0 | 0 | 0 | 0 | 0 | 0 | 0 | 0 | 0 | 0 | 0 | 0 | 0 | 0 | 0 | 0 | 0 | 0 | 0 | 0 | 0
F3_Industrial_Wood and Lumber Products_New_Space Heating_Natural Gas_ENERGY STAR Connected Thermostat_A_Achievable Technical Potential | F3 | Industrial | Wood and Lumber Products | New | Space Heating | Natural Gas | ENERGY STAR Connected Thermostat | A | Original Unit Winter Peak Savings (kW) | Achievable Technical Potential | 0 | 0 | 0 | 0 | 0 | 0 | 0 | 0 | 0 | 0 | 0 | 0 | 0 | 0 | 0 | 0 | 0 | 0 | 0 | 0 | 0 | 0
F4_Industrial_Wood and Lumber Products_New_Space Heating_Natural Gas_ENERGY STAR Connected Thermostat_A_Achievable Technical Potential | F4 | Industrial | Wood and Lumber Products | New | Space Heating | Natural Gas | ENERGY STAR Connected Thermostat | A | Standalone Impact on Baseline Energy (%) | Achievable Technical Potential | 0% | 0% | 0.06375% | 0.1003% | 0.1341% | 0.1642% | 0.2064% | 0.2284% | 0.2434% | 0.251% | 0.2603% | 0.2658% | 0.2705% | 0.2719% | 0.2781% | 0.2811% | 0.2835% | 0.2771% | 0.2709% | 0.2589% | 0.2479% | 0.2378%
F5_Industrial_Wood and Lumber Products_New_Space Heating_Natural Gas_ENERGY STAR Connected Thermostat_A_Achievable Technical Potential | F5 | Industrial | Wood and Lumber Products | New | Space Heating | Natural Gas | ENERGY STAR Connected Thermostat | A | Standalone Impact on Baseline Summer Peak (%) | Achievable Technical Potential | bar: 2019 to 2040
F6_Industrial_Wood and Lumber Products_New_Space Heating_Natural Gas_ENERGY STAR Connected Thermostat_A_Achievable Technical Potential | F6 | Industrial | Wood and Lumber Products | New | Space Heating | Natural Gas | ENERGY STAR Connected Thermostat | A | Standalone Impact on Baseline Winter Peak (%) | Achievable Technical Potential | bar: 2019 to 2040
F7_Industrial_Wood and Lumber Products_New_Space Heating_Natural Gas_ENERGY STAR Connected Thermostat_A_Achievable Technical Potential | F7 | Industrial | Wood and Lumber Products | New | Space Heating | Natural Gas | ENERGY STAR Connected Thermostat | A | Incremental Energy Savings (MWh or mTherms) | Achievable Technical Potential | 0 | 0 | 0.0031421 | 0.0054836 | 0.0078193 | 0.010437 | 0.012014 | 0.013844 | 0.015651 | 0.017684 | 0.019198 | 0.02094 | 0.022658 | 0.024651 | 0.026004 | 0.027648 | 0.029291 | 0.031204 | 0.032467 | 0.034024 | 0.038085 | 0.041305
F8_Industrial_Wood and Lumber Products_New_Space Heating_Natural Gas_ENERGY STAR Connected Thermostat_A_Achievable Technical Potential | F8 | Industrial | Wood and Lumber Products | New | Space Heating | Natural Gas | ENERGY STAR Connected Thermostat | A | Incremental Summer Peak Savings (MW) | Achievable Technical Potential | 0 | 0 | 0 | 0 | 0 | 0 | 0 | 0 | 0 | 0 | 0 | 0 | 0 | 0 | 0 | 0 | 0 | 0 | 0 | 0 | 0 | 0
F9_Industrial_Wood and Lumber Products_New_Space Heating_Natural Gas_ENERGY STAR Connected Thermostat_A_Achievable Technical Potential | F9 | Industrial | Wood and Lumber Products | New | Space Heating | Natural Gas | ENERGY STAR Connected Thermostat | A | Incremental Winter Peak Savings (MW) | Achievable Technical Potential | 0 | 0 | 0 | 0 | 0 | 0 | 0 | 0 | 0 | 0 | 0 | 0 | 0 | 0 | 0 | 0 | 0 | 0 | 0 | 0 | 0 | 0
F10_Industrial_Wood and Lumber Products_New_Space Heating_Natural Gas_ENERGY STAR Connected Thermostat_A_Achievable Technical Potential | F10 | Industrial | Wood and Lumber Products | New | Space Heating | Natural Gas | ENERGY STAR Connected Thermostat | A | Cumulative Energy Savings (MWh or mTherms) | Achievable Technical Potential | 0 | 0 | 0.0031421 | 0.0086257 | 0.016445 | 0.026882 | 0.038896 | 0.049598 | 0.059766 | 0.069631 | 0.078392 | 0.087318 | 0.096132 | 0.10513 | 0.11345 | 0.1219 | 0.13025 | 0.13566 | 0.13799 | 0.13819 | 0.13819 | 0.13819
F11_Industrial_Wood and Lumber Products_New_Space Heating_Natural Gas_ENERGY STAR Connected Thermostat_A_Achievable Technical Potential | F11 | Industrial | Wood and Lumber Products | New | Space Heating | Natural Gas | ENERGY STAR Connected Thermostat | A | Cumulative Summer Peak Savings (MW) | Achievable Technical Potential | 0 | 0 | 0 | 0 | 0 | 0 | 0 | 0 | 0 | 0 | 0 | 0 | 0 | 0 | 0 | 0 | 0 | 0 | 0 | 0 | 0 | 0
F12_Industrial_Wood and Lumber Products_New_Space Heating_Natural Gas_ENERGY STAR Connected Thermostat_A_Achievable Technical Potential | F12 | Industrial | Wood and Lumber Products | New | Space Heating | Natural Gas | ENERGY STAR Connected Thermostat | A | Cumulative Winter Peak Savings (MW) | Achievable Technical Potential | 0 | 0 | 0 | 0 | 0 | 0 | 0 | 0 | 0 | 0 | 0 | 0 | 0 | 0 | 0 | 0 | 0 | 0 | 0 | 0 | 0 | 0
F13_Industrial_Wood and Lumber Products_New_Space Heating_Natural Gas_ENERGY STAR Connected Thermostat_A_Achievable Technical Potential | F13 | Industrial | Wood and Lumber Products | New | Space Heating | Natural Gas | ENERGY STAR Connected Thermostat | A | Purchases (Incremental) | Achievable Technical Potential | 0 | 0 | 211.4415 | 369.0054 | 526.1824 | 702.3532 | 808.4504 | 931.6151 | 1053.2277 | 1190.023 | 1291.9073 | 1409.0883 | 1524.7152 | 1658.8456 | 1749.8804 | 1860.5205 | 1971.0768 | 2099.7794 | 2184.7912 | 2289.5459 | 2562.8737 | 2779.5273
F14_Industrial_Wood and Lumber Products_New_Space Heating_Natural Gas_ENERGY STAR Connected Thermostat_A_Achievable Technical Potential | F14 | Industrial | Wood and Lumber Products | New | Space Heating | Natural Gas | ENERGY STAR Connected Thermostat | A | Purchases (Cumulative) | Achievable Technical Potential | 0 | 0 | 211.4415 | 580.447 | 1106.6294 | 1808.9826 | 2617.433 | 3337.6066 | 4021.8288 | 4685.6694 | 5275.2235 | 5875.8614 | 6468.9615 | 7074.5794 | 7634.4368 | 8203.0499 | 8765.0384 | 9128.6611 | 9285.6014 | 9299.0845 | 9299.0845 | 9299.0845
F1_Industrial_Wood and Lumber Products_New_Space Heating_Natural Gas_Destratification Fans (HVLS)_A_Achievable Technical Potential | F1 | Industrial | Wood and Lumber Products | New | Space Heating | Natural Gas | Destratification Fans (HVLS) | A | Original Unit Energy Savings (kWh or therms) | Achievable Technical Potential | 0 | 0 | 0.01486 | 0.01486 | 0.01486 | 0.01486 | 0.01486 | 0.01486 | 0.01486 | 0.01486 | 0.01486 | 0.01486 | 0.01486 | 0.01486 | 0.01486 | 0.01486 | 0.01486 | 0.01486 | 0.01486 | 0.01486 | 0.01486 | 0.01486
F2_Industrial_Wood and Lumber Products_New_Space Heating_Natural Gas_Destratification Fans (HVLS)_A_Achievable Technical Potential | F2 | Industrial | Wood and Lumber Products | New | Space Heating | Natural Gas | Destratification Fans (HVLS) | A | Original Unit Summer Peak Savings (kW) | Achievable Technical Potential | 0 | 0 | 0 | 0 | 0 | 0 | 0 | 0 | 0 | 0 | 0 | 0 | 0 | 0 | 0 | 0 | 0 | 0 | 0 | 0 | 0 | 0
F3_Industrial_Wood and Lumber Products_New_Space Heating_Natural Gas_Destratification Fans (HVLS)_A_Achievable Technical Potential | F3 | Industrial | Wood and Lumber Products | New | Space Heating | Natural Gas | Destratification Fans (HVLS) | A | Original Unit Winter Peak Savings (kW) | Achievable Technical Potential | 0 | 0 | 0 | 0 | 0 | 0 | 0 | 0 | 0 | 0 | 0 | 0 | 0 | 0 | 0 | 0 | 0 | 0 | 0 | 0 | 0 | 0
F4_Industrial_Wood and Lumber Products_New_Space Heating_Natural Gas_Destratification Fans (HVLS)_A_Achievable Technical Potential | F4 | Industrial | Wood and Lumber Products | New | Space Heating | Natural Gas | Destratification Fans (HVLS) | A | Standalone Impact on Baseline Energy (%) | Achievable Technical Potential | 0% | 0% | 0.255% | 0.4011% | 0.5363% | 0.6568% | 0.8256% | 0.9714% | 1.114% | 1.241% | 1.398% | 1.537% | 1.64% | 1.706% | 1.795% | 1.847% | 1.894% | 1.92% | 1.977% | 2.009% | 2.041% | 2.069%
F5_Industrial_Wood and Lumber Products_New_Space Heating_Natural Gas_Destratification Fans (HVLS)_A_Achievable Technical Potential | F5 | Industrial | Wood and Lumber Products | New | Space Heating | Natural Gas | Destratification Fans (HVLS) | A | Standalone Impact on Baseline Summer Peak (%) | Achievable Technical Potential | bar: 2019 to 2040
F6_Industrial_Wood and Lumber Products_New_Space Heating_Natural Gas_Destratification Fans (HVLS)_A_Achievable Technical Potential | F6 | Industrial | Wood and Lumber Products | New | Space Heating | Natural Gas | Destratification Fans (HVLS) | A | Standalone Impact on Baseline Winter Peak (%) | Achievable Technical Potential | bar: 2019 to 2040
F7_Industrial_Wood and Lumber Products_New_Space Heating_Natural Gas_Destratification Fans (HVLS)_A_Achievable Technical Potential | F7 | Industrial | Wood and Lumber Products | New | Space Heating | Natural Gas | Destratification Fans (HVLS) | A | Incremental Energy Savings (MWh or mTherms) | Achievable Technical Potential | 0 | 0 | 0.012568 | 0.021934 | 0.031277 | 0.041749 | 0.048056 | 0.055377 | 0.062606 | 0.070737 | 0.076793 | 0.083759 | 0.090632 | 0.098605 | 0.10402 | 0.11059 | 0.11716 | 0.12481 | 0.12987 | 0.13609 | 0.14215 | 0.14819
F8_Industrial_Wood and Lumber Products_New_Space Heating_Natural Gas_Destratification Fans (HVLS)_A_Achievable Technical Potential | F8 | Industrial | Wood and Lumber Products | New | Space Heating | Natural Gas | Destratification Fans (HVLS) | A | Incremental Summer Peak Savings (MW) | Achievable Technical Potential | 0 | 0 | 0 | 0 | 0 | 0 | 0 | 0 | 0 | 0 | 0 | 0 | 0 | 0 | 0 | 0 | 0 | 0 | 0 | 0 | 0 | 0
F9_Industrial_Wood and Lumber Products_New_Space Heating_Natural Gas_Destratification Fans (HVLS)_A_Achievable Technical Potential | F9 | Industrial | Wood and Lumber Products | New | Space Heating | Natural Gas | Destratification Fans (HVLS) | A | Incremental Winter Peak Savings (MW) | Achievable Technical Potential | 0 | 0 | 0 | 0 | 0 | 0 | 0 | 0 | 0 | 0 | 0 | 0 | 0 | 0 | 0 | 0 | 0 | 0 | 0 | 0 | 0 | 0
F10_Industrial_Wood and Lumber Products_New_Space Heating_Natural Gas_Destratification Fans (HVLS)_A_Achievable Technical Potential | F10 | Industrial | Wood and Lumber Products | New | Space Heating | Natural Gas | Destratification Fans (HVLS) | A | Cumulative Energy Savings (MWh or mTherms) | Achievable Technical Potential | 0 | 0 | 0.012568 | 0.034503 | 0.06578 | 0.10753 | 0.15559 | 0.21096 | 0.27357 | 0.3443 | 0.4211 | 0.50486 | 0.58292 | 0.65959 | 0.73233 | 0.80117 | 0.87028 | 0.93972 | 1.007 | 1.0723 | 1.1377 | 1.2021
F11_Industrial_Wood and Lumber Products_New_Space Heating_Natural Gas_Destratification Fans (HVLS)_A_Achievable Technical Potential | F11 | Industrial | Wood and Lumber Products | New | Space Heating | Natural Gas | Destratification Fans (HVLS) | A | Cumulative Summer Peak Savings (MW) | Achievable Technical Potential | 0 | 0 | 0 | 0 | 0 | 0 | 0 | 0 | 0 | 0 | 0 | 0 | 0 | 0 | 0 | 0 | 0 | 0 | 0 | 0 | 0 | 0
F12_Industrial_Wood and Lumber Products_New_Space Heating_Natural Gas_Destratification Fans (HVLS)_A_Achievable Technical Potential | F12 | Industrial | Wood and Lumber Products | New | Space Heating | Natural Gas | Destratification Fans (HVLS) | A | Cumulative Winter Peak Savings (MW) | Achievable Technical Potential | 0 | 0 | 0 | 0 | 0 | 0 | 0 | 0 | 0 | 0 | 0 | 0 | 0 | 0 | 0 | 0 | 0 | 0 | 0 | 0 | 0 | 0
F13_Industrial_Wood and Lumber Products_New_Space Heating_Natural Gas_Destratification Fans (HVLS)_A_Achievable Technical Potential | F13 | Industrial | Wood and Lumber Products | New | Space Heating | Natural Gas | Destratification Fans (HVLS) | A | Purchases (Incremental) | Achievable Technical Potential | 0 | 0 | 845.7661 | 1476.0217 | 2104.7297 | 2809.4128 | 3233.8017 | 3726.4605 | 4212.9106 | 4760.0918 | 5167.6293 | 5636.3534 | 6098.8608 | 6635.3822 | 6999.5214 | 7442.082 | 7884.3073 | 8399.1176 | 8739.1649 | 9158.1836 | 9565.7902 | 9972.1927
F14_Industrial_Wood and Lumber Products_New_Space Heating_Natural Gas_Destratification Fans (HVLS)_A_Achievable Technical Potential | F14 | Industrial | Wood and Lumber Products | New | Space Heating | Natural Gas | Destratification Fans (HVLS) | A | Purchases (Cumulative) | Achievable Technical Potential | 0 | 0 | 845.7661 | 2321.7878 | 4426.5175 | 7235.9303 | 10469.732 | 14196.1925 | 18409.1031 | 23169.1949 | 28336.8242 | 33973.1776 | 39226.2723 | 44385.6328 | 49280.4246 | 53913.0937 | 58563.5994 | 63236.2565 | 67762.5107 | 72160.6025 | 76558.7634 | 80894.6028
F1_Industrial_Wood and Lumber Products_New_Space Heating_Natural Gas_Gas Boiler - Insulate Steam Lines/Condensate Tank_A_Achievable Technical Potential | F1 | Industrial | Wood and Lumber Products | New | Space Heating | Natural Gas | Gas Boiler - Insulate Steam Lines/Condensate Tank | A | Original Unit Energy Savings (kWh or therms) | Achievable Technical Potential | 0 | 0 | 9.266 | 9.266 | 9.266 | 9.266 | 9.266 | 9.266 | 9.266 | 9.266 | 9.266 | 9.266 | 9.266 | 9.266 | 9.266 | 9.266 | 9.266 | 9.266 | 9.266 | 9.266 | 9.266 | 9.266
F2_Industrial_Wood and Lumber Products_New_Space Heating_Natural Gas_Gas Boiler - Insulate Steam Lines/Condensate Tank_A_Achievable Technical Potential | F2 | Industrial | Wood and Lumber Products | New | Space Heating | Natural Gas | Gas Boiler - Insulate Steam Lines/Condensate Tank | A | Original Unit Summer Peak Savings (kW) | Achievable Technical Potential | 0 | 0 | 0 | 0 | 0 | 0 | 0 | 0 | 0 | 0 | 0 | 0 | 0 | 0 | 0 | 0 | 0 | 0 | 0 | 0 | 0 | 0
F3_Industrial_Wood and Lumber Products_New_Space Heating_Natural Gas_Gas Boiler - Insulate Steam Lines/Condensate Tank_A_Achievable Technical Potential | F3 | Industrial | Wood and Lumber Products | New | Space Heating | Natural Gas | Gas Boiler - Insulate Steam Lines/Condensate Tank | A | Original Unit Winter Peak Savings (kW) | Achievable Technical Potential | 0 | 0 | 0 | 0 | 0 | 0 | 0 | 0 | 0 | 0 | 0 | 0 | 0 | 0 | 0 | 0 | 0 | 0 | 0 | 0 | 0 | 0
F4_Industrial_Wood and Lumber Products_New_Space Heating_Natural Gas_Gas Boiler - Insulate Steam Lines/Condensate Tank_A_Achievable Technical Potential | F4 | Industrial | Wood and Lumber Products | New | Space Heating | Natural Gas | Gas Boiler - Insulate Steam Lines/Condensate Tank | A | Standalone Impact on Baseline Energy (%) | Achievable Technical Potential | 0% | 0% | 0.005147% | 0.008096% | 0.01082% | 0.01326% | 0.01666% | 0.01961% | 0.02249% | 0.02505% | 0.02822% | 0.03102% | 0.03382% | 0.03623% | 0.03949% | 0.04229% | 0.04506% | 0.04745% | 0.05075% | 0.05357% | 0.05644% | 0.05929%
F5_Industrial_Wood and Lumber Products_New_Space Heating_Natural Gas_Gas Boiler - Insulate Steam Lines/Condensate Tank_A_Achievable Technical Potential | F5 | Industrial | Wood and Lumber Products | New | Space Heating | Natural Gas | Gas Boiler - Insulate Steam Lines/Condensate Tank | A | Standalone Impact on Baseline Summer Peak (%) | Achievable Technical Potential | bar: 2019 to 2040
F6_Industrial_Wood and Lumber Products_New_Space Heating_Natural Gas_Gas Boiler - Insulate Steam Lines/Condensate Tank_A_Achievable Technical Potential | F6 | Industrial | Wood and Lumber Products | New | Space Heating | Natural Gas | Gas Boiler - Insulate Steam Lines/Condensate Tank | A | Standalone Impact on Baseline Winter Peak (%) | Achievable Technical Potential | bar: 2019 to 2040
F7_Industrial_Wood and Lumber Products_New_Space Heating_Natural Gas_Gas Boiler - Insulate Steam Lines/Condensate Tank_A_Achievable Technical Potential | F7 | Industrial | Wood and Lumber Products | New | Space Heating | Natural Gas | Gas Boiler - Insulate Steam Lines/Condensate Tank | A | Incremental Energy Savings (MWh or mTherms) | Achievable Technical Potential | 0 | 0 | 0.00025368 | 0.00044272 | 0.00063129 | 0.00084265 | 0.00096994 | 0.0011177 | 0.0012636 | 0.0014277 | 0.00155 | 0.0016906 | 0.0018293 | 0.0019902 | 0.0020994 | 0.0022322 | 0.0023648 | 0.0025192 | 0.0026212 | 0.0027469 | 0.0028691 | 0.002991
F8_Industrial_Wood and Lumber Products_New_Space Heating_Natural Gas_Gas Boiler - Insulate Steam Lines/Condensate Tank_A_Achievable Technical Potential | F8 | Industrial | Wood and Lumber Products | New | Space Heating | Natural Gas | Gas Boiler - Insulate Steam Lines/Condensate Tank | A | Incremental Summer Peak Savings (MW) | Achievable Technical Potential | 0 | 0 | 0 | 0 | 0 | 0 | 0 | 0 | 0 | 0 | 0 | 0 | 0 | 0 | 0 | 0 | 0 | 0 | 0 | 0 | 0 | 0
F9_Industrial_Wood and Lumber Products_New_Space Heating_Natural Gas_Gas Boiler - Insulate Steam Lines/Condensate Tank_A_Achievable Technical Potential | F9 | Industrial | Wood and Lumber Products | New | Space Heating | Natural Gas | Gas Boiler - Insulate Steam Lines/Condensate Tank | A | Incremental Winter Peak Savings (MW) | Achievable Technical Potential | 0 | 0 | 0 | 0 | 0 | 0 | 0 | 0 | 0 | 0 | 0 | 0 | 0 | 0 | 0 | 0 | 0 | 0 | 0 | 0 | 0 | 0
F10_Industrial_Wood and Lumber Products_New_Space Heating_Natural Gas_Gas Boiler - Insulate Steam Lines/Condensate Tank_A_Achievable Technical Potential | F10 | Industrial | Wood and Lumber Products | New | Space Heating | Natural Gas | Gas Boiler - Insulate Steam Lines/Condensate Tank | A | Cumulative Energy Savings (MWh or mTherms) | Achievable Technical Potential | 0 | 0 | 0.00025368 | 0.00069639 | 0.0013277 | 0.0021703 | 0.0031403 | 0.004258 | 0.0055216 | 0.0069493 | 0.0084993 | 0.01019 | 0.012019 | 0.014009 | 0.016109 | 0.018341 | 0.020706 | 0.023225 | 0.025846 | 0.028593 | 0.031462 | 0.034453
F11_Industrial_Wood and Lumber Products_New_Space Heating_Natural Gas_Gas Boiler - Insulate Steam Lines/Condensate Tank_A_Achievable Technical Potential | F11 | Industrial | Wood and Lumber Products | New | Space Heating | Natural Gas | Gas Boiler - Insulate Steam Lines/Condensate Tank | A | Cumulative Summer Peak Savings (MW) | Achievable Technical Potential | 0 | 0 | 0 | 0 | 0 | 0 | 0 | 0 | 0 | 0 | 0 | 0 | 0 | 0 | 0 | 0 | 0 | 0 | 0 | 0 | 0 | 0
F12_Industrial_Wood and Lumber Products_New_Space Heating_Natural Gas_Gas Boiler - Insulate Steam Lines/Condensate Tank_A_Achievable Technical Potential | F12 | Industrial | Wood and Lumber Products | New | Space Heating | Natural Gas | Gas Boiler - Insulate Steam Lines/Condensate Tank | A | Cumulative Winter Peak Savings (MW) | Achievable Technical Potential | 0 | 0 | 0 | 0 | 0 | 0 | 0 | 0 | 0 | 0 | 0 | 0 | 0 | 0 | 0 | 0 | 0 | 0 | 0 | 0 | 0 | 0
F13_Industrial_Wood and Lumber Products_New_Space Heating_Natural Gas_Gas Boiler - Insulate Steam Lines/Condensate Tank_A_Achievable Technical Potential | F13 | Industrial | Wood and Lumber Products | New | Space Heating | Natural Gas | Gas Boiler - Insulate Steam Lines/Condensate Tank | A | Purchases (Incremental) | Achievable Technical Potential | 0 | 0 | 0.027377 | 0.047778 | 0.068129 | 0.09094 | 0.10468 | 0.12062 | 0.13637 | 0.15408 | 0.16727 | 0.18245 | 0.19742 | 0.21478 | 0.22657 | 0.2409 | 0.25521 | 0.27188 | 0.28288 | 0.29645 | 0.30964 | 0.3228
F14_Industrial_Wood and Lumber Products_New_Space Heating_Natural Gas_Gas Boiler - Insulate Steam Lines/Condensate Tank_A_Achievable Technical Potential | F14 | Industrial | Wood and Lumber Products | New | Space Heating | Natural Gas | Gas Boiler - Insulate Steam Lines/Condensate Tank | A | Purchases (Cumulative) | Achievable Technical Potential | 0 | 0 | 0.027377 | 0.075155 | 0.14328 | 0.23422 | 0.3389 | 0.45953 | 0.5959 | 0.74998 | 0.91725 | 1.0997 | 1.2971 | 1.5119 | 1.7385 | 1.9794 | 2.2346 | 2.5065 | 2.7893 | 3.0858 | 3.3954 | 3.7182
F1_Industrial_Wood and Lumber Products_New_Process_Natural Gas_Gas Boiler - Insulate Steam Lines/Condensate Tank_A_Achievable Technical Potential | F1 | Industrial | Wood and Lumber Products | New | Process | Natural Gas | Gas Boiler - Insulate Steam Lines/Condensate Tank | A | Original Unit Energy Savings (kWh or therms) | Achievable Technical Potential | 0 | 0 | 68.5138 | 68.5138 | 68.5138 | 68.5138 | 68.5138 | 68.5138 | 68.5138 | 68.5138 | 68.5138 | 68.5138 | 68.5138 | 68.5138 | 68.5138 | 68.5138 | 68.5138 | 68.5138 | 68.5138 | 68.5138 | 68.5138 | 68.5138
F2_Industrial_Wood and Lumber Products_New_Process_Natural Gas_Gas Boiler - Insulate Steam Lines/Condensate Tank_A_Achievable Technical Potential | F2 | Industrial | Wood and Lumber Products | New | Process | Natural Gas | Gas Boiler - Insulate Steam Lines/Condensate Tank | A | Original Unit Summer Peak Savings (kW) | Achievable Technical Potential | 0 | 0 | 0 | 0 | 0 | 0 | 0 | 0 | 0 | 0 | 0 | 0 | 0 | 0 | 0 | 0 | 0 | 0 | 0 | 0 | 0 | 0
F3_Industrial_Wood and Lumber Products_New_Process_Natural Gas_Gas Boiler - Insulate Steam Lines/Condensate Tank_A_Achievable Technical Potential | F3 | Industrial | Wood and Lumber Products | New | Process | Natural Gas | Gas Boiler - Insulate Steam Lines/Condensate Tank | A | Original Unit Winter Peak Savings (kW) | Achievable Technical Potential | 0 | 0 | 0 | 0 | 0 | 0 | 0 | 0 | 0 | 0 | 0 | 0 | 0 | 0 | 0 | 0 | 0 | 0 | 0 | 0 | 0 | 0
F4_Industrial_Wood and Lumber Products_New_Process_Natural Gas_Gas Boiler - Insulate Steam Lines/Condensate Tank_A_Achievable Technical Potential | F4 | Industrial | Wood and Lumber Products | New | Process | Natural Gas | Gas Boiler - Insulate Steam Lines/Condensate Tank | A | Standalone Impact on Baseline Energy (%) | Achievable Technical Potential | 0% | 0% | 0.0175% | 0.02752% | 0.0368% | 0.04506% | 0.05665% | 0.06665% | 0.07645% | 0.08516% | 0.09594% | 0.1055% | 0.115% | 0.1232% | 0.1342% | 0.1438% | 0.1532% | 0.1613% | 0.1725% | 0.1821% | 0.1919% | 0.2015%
F5_Industrial_Wood and Lumber Products_New_Process_Natural Gas_Gas Boiler - Insulate Steam Lines/Condensate Tank_A_Achievable Technical Potential | F5 | Industrial | Wood and Lumber Products | New | Process | Natural Gas | Gas Boiler - Insulate Steam Lines/Condensate Tank | A | Standalone Impact on Baseline Summer Peak (%) | Achievable Technical Potential | bar: 2019 to 2040
F6_Industrial_Wood and Lumber Products_New_Process_Natural Gas_Gas Boiler - Insulate Steam Lines/Condensate Tank_A_Achievable Technical Potential | F6 | Industrial | Wood and Lumber Products | New | Process | Natural Gas | Gas Boiler - Insulate Steam Lines/Condensate Tank | A | Standalone Impact on Baseline Winter Peak (%) | Achievable Technical Potential | bar: 2019 to 2040
F7_Industrial_Wood and Lumber Products_New_Process_Natural Gas_Gas Boiler - Insulate Steam Lines/Condensate Tank_A_Achievable Technical Potential | F7 | Industrial | Wood and Lumber Products | New | Process | Natural Gas | Gas Boiler - Insulate Steam Lines/Condensate Tank | A | Incremental Energy Savings (MWh or mTherms) | Achievable Technical Potential | 0 | 0 | 0.0064563 | 0.011267 | 0.016067 | 0.021446 | 0.024686 | 0.028447 | 0.03216 | 0.036337 | 0.039448 | 0.043026 | 0.046557 | 0.050652 | 0.053432 | 0.05681 | 0.060186 | 0.064116 | 0.066712 | 0.069911 | 0.073022 | 0.076124
F8_Industrial_Wood and Lumber Products_New_Process_Natural Gas_Gas Boiler - Insulate Steam Lines/Condensate Tank_A_Achievable Technical Potential | F8 | Industrial | Wood and Lumber Products | New | Process | Natural Gas | Gas Boiler - Insulate Steam Lines/Condensate Tank | A | Incremental Summer Peak Savings (MW) | Achievable Technical Potential | 0 | 0 | 0 | 0 | 0 | 0 | 0 | 0 | 0 | 0 | 0 | 0 | 0 | 0 | 0 | 0 | 0 | 0 | 0 | 0 | 0 | 0
F9_Industrial_Wood and Lumber Products_New_Process_Natural Gas_Gas Boiler - Insulate Steam Lines/Condensate Tank_A_Achievable Technical Potential | F9 | Industrial | Wood and Lumber Products | New | Process | Natural Gas | Gas Boiler - Insulate Steam Lines/Condensate Tank | A | Incremental Winter Peak Savings (MW) | Achievable Technical Potential | 0 | 0 | 0 | 0 | 0 | 0 | 0 | 0 | 0 | 0 | 0 | 0 | 0 | 0 | 0 | 0 | 0 | 0 | 0 | 0 | 0 | 0
F10_Industrial_Wood and Lumber Products_New_Process_Natural Gas_Gas Boiler - Insulate Steam Lines/Condensate Tank_A_Achievable Technical Potential | F10 | Industrial | Wood and Lumber Products | New | Process | Natural Gas | Gas Boiler - Insulate Steam Lines/Condensate Tank | A | Cumulative Energy Savings (MWh or mTherms) | Achievable Technical Potential | 0 | 0 | 0.0064563 | 0.017724 | 0.033791 | 0.055237 | 0.079923 | 0.10837 | 0.14053 | 0.17687 | 0.21631 | 0.25934 | 0.3059 | 0.35655 | 0.40998 | 0.46679 | 0.52698 | 0.59109 | 0.65781 | 0.72772 | 0.80074 | 0.87686
F11_Industrial_Wood and Lumber Products_New_Process_Natural Gas_Gas Boiler - Insulate Steam Lines/Condensate Tank_A_Achievable Technical Potential | F11 | Industrial | Wood and Lumber Products | New | Process | Natural Gas | Gas Boiler - Insulate Steam Lines/Condensate Tank | A | Cumulative Summer Peak Savings (MW) | Achievable Technical Potential | 0 | 0 | 0 | 0 | 0 | 0 | 0 | 0 | 0 | 0 | 0 | 0 | 0 | 0 | 0 | 0 | 0 | 0 | 0 | 0 | 0 | 0
F12_Industrial_Wood and Lumber Products_New_Process_Natural Gas_Gas Boiler - Insulate Steam Lines/Condensate Tank_A_Achievable Technical Potential | F12 | Industrial | Wood and Lumber Products | New | Process | Natural Gas | Gas Boiler - Insulate Steam Lines/Condensate Tank | A | Cumulative Winter Peak Savings (MW) | Achievable Technical Potential | 0 | 0 | 0 | 0 | 0 | 0 | 0 | 0 | 0 | 0 | 0 | 0 | 0 | 0 | 0 | 0 | 0 | 0 | 0 | 0 | 0 | 0
F13_Industrial_Wood and Lumber Products_New_Process_Natural Gas_Gas Boiler - Insulate Steam Lines/Condensate Tank_A_Achievable Technical Potential | F13 | Industrial | Wood and Lumber Products | New | Process | Natural Gas | Gas Boiler - Insulate Steam Lines/Condensate Tank | A | Purchases (Incremental) | Achievable Technical Potential | 0 | 0 | 0.094234 | 0.16446 | 0.2345 | 0.31302 | 0.3603 | 0.4152 | 0.46939 | 0.53036 | 0.57577 | 0.62799 | 0.67952 | 0.7393 | 0.77987 | 0.82918 | 0.87845 | 0.93581 | 0.9737 | 1.0204 | 1.0658 | 1.1111
F14_Industrial_Wood and Lumber Products_New_Process_Natural Gas_Gas Boiler - Insulate Steam Lines/Condensate Tank_A_Achievable Technical Potential | F14 | Industrial | Wood and Lumber Products | New | Process | Natural Gas | Gas Boiler - Insulate Steam Lines/Condensate Tank | A | Purchases (Cumulative) | Achievable Technical Potential | 0 | 0 | 0.094234 | 0.25869 | 0.49319 | 0.80621 | 1.1665 | 1.5817 | 2.0511 | 2.5815 | 3.1572 | 3.7852 | 4.4647 | 5.2041 | 5.9839 | 6.8131 | 7.6916 | 8.6274 | 9.6011 | 10.6215 | 11.6873 | 12.7983
F1_Industrial_Wood and Lumber Products_New_Space Heating_Natural Gas_Gas Boiler - Insulate Hot Water Lines_A_Achievable Technical Potential | F1 | Industrial | Wood and Lumber Products | New | Space Heating | Natural Gas | Gas Boiler - Insulate Hot Water Lines | A | Original Unit Energy Savings (kWh or therms) | Achievable Technical Potential | 0 | 0 | 10.4735 | 10.4735 | 10.4735 | 10.4735 | 10.4735 | 10.4735 | 10.4735 | 10.4735 | 10.4735 | 10.4735 | 10.4735 | 10.4735 | 10.4735 | 10.4735 | 10.4735 | 10.4735 | 10.4735 | 10.4735 | 10.4735 | 10.4735
F2_Industrial_Wood and Lumber Products_New_Space Heating_Natural Gas_Gas Boiler - Insulate Hot Water Lines_A_Achievable Technical Potential | F2 | Industrial | Wood and Lumber Products | New | Space Heating | Natural Gas | Gas Boiler - Insulate Hot Water Lines | A | Original Unit Summer Peak Savings (kW) | Achievable Technical Potential | 0 | 0 | 0 | 0 | 0 | 0 | 0 | 0 | 0 | 0 | 0 | 0 | 0 | 0 | 0 | 0 | 0 | 0 | 0 | 0 | 0 | 0
F3_Industrial_Wood and Lumber Products_New_Space Heating_Natural Gas_Gas Boiler - Insulate Hot Water Lines_A_Achievable Technical Potential | F3 | Industrial | Wood and Lumber Products | New | Space Heating | Natural Gas | Gas Boiler - Insulate Hot Water Lines | A | Original Unit Winter Peak Savings (kW) | Achievable Technical Potential | 0 | 0 | 0 | 0 | 0 | 0 | 0 | 0 | 0 | 0 | 0 | 0 | 0 | 0 | 0 | 0 | 0 | 0 | 0 | 0 | 0 | 0
F4_Industrial_Wood and Lumber Products_New_Space Heating_Natural Gas_Gas Boiler - Insulate Hot Water Lines_A_Achievable Technical Potential | F4 | Industrial | Wood and Lumber Products | New | Space Heating | Natural Gas | Gas Boiler - Insulate Hot Water Lines | A | Standalone Impact on Baseline Energy (%) | Achievable Technical Potential | 0% | 0% | 0.005818% | 0.009151% | 0.01224% | 0.01498% | 0.01883% | 0.02216% | 0.02542% | 0.02832% | 0.0319% | 0.03507% | 0.03822% | 0.04095% | 0.04464% | 0.0478% | 0.05094% | 0.05363% | 0.05736% | 0.06056% | 0.06379% | 0.06701%
F5_Industrial_Wood and Lumber Products_New_Space Heating_Natural Gas_Gas Boiler - Insulate Hot Water Lines_A_Achievable Technical Potential | F5 | Industrial | Wood and Lumber Products | New | Space Heating | Natural Gas | Gas Boiler - Insulate Hot Water Lines | A | Standalone Impact on Baseline Summer Peak (%) | Achievable Technical Potential | bar: 2019 to 2040
F6_Industrial_Wood and Lumber Products_New_Space Heating_Natural Gas_Gas Boiler - Insulate Hot Water Lines_A_Achievable Technical Potential | F6 | Industrial | Wood and Lumber Products | New | Space Heating | Natural Gas | Gas Boiler - Insulate Hot Water Lines | A | Standalone Impact on Baseline Winter Peak (%) | Achievable Technical Potential | bar: 2019 to 2040
F7_Industrial_Wood and Lumber Products_New_Space Heating_Natural Gas_Gas Boiler - Insulate Hot Water Lines_A_Achievable Technical Potential | F7 | Industrial | Wood and Lumber Products | New | Space Heating | Natural Gas | Gas Boiler - Insulate Hot Water Lines | A | Incremental Energy Savings (MWh or mTherms) | Achievable Technical Potential | 0 | 0 | 0.00028674 | 0.00050041 | 0.00071355 | 0.00095246 | 0.0010963 | 0.0012634 | 0.0014283 | 0.0016138 | 0.001752 | 0.0019109 | 0.0020677 | 0.0022496 | 0.002373 | 0.002523 | 0.002673 | 0.0028475 | 0.0029628 | 0.0031048 | 0.003243 | 0.0033808
F8_Industrial_Wood and Lumber Products_New_Space Heating_Natural Gas_Gas Boiler - Insulate Hot Water Lines_A_Achievable Technical Potential | F8 | Industrial | Wood and Lumber Products | New | Space Heating | Natural Gas | Gas Boiler - Insulate Hot Water Lines | A | Incremental Summer Peak Savings (MW) | Achievable Technical Potential | 0 | 0 | 0 | 0 | 0 | 0 | 0 | 0 | 0 | 0 | 0 | 0 | 0 | 0 | 0 | 0 | 0 | 0 | 0 | 0 | 0 | 0
F9_Industrial_Wood and Lumber Products_New_Space Heating_Natural Gas_Gas Boiler - Insulate Hot Water Lines_A_Achievable Technical Potential | F9 | Industrial | Wood and Lumber Products | New | Space Heating | Natural Gas | Gas Boiler - Insulate Hot Water Lines | A | Incremental Winter Peak Savings (MW) | Achievable Technical Potential | 0 | 0 | 0 | 0 | 0 | 0 | 0 | 0 | 0 | 0 | 0 | 0 | 0 | 0 | 0 | 0 | 0 | 0 | 0 | 0 | 0 | 0
F10_Industrial_Wood and Lumber Products_New_Space Heating_Natural Gas_Gas Boiler - Insulate Hot Water Lines_A_Achievable Technical Potential | F10 | Industrial | Wood and Lumber Products | New | Space Heating | Natural Gas | Gas Boiler - Insulate Hot Water Lines | A | Cumulative Energy Savings (MWh or mTherms) | Achievable Technical Potential | 0 | 0 | 0.00028674 | 0.00078714 | 0.0015007 | 0.0024532 | 0.0035495 | 0.0048129 | 0.0062411 | 0.0078549 | 0.0096069 | 0.011518 | 0.013585 | 0.015835 | 0.018208 | 0.020731 | 0.023404 | 0.026251 | 0.029214 | 0.032319 | 0.035562 | 0.038943
F11_Industrial_Wood and Lumber Products_New_Space Heating_Natural Gas_Gas Boiler - Insulate Hot Water Lines_A_Achievable Technical Potential | F11 | Industrial | Wood and Lumber Products | New | Space Heating | Natural Gas | Gas Boiler - Insulate Hot Water Lines | A | Cumulative Summer Peak Savings (MW) | Achievable Technical Potential | 0 | 0 | 0 | 0 | 0 | 0 | 0 | 0 | 0 | 0 | 0 | 0 | 0 | 0 | 0 | 0 | 0 | 0 | 0 | 0 | 0 | 0
F12_Industrial_Wood and Lumber Products_New_Space Heating_Natural Gas_Gas Boiler - Insulate Hot Water Lines_A_Achievable Technical Potential | F12 | Industrial | Wood and Lumber Products | New | Space Heating | Natural Gas | Gas Boiler - Insulate Hot Water Lines | A | Cumulative Winter Peak Savings (MW) | Achievable Technical Potential | 0 | 0 | 0 | 0 | 0 | 0 | 0 | 0 | 0 | 0 | 0 | 0 | 0 | 0 | 0 | 0 | 0 | 0 | 0 | 0 | 0 | 0
F13_Industrial_Wood and Lumber Products_New_Space Heating_Natural Gas_Gas Boiler - Insulate Hot Water Lines_A_Achievable Technical Potential | F13 | Industrial | Wood and Lumber Products | New | Space Heating | Natural Gas | Gas Boiler - Insulate Hot Water Lines | A | Purchases (Incremental) | Achievable Technical Potential | 0 | 0 | 0.027377 | 0.047778 | 0.068129 | 0.09094 | 0.10468 | 0.12062 | 0.13637 | 0.15408 | 0.16727 | 0.18245 | 0.19742 | 0.21478 | 0.22657 | 0.2409 | 0.25521 | 0.27188 | 0.28288 | 0.29645 | 0.30964 | 0.3228
F14_Industrial_Wood and Lumber Products_New_Space Heating_Natural Gas_Gas Boiler - Insulate Hot Water Lines_A_Achievable Technical Potential | F14 | Industrial | Wood and Lumber Products | New | Space Heating | Natural Gas | Gas Boiler - Insulate Hot Water Lines | A | Purchases (Cumulative) | Achievable Technical Potential | 0 | 0 | 0.027377 | 0.075155 | 0.14328 | 0.23422 | 0.3389 | 0.45953 | 0.5959 | 0.74998 | 0.91725 | 1.0997 | 1.2971 | 1.5119 | 1.7385 | 1.9794 | 2.2346 | 2.5065 | 2.7893 | 3.0858 | 3.3954 | 3.7182
F1_Industrial_Wood and Lumber Products_New_Process_Natural Gas_Gas Boiler - Insulate Hot Water Lines_A_Achievable Technical Potential | F1 | Industrial | Wood and Lumber Products | New | Process | Natural Gas | Gas Boiler - Insulate Hot Water Lines | A | Original Unit Energy Savings (kWh or therms) | Achievable Technical Potential | 0 | 0 | 77.4421 | 77.4421 | 77.4421 | 77.4421 | 77.4421 | 77.4421 | 77.4421 | 77.4421 | 77.4421 | 77.4421 | 77.4421 | 77.4421 | 77.4421 | 77.4421 | 77.4421 | 77.4421 | 77.4421 | 77.4421 | 77.4421 | 77.4421
F2_Industrial_Wood and Lumber Products_New_Process_Natural Gas_Gas Boiler - Insulate Hot Water Lines_A_Achievable Technical Potential | F2 | Industrial | Wood and Lumber Products | New | Process | Natural Gas | Gas Boiler - Insulate Hot Water Lines | A | Original Unit Summer Peak Savings (kW) | Achievable Technical Potential | 0 | 0 | 0 | 0 | 0 | 0 | 0 | 0 | 0 | 0 | 0 | 0 | 0 | 0 | 0 | 0 | 0 | 0 | 0 | 0 | 0 | 0
F3_Industrial_Wood and Lumber Products_New_Process_Natural Gas_Gas Boiler - Insulate Hot Water Lines_A_Achievable Technical Potential | F3 | Industrial | Wood and Lumber Products | New | Process | Natural Gas | Gas Boiler - Insulate Hot Water Lines | A | Original Unit Winter Peak Savings (kW) | Achievable Technical Potential | 0 | 0 | 0 | 0 | 0 | 0 | 0 | 0 | 0 | 0 | 0 | 0 | 0 | 0 | 0 | 0 | 0 | 0 | 0 | 0 | 0 | 0
F4_Industrial_Wood and Lumber Products_New_Process_Natural Gas_Gas Boiler - Insulate Hot Water Lines_A_Achievable Technical Potential | F4 | Industrial | Wood and Lumber Products | New | Process | Natural Gas | Gas Boiler - Insulate Hot Water Lines | A | Standalone Impact on Baseline Energy (%) | Achievable Technical Potential | 0% | 0% | 0.01978% | 0.03111% | 0.04159% | 0.05094% | 0.06403% | 0.07534% | 0.08642% | 0.09626% | 0.1084% | 0.1192% | 0.1299% | 0.1392% | 0.1517% | 0.1625% | 0.1732% | 0.1823% | 0.195% | 0.2059% | 0.2169% | 0.2278%
F5_Industrial_Wood and Lumber Products_New_Process_Natural Gas_Gas Boiler - Insulate Hot Water Lines_A_Achievable Technical Potential | F5 | Industrial | Wood and Lumber Products | New | Process | Natural Gas | Gas Boiler - Insulate Hot Water Lines | A | Standalone Impact on Baseline Summer Peak (%) | Achievable Technical Potential | bar: 2019 to 2040
F6_Industrial_Wood and Lumber Products_New_Process_Natural Gas_Gas Boiler - Insulate Hot Water Lines_A_Achievable Technical Potential | F6 | Industrial | Wood and Lumber Products | New | Process | Natural Gas | Gas Boiler - Insulate Hot Water Lines | A | Standalone Impact on Baseline Winter Peak (%) | Achievable Technical Potential | bar: 2019 to 2040
F7_Industrial_Wood and Lumber Products_New_Process_Natural Gas_Gas Boiler - Insulate Hot Water Lines_A_Achievable Technical Potential | F7 | Industrial | Wood and Lumber Products | New | Process | Natural Gas | Gas Boiler - Insulate Hot Water Lines | A | Incremental Energy Savings (MWh or mTherms) | Achievable Technical Potential | 0 | 0 | 0.0072977 | 0.012736 | 0.018161 | 0.024241 | 0.027903 | 0.032154 | 0.036351 | 0.041072 | 0.044589 | 0.048633 | 0.052624 | 0.057253 | 0.060395 | 0.064214 | 0.068029 | 0.072471 | 0.075405 | 0.079021 | 0.082538 | 0.086045
F8_Industrial_Wood and Lumber Products_New_Process_Natural Gas_Gas Boiler - Insulate Hot Water Lines_A_Achievable Technical Potential | F8 | Industrial | Wood and Lumber Products | New | Process | Natural Gas | Gas Boiler - Insulate Hot Water Lines | A | Incremental Summer Peak Savings (MW) | Achievable Technical Potential | 0 | 0 | 0 | 0 | 0 | 0 | 0 | 0 | 0 | 0 | 0 | 0 | 0 | 0 | 0 | 0 | 0 | 0 | 0 | 0 | 0 | 0
F9_Industrial_Wood and Lumber Products_New_Process_Natural Gas_Gas Boiler - Insulate Hot Water Lines_A_Achievable Technical Potential | F9 | Industrial | Wood and Lumber Products | New | Process | Natural Gas | Gas Boiler - Insulate Hot Water Lines | A | Incremental Winter Peak Savings (MW) | Achievable Technical Potential | 0 | 0 | 0 | 0 | 0 | 0 | 0 | 0 | 0 | 0 | 0 | 0 | 0 | 0 | 0 | 0 | 0 | 0 | 0 | 0 | 0 | 0
F10_Industrial_Wood and Lumber Products_New_Process_Natural Gas_Gas Boiler - Insulate Hot Water Lines_A_Achievable Technical Potential | F10 | Industrial | Wood and Lumber Products | New | Process | Natural Gas | Gas Boiler - Insulate Hot Water Lines | A | Cumulative Energy Savings (MWh or mTherms) | Achievable Technical Potential | 0 | 0 | 0.0072977 | 0.020033 | 0.038194 | 0.062435 | 0.090338 | 0.12249 | 0.15884 | 0.19991 | 0.2445 | 0.29314 | 0.34576 | 0.40301 | 0.46341 | 0.52762 | 0.59565 | 0.66812 | 0.74353 | 0.82255 | 0.90509 | 0.99113
F11_Industrial_Wood and Lumber Products_New_Process_Natural Gas_Gas Boiler - Insulate Hot Water Lines_A_Achievable Technical Potential | F11 | Industrial | Wood and Lumber Products | New | Process | Natural Gas | Gas Boiler - Insulate Hot Water Lines | A | Cumulative Summer Peak Savings (MW) | Achievable Technical Potential | 0 | 0 | 0 | 0 | 0 | 0 | 0 | 0 | 0 | 0 | 0 | 0 | 0 | 0 | 0 | 0 | 0 | 0 | 0 | 0 | 0 | 0
F12_Industrial_Wood and Lumber Products_New_Process_Natural Gas_Gas Boiler - Insulate Hot Water Lines_A_Achievable Technical Potential | F12 | Industrial | Wood and Lumber Products | New | Process | Natural Gas | Gas Boiler - Insulate Hot Water Lines | A | Cumulative Winter Peak Savings (MW) | Achievable Technical Potential | 0 | 0 | 0 | 0 | 0 | 0 | 0 | 0 | 0 | 0 | 0 | 0 | 0 | 0 | 0 | 0 | 0 | 0 | 0 | 0 | 0 | 0
F13_Industrial_Wood and Lumber Products_New_Process_Natural Gas_Gas Boiler - Insulate Hot Water Lines_A_Achievable Technical Potential | F13 | Industrial | Wood and Lumber Products | New | Process | Natural Gas | Gas Boiler - Insulate Hot Water Lines | A | Purchases (Incremental) | Achievable Technical Potential | 0 | 0 | 0.094234 | 0.16446 | 0.2345 | 0.31302 | 0.3603 | 0.4152 | 0.46939 | 0.53036 | 0.57577 | 0.62799 | 0.67952 | 0.7393 | 0.77987 | 0.82918 | 0.87845 | 0.93581 | 0.9737 | 1.0204 | 1.0658 | 1.1111
F14_Industrial_Wood and Lumber Products_New_Process_Natural Gas_Gas Boiler - Insulate Hot Water Lines_A_Achievable Technical Potential | F14 | Industrial | Wood and Lumber Products | New | Process | Natural Gas | Gas Boiler - Insulate Hot Water Lines | A | Purchases (Cumulative) | Achievable Technical Potential | 0 | 0 | 0.094234 | 0.25869 | 0.49319 | 0.80621 | 1.1665 | 1.5817 | 2.0511 | 2.5815 | 3.1572 | 3.7852 | 4.4647 | 5.2041 | 5.9839 | 6.8131 | 7.6916 | 8.6274 | 9.6011 | 10.6215 | 11.6873 | 12.7983
F1_Industrial_Wood and Lumber Products_New_Process_Natural Gas_Process - Insulate Heated Process Fluids_A_Achievable Technical Potential | F1 | Industrial | Wood and Lumber Products | New | Process | Natural Gas | Process - Insulate Heated Process Fluids | A | Original Unit Energy Savings (kWh or therms) | Achievable Technical Potential | 0 | 0 | 125.8253 | 125.8253 | 125.8253 | 125.8253 | 125.8253 | 125.8253 | 125.8253 | 125.8253 | 125.8253 | 125.8253 | 125.8253 | 125.8253 | 125.8253 | 125.8253 | 125.8253 | 125.8253 | 125.8253 | 125.8253 | 125.8253 | 125.8253
F2_Industrial_Wood and Lumber Products_New_Process_Natural Gas_Process - Insulate Heated Process Fluids_A_Achievable Technical Potential | F2 | Industrial | Wood and Lumber Products | New | Process | Natural Gas | Process - Insulate Heated Process Fluids | A | Original Unit Summer Peak Savings (kW) | Achievable Technical Potential | 0 | 0 | 0 | 0 | 0 | 0 | 0 | 0 | 0 | 0 | 0 | 0 | 0 | 0 | 0 | 0 | 0 | 0 | 0 | 0 | 0 | 0
F3_Industrial_Wood and Lumber Products_New_Process_Natural Gas_Process - Insulate Heated Process Fluids_A_Achievable Technical Potential | F3 | Industrial | Wood and Lumber Products | New | Process | Natural Gas | Process - Insulate Heated Process Fluids | A | Original Unit Winter Peak Savings (kW) | Achievable Technical Potential | 0 | 0 | 0 | 0 | 0 | 0 | 0 | 0 | 0 | 0 | 0 | 0 | 0 | 0 | 0 | 0 | 0 | 0 | 0 | 0 | 0 | 0
F4_Industrial_Wood and Lumber Products_New_Process_Natural Gas_Process - Insulate Heated Process Fluids_A_Achievable Technical Potential | F4 | Industrial | Wood and Lumber Products | New | Process | Natural Gas | Process - Insulate Heated Process Fluids | A | Standalone Impact on Baseline Energy (%) | Achievable Technical Potential | 0% | 0% | 0.07029% | 0.1106% | 0.1478% | 0.181% | 0.2276% | 0.2607% | 0.2812% | 0.2894% | 0.299% | 0.3% | 0.298% | 0.2905% | 0.2886% | 0.2821% | 0.2747% | 0.2647% | 0.2544% | 0.2428% | 0.2325% | 0.223%
F5_Industrial_Wood and Lumber Products_New_Process_Natural Gas_Process - Insulate Heated Process Fluids_A_Achievable Technical Potential | F5 | Industrial | Wood and Lumber Products | New | Process | Natural Gas | Process - Insulate Heated Process Fluids | A | Standalone Impact on Baseline Summer Peak (%) | Achievable Technical Potential | bar: 2019 to 2040
F6_Industrial_Wood and Lumber Products_New_Process_Natural Gas_Process - Insulate Heated Process Fluids_A_Achievable Technical Potential | F6 | Industrial | Wood and Lumber Products | New | Process | Natural Gas | Process - Insulate Heated Process Fluids | A | Standalone Impact on Baseline Winter Peak (%) | Achievable Technical Potential | bar: 2019 to 2040
F7_Industrial_Wood and Lumber Products_New_Process_Natural Gas_Process - Insulate Heated Process Fluids_A_Achievable Technical Potential | F7 | Industrial | Wood and Lumber Products | New | Process | Natural Gas | Process - Insulate Heated Process Fluids | A | Incremental Energy Savings (MWh or mTherms) | Achievable Technical Potential | 0 | 0 | 0.025937 | 0.045265 | 0.064546 | 0.086156 | 0.099171 | 0.10285 | 0.093022 | 0.084083 | 0.073025 | 0.063719 | 0.055158 | 0.048009 | 0.040515 | 0.034461 | 0.029207 | 0.024891 | 0.00017665 | 6.6115e-05 | 2.3542e-05 | 8.003e-06
F8_Industrial_Wood and Lumber Products_New_Process_Natural Gas_Process - Insulate Heated Process Fluids_A_Achievable Technical Potential | F8 | Industrial | Wood and Lumber Products | New | Process | Natural Gas | Process - Insulate Heated Process Fluids | A | Incremental Summer Peak Savings (MW) | Achievable Technical Potential | 0 | 0 | 0 | 0 | 0 | 0 | 0 | 0 | 0 | 0 | 0 | 0 | 0 | 0 | 0 | 0 | 0 | 0 | 0 | 0 | 0 | 0
F9_Industrial_Wood and Lumber Products_New_Process_Natural Gas_Process - Insulate Heated Process Fluids_A_Achievable Technical Potential | F9 | Industrial | Wood and Lumber Products | New | Process | Natural Gas | Process - Insulate Heated Process Fluids | A | Incremental Winter Peak Savings (MW) | Achievable Technical Potential | 0 | 0 | 0 | 0 | 0 | 0 | 0 | 0 | 0 | 0 | 0 | 0 | 0 | 0 | 0 | 0 | 0 | 0 | 0 | 0 | 0 | 0
F10_Industrial_Wood and Lumber Products_New_Process_Natural Gas_Process - Insulate Heated Process Fluids_A_Achievable Technical Potential | F10 | Industrial | Wood and Lumber Products | New | Process | Natural Gas | Process - Insulate Heated Process Fluids | A | Cumulative Energy Savings (MWh or mTherms) | Achievable Technical Potential | 0 | 0 | 0.025937 | 0.071202 | 0.13575 | 0.2219 | 0.32107 | 0.42393 | 0.51695 | 0.60103 | 0.67406 | 0.73778 | 0.79293 | 0.84094 | 0.88146 | 0.91592 | 0.94512 | 0.97002 | 0.97019 | 0.97026 | 0.97028 | 0.97029
F11_Industrial_Wood and Lumber Products_New_Process_Natural Gas_Process - Insulate Heated Process Fluids_A_Achievable Technical Potential | F11 | Industrial | Wood and Lumber Products | New | Process | Natural Gas | Process - Insulate Heated Process Fluids | A | Cumulative Summer Peak Savings (MW) | Achievable Technical Potential | 0 | 0 | 0 | 0 | 0 | 0 | 0 | 0 | 0 | 0 | 0 | 0 | 0 | 0 | 0 | 0 | 0 | 0 | 0 | 0 | 0 | 0
F12_Industrial_Wood and Lumber Products_New_Process_Natural Gas_Process - Insulate Heated Process Fluids_A_Achievable Technical Potential | F12 | Industrial | Wood and Lumber Products | New | Process | Natural Gas | Process - Insulate Heated Process Fluids | A | Cumulative Winter Peak Savings (MW) | Achievable Technical Potential | 0 | 0 | 0 | 0 | 0 | 0 | 0 | 0 | 0 | 0 | 0 | 0 | 0 | 0 | 0 | 0 | 0 | 0 | 0 | 0 | 0 | 0
F13_Industrial_Wood and Lumber Products_New_Process_Natural Gas_Process - Insulate Heated Process Fluids_A_Achievable Technical Potential | F13 | Industrial | Wood and Lumber Products | New | Process | Natural Gas | Process - Insulate Heated Process Fluids | A | Purchases (Incremental) | Achievable Technical Potential | 0 | 0 | 0.20614 | 0.35975 | 0.51298 | 0.68473 | 0.78816 | 0.81741 | 0.73929 | 0.66825 | 0.58037 | 0.50641 | 0.43837 | 0.38155 | 0.32199 | 0.27388 | 0.23212 | 0.19782 | 0.0014039 | 0.00052545 | 0.0001871 | 6.3604e-05
F14_Industrial_Wood and Lumber Products_New_Process_Natural Gas_Process - Insulate Heated Process Fluids_A_Achievable Technical Potential | F14 | Industrial | Wood and Lumber Products | New | Process | Natural Gas | Process - Insulate Heated Process Fluids | A | Purchases (Cumulative) | Achievable Technical Potential | 0 | 0 | 0.20614 | 0.56588 | 1.0789 | 1.7636 | 2.5517 | 3.3692 | 4.1085 | 4.7767 | 5.3571 | 5.8635 | 6.3019 | 6.6834 | 7.0054 | 7.2793 | 7.5114 | 7.7092 | 7.7106 | 7.7112 | 7.7113 | 7.7114
F1_Industrial_Wood and Lumber Products_New_Process_Natural Gas_Process Heat Recovery_A_Achievable Technical Potential | F1 | Industrial | Wood and Lumber Products | New | Process | Natural Gas | Process Heat Recovery | A | Original Unit Energy Savings (kWh or therms) | Achievable Technical Potential | 0 | 0 | 0.21081 | 0.21081 | 0.21081 | 0.21081 | 0.21081 | 0.21081 | 0.21081 | 0.21081 | 0.21081 | 0.21081 | 0.21081 | 0.21081 | 0.21081 | 0.21081 | 0.21081 | 0.21081 | 0.21081 | 0.21081 | 0.21081 | 0.21081
F2_Industrial_Wood and Lumber Products_New_Process_Natural Gas_Process Heat Recovery_A_Achievable Technical Potential | F2 | Industrial | Wood and Lumber Products | New | Process | Natural Gas | Process Heat Recovery | A | Original Unit Summer Peak Savings (kW) | Achievable Technical Potential | 0 | 0 | 0 | 0 | 0 | 0 | 0 | 0 | 0 | 0 | 0 | 0 | 0 | 0 | 0 | 0 | 0 | 0 | 0 | 0 | 0 | 0
F3_Industrial_Wood and Lumber Products_New_Process_Natural Gas_Process Heat Recovery_A_Achievable Technical Potential | F3 | Industrial | Wood and Lumber Products | New | Process | Natural Gas | Process Heat Recovery | A | Original Unit Winter Peak Savings (kW) | Achievable Technical Potential | 0 | 0 | 0 | 0 | 0 | 0 | 0 | 0 | 0 | 0 | 0 | 0 | 0 | 0 | 0 | 0 | 0 | 0 | 0 | 0 | 0 | 0
F4_Industrial_Wood and Lumber Products_New_Process_Natural Gas_Process Heat Recovery_A_Achievable Technical Potential | F4 | Industrial | Wood and Lumber Products | New | Process | Natural Gas | Process Heat Recovery | A | Standalone Impact on Baseline Energy (%) | Achievable Technical Potential | 0% | 0% | 0.004239% | 0.006669% | 0.008916% | 0.01092% | 0.01373% | 0.01573% | 0.01696% | 0.01745% | 0.01803% | 0.01809% | 0.01797% | 0.01752% | 0.01741% | 0.01701% | 0.01657% | 0.01556% | 0.01495% | 0.01427% | 0.01366% | 0.0131%
F5_Industrial_Wood and Lumber Products_New_Process_Natural Gas_Process Heat Recovery_A_Achievable Technical Potential | F5 | Industrial | Wood and Lumber Products | New | Process | Natural Gas | Process Heat Recovery | A | Standalone Impact on Baseline Summer Peak (%) | Achievable Technical Potential | bar: 2019 to 2040
F6_Industrial_Wood and Lumber Products_New_Process_Natural Gas_Process Heat Recovery_A_Achievable Technical Potential | F6 | Industrial | Wood and Lumber Products | New | Process | Natural Gas | Process Heat Recovery | A | Standalone Impact on Baseline Winter Peak (%) | Achievable Technical Potential | bar: 2019 to 2040
F7_Industrial_Wood and Lumber Products_New_Process_Natural Gas_Process Heat Recovery_A_Achievable Technical Potential | F7 | Industrial | Wood and Lumber Products | New | Process | Natural Gas | Process Heat Recovery | A | Incremental Energy Savings (MWh or mTherms) | Achievable Technical Potential | 0 | 0 | 0.0015644 | 0.0027301 | 0.003893 | 0.0051964 | 0.0059814 | 0.0062034 | 0.0056105 | 0.0050714 | 0.0044045 | 0.0038432 | 0.0033268 | 0.0028956 | 0.0024436 | 0.0020785 | 0.0017616 | 0.0015644 | 0.0027301 | 0.003893 | 0.0051964 | 0.0059814
F8_Industrial_Wood and Lumber Products_New_Process_Natural Gas_Process Heat Recovery_A_Achievable Technical Potential | F8 | Industrial | Wood and Lumber Products | New | Process | Natural Gas | Process Heat Recovery | A | Incremental Summer Peak Savings (MW) | Achievable Technical Potential | 0 | 0 | 0 | 0 | 0 | 0 | 0 | 0 | 0 | 0 | 0 | 0 | 0 | 0 | 0 | 0 | 0 | 0 | 0 | 0 | 0 | 0
F9_Industrial_Wood and Lumber Products_New_Process_Natural Gas_Process Heat Recovery_A_Achievable Technical Potential | F9 | Industrial | Wood and Lumber Products | New | Process | Natural Gas | Process Heat Recovery | A | Incremental Winter Peak Savings (MW) | Achievable Technical Potential | 0 | 0 | 0 | 0 | 0 | 0 | 0 | 0 | 0 | 0 | 0 | 0 | 0 | 0 | 0 | 0 | 0 | 0 | 0 | 0 | 0 | 0
F10_Industrial_Wood and Lumber Products_New_Process_Natural Gas_Process Heat Recovery_A_Achievable Technical Potential | F10 | Industrial | Wood and Lumber Products | New | Process | Natural Gas | Process Heat Recovery | A | Cumulative Energy Savings (MWh or mTherms) | Achievable Technical Potential | 0 | 0 | 0.0015644 | 0.0042945 | 0.0081875 | 0.013384 | 0.019365 | 0.025569 | 0.031179 | 0.036251 | 0.040655 | 0.044498 | 0.047825 | 0.050721 | 0.053164 | 0.055243 | 0.057004 | 0.057004 | 0.057004 | 0.057004 | 0.057004 | 0.057004
F11_Industrial_Wood and Lumber Products_New_Process_Natural Gas_Process Heat Recovery_A_Achievable Technical Potential | F11 | Industrial | Wood and Lumber Products | New | Process | Natural Gas | Process Heat Recovery | A | Cumulative Summer Peak Savings (MW) | Achievable Technical Potential | 0 | 0 | 0 | 0 | 0 | 0 | 0 | 0 | 0 | 0 | 0 | 0 | 0 | 0 | 0 | 0 | 0 | 0 | 0 | 0 | 0 | 0
F12_Industrial_Wood and Lumber Products_New_Process_Natural Gas_Process Heat Recovery_A_Achievable Technical Potential | F12 | Industrial | Wood and Lumber Products | New | Process | Natural Gas | Process Heat Recovery | A | Cumulative Winter Peak Savings (MW) | Achievable Technical Potential | 0 | 0 | 0 | 0 | 0 | 0 | 0 | 0 | 0 | 0 | 0 | 0 | 0 | 0 | 0 | 0 | 0 | 0 | 0 | 0 | 0 | 0
F13_Industrial_Wood and Lumber Products_New_Process_Natural Gas_Process Heat Recovery_A_Achievable Technical Potential | F13 | Industrial | Wood and Lumber Products | New | Process | Natural Gas | Process Heat Recovery | A | Purchases (Incremental) | Achievable Technical Potential | 0 | 0 | 7.4209 | 12.9508 | 18.4672 | 24.6502 | 28.3738 | 29.4268 | 26.6146 | 24.0571 | 20.8934 | 18.2308 | 15.7814 | 13.7358 | 11.5917 | 9.8596 | 8.3564 | 7.4209 | 12.9508 | 18.4672 | 24.6502 | 28.3738
F14_Industrial_Wood and Lumber Products_New_Process_Natural Gas_Process Heat Recovery_A_Achievable Technical Potential | F14 | Industrial | Wood and Lumber Products | New | Process | Natural Gas | Process Heat Recovery | A | Purchases (Cumulative) | Achievable Technical Potential | 0 | 0 | 7.4209 | 20.3717 | 38.8389 | 63.4891 | 91.8629 | 121.2897 | 147.9043 | 171.9614 | 192.8547 | 211.0855 | 226.8669 | 240.6027 | 252.1943 | 262.054 | 270.4104 | 270.4104 | 270.4104 | 270.4104 | 270.4104 | 270.4104
F1_Industrial_Wood and Lumber Products_New_Space Heating_Natural Gas_Building Automation System_A_Achievable Technical Potential | F1 | Industrial | Wood and Lumber Products | New | Space Heating | Natural Gas | Building Automation System | A | Original Unit Energy Savings (kWh or therms) | Achievable Technical Potential | 0 | 0 | 0.01486 | 0.01486 | 0.01486 | 0.01486 | 0.01486 | 0.01486 | 0.01486 | 0.01486 | 0.01486 | 0.01486 | 0.01486 | 0.01486 | 0.01486 | 0.01486 | 0.01486 | 0.01486 | 0.01486 | 0.01486 | 0.01486 | 0.01486
F2_Industrial_Wood and Lumber Products_New_Space Heating_Natural Gas_Building Automation System_A_Achievable Technical Potential | F2 | Industrial | Wood and Lumber Products | New | Space Heating | Natural Gas | Building Automation System | A | Original Unit Summer Peak Savings (kW) | Achievable Technical Potential | 0 | 0 | 0 | 0 | 0 | 0 | 0 | 0 | 0 | 0 | 0 | 0 | 0 | 0 | 0 | 0 | 0 | 0 | 0 | 0 | 0 | 0
F3_Industrial_Wood and Lumber Products_New_Space Heating_Natural Gas_Building Automation System_A_Achievable Technical Potential | F3 | Industrial | Wood and Lumber Products | New | Space Heating | Natural Gas | Building Automation System | A | Original Unit Winter Peak Savings (kW) | Achievable Technical Potential | 0 | 0 | 0 | 0 | 0 | 0 | 0 | 0 | 0 | 0 | 0 | 0 | 0 | 0 | 0 | 0 | 0 | 0 | 0 | 0 | 0 | 0
F4_Industrial_Wood and Lumber Products_New_Space Heating_Natural Gas_Building Automation System_A_Achievable Technical Potential | F4 | Industrial | Wood and Lumber Products | New | Space Heating | Natural Gas | Building Automation System | A | Standalone Impact on Baseline Energy (%) | Achievable Technical Potential | 0% | 0% | 0.01308% | 0.03364% | 0.07001% | 0.128% | 0.2258% | 0.3601% | 0.5418% | 0.7689% | 1.066% | 1.4% | 1.767% | 2.128% | 2.523% | 2.85% | 3.11% | 3.265% | 3.398% | 3.416% | 3.365% | 3.268%
F5_Industrial_Wood and Lumber Products_New_Space Heating_Natural Gas_Building Automation System_A_Achievable Technical Potential | F5 | Industrial | Wood and Lumber Products | New | Space Heating | Natural Gas | Building Automation System | A | Standalone Impact on Baseline Summer Peak (%) | Achievable Technical Potential | bar: 2019 to 2040
F6_Industrial_Wood and Lumber Products_New_Space Heating_Natural Gas_Building Automation System_A_Achievable Technical Potential | F6 | Industrial | Wood and Lumber Products | New | Space Heating | Natural Gas | Building Automation System | A | Standalone Impact on Baseline Winter Peak (%) | Achievable Technical Potential | bar: 2019 to 2040
F7_Industrial_Wood and Lumber Products_New_Space Heating_Natural Gas_Building Automation System_A_Achievable Technical Potential | F7 | Industrial | Wood and Lumber Products | New | Space Heating | Natural Gas | Building Automation System | A | Incremental Energy Savings (MWh or mTherms) | Achievable Technical Potential | 0 | 0 | 0.00064461 | 0.0022487 | 0.0056934 | 0.012362 | 0.021598 | 0.035645 | 0.054817 | 0.080293 | 0.10781 | 0.13867 | 0.16834 | 0.19484 | 0.20639 | 0.20686 | 0.19268 | 0.16975 | 0.13506 | 0.097988 | 0.06539 | 0.044457
F8_Industrial_Wood and Lumber Products_New_Space Heating_Natural Gas_Building Automation System_A_Achievable Technical Potential | F8 | Industrial | Wood and Lumber Products | New | Space Heating | Natural Gas | Building Automation System | A | Incremental Summer Peak Savings (MW) | Achievable Technical Potential | 0 | 0 | 0 | 0 | 0 | 0 | 0 | 0 | 0 | 0 | 0 | 0 | 0 | 0 | 0 | 0 | 0 | 0 | 0 | 0 | 0 | 0
F9_Industrial_Wood and Lumber Products_New_Space Heating_Natural Gas_Building Automation System_A_Achievable Technical Potential | F9 | Industrial | Wood and Lumber Products | New | Space Heating | Natural Gas | Building Automation System | A | Incremental Winter Peak Savings (MW) | Achievable Technical Potential | 0 | 0 | 0 | 0 | 0 | 0 | 0 | 0 | 0 | 0 | 0 | 0 | 0 | 0 | 0 | 0 | 0 | 0 | 0 | 0 | 0 | 0
F10_Industrial_Wood and Lumber Products_New_Space Heating_Natural Gas_Building Automation System_A_Achievable Technical Potential | F10 | Industrial | Wood and Lumber Products | New | Space Heating | Natural Gas | Building Automation System | A | Cumulative Energy Savings (MWh or mTherms) | Achievable Technical Potential | 0 | 0 | 0.00064461 | 0.0028933 | 0.0085868 | 0.020949 | 0.042547 | 0.078192 | 0.13301 | 0.2133 | 0.32111 | 0.45978 | 0.62812 | 0.82295 | 1.0293 | 1.2362 | 1.4289 | 1.598 | 1.7308 | 1.8231 | 1.8761 | 1.899
F11_Industrial_Wood and Lumber Products_New_Space Heating_Natural Gas_Building Automation System_A_Achievable Technical Potential | F11 | Industrial | Wood and Lumber Products | New | Space Heating | Natural Gas | Building Automation System | A | Cumulative Summer Peak Savings (MW) | Achievable Technical Potential | 0 | 0 | 0 | 0 | 0 | 0 | 0 | 0 | 0 | 0 | 0 | 0 | 0 | 0 | 0 | 0 | 0 | 0 | 0 | 0 | 0 | 0
F12_Industrial_Wood and Lumber Products_New_Space Heating_Natural Gas_Building Automation System_A_Achievable Technical Potential | F12 | Industrial | Wood and Lumber Products | New | Space Heating | Natural Gas | Building Automation System | A | Cumulative Winter Peak Savings (MW) | Achievable Technical Potential | 0 | 0 | 0 | 0 | 0 | 0 | 0 | 0 | 0 | 0 | 0 | 0 | 0 | 0 | 0 | 0 | 0 | 0 | 0 | 0 | 0 | 0
F13_Industrial_Wood and Lumber Products_New_Space Heating_Natural Gas_Building Automation System_A_Achievable Technical Potential | F13 | Industrial | Wood and Lumber Products | New | Space Heating | Natural Gas | Building Automation System | A | Purchases (Incremental) | Achievable Technical Potential | 0 | 0 | 43.3776 | 151.3236 | 383.1262 | 831.863 | 1453.3875 | 2398.6804 | 3688.7965 | 5403.1098 | 7254.8595 | 9331.1929 | 11328.0556 | 13111.047 | 13888.301 | 13919.8414 | 12965.9023 | 11422.8 | 9088.7315 | 6593.8922 | 4400.2635 | 2991.6578
F14_Industrial_Wood and Lumber Products_New_Space Heating_Natural Gas_Building Automation System_A_Achievable Technical Potential | F14 | Industrial | Wood and Lumber Products | New | Space Heating | Natural Gas | Building Automation System | A | Purchases (Cumulative) | Achievable Technical Potential | 0 | 0 | 43.3776 | 194.7012 | 577.8274 | 1409.6904 | 2863.0779 | 5261.7582 | 8950.5547 | 14353.6646 | 21608.524 | 30939.7169 | 42267.7726 | 55378.8195 | 69267.1206 | 83186.9619 | 96152.8643 | 107532.2866 | 116469.6946 | 122680.4605 | 126248.861 | 127787.1313
F1_Industrial_Wood and Lumber Products_New_Space Heating_Natural Gas_Steam System Efficiency Improvements_A_Achievable Technical Potential | F1 | Industrial | Wood and Lumber Products | New | Space Heating | Natural Gas | Steam System Efficiency Improvements | A | Original Unit Energy Savings (kWh or therms) | Achievable Technical Potential | 0 | 0 | 0.13322 | 0.13322 | 0.13322 | 0.13322 | 0.13322 | 0.13322 | 0.13322 | 0.13322 | 0.13322 | 0.13322 | 0.13322 | 0.13322 | 0.13322 | 0.13322 | 0.13322 | 0.13322 | 0.13322 | 0.13322 | 0.13322 | 0.13322
F2_Industrial_Wood and Lumber Products_New_Space Heating_Natural Gas_Steam System Efficiency Improvements_A_Achievable Technical Potential | F2 | Industrial | Wood and Lumber Products | New | Space Heating | Natural Gas | Steam System Efficiency Improvements | A | Original Unit Summer Peak Savings (kW) | Achievable Technical Potential | 0 | 0 | 0 | 0 | 0 | 0 | 0 | 0 | 0 | 0 | 0 | 0 | 0 | 0 | 0 | 0 | 0 | 0 | 0 | 0 | 0 | 0
F3_Industrial_Wood and Lumber Products_New_Space Heating_Natural Gas_Steam System Efficiency Improvements_A_Achievable Technical Potential | F3 | Industrial | Wood and Lumber Products | New | Space Heating | Natural Gas | Steam System Efficiency Improvements | A | Original Unit Winter Peak Savings (kW) | Achievable Technical Potential | 0 | 0 | 0 | 0 | 0 | 0 | 0 | 0 | 0 | 0 | 0 | 0 | 0 | 0 | 0 | 0 | 0 | 0 | 0 | 0 | 0 | 0
F4_Industrial_Wood and Lumber Products_New_Space Heating_Natural Gas_Steam System Efficiency Improvements_A_Achievable Technical Potential | F4 | Industrial | Wood and Lumber Products | New | Space Heating | Natural Gas | Steam System Efficiency Improvements | A | Standalone Impact on Baseline Energy (%) | Achievable Technical Potential | 0% | 0% | 0.0008309% | 0.002137% | 0.004448% | 0.008129% | 0.01434% | 0.02269% | 0.03367% | 0.04689% | 0.06333% | 0.08071% | 0.09831% | 0.1134% | 0.1271% | 0.1341% | 0.134% | 0.1259% | 0.121% | 0.1155% | 0.1105% | 0.106%
F5_Industrial_Wood and Lumber Products_New_Space Heating_Natural Gas_Steam System Efficiency Improvements_A_Achievable Technical Potential | F5 | Industrial | Wood and Lumber Products | New | Space Heating | Natural Gas | Steam System Efficiency Improvements | A | Standalone Impact on Baseline Summer Peak (%) | Achievable Technical Potential | bar: 2019 to 2040
F6_Industrial_Wood and Lumber Products_New_Space Heating_Natural Gas_Steam System Efficiency Improvements_A_Achievable Technical Potential | F6 | Industrial | Wood and Lumber Products | New | Space Heating | Natural Gas | Steam System Efficiency Improvements | A | Standalone Impact on Baseline Winter Peak (%) | Achievable Technical Potential | bar: 2019 to 2040
F7_Industrial_Wood and Lumber Products_New_Space Heating_Natural Gas_Steam System Efficiency Improvements_A_Achievable Technical Potential | F7 | Industrial | Wood and Lumber Products | New | Space Heating | Natural Gas | Steam System Efficiency Improvements | A | Incremental Energy Savings (MWh or mTherms) | Achievable Technical Potential | 0 | 0 | 4.0956e-05 | 0.00014287 | 0.00036173 | 0.00078542 | 0.0013722 | 0.0022647 | 0.0034828 | 0.0051014 | 0.0068498 | 0.0088102 | 0.010696 | 0.012379 | 0.013113 | 0.013143 | 0.012242 | 0.010785 | 0.012522 | 0.013475 | 0.013928 | 0.013614
F8_Industrial_Wood and Lumber Products_New_Space Heating_Natural Gas_Steam System Efficiency Improvements_A_Achievable Technical Potential | F8 | Industrial | Wood and Lumber Products | New | Space Heating | Natural Gas | Steam System Efficiency Improvements | A | Incremental Summer Peak Savings (MW) | Achievable Technical Potential | 0 | 0 | 0 | 0 | 0 | 0 | 0 | 0 | 0 | 0 | 0 | 0 | 0 | 0 | 0 | 0 | 0 | 0 | 0 | 0 | 0 | 0
F9_Industrial_Wood and Lumber Products_New_Space Heating_Natural Gas_Steam System Efficiency Improvements_A_Achievable Technical Potential | F9 | Industrial | Wood and Lumber Products | New | Space Heating | Natural Gas | Steam System Efficiency Improvements | A | Incremental Winter Peak Savings (MW) | Achievable Technical Potential | 0 | 0 | 0 | 0 | 0 | 0 | 0 | 0 | 0 | 0 | 0 | 0 | 0 | 0 | 0 | 0 | 0 | 0 | 0 | 0 | 0 | 0
F10_Industrial_Wood and Lumber Products_New_Space Heating_Natural Gas_Steam System Efficiency Improvements_A_Achievable Technical Potential | F10 | Industrial | Wood and Lumber Products | New | Space Heating | Natural Gas | Steam System Efficiency Improvements | A | Cumulative Energy Savings (MWh or mTherms) | Achievable Technical Potential | 0 | 0 | 4.0956e-05 | 0.00018383 | 0.00054556 | 0.001331 | 0.0027032 | 0.004927 | 0.008267 | 0.013007 | 0.019071 | 0.026509 | 0.03494 | 0.043836 | 0.051847 | 0.05814 | 0.061572 | 0.06162 | 0.06162 | 0.06162 | 0.06162 | 0.06162
F11_Industrial_Wood and Lumber Products_New_Space Heating_Natural Gas_Steam System Efficiency Improvements_A_Achievable Technical Potential | F11 | Industrial | Wood and Lumber Products | New | Space Heating | Natural Gas | Steam System Efficiency Improvements | A | Cumulative Summer Peak Savings (MW) | Achievable Technical Potential | 0 | 0 | 0 | 0 | 0 | 0 | 0 | 0 | 0 | 0 | 0 | 0 | 0 | 0 | 0 | 0 | 0 | 0 | 0 | 0 | 0 | 0
F12_Industrial_Wood and Lumber Products_New_Space Heating_Natural Gas_Steam System Efficiency Improvements_A_Achievable Technical Potential | F12 | Industrial | Wood and Lumber Products | New | Space Heating | Natural Gas | Steam System Efficiency Improvements | A | Cumulative Winter Peak Savings (MW) | Achievable Technical Potential | 0 | 0 | 0 | 0 | 0 | 0 | 0 | 0 | 0 | 0 | 0 | 0 | 0 | 0 | 0 | 0 | 0 | 0 | 0 | 0 | 0 | 0
F13_Industrial_Wood and Lumber Products_New_Space Heating_Natural Gas_Steam System Efficiency Improvements_A_Achievable Technical Potential | F13 | Industrial | Wood and Lumber Products | New | Space Heating | Natural Gas | Steam System Efficiency Improvements | A | Purchases (Incremental) | Achievable Technical Potential | 0 | 0 | 0.30742 | 1.0724 | 2.7153 | 5.8955 | 10.3003 | 16.9997 | 26.143 | 38.2925 | 51.4161 | 66.1313 | 80.2833 | 92.9196 | 98.4281 | 98.6516 | 91.8909 | 80.9548 | 93.992 | 101.1434 | 104.5471 | 102.1913
F14_Industrial_Wood and Lumber Products_New_Space Heating_Natural Gas_Steam System Efficiency Improvements_A_Achievable Technical Potential | F14 | Industrial | Wood and Lumber Products | New | Space Heating | Natural Gas | Steam System Efficiency Improvements | A | Purchases (Cumulative) | Achievable Technical Potential | 0 | 0 | 0.30742 | 1.3799 | 4.0951 | 9.9906 | 20.291 | 36.9833 | 62.0538 | 97.631 | 143.1516 | 198.9826 | 262.2662 | 329.0428 | 389.1784 | 436.4139 | 462.1736 | 462.5376 | 462.5376 | 462.5376 | 462.5376 | 462.5376
F1_Industrial_Wood and Lumber Products_New_Process_Natural Gas_Steam System Efficiency Improvements_A_Achievable Technical Potential | F1 | Industrial | Wood and Lumber Products | New | Process | Natural Gas | Steam System Efficiency Improvements | A | Original Unit Energy Savings (kWh or therms) | Achievable Technical Potential | 0 | 0 | 0.98506 | 0.98506 | 0.98506 | 0.98506 | 0.98506 | 0.98506 | 0.98506 | 0.98506 | 0.98506 | 0.98506 | 0.98506 | 0.98506 | 0.98506 | 0.98506 | 0.98506 | 0.98506 | 0.98506 | 0.98506 | 0.98506 | 0.98506
F2_Industrial_Wood and Lumber Products_New_Process_Natural Gas_Steam System Efficiency Improvements_A_Achievable Technical Potential | F2 | Industrial | Wood and Lumber Products | New | Process | Natural Gas | Steam System Efficiency Improvements | A | Original Unit Summer Peak Savings (kW) | Achievable Technical Potential | 0 | 0 | 0 | 0 | 0 | 0 | 0 | 0 | 0 | 0 | 0 | 0 | 0 | 0 | 0 | 0 | 0 | 0 | 0 | 0 | 0 | 0
F3_Industrial_Wood and Lumber Products_New_Process_Natural Gas_Steam System Efficiency Improvements_A_Achievable Technical Potential | F3 | Industrial | Wood and Lumber Products | New | Process | Natural Gas | Steam System Efficiency Improvements | A | Original Unit Winter Peak Savings (kW) | Achievable Technical Potential | 0 | 0 | 0 | 0 | 0 | 0 | 0 | 0 | 0 | 0 | 0 | 0 | 0 | 0 | 0 | 0 | 0 | 0 | 0 | 0 | 0 | 0
F4_Industrial_Wood and Lumber Products_New_Process_Natural Gas_Steam System Efficiency Improvements_A_Achievable Technical Potential | F4 | Industrial | Wood and Lumber Products | New | Process | Natural Gas | Steam System Efficiency Improvements | A | Standalone Impact on Baseline Energy (%) | Achievable Technical Potential | 0% | 0% | 7.741e-05% | 0.0001991% | 0.0004144% | 0.0007573% | 0.001336% | 0.002114% | 0.003137% | 0.004368% | 0.005899% | 0.007518% | 0.009158% | 0.01056% | 0.01184% | 0.01249% | 0.01248% | 0.01173% | 0.01127% | 0.01076% | 0.0103% | 0.009878%
F5_Industrial_Wood and Lumber Products_New_Process_Natural Gas_Steam System Efficiency Improvements_A_Achievable Technical Potential | F5 | Industrial | Wood and Lumber Products | New | Process | Natural Gas | Steam System Efficiency Improvements | A | Standalone Impact on Baseline Summer Peak (%) | Achievable Technical Potential | bar: 2019 to 2040
F6_Industrial_Wood and Lumber Products_New_Process_Natural Gas_Steam System Efficiency Improvements_A_Achievable Technical Potential | F6 | Industrial | Wood and Lumber Products | New | Process | Natural Gas | Steam System Efficiency Improvements | A | Standalone Impact on Baseline Winter Peak (%) | Achievable Technical Potential | bar: 2019 to 2040
F7_Industrial_Wood and Lumber Products_New_Process_Natural Gas_Steam System Efficiency Improvements_A_Achievable Technical Potential | F7 | Industrial | Wood and Lumber Products | New | Process | Natural Gas | Steam System Efficiency Improvements | A | Incremental Energy Savings (MWh or mTherms) | Achievable Technical Potential | 0 | 0 | 2.8565e-05 | 9.965e-05 | 0.0002523 | 0.0005478 | 0.00095708 | 0.0015796 | 0.0024291 | 0.0035581 | 0.0047775 | 0.0061448 | 0.0074597 | 0.0086339 | 0.0091457 | 0.0091665 | 0.0085383 | 0.0075221 | 0.0087335 | 0.009398 | 0.0097143 | 0.0094954
F8_Industrial_Wood and Lumber Products_New_Process_Natural Gas_Steam System Efficiency Improvements_A_Achievable Technical Potential | F8 | Industrial | Wood and Lumber Products | New | Process | Natural Gas | Steam System Efficiency Improvements | A | Incremental Summer Peak Savings (MW) | Achievable Technical Potential | 0 | 0 | 0 | 0 | 0 | 0 | 0 | 0 | 0 | 0 | 0 | 0 | 0 | 0 | 0 | 0 | 0 | 0 | 0 | 0 | 0 | 0
F9_Industrial_Wood and Lumber Products_New_Process_Natural Gas_Steam System Efficiency Improvements_A_Achievable Technical Potential | F9 | Industrial | Wood and Lumber Products | New | Process | Natural Gas | Steam System Efficiency Improvements | A | Incremental Winter Peak Savings (MW) | Achievable Technical Potential | 0 | 0 | 0 | 0 | 0 | 0 | 0 | 0 | 0 | 0 | 0 | 0 | 0 | 0 | 0 | 0 | 0 | 0 | 0 | 0 | 0 | 0
F10_Industrial_Wood and Lumber Products_New_Process_Natural Gas_Steam System Efficiency Improvements_A_Achievable Technical Potential | F10 | Industrial | Wood and Lumber Products | New | Process | Natural Gas | Steam System Efficiency Improvements | A | Cumulative Energy Savings (MWh or mTherms) | Achievable Technical Potential | 0 | 0 | 2.8565e-05 | 0.00012821 | 0.00038051 | 0.00092831 | 0.0018854 | 0.0034364 | 0.0057659 | 0.0090717 | 0.013301 | 0.018489 | 0.024369 | 0.030574 | 0.036162 | 0.040551 | 0.042944 | 0.042978 | 0.042978 | 0.042978 | 0.042978 | 0.042978
F11_Industrial_Wood and Lumber Products_New_Process_Natural Gas_Steam System Efficiency Improvements_A_Achievable Technical Potential | F11 | Industrial | Wood and Lumber Products | New | Process | Natural Gas | Steam System Efficiency Improvements | A | Cumulative Summer Peak Savings (MW) | Achievable Technical Potential | 0 | 0 | 0 | 0 | 0 | 0 | 0 | 0 | 0 | 0 | 0 | 0 | 0 | 0 | 0 | 0 | 0 | 0 | 0 | 0 | 0 | 0
F12_Industrial_Wood and Lumber Products_New_Process_Natural Gas_Steam System Efficiency Improvements_A_Achievable Technical Potential | F12 | Industrial | Wood and Lumber Products | New | Process | Natural Gas | Steam System Efficiency Improvements | A | Cumulative Winter Peak Savings (MW) | Achievable Technical Potential | 0 | 0 | 0 | 0 | 0 | 0 | 0 | 0 | 0 | 0 | 0 | 0 | 0 | 0 | 0 | 0 | 0 | 0 | 0 | 0 | 0 | 0
F13_Industrial_Wood and Lumber Products_New_Process_Natural Gas_Steam System Efficiency Improvements_A_Achievable Technical Potential | F13 | Industrial | Wood and Lumber Products | New | Process | Natural Gas | Steam System Efficiency Improvements | A | Purchases (Incremental) | Achievable Technical Potential | 0 | 0 | 0.028998 | 0.10116 | 0.25612 | 0.55611 | 0.9716 | 1.6035 | 2.466 | 3.612 | 4.8499 | 6.238 | 7.5729 | 8.7648 | 9.2844 | 9.3055 | 8.6678 | 7.6362 | 8.866 | 9.5406 | 9.8616 | 9.6394
F14_Industrial_Wood and Lumber Products_New_Process_Natural Gas_Steam System Efficiency Improvements_A_Achievable Technical Potential | F14 | Industrial | Wood and Lumber Products | New | Process | Natural Gas | Steam System Efficiency Improvements | A | Purchases (Cumulative) | Achievable Technical Potential | 0 | 0 | 0.028998 | 0.13016 | 0.38628 | 0.94239 | 1.914 | 3.4885 | 5.8534 | 9.2093 | 13.5031 | 18.7695 | 24.7388 | 31.0377 | 36.7101 | 41.1657 | 43.5955 | 43.6299 | 43.6299 | 43.6299 | 43.6299 | 43.6299
F1_Industrial_Wood and Lumber Products_New_Space Heating_Natural Gas_Strategic Energy Management_A_Achievable Technical Potential | F1 | Industrial | Wood and Lumber Products | New | Space Heating | Natural Gas | Strategic Energy Management | A | Original Unit Energy Savings (kWh or therms) | Achievable Technical Potential | 0 | 0 | 5.3432 | 5.3432 | 5.3432 | 5.3432 | 5.3432 | 5.3432 | 5.3432 | 5.3432 | 5.3432 | 5.3432 | 5.3432 | 5.3432 | 5.3432 | 5.3432 | 5.3432 | 5.3432 | 5.3432 | 5.3432 | 5.3432 | 5.3432
F2_Industrial_Wood and Lumber Products_New_Space Heating_Natural Gas_Strategic Energy Management_A_Achievable Technical Potential | F2 | Industrial | Wood and Lumber Products | New | Space Heating | Natural Gas | Strategic Energy Management | A | Original Unit Summer Peak Savings (kW) | Achievable Technical Potential | 0 | 0 | 0 | 0 | 0 | 0 | 0 | 0 | 0 | 0 | 0 | 0 | 0 | 0 | 0 | 0 | 0 | 0 | 0 | 0 | 0 | 0
F3_Industrial_Wood and Lumber Products_New_Space Heating_Natural Gas_Strategic Energy Management_A_Achievable Technical Potential | F3 | Industrial | Wood and Lumber Products | New | Space Heating | Natural Gas | Strategic Energy Management | A | Original Unit Winter Peak Savings (kW) | Achievable Technical Potential | 0 | 0 | 0 | 0 | 0 | 0 | 0 | 0 | 0 | 0 | 0 | 0 | 0 | 0 | 0 | 0 | 0 | 0 | 0 | 0 | 0 | 0
F4_Industrial_Wood and Lumber Products_New_Space Heating_Natural Gas_Strategic Energy Management_A_Achievable Technical Potential | F4 | Industrial | Wood and Lumber Products | New | Space Heating | Natural Gas | Strategic Energy Management | A | Standalone Impact on Baseline Energy (%) | Achievable Technical Potential | 0% | 0% | 0.08224% | 0.1294% | 0.173% | 0.2118% | 0.2663% | 0.2946% | 0.314% | 0.3238% | 0.3358% | 0.3429% | 0.3489% | 0.3507% | 0.3588% | 0.3626% | 0.3657% | 0.3575% | 0.3495% | 0.334% | 0.3198% | 0.3067%
F5_Industrial_Wood and Lumber Products_New_Space Heating_Natural Gas_Strategic Energy Management_A_Achievable Technical Potential | F5 | Industrial | Wood and Lumber Products | New | Space Heating | Natural Gas | Strategic Energy Management | A | Standalone Impact on Baseline Summer Peak (%) | Achievable Technical Potential | bar: 2019 to 2040
F6_Industrial_Wood and Lumber Products_New_Space Heating_Natural Gas_Strategic Energy Management_A_Achievable Technical Potential | F6 | Industrial | Wood and Lumber Products | New | Space Heating | Natural Gas | Strategic Energy Management | A | Standalone Impact on Baseline Winter Peak (%) | Achievable Technical Potential | bar: 2019 to 2040
F7_Industrial_Wood and Lumber Products_New_Space Heating_Natural Gas_Strategic Energy Management_A_Achievable Technical Potential | F7 | Industrial | Wood and Lumber Products | New | Space Heating | Natural Gas | Strategic Energy Management | A | Incremental Energy Savings (MWh or mTherms) | Achievable Technical Potential | 0 | 0 | 0.0040533 | 0.0070738 | 0.010087 | 0.013464 | 0.015498 | 0.017859 | 0.02019 | 0.022813 | 0.024766 | 0.027012 | 0.029229 | 0.0318 | 0.033545 | 0.035666 | 0.037786 | 0.040253 | 0.041882 | 0.043891 | 0.04913 | 0.053284
F8_Industrial_Wood and Lumber Products_New_Space Heating_Natural Gas_Strategic Energy Management_A_Achievable Technical Potential | F8 | Industrial | Wood and Lumber Products | New | Space Heating | Natural Gas | Strategic Energy Management | A | Incremental Summer Peak Savings (MW) | Achievable Technical Potential | 0 | 0 | 0 | 0 | 0 | 0 | 0 | 0 | 0 | 0 | 0 | 0 | 0 | 0 | 0 | 0 | 0 | 0 | 0 | 0 | 0 | 0
F9_Industrial_Wood and Lumber Products_New_Space Heating_Natural Gas_Strategic Energy Management_A_Achievable Technical Potential | F9 | Industrial | Wood and Lumber Products | New | Space Heating | Natural Gas | Strategic Energy Management | A | Incremental Winter Peak Savings (MW) | Achievable Technical Potential | 0 | 0 | 0 | 0 | 0 | 0 | 0 | 0 | 0 | 0 | 0 | 0 | 0 | 0 | 0 | 0 | 0 | 0 | 0 | 0 | 0 | 0
F10_Industrial_Wood and Lumber Products_New_Space Heating_Natural Gas_Strategic Energy Management_A_Achievable Technical Potential | F10 | Industrial | Wood and Lumber Products | New | Space Heating | Natural Gas | Strategic Energy Management | A | Cumulative Energy Savings (MWh or mTherms) | Achievable Technical Potential | 0 | 0 | 0.0040533 | 0.011127 | 0.021214 | 0.034678 | 0.050176 | 0.063982 | 0.077098 | 0.089824 | 0.10113 | 0.11264 | 0.12401 | 0.13562 | 0.14635 | 0.15725 | 0.16803 | 0.175 | 0.178 | 0.17826 | 0.17826 | 0.17826
F11_Industrial_Wood and Lumber Products_New_Space Heating_Natural Gas_Strategic Energy Management_A_Achievable Technical Potential | F11 | Industrial | Wood and Lumber Products | New | Space Heating | Natural Gas | Strategic Energy Management | A | Cumulative Summer Peak Savings (MW) | Achievable Technical Potential | 0 | 0 | 0 | 0 | 0 | 0 | 0 | 0 | 0 | 0 | 0 | 0 | 0 | 0 | 0 | 0 | 0 | 0 | 0 | 0 | 0 | 0
F12_Industrial_Wood and Lumber Products_New_Space Heating_Natural Gas_Strategic Energy Management_A_Achievable Technical Potential | F12 | Industrial | Wood and Lumber Products | New | Space Heating | Natural Gas | Strategic Energy Management | A | Cumulative Winter Peak Savings (MW) | Achievable Technical Potential | 0 | 0 | 0 | 0 | 0 | 0 | 0 | 0 | 0 | 0 | 0 | 0 | 0 | 0 | 0 | 0 | 0 | 0 | 0 | 0 | 0 | 0
F13_Industrial_Wood and Lumber Products_New_Space Heating_Natural Gas_Strategic Energy Management_A_Achievable Technical Potential | F13 | Industrial | Wood and Lumber Products | New | Space Heating | Natural Gas | Strategic Energy Management | A | Purchases (Incremental) | Achievable Technical Potential | 0 | 0 | 0.75859 | 1.3239 | 1.8878 | 2.5198 | 2.9005 | 3.3424 | 3.7787 | 4.2695 | 4.635 | 5.0554 | 5.4703 | 5.9515 | 6.2781 | 6.675 | 7.0717 | 7.5334 | 7.8384 | 8.2143 | 9.1949 | 9.9722
F14_Industrial_Wood and Lumber Products_New_Space Heating_Natural Gas_Strategic Energy Management_A_Achievable Technical Potential | F14 | Industrial | Wood and Lumber Products | New | Space Heating | Natural Gas | Strategic Energy Management | A | Purchases (Cumulative) | Achievable Technical Potential | 0 | 0 | 0.75859 | 2.0825 | 3.9703 | 6.4901 | 9.3906 | 11.9744 | 14.4292 | 16.8109 | 18.926 | 21.081 | 23.2088 | 25.3816 | 27.3902 | 29.4303 | 31.4465 | 32.7511 | 33.3142 | 33.3625 | 33.3625 | 33.3625
F1_Industrial_Wood and Lumber Products_New_Process_Natural Gas_Strategic Energy Management_A_Achievable Technical Potential | F1 | Industrial | Wood and Lumber Products | New | Process | Natural Gas | Strategic Energy Management | A | Original Unit Energy Savings (kWh or therms) | Achievable Technical Potential | 0 | 0 | 8.9454 | 8.9454 | 8.9454 | 8.9454 | 8.9454 | 8.9454 | 8.9454 | 8.9454 | 8.9454 | 8.9454 | 8.9454 | 8.9454 | 8.9454 | 8.9454 | 8.9454 | 8.9454 | 8.9454 | 8.9454 | 8.9454 | 8.9454
F2_Industrial_Wood and Lumber Products_New_Process_Natural Gas_Strategic Energy Management_A_Achievable Technical Potential | F2 | Industrial | Wood and Lumber Products | New | Process | Natural Gas | Strategic Energy Management | A | Original Unit Summer Peak Savings (kW) | Achievable Technical Potential | 0 | 0 | 0 | 0 | 0 | 0 | 0 | 0 | 0 | 0 | 0 | 0 | 0 | 0 | 0 | 0 | 0 | 0 | 0 | 0 | 0 | 0
F3_Industrial_Wood and Lumber Products_New_Process_Natural Gas_Strategic Energy Management_A_Achievable Technical Potential | F3 | Industrial | Wood and Lumber Products | New | Process | Natural Gas | Strategic Energy Management | A | Original Unit Winter Peak Savings (kW) | Achievable Technical Potential | 0 | 0 | 0 | 0 | 0 | 0 | 0 | 0 | 0 | 0 | 0 | 0 | 0 | 0 | 0 | 0 | 0 | 0 | 0 | 0 | 0 | 0
F4_Industrial_Wood and Lumber Products_New_Process_Natural Gas_Strategic Energy Management_A_Achievable Technical Potential | F4 | Industrial | Wood and Lumber Products | New | Process | Natural Gas | Strategic Energy Management | A | Standalone Impact on Baseline Energy (%) | Achievable Technical Potential | 0% | 0% | 0.08224% | 0.1294% | 0.173% | 0.2118% | 0.2663% | 0.2946% | 0.314% | 0.3238% | 0.3358% | 0.3429% | 0.3489% | 0.3507% | 0.3588% | 0.3626% | 0.3657% | 0.3575% | 0.3495% | 0.334% | 0.3198% | 0.3067%
F5_Industrial_Wood and Lumber Products_New_Process_Natural Gas_Strategic Energy Management_A_Achievable Technical Potential | F5 | Industrial | Wood and Lumber Products | New | Process | Natural Gas | Strategic Energy Management | A | Standalone Impact on Baseline Summer Peak (%) | Achievable Technical Potential | bar: 2019 to 2040
F6_Industrial_Wood and Lumber Products_New_Process_Natural Gas_Strategic Energy Management_A_Achievable Technical Potential | F6 | Industrial | Wood and Lumber Products | New | Process | Natural Gas | Strategic Energy Management | A | Standalone Impact on Baseline Winter Peak (%) | Achievable Technical Potential | bar: 2019 to 2040
F7_Industrial_Wood and Lumber Products_New_Process_Natural Gas_Strategic Energy Management_A_Achievable Technical Potential | F7 | Industrial | Wood and Lumber Products | New | Process | Natural Gas | Strategic Energy Management | A | Incremental Energy Savings (MWh or mTherms) | Achievable Technical Potential | 0 | 0 | 0.030347 | 0.05296 | 0.075519 | 0.1008 | 0.11603 | 0.13371 | 0.15116 | 0.17079 | 0.18542 | 0.20224 | 0.21883 | 0.23808 | 0.25115 | 0.26703 | 0.28289 | 0.30137 | 0.31357 | 0.3286 | 0.36783 | 0.39892
F8_Industrial_Wood and Lumber Products_New_Process_Natural Gas_Strategic Energy Management_A_Achievable Technical Potential | F8 | Industrial | Wood and Lumber Products | New | Process | Natural Gas | Strategic Energy Management | A | Incremental Summer Peak Savings (MW) | Achievable Technical Potential | 0 | 0 | 0 | 0 | 0 | 0 | 0 | 0 | 0 | 0 | 0 | 0 | 0 | 0 | 0 | 0 | 0 | 0 | 0 | 0 | 0 | 0
F9_Industrial_Wood and Lumber Products_New_Process_Natural Gas_Strategic Energy Management_A_Achievable Technical Potential | F9 | Industrial | Wood and Lumber Products | New | Process | Natural Gas | Strategic Energy Management | A | Incremental Winter Peak Savings (MW) | Achievable Technical Potential | 0 | 0 | 0 | 0 | 0 | 0 | 0 | 0 | 0 | 0 | 0 | 0 | 0 | 0 | 0 | 0 | 0 | 0 | 0 | 0 | 0 | 0
F10_Industrial_Wood and Lumber Products_New_Process_Natural Gas_Strategic Energy Management_A_Achievable Technical Potential | F10 | Industrial | Wood and Lumber Products | New | Process | Natural Gas | Strategic Energy Management | A | Cumulative Energy Savings (MWh or mTherms) | Achievable Technical Potential | 0 | 0 | 0.030347 | 0.083307 | 0.15883 | 0.25963 | 0.37566 | 0.47902 | 0.57722 | 0.6725 | 0.75711 | 0.84332 | 0.92844 | 1.0154 | 1.0957 | 1.1773 | 1.258 | 1.3102 | 1.3327 | 1.3346 | 1.3346 | 1.3346
F11_Industrial_Wood and Lumber Products_New_Process_Natural Gas_Strategic Energy Management_A_Achievable Technical Potential | F11 | Industrial | Wood and Lumber Products | New | Process | Natural Gas | Strategic Energy Management | A | Cumulative Summer Peak Savings (MW) | Achievable Technical Potential | 0 | 0 | 0 | 0 | 0 | 0 | 0 | 0 | 0 | 0 | 0 | 0 | 0 | 0 | 0 | 0 | 0 | 0 | 0 | 0 | 0 | 0
F12_Industrial_Wood and Lumber Products_New_Process_Natural Gas_Strategic Energy Management_A_Achievable Technical Potential | F12 | Industrial | Wood and Lumber Products | New | Process | Natural Gas | Strategic Energy Management | A | Cumulative Winter Peak Savings (MW) | Achievable Technical Potential | 0 | 0 | 0 | 0 | 0 | 0 | 0 | 0 | 0 | 0 | 0 | 0 | 0 | 0 | 0 | 0 | 0 | 0 | 0 | 0 | 0 | 0
F13_Industrial_Wood and Lumber Products_New_Process_Natural Gas_Strategic Energy Management_A_Achievable Technical Potential | F13 | Industrial | Wood and Lumber Products | New | Process | Natural Gas | Strategic Energy Management | A | Purchases (Incremental) | Achievable Technical Potential | 0 | 0 | 3.3924 | 5.9204 | 8.4422 | 11.2687 | 12.9709 | 14.947 | 16.8982 | 19.093 | 20.7276 | 22.6077 | 24.4628 | 26.6149 | 28.0754 | 29.8506 | 31.6244 | 33.6893 | 35.0532 | 36.7339 | 41.1193 | 44.5953
F14_Industrial_Wood and Lumber Products_New_Process_Natural Gas_Strategic Energy Management_A_Achievable Technical Potential | F14 | Industrial | Wood and Lumber Products | New | Process | Natural Gas | Strategic Energy Management | A | Purchases (Cumulative) | Achievable Technical Potential | 0 | 0 | 3.3924 | 9.3128 | 17.755 | 29.0237 | 41.9946 | 53.5492 | 64.527 | 75.1778 | 84.6368 | 94.2735 | 103.7893 | 113.506 | 122.4885 | 131.6114 | 140.6281 | 146.4621 | 148.9801 | 149.1964 | 149.1964 | 149.1964
F1_Industrial_Wood and Lumber Products_New_Miscellaneous_Natural Gas_Strategic Energy Management_A_Achievable Technical Potential | F1 | Industrial | Wood and Lumber Products | New | Miscellaneous | Natural Gas | Strategic Energy Management | A | Original Unit Energy Savings (kWh or therms) | Achievable Technical Potential | 0 | 0 | 3.4004 | 3.4004 | 3.4004 | 3.4004 | 3.4004 | 3.4004 | 3.4004 | 3.4004 | 3.4004 | 3.4004 | 3.4004 | 3.4004 | 3.4004 | 3.4004 | 3.4004 | 3.4004 | 3.4004 | 3.4004 | 3.4004 | 3.4004
F2_Industrial_Wood and Lumber Products_New_Miscellaneous_Natural Gas_Strategic Energy Management_A_Achievable Technical Potential | F2 | Industrial | Wood and Lumber Products | New | Miscellaneous | Natural Gas | Strategic Energy Management | A | Original Unit Summer Peak Savings (kW) | Achievable Technical Potential | 0 | 0 | 0 | 0 | 0 | 0 | 0 | 0 | 0 | 0 | 0 | 0 | 0 | 0 | 0 | 0 | 0 | 0 | 0 | 0 | 0 | 0
F3_Industrial_Wood and Lumber Products_New_Miscellaneous_Natural Gas_Strategic Energy Management_A_Achievable Technical Potential | F3 | Industrial | Wood and Lumber Products | New | Miscellaneous | Natural Gas | Strategic Energy Management | A | Original Unit Winter Peak Savings (kW) | Achievable Technical Potential | 0 | 0 | 0 | 0 | 0 | 0 | 0 | 0 | 0 | 0 | 0 | 0 | 0 | 0 | 0 | 0 | 0 | 0 | 0 | 0 | 0 | 0
F4_Industrial_Wood and Lumber Products_New_Miscellaneous_Natural Gas_Strategic Energy Management_A_Achievable Technical Potential | F4 | Industrial | Wood and Lumber Products | New | Miscellaneous | Natural Gas | Strategic Energy Management | A | Standalone Impact on Baseline Energy (%) | Achievable Technical Potential | 0% | 0% | 0.08224% | 0.1294% | 0.173% | 0.2118% | 0.2663% | 0.2946% | 0.314% | 0.3238% | 0.3358% | 0.3429% | 0.3489% | 0.3507% | 0.3588% | 0.3626% | 0.3657% | 0.3575% | 0.3495% | 0.334% | 0.3198% | 0.3067%
F5_Industrial_Wood and Lumber Products_New_Miscellaneous_Natural Gas_Strategic Energy Management_A_Achievable Technical Potential | F5 | Industrial | Wood and Lumber Products | New | Miscellaneous | Natural Gas | Strategic Energy Management | A | Standalone Impact on Baseline Summer Peak (%) | Achievable Technical Potential | bar: 2019 to 2040
F6_Industrial_Wood and Lumber Products_New_Miscellaneous_Natural Gas_Strategic Energy Management_A_Achievable Technical Potential | F6 | Industrial | Wood and Lumber Products | New | Miscellaneous | Natural Gas | Strategic Energy Management | A | Standalone Impact on Baseline Winter Peak (%) | Achievable Technical Potential | bar: 2019 to 2040
F7_Industrial_Wood and Lumber Products_New_Miscellaneous_Natural Gas_Strategic Energy Management_A_Achievable Technical Potential | F7 | Industrial | Wood and Lumber Products | New | Miscellaneous | Natural Gas | Strategic Energy Management | A | Incremental Energy Savings (MWh or mTherms) | Achievable Technical Potential | 0 | 0 | 0.0028839 | 0.005033 | 0.0071768 | 0.0095796 | 0.011027 | 0.012707 | 0.014365 | 0.016231 | 0.017621 | 0.019219 | 0.020796 | 0.022626 | 0.023867 | 0.025376 | 0.026884 | 0.02864 | 0.029799 | 0.031228 | 0.034956 | 0.037911
F8_Industrial_Wood and Lumber Products_New_Miscellaneous_Natural Gas_Strategic Energy Management_A_Achievable Technical Potential | F8 | Industrial | Wood and Lumber Products | New | Miscellaneous | Natural Gas | Strategic Energy Management | A | Incremental Summer Peak Savings (MW) | Achievable Technical Potential | 0 | 0 | 0 | 0 | 0 | 0 | 0 | 0 | 0 | 0 | 0 | 0 | 0 | 0 | 0 | 0 | 0 | 0 | 0 | 0 | 0 | 0
F9_Industrial_Wood and Lumber Products_New_Miscellaneous_Natural Gas_Strategic Energy Management_A_Achievable Technical Potential | F9 | Industrial | Wood and Lumber Products | New | Miscellaneous | Natural Gas | Strategic Energy Management | A | Incremental Winter Peak Savings (MW) | Achievable Technical Potential | 0 | 0 | 0 | 0 | 0 | 0 | 0 | 0 | 0 | 0 | 0 | 0 | 0 | 0 | 0 | 0 | 0 | 0 | 0 | 0 | 0 | 0
F10_Industrial_Wood and Lumber Products_New_Miscellaneous_Natural Gas_Strategic Energy Management_A_Achievable Technical Potential | F10 | Industrial | Wood and Lumber Products | New | Miscellaneous | Natural Gas | Strategic Energy Management | A | Cumulative Energy Savings (MWh or mTherms) | Achievable Technical Potential | 0 | 0 | 0.0028839 | 0.0079169 | 0.015094 | 0.024673 | 0.0357 | 0.045523 | 0.054855 | 0.063909 | 0.071951 | 0.080143 | 0.088232 | 0.096493 | 0.10413 | 0.11188 | 0.11955 | 0.12451 | 0.12665 | 0.12683 | 0.12683 | 0.12683
F11_Industrial_Wood and Lumber Products_New_Miscellaneous_Natural Gas_Strategic Energy Management_A_Achievable Technical Potential | F11 | Industrial | Wood and Lumber Products | New | Miscellaneous | Natural Gas | Strategic Energy Management | A | Cumulative Summer Peak Savings (MW) | Achievable Technical Potential | 0 | 0 | 0 | 0 | 0 | 0 | 0 | 0 | 0 | 0 | 0 | 0 | 0 | 0 | 0 | 0 | 0 | 0 | 0 | 0 | 0 | 0
F12_Industrial_Wood and Lumber Products_New_Miscellaneous_Natural Gas_Strategic Energy Management_A_Achievable Technical Potential | F12 | Industrial | Wood and Lumber Products | New | Miscellaneous | Natural Gas | Strategic Energy Management | A | Cumulative Winter Peak Savings (MW) | Achievable Technical Potential | 0 | 0 | 0 | 0 | 0 | 0 | 0 | 0 | 0 | 0 | 0 | 0 | 0 | 0 | 0 | 0 | 0 | 0 | 0 | 0 | 0 | 0
F13_Industrial_Wood and Lumber Products_New_Miscellaneous_Natural Gas_Strategic Energy Management_A_Achievable Technical Potential | F13 | Industrial | Wood and Lumber Products | New | Miscellaneous | Natural Gas | Strategic Energy Management | A | Purchases (Incremental) | Achievable Technical Potential | 0 | 0 | 0.8481 | 1.4801 | 2.1105 | 2.8172 | 3.2427 | 3.7368 | 4.2245 | 4.7732 | 5.1819 | 5.6519 | 6.1157 | 6.6537 | 7.0189 | 7.4626 | 7.9061 | 8.4223 | 8.7633 | 9.1835 | 10.2798 | 11.1488
F14_Industrial_Wood and Lumber Products_New_Miscellaneous_Natural Gas_Strategic Energy Management_A_Achievable Technical Potential | F14 | Industrial | Wood and Lumber Products | New | Miscellaneous | Natural Gas | Strategic Energy Management | A | Purchases (Cumulative) | Achievable Technical Potential | 0 | 0 | 0.8481 | 2.3282 | 4.4387 | 7.2559 | 10.4987 | 13.3873 | 16.1318 | 18.7945 | 21.1592 | 23.5684 | 25.9473 | 28.3765 | 30.6221 | 32.9029 | 35.157 | 36.6155 | 37.245 | 37.2991 | 37.2991 | 37.2991
F1_Industrial_Wood and Lumber Products_New_Space Heating_Natural Gas_Commissioning_A_Achievable Technical Potential | F1 | Industrial | Wood and Lumber Products | New | Space Heating | Natural Gas | Commissioning | A | Original Unit Energy Savings (kWh or therms) | Achievable Technical Potential | 0 | 0 | 6.6688 | 6.6688 | 6.6688 | 6.6688 | 6.6688 | 6.6688 | 6.6688 | 6.6688 | 6.6688 | 6.6688 | 6.6688 | 6.6688 | 6.6688 | 6.6688 | 6.6688 | 6.6688 | 6.6688 | 6.6688 | 6.6688 | 6.6688
F2_Industrial_Wood and Lumber Products_New_Space Heating_Natural Gas_Commissioning_A_Achievable Technical Potential | F2 | Industrial | Wood and Lumber Products | New | Space Heating | Natural Gas | Commissioning | A | Original Unit Summer Peak Savings (kW) | Achievable Technical Potential | 0 | 0 | 0 | 0 | 0 | 0 | 0 | 0 | 0 | 0 | 0 | 0 | 0 | 0 | 0 | 0 | 0 | 0 | 0 | 0 | 0 | 0
F3_Industrial_Wood and Lumber Products_New_Space Heating_Natural Gas_Commissioning_A_Achievable Technical Potential | F3 | Industrial | Wood and Lumber Products | New | Space Heating | Natural Gas | Commissioning | A | Original Unit Winter Peak Savings (kW) | Achievable Technical Potential | 0 | 0 | 0 | 0 | 0 | 0 | 0 | 0 | 0 | 0 | 0 | 0 | 0 | 0 | 0 | 0 | 0 | 0 | 0 | 0 | 0 | 0
F4_Industrial_Wood and Lumber Products_New_Space Heating_Natural Gas_Commissioning_A_Achievable Technical Potential | F4 | Industrial | Wood and Lumber Products | New | Space Heating | Natural Gas | Commissioning | A | Standalone Impact on Baseline Energy (%) | Achievable Technical Potential | bar: 2019 to 2040
F5_Industrial_Wood and Lumber Products_New_Space Heating_Natural Gas_Commissioning_A_Achievable Technical Potential | F5 | Industrial | Wood and Lumber Products | New | Space Heating | Natural Gas | Commissioning | A | Standalone Impact on Baseline Summer Peak (%) | Achievable Technical Potential | bar: 2019 to 2040
F6_Industrial_Wood and Lumber Products_New_Space Heating_Natural Gas_Commissioning_A_Achievable Technical Potential | F6 | Industrial | Wood and Lumber Products | New | Space Heating | Natural Gas | Commissioning | A | Standalone Impact on Baseline Winter Peak (%) | Achievable Technical Potential | bar: 2019 to 2040
F7_Industrial_Wood and Lumber Products_New_Space Heating_Natural Gas_Commissioning_A_Achievable Technical Potential | F7 | Industrial | Wood and Lumber Products | New | Space Heating | Natural Gas | Commissioning | A | Incremental Energy Savings (MWh or mTherms) | Achievable Technical Potential | 0 | 0 | 0 | 0 | 0 | 0 | 0 | 0 | 0 | 0 | 0 | 0 | 0 | 0 | 0 | 0 | 0 | 0 | 0 | 0 | 0 | 0
F8_Industrial_Wood and Lumber Products_New_Space Heating_Natural Gas_Commissioning_A_Achievable Technical Potential | F8 | Industrial | Wood and Lumber Products | New | Space Heating | Natural Gas | Commissioning | A | Incremental Summer Peak Savings (MW) | Achievable Technical Potential | 0 | 0 | 0 | 0 | 0 | 0 | 0 | 0 | 0 | 0 | 0 | 0 | 0 | 0 | 0 | 0 | 0 | 0 | 0 | 0 | 0 | 0
F9_Industrial_Wood and Lumber Products_New_Space Heating_Natural Gas_Commissioning_A_Achievable Technical Potential | F9 | Industrial | Wood and Lumber Products | New | Space Heating | Natural Gas | Commissioning | A | Incremental Winter Peak Savings (MW) | Achievable Technical Potential | 0 | 0 | 0 | 0 | 0 | 0 | 0 | 0 | 0 | 0 | 0 | 0 | 0 | 0 | 0 | 0 | 0 | 0 | 0 | 0 | 0 | 0
F10_Industrial_Wood and Lumber Products_New_Space Heating_Natural Gas_Commissioning_A_Achievable Technical Potential | F10 | Industrial | Wood and Lumber Products | New | Space Heating | Natural Gas | Commissioning | A | Cumulative Energy Savings (MWh or mTherms) | Achievable Technical Potential | 0 | 0 | 0 | 0 | 0 | 0 | 0 | 0 | 0 | 0 | 0 | 0 | 0 | 0 | 0 | 0 | 0 | 0 | 0 | 0 | 0 | 0
F11_Industrial_Wood and Lumber Products_New_Space Heating_Natural Gas_Commissioning_A_Achievable Technical Potential | F11 | Industrial | Wood and Lumber Products | New | Space Heating | Natural Gas | Commissioning | A | Cumulative Summer Peak Savings (MW) | Achievable Technical Potential | 0 | 0 | 0 | 0 | 0 | 0 | 0 | 0 | 0 | 0 | 0 | 0 | 0 | 0 | 0 | 0 | 0 | 0 | 0 | 0 | 0 | 0
F12_Industrial_Wood and Lumber Products_New_Space Heating_Natural Gas_Commissioning_A_Achievable Technical Potential | F12 | Industrial | Wood and Lumber Products | New | Space Heating | Natural Gas | Commissioning | A | Cumulative Winter Peak Savings (MW) | Achievable Technical Potential | 0 | 0 | 0 | 0 | 0 | 0 | 0 | 0 | 0 | 0 | 0 | 0 | 0 | 0 | 0 | 0 | 0 | 0 | 0 | 0 | 0 | 0
F13_Industrial_Wood and Lumber Products_New_Space Heating_Natural Gas_Commissioning_A_Achievable Technical Potential | F13 | Industrial | Wood and Lumber Products | New | Space Heating | Natural Gas | Commissioning | A | Purchases (Incremental) | Achievable Technical Potential | 0 | 0 | 0 | 0 | 0 | 0 | 0 | 0 | 0 | 0 | 0 | 0 | 0 | 0 | 0 | 0 | 0 | 0 | 0 | 0 | 0 | 0
F14_Industrial_Wood and Lumber Products_New_Space Heating_Natural Gas_Commissioning_A_Achievable Technical Potential | F14 | Industrial | Wood and Lumber Products | New | Space Heating | Natural Gas | Commissioning | A | Purchases (Cumulative) | Achievable Technical Potential | 0 | 0 | 0 | 0 | 0 | 0 | 0 | 0 | 0 | 0 | 0 | 0 | 0 | 0 | 0 | 0 | 0 | 0 | 0 | 0 | 0 | 0
F1_Industrial_Wood and Lumber Products_New_Process_Natural Gas_Commissioning_A_Achievable Technical Potential | F1 | Industrial | Wood and Lumber Products | New | Process | Natural Gas | Commissioning | A | Original Unit Energy Savings (kWh or therms) | Achievable Technical Potential | 0 | 0 | 49.928 | 49.928 | 49.928 | 49.928 | 49.928 | 49.928 | 49.928 | 49.928 | 49.928 | 49.928 | 49.928 | 49.928 | 49.928 | 49.928 | 49.928 | 49.928 | 49.928 | 49.928 | 49.928 | 49.928
F2_Industrial_Wood and Lumber Products_New_Process_Natural Gas_Commissioning_A_Achievable Technical Potential | F2 | Industrial | Wood and Lumber Products | New | Process | Natural Gas | Commissioning | A | Original Unit Summer Peak Savings (kW) | Achievable Technical Potential | 0 | 0 | 0 | 0 | 0 | 0 | 0 | 0 | 0 | 0 | 0 | 0 | 0 | 0 | 0 | 0 | 0 | 0 | 0 | 0 | 0 | 0
F3_Industrial_Wood and Lumber Products_New_Process_Natural Gas_Commissioning_A_Achievable Technical Potential | F3 | Industrial | Wood and Lumber Products | New | Process | Natural Gas | Commissioning | A | Original Unit Winter Peak Savings (kW) | Achievable Technical Potential | 0 | 0 | 0 | 0 | 0 | 0 | 0 | 0 | 0 | 0 | 0 | 0 | 0 | 0 | 0 | 0 | 0 | 0 | 0 | 0 | 0 | 0
F4_Industrial_Wood and Lumber Products_New_Process_Natural Gas_Commissioning_A_Achievable Technical Potential | F4 | Industrial | Wood and Lumber Products | New | Process | Natural Gas | Commissioning | A | Standalone Impact on Baseline Energy (%) | Achievable Technical Potential | bar: 2019 to 2040
F5_Industrial_Wood and Lumber Products_New_Process_Natural Gas_Commissioning_A_Achievable Technical Potential | F5 | Industrial | Wood and Lumber Products | New | Process | Natural Gas | Commissioning | A | Standalone Impact on Baseline Summer Peak (%) | Achievable Technical Potential | bar: 2019 to 2040
F6_Industrial_Wood and Lumber Products_New_Process_Natural Gas_Commissioning_A_Achievable Technical Potential | F6 | Industrial | Wood and Lumber Products | New | Process | Natural Gas | Commissioning | A | Standalone Impact on Baseline Winter Peak (%) | Achievable Technical Potential | bar: 2019 to 2040
F7_Industrial_Wood and Lumber Products_New_Process_Natural Gas_Commissioning_A_Achievable Technical Potential | F7 | Industrial | Wood and Lumber Products | New | Process | Natural Gas | Commissioning | A | Incremental Energy Savings (MWh or mTherms) | Achievable Technical Potential | 0 | 0 | 0 | 0 | 0 | 0 | 0 | 0 | 0 | 0 | 0 | 0 | 0 | 0 | 0 | 0 | 0 | 0 | 0 | 0 | 0 | 0
F8_Industrial_Wood and Lumber Products_New_Process_Natural Gas_Commissioning_A_Achievable Technical Potential | F8 | Industrial | Wood and Lumber Products | New | Process | Natural Gas | Commissioning | A | Incremental Summer Peak Savings (MW) | Achievable Technical Potential | 0 | 0 | 0 | 0 | 0 | 0 | 0 | 0 | 0 | 0 | 0 | 0 | 0 | 0 | 0 | 0 | 0 | 0 | 0 | 0 | 0 | 0
F9_Industrial_Wood and Lumber Products_New_Process_Natural Gas_Commissioning_A_Achievable Technical Potential | F9 | Industrial | Wood and Lumber Products | New | Process | Natural Gas | Commissioning | A | Incremental Winter Peak Savings (MW) | Achievable Technical Potential | 0 | 0 | 0 | 0 | 0 | 0 | 0 | 0 | 0 | 0 | 0 | 0 | 0 | 0 | 0 | 0 | 0 | 0 | 0 | 0 | 0 | 0
F10_Industrial_Wood and Lumber Products_New_Process_Natural Gas_Commissioning_A_Achievable Technical Potential | F10 | Industrial | Wood and Lumber Products | New | Process | Natural Gas | Commissioning | A | Cumulative Energy Savings (MWh or mTherms) | Achievable Technical Potential | 0 | 0 | 0 | 0 | 0 | 0 | 0 | 0 | 0 | 0 | 0 | 0 | 0 | 0 | 0 | 0 | 0 | 0 | 0 | 0 | 0 | 0
F11_Industrial_Wood and Lumber Products_New_Process_Natural Gas_Commissioning_A_Achievable Technical Potential | F11 | Industrial | Wood and Lumber Products | New | Process | Natural Gas | Commissioning | A | Cumulative Summer Peak Savings (MW) | Achievable Technical Potential | 0 | 0 | 0 | 0 | 0 | 0 | 0 | 0 | 0 | 0 | 0 | 0 | 0 | 0 | 0 | 0 | 0 | 0 | 0 | 0 | 0 | 0
F12_Industrial_Wood and Lumber Products_New_Process_Natural Gas_Commissioning_A_Achievable Technical Potential | F12 | Industrial | Wood and Lumber Products | New | Process | Natural Gas | Commissioning | A | Cumulative Winter Peak Savings (MW) | Achievable Technical Potential | 0 | 0 | 0 | 0 | 0 | 0 | 0 | 0 | 0 | 0 | 0 | 0 | 0 | 0 | 0 | 0 | 0 | 0 | 0 | 0 | 0 | 0
F13_Industrial_Wood and Lumber Products_New_Process_Natural Gas_Commissioning_A_Achievable Technical Potential | F13 | Industrial | Wood and Lumber Products | New | Process | Natural Gas | Commissioning | A | Purchases (Incremental) | Achievable Technical Potential | 0 | 0 | 0 | 0 | 0 | 0 | 0 | 0 | 0 | 0 | 0 | 0 | 0 | 0 | 0 | 0 | 0 | 0 | 0 | 0 | 0 | 0
F14_Industrial_Wood and Lumber Products_New_Process_Natural Gas_Commissioning_A_Achievable Technical Potential | F14 | Industrial | Wood and Lumber Products | New | Process | Natural Gas | Commissioning | A | Purchases (Cumulative) | Achievable Technical Potential | 0 | 0 | 0 | 0 | 0 | 0 | 0 | 0 | 0 | 0 | 0 | 0 | 0 | 0 | 0 | 0 | 0 | 0 | 0 | 0 | 0 | 0
F1_Industrial_Wood and Lumber Products_New_Space Heating_Natural Gas_Retrocommissioning_A_Achievable Technical Potential | F1 | Industrial | Wood and Lumber Products | New | Space Heating | Natural Gas | Retrocommissioning | A | Original Unit Energy Savings (kWh or therms) | Achievable Technical Potential | 0 | 0 | 0 | 0 | 0 | 0 | 0 | 0 | 0 | 0 | 0 | 0 | 0 | 0 | 0 | 0 | 0 | 0 | 0 | 0 | 0 | 0
F2_Industrial_Wood and Lumber Products_New_Space Heating_Natural Gas_Retrocommissioning_A_Achievable Technical Potential | F2 | Industrial | Wood and Lumber Products | New | Space Heating | Natural Gas | Retrocommissioning | A | Original Unit Summer Peak Savings (kW) | Achievable Technical Potential | 0 | 0 | 0 | 0 | 0 | 0 | 0 | 0 | 0 | 0 | 0 | 0 | 0 | 0 | 0 | 0 | 0 | 0 | 0 | 0 | 0 | 0
F3_Industrial_Wood and Lumber Products_New_Space Heating_Natural Gas_Retrocommissioning_A_Achievable Technical Potential | F3 | Industrial | Wood and Lumber Products | New | Space Heating | Natural Gas | Retrocommissioning | A | Original Unit Winter Peak Savings (kW) | Achievable Technical Potential | 0 | 0 | 0 | 0 | 0 | 0 | 0 | 0 | 0 | 0 | 0 | 0 | 0 | 0 | 0 | 0 | 0 | 0 | 0 | 0 | 0 | 0
F4_Industrial_Wood and Lumber Products_New_Space Heating_Natural Gas_Retrocommissioning_A_Achievable Technical Potential | F4 | Industrial | Wood and Lumber Products | New | Space Heating | Natural Gas | Retrocommissioning | A | Standalone Impact on Baseline Energy (%) | Achievable Technical Potential | bar: 2019 to 2040
F5_Industrial_Wood and Lumber Products_New_Space Heating_Natural Gas_Retrocommissioning_A_Achievable Technical Potential | F5 | Industrial | Wood and Lumber Products | New | Space Heating | Natural Gas | Retrocommissioning | A | Standalone Impact on Baseline Summer Peak (%) | Achievable Technical Potential | bar: 2019 to 2040
F6_Industrial_Wood and Lumber Products_New_Space Heating_Natural Gas_Retrocommissioning_A_Achievable Technical Potential | F6 | Industrial | Wood and Lumber Products | New | Space Heating | Natural Gas | Retrocommissioning | A | Standalone Impact on Baseline Winter Peak (%) | Achievable Technical Potential | bar: 2019 to 2040
F7_Industrial_Wood and Lumber Products_New_Space Heating_Natural Gas_Retrocommissioning_A_Achievable Technical Potential | F7 | Industrial | Wood and Lumber Products | New | Space Heating | Natural Gas | Retrocommissioning | A | Incremental Energy Savings (MWh or mTherms) | Achievable Technical Potential | 0 | 0 | 0 | 0 | 0 | 0 | 0 | 0 | 0 | 0 | 0 | 0 | 0 | 0 | 0 | 0 | 0 | 0 | 0 | 0 | 0 | 0
F8_Industrial_Wood and Lumber Products_New_Space Heating_Natural Gas_Retrocommissioning_A_Achievable Technical Potential | F8 | Industrial | Wood and Lumber Products | New | Space Heating | Natural Gas | Retrocommissioning | A | Incremental Summer Peak Savings (MW) | Achievable Technical Potential | 0 | 0 | 0 | 0 | 0 | 0 | 0 | 0 | 0 | 0 | 0 | 0 | 0 | 0 | 0 | 0 | 0 | 0 | 0 | 0 | 0 | 0
F9_Industrial_Wood and Lumber Products_New_Space Heating_Natural Gas_Retrocommissioning_A_Achievable Technical Potential | F9 | Industrial | Wood and Lumber Products | New | Space Heating | Natural Gas | Retrocommissioning | A | Incremental Winter Peak Savings (MW) | Achievable Technical Potential | 0 | 0 | 0 | 0 | 0 | 0 | 0 | 0 | 0 | 0 | 0 | 0 | 0 | 0 | 0 | 0 | 0 | 0 | 0 | 0 | 0 | 0
F10_Industrial_Wood and Lumber Products_New_Space Heating_Natural Gas_Retrocommissioning_A_Achievable Technical Potential | F10 | Industrial | Wood and Lumber Products | New | Space Heating | Natural Gas | Retrocommissioning | A | Cumulative Energy Savings (MWh or mTherms) | Achievable Technical Potential | 0 | 0 | 0 | 0 | 0 | 0 | 0 | 0 | 0 | 0 | 0 | 0 | 0 | 0 | 0 | 0 | 0 | 0 | 0 | 0 | 0 | 0
F11_Industrial_Wood and Lumber Products_New_Space Heating_Natural Gas_Retrocommissioning_A_Achievable Technical Potential | F11 | Industrial | Wood and Lumber Products | New | Space Heating | Natural Gas | Retrocommissioning | A | Cumulative Summer Peak Savings (MW) | Achievable Technical Potential | 0 | 0 | 0 | 0 | 0 | 0 | 0 | 0 | 0 | 0 | 0 | 0 | 0 | 0 | 0 | 0 | 0 | 0 | 0 | 0 | 0 | 0
F12_Industrial_Wood and Lumber Products_New_Space Heating_Natural Gas_Retrocommissioning_A_Achievable Technical Potential | F12 | Industrial | Wood and Lumber Products | New | Space Heating | Natural Gas | Retrocommissioning | A | Cumulative Winter Peak Savings (MW) | Achievable Technical Potential | 0 | 0 | 0 | 0 | 0 | 0 | 0 | 0 | 0 | 0 | 0 | 0 | 0 | 0 | 0 | 0 | 0 | 0 | 0 | 0 | 0 | 0
F13_Industrial_Wood and Lumber Products_New_Space Heating_Natural Gas_Retrocommissioning_A_Achievable Technical Potential | F13 | Industrial | Wood and Lumber Products | New | Space Heating | Natural Gas | Retrocommissioning | A | Purchases (Incremental) | Achievable Technical Potential | 0 | 0 | 0 | 0 | 0 | 0 | 0 | 0 | 0 | 0 | 0 | 0 | 0 | 0 | 0 | 0 | 0 | 0 | 0 | 0 | 0 | 0
F14_Industrial_Wood and Lumber Products_New_Space Heating_Natural Gas_Retrocommissioning_A_Achievable Technical Potential | F14 | Industrial | Wood and Lumber Products | New | Space Heating | Natural Gas | Retrocommissioning | A | Purchases (Cumulative) | Achievable Technical Potential | 0 | 0 | 0 | 0 | 0 | 0 | 0 | 0 | 0 | 0 | 0 | 0 | 0 | 0 | 0 | 0 | 0 | 0 | 0 | 0 | 0 | 0
F1_Industrial_Wood and Lumber Products_New_Process_Natural Gas_Retrocommissioning_A_Achievable Technical Potential | F1 | Industrial | Wood and Lumber Products | New | Process | Natural Gas | Retrocommissioning | A | Original Unit Energy Savings (kWh or therms) | Achievable Technical Potential | 0 | 0 | 0 | 0 | 0 | 0 | 0 | 0 | 0 | 0 | 0 | 0 | 0 | 0 | 0 | 0 | 0 | 0 | 0 | 0 | 0 | 0
F2_Industrial_Wood and Lumber Products_New_Process_Natural Gas_Retrocommissioning_A_Achievable Technical Potential | F2 | Industrial | Wood and Lumber Products | New | Process | Natural Gas | Retrocommissioning | A | Original Unit Summer Peak Savings (kW) | Achievable Technical Potential | 0 | 0 | 0 | 0 | 0 | 0 | 0 | 0 | 0 | 0 | 0 | 0 | 0 | 0 | 0 | 0 | 0 | 0 | 0 | 0 | 0 | 0
F3_Industrial_Wood and Lumber Products_New_Process_Natural Gas_Retrocommissioning_A_Achievable Technical Potential | F3 | Industrial | Wood and Lumber Products | New | Process | Natural Gas | Retrocommissioning | A | Original Unit Winter Peak Savings (kW) | Achievable Technical Potential | 0 | 0 | 0 | 0 | 0 | 0 | 0 | 0 | 0 | 0 | 0 | 0 | 0 | 0 | 0 | 0 | 0 | 0 | 0 | 0 | 0 | 0
F4_Industrial_Wood and Lumber Products_New_Process_Natural Gas_Retrocommissioning_A_Achievable Technical Potential | F4 | Industrial | Wood and Lumber Products | New | Process | Natural Gas | Retrocommissioning | A | Standalone Impact on Baseline Energy (%) | Achievable Technical Potential | bar: 2019 to 2040
F5_Industrial_Wood and Lumber Products_New_Process_Natural Gas_Retrocommissioning_A_Achievable Technical Potential | F5 | Industrial | Wood and Lumber Products | New | Process | Natural Gas | Retrocommissioning | A | Standalone Impact on Baseline Summer Peak (%) | Achievable Technical Potential | bar: 2019 to 2040
F6_Industrial_Wood and Lumber Products_New_Process_Natural Gas_Retrocommissioning_A_Achievable Technical Potential | F6 | Industrial | Wood and Lumber Products | New | Process | Natural Gas | Retrocommissioning | A | Standalone Impact on Baseline Winter Peak (%) | Achievable Technical Potential | bar: 2019 to 2040
F7_Industrial_Wood and Lumber Products_New_Process_Natural Gas_Retrocommissioning_A_Achievable Technical Potential | F7 | Industrial | Wood and Lumber Products | New | Process | Natural Gas | Retrocommissioning | A | Incremental Energy Savings (MWh or mTherms) | Achievable Technical Potential | 0 | 0 | 0 | 0 | 0 | 0 | 0 | 0 | 0 | 0 | 0 | 0 | 0 | 0 | 0 | 0 | 0 | 0 | 0 | 0 | 0 | 0
F8_Industrial_Wood and Lumber Products_New_Process_Natural Gas_Retrocommissioning_A_Achievable Technical Potential | F8 | Industrial | Wood and Lumber Products | New | Process | Natural Gas | Retrocommissioning | A | Incremental Summer Peak Savings (MW) | Achievable Technical Potential | 0 | 0 | 0 | 0 | 0 | 0 | 0 | 0 | 0 | 0 | 0 | 0 | 0 | 0 | 0 | 0 | 0 | 0 | 0 | 0 | 0 | 0
F9_Industrial_Wood and Lumber Products_New_Process_Natural Gas_Retrocommissioning_A_Achievable Technical Potential | F9 | Industrial | Wood and Lumber Products | New | Process | Natural Gas | Retrocommissioning | A | Incremental Winter Peak Savings (MW) | Achievable Technical Potential | 0 | 0 | 0 | 0 | 0 | 0 | 0 | 0 | 0 | 0 | 0 | 0 | 0 | 0 | 0 | 0 | 0 | 0 | 0 | 0 | 0 | 0
F10_Industrial_Wood and Lumber Products_New_Process_Natural Gas_Retrocommissioning_A_Achievable Technical Potential | F10 | Industrial | Wood and Lumber Products | New | Process | Natural Gas | Retrocommissioning | A | Cumulative Energy Savings (MWh or mTherms) | Achievable Technical Potential | 0 | 0 | 0 | 0 | 0 | 0 | 0 | 0 | 0 | 0 | 0 | 0 | 0 | 0 | 0 | 0 | 0 | 0 | 0 | 0 | 0 | 0
F11_Industrial_Wood and Lumber Products_New_Process_Natural Gas_Retrocommissioning_A_Achievable Technical Potential | F11 | Industrial | Wood and Lumber Products | New | Process | Natural Gas | Retrocommissioning | A | Cumulative Summer Peak Savings (MW) | Achievable Technical Potential | 0 | 0 | 0 | 0 | 0 | 0 | 0 | 0 | 0 | 0 | 0 | 0 | 0 | 0 | 0 | 0 | 0 | 0 | 0 | 0 | 0 | 0
F12_Industrial_Wood and Lumber Products_New_Process_Natural Gas_Retrocommissioning_A_Achievable Technical Potential | F12 | Industrial | Wood and Lumber Products | New | Process | Natural Gas | Retrocommissioning | A | Cumulative Winter Peak Savings (MW) | Achievable Technical Potential | 0 | 0 | 0 | 0 | 0 | 0 | 0 | 0 | 0 | 0 | 0 | 0 | 0 | 0 | 0 | 0 | 0 | 0 | 0 | 0 | 0 | 0
F13_Industrial_Wood and Lumber Products_New_Process_Natural Gas_Retrocommissioning_A_Achievable Technical Potential | F13 | Industrial | Wood and Lumber Products | New | Process | Natural Gas | Retrocommissioning | A | Purchases (Incremental) | Achievable Technical Potential | 0 | 0 | 0 | 0 | 0 | 0 | 0 | 0 | 0 | 0 | 0 | 0 | 0 | 0 | 0 | 0 | 0 | 0 | 0 | 0 | 0 | 0
F14_Industrial_Wood and Lumber Products_New_Process_Natural Gas_Retrocommissioning_A_Achievable Technical Potential | F14 | Industrial | Wood and Lumber Products | New | Process | Natural Gas | Retrocommissioning | A | Purchases (Cumulative) | Achievable Technical Potential | 0 | 0 | 0 | 0 | 0 | 0 | 0 | 0 | 0 | 0 | 0 | 0 | 0 | 0 | 0 | 0 | 0 | 0 | 0 | 0 | 0 | 0
F1_Industrial_Other Industrial_Existing_Space Heating_Natural Gas_Insulation - Roof/Ceiling_A_Achievable Technical Potential | F1 | Industrial | Other Industrial | Existing | Space Heating | Natural Gas | Insulation - Roof/Ceiling | A | Original Unit Energy Savings (kWh or therms) | Achievable Technical Potential | 0 | 0 | 0.083035 | 0.082838 | 0.082641 | 0.082447 | 0.082256 | 0.08207 | 0.08189 | 0.081718 | 0.081553 | 0.081398 | 0.081252 | 0.081115 | 0.080985 | 0.080863 | 0.080748 | 0.08064 | 0.080538 | 0.080442 | 0.080353 | 0.080269
F2_Industrial_Other Industrial_Existing_Space Heating_Natural Gas_Insulation - Roof/Ceiling_A_Achievable Technical Potential | F2 | Industrial | Other Industrial | Existing | Space Heating | Natural Gas | Insulation - Roof/Ceiling | A | Original Unit Summer Peak Savings (kW) | Achievable Technical Potential | 0 | 0 | 0 | 0 | 0 | 0 | 0 | 0 | 0 | 0 | 0 | 0 | 0 | 0 | 0 | 0 | 0 | 0 | 0 | 0 | 0 | 0
F3_Industrial_Other Industrial_Existing_Space Heating_Natural Gas_Insulation - Roof/Ceiling_A_Achievable Technical Potential | F3 | Industrial | Other Industrial | Existing | Space Heating | Natural Gas | Insulation - Roof/Ceiling | A | Original Unit Winter Peak Savings (kW) | Achievable Technical Potential | 0 | 0 | 0 | 0 | 0 | 0 | 0 | 0 | 0 | 0 | 0 | 0 | 0 | 0 | 0 | 0 | 0 | 0 | 0 | 0 | 0 | 0
F4_Industrial_Other Industrial_Existing_Space Heating_Natural Gas_Insulation - Roof/Ceiling_A_Achievable Technical Potential | F4 | Industrial | Other Industrial | Existing | Space Heating | Natural Gas | Insulation - Roof/Ceiling | A | Standalone Impact on Baseline Energy (%) | Achievable Technical Potential | 0% | 0% | 0.3143% | 0.8697% | 1.74% | 2.969% | 4.545% | 6.403% | 8.431% | 10.49% | 12.47% | 14.25% | 15.79% | 17.06% | 18.1% | 18.94% | 19.61% | 20.18% | 20.66% | 21.12% | 21.49% | 21.86%
F5_Industrial_Other Industrial_Existing_Space Heating_Natural Gas_Insulation - Roof/Ceiling_A_Achievable Technical Potential | F5 | Industrial | Other Industrial | Existing | Space Heating | Natural Gas | Insulation - Roof/Ceiling | A | Standalone Impact on Baseline Summer Peak (%) | Achievable Technical Potential | bar: 2019 to 2040
F6_Industrial_Other Industrial_Existing_Space Heating_Natural Gas_Insulation - Roof/Ceiling_A_Achievable Technical Potential | F6 | Industrial | Other Industrial | Existing | Space Heating | Natural Gas | Insulation - Roof/Ceiling | A | Standalone Impact on Baseline Winter Peak (%) | Achievable Technical Potential | bar: 2019 to 2040
F7_Industrial_Other Industrial_Existing_Space Heating_Natural Gas_Insulation - Roof/Ceiling_A_Achievable Technical Potential | F7 | Industrial | Other Industrial | Existing | Space Heating | Natural Gas | Insulation - Roof/Ceiling | A | Incremental Energy Savings (MWh or mTherms) | Achievable Technical Potential | 0 | 0 | 2.927 | 5.022 | 7.659 | 10.513 | 13.119 | 15.0076 | 15.8486 | 15.5425 | 14.2275 | 12.2112 | 9.8652 | 7.5278 | 5.4425 | 3.7384 | 2.4458 | 1.5275 | 0.91263 | 0.60655 | 0 | 0
F8_Industrial_Other Industrial_Existing_Space Heating_Natural Gas_Insulation - Roof/Ceiling_A_Achievable Technical Potential | F8 | Industrial | Other Industrial | Existing | Space Heating | Natural Gas | Insulation - Roof/Ceiling | A | Incremental Summer Peak Savings (MW) | Achievable Technical Potential | 0 | 0 | 0 | 0 | 0 | 0 | 0 | 0 | 0 | 0 | 0 | 0 | 0 | 0 | 0 | 0 | 0 | 0 | 0 | 0 | 0 | 0
F9_Industrial_Other Industrial_Existing_Space Heating_Natural Gas_Insulation - Roof/Ceiling_A_Achievable Technical Potential | F9 | Industrial | Other Industrial | Existing | Space Heating | Natural Gas | Insulation - Roof/Ceiling | A | Incremental Winter Peak Savings (MW) | Achievable Technical Potential | 0 | 0 | 0 | 0 | 0 | 0 | 0 | 0 | 0 | 0 | 0 | 0 | 0 | 0 | 0 | 0 | 0 | 0 | 0 | 0 | 0 | 0
F10_Industrial_Other Industrial_Existing_Space Heating_Natural Gas_Insulation - Roof/Ceiling_A_Achievable Technical Potential | F10 | Industrial | Other Industrial | Existing | Space Heating | Natural Gas | Insulation - Roof/Ceiling | A | Cumulative Energy Savings (MWh or mTherms) | Achievable Technical Potential | 0 | 0 | 2.927 | 7.942 | 15.5822 | 26.0584 | 39.1171 | 54.0362 | 69.7664 | 85.1618 | 99.2181 | 111.2408 | 120.9063 | 128.2293 | 133.4667 | 137.0038 | 139.2548 | 140.5959 | 141.3313 | 141.7702 | 141.6122 | 141.4641
F11_Industrial_Other Industrial_Existing_Space Heating_Natural Gas_Insulation - Roof/Ceiling_A_Achievable Technical Potential | F11 | Industrial | Other Industrial | Existing | Space Heating | Natural Gas | Insulation - Roof/Ceiling | A | Cumulative Summer Peak Savings (MW) | Achievable Technical Potential | 0 | 0 | 0 | 0 | 0 | 0 | 0 | 0 | 0 | 0 | 0 | 0 | 0 | 0 | 0 | 0 | 0 | 0 | 0 | 0 | 0 | 0
F12_Industrial_Other Industrial_Existing_Space Heating_Natural Gas_Insulation - Roof/Ceiling_A_Achievable Technical Potential | F12 | Industrial | Other Industrial | Existing | Space Heating | Natural Gas | Insulation - Roof/Ceiling | A | Cumulative Winter Peak Savings (MW) | Achievable Technical Potential | 0 | 0 | 0 | 0 | 0 | 0 | 0 | 0 | 0 | 0 | 0 | 0 | 0 | 0 | 0 | 0 | 0 | 0 | 0 | 0 | 0 | 0
F13_Industrial_Other Industrial_Existing_Space Heating_Natural Gas_Insulation - Roof/Ceiling_A_Achievable Technical Potential | F13 | Industrial | Other Industrial | Existing | Space Heating | Natural Gas | Insulation - Roof/Ceiling | A | Purchases (Incremental) | Achievable Technical Potential | 0 | 0 | 35249.9354 | 60623.8114 | 92677.7806 | 127511.843 | 159489.7347 | 182863.2303 | 193534.2941 | 190197.4959 | 174457.0135 | 150017.9922 | 121414.156 | 92805.0732 | 67203.6737 | 46231.4928 | 30289.5987 | 18942.8682 | 11331.6408 | 7540.1853 | 0 | 0
F14_Industrial_Other Industrial_Existing_Space Heating_Natural Gas_Insulation - Roof/Ceiling_A_Achievable Technical Potential | F14 | Industrial | Other Industrial | Existing | Space Heating | Natural Gas | Insulation - Roof/Ceiling | A | Purchases (Cumulative) | Achievable Technical Potential | 0 | 0 | 35249.9354 | 95873.7468 | 188551.5275 | 316063.3705 | 475553.1052 | 658416.3354 | 851950.6295 | 1042148.1255 | 1216605.139 | 1366623.1312 | 1488037.2872 | 1580842.3604 | 1648046.0342 | 1694277.527 | 1724567.1257 | 1743509.9939 | 1754841.6346 | 1762381.82 | 1762381.82 | 1762381.82
F1_Industrial_Other Industrial_Existing_Space Heating_Natural Gas_Insulation - Wall Cavity_A_Achievable Technical Potential | F1 | Industrial | Other Industrial | Existing | Space Heating | Natural Gas | Insulation - Wall Cavity | A | Original Unit Energy Savings (kWh or therms) | Achievable Technical Potential | 0 | 0 | 0.018165 | 0.018122 | 0.018079 | 0.018037 | 0.017995 | 0.017954 | 0.017915 | 0.017877 | 0.017841 | 0.017807 | 0.017775 | 0.017745 | 0.017717 | 0.01769 | 0.017665 | 0.017641 | 0.017619 | 0.017598 | 0.017579 | 0.01756
F2_Industrial_Other Industrial_Existing_Space Heating_Natural Gas_Insulation - Wall Cavity_A_Achievable Technical Potential | F2 | Industrial | Other Industrial | Existing | Space Heating | Natural Gas | Insulation - Wall Cavity | A | Original Unit Summer Peak Savings (kW) | Achievable Technical Potential | 0 | 0 | 0 | 0 | 0 | 0 | 0 | 0 | 0 | 0 | 0 | 0 | 0 | 0 | 0 | 0 | 0 | 0 | 0 | 0 | 0 | 0
F3_Industrial_Other Industrial_Existing_Space Heating_Natural Gas_Insulation - Wall Cavity_A_Achievable Technical Potential | F3 | Industrial | Other Industrial | Existing | Space Heating | Natural Gas | Insulation - Wall Cavity | A | Original Unit Winter Peak Savings (kW) | Achievable Technical Potential | 0 | 0 | 0 | 0 | 0 | 0 | 0 | 0 | 0 | 0 | 0 | 0 | 0 | 0 | 0 | 0 | 0 | 0 | 0 | 0 | 0 | 0
F4_Industrial_Other Industrial_Existing_Space Heating_Natural Gas_Insulation - Wall Cavity_A_Achievable Technical Potential | F4 | Industrial | Other Industrial | Existing | Space Heating | Natural Gas | Insulation - Wall Cavity | A | Standalone Impact on Baseline Energy (%) | Achievable Technical Potential | 0% | 0% | 0.06875% | 0.1903% | 0.3808% | 0.6494% | 0.9943% | 1.401% | 1.844% | 2.296% | 2.727% | 3.117% | 3.453% | 3.733% | 3.96% | 4.143% | 4.291% | 4.414% | 4.521% | 4.62% | 4.701% | 4.783%
F5_Industrial_Other Industrial_Existing_Space Heating_Natural Gas_Insulation - Wall Cavity_A_Achievable Technical Potential | F5 | Industrial | Other Industrial | Existing | Space Heating | Natural Gas | Insulation - Wall Cavity | A | Standalone Impact on Baseline Summer Peak (%) | Achievable Technical Potential | bar: 2019 to 2040
F6_Industrial_Other Industrial_Existing_Space Heating_Natural Gas_Insulation - Wall Cavity_A_Achievable Technical Potential | F6 | Industrial | Other Industrial | Existing | Space Heating | Natural Gas | Insulation - Wall Cavity | A | Standalone Impact on Baseline Winter Peak (%) | Achievable Technical Potential | bar: 2019 to 2040
F7_Industrial_Other Industrial_Existing_Space Heating_Natural Gas_Insulation - Wall Cavity_A_Achievable Technical Potential | F7 | Industrial | Other Industrial | Existing | Space Heating | Natural Gas | Insulation - Wall Cavity | A | Incremental Energy Savings (MWh or mTherms) | Achievable Technical Potential | 0 | 0 | 0.64033 | 1.0986 | 1.6755 | 2.2999 | 2.87 | 3.2832 | 3.4671 | 3.4002 | 3.1125 | 2.6714 | 2.1582 | 1.6468 | 1.1906 | 0.81784 | 0.53506 | 0.33418 | 0.19965 | 0.13269 | 0 | 0
F8_Industrial_Other Industrial_Existing_Space Heating_Natural Gas_Insulation - Wall Cavity_A_Achievable Technical Potential | F8 | Industrial | Other Industrial | Existing | Space Heating | Natural Gas | Insulation - Wall Cavity | A | Incremental Summer Peak Savings (MW) | Achievable Technical Potential | 0 | 0 | 0 | 0 | 0 | 0 | 0 | 0 | 0 | 0 | 0 | 0 | 0 | 0 | 0 | 0 | 0 | 0 | 0 | 0 | 0 | 0
F9_Industrial_Other Industrial_Existing_Space Heating_Natural Gas_Insulation - Wall Cavity_A_Achievable Technical Potential | F9 | Industrial | Other Industrial | Existing | Space Heating | Natural Gas | Insulation - Wall Cavity | A | Incremental Winter Peak Savings (MW) | Achievable Technical Potential | 0 | 0 | 0 | 0 | 0 | 0 | 0 | 0 | 0 | 0 | 0 | 0 | 0 | 0 | 0 | 0 | 0 | 0 | 0 | 0 | 0 | 0
F10_Industrial_Other Industrial_Existing_Space Heating_Natural Gas_Insulation - Wall Cavity_A_Achievable Technical Potential | F10 | Industrial | Other Industrial | Existing | Space Heating | Natural Gas | Insulation - Wall Cavity | A | Cumulative Energy Savings (MWh or mTherms) | Achievable Technical Potential | 0 | 0 | 0.64033 | 1.7374 | 3.4089 | 5.7007 | 8.5575 | 11.8213 | 15.2626 | 18.6306 | 21.7056 | 24.3358 | 26.4503 | 28.0523 | 29.1981 | 29.9719 | 30.4643 | 30.7577 | 30.9186 | 31.0146 | 30.98 | 30.9476
F11_Industrial_Other Industrial_Existing_Space Heating_Natural Gas_Insulation - Wall Cavity_A_Achievable Technical Potential | F11 | Industrial | Other Industrial | Existing | Space Heating | Natural Gas | Insulation - Wall Cavity | A | Cumulative Summer Peak Savings (MW) | Achievable Technical Potential | 0 | 0 | 0 | 0 | 0 | 0 | 0 | 0 | 0 | 0 | 0 | 0 | 0 | 0 | 0 | 0 | 0 | 0 | 0 | 0 | 0 | 0
F12_Industrial_Other Industrial_Existing_Space Heating_Natural Gas_Insulation - Wall Cavity_A_Achievable Technical Potential | F12 | Industrial | Other Industrial | Existing | Space Heating | Natural Gas | Insulation - Wall Cavity | A | Cumulative Winter Peak Savings (MW) | Achievable Technical Potential | 0 | 0 | 0 | 0 | 0 | 0 | 0 | 0 | 0 | 0 | 0 | 0 | 0 | 0 | 0 | 0 | 0 | 0 | 0 | 0 | 0 | 0
F13_Industrial_Other Industrial_Existing_Space Heating_Natural Gas_Insulation - Wall Cavity_A_Achievable Technical Potential | F13 | Industrial | Other Industrial | Existing | Space Heating | Natural Gas | Insulation - Wall Cavity | A | Purchases (Incremental) | Achievable Technical Potential | 0 | 0 | 35249.9354 | 60623.8114 | 92677.7806 | 127511.843 | 159489.7347 | 182863.2303 | 193534.2941 | 190197.4959 | 174457.0135 | 150017.9922 | 121414.156 | 92805.0732 | 67203.6737 | 46231.4928 | 30289.5987 | 18942.8682 | 11331.6408 | 7540.1853 | 0 | 0
F14_Industrial_Other Industrial_Existing_Space Heating_Natural Gas_Insulation - Wall Cavity_A_Achievable Technical Potential | F14 | Industrial | Other Industrial | Existing | Space Heating | Natural Gas | Insulation - Wall Cavity | A | Purchases (Cumulative) | Achievable Technical Potential | 0 | 0 | 35249.9354 | 95873.7468 | 188551.5275 | 316063.3705 | 475553.1052 | 658416.3354 | 851950.6295 | 1042148.1255 | 1216605.139 | 1366623.1312 | 1488037.2872 | 1580842.3604 | 1648046.0342 | 1694277.527 | 1724567.1257 | 1743509.9939 | 1754841.6346 | 1762381.82 | 1762381.82 | 1762381.82
F1_Industrial_Other Industrial_Existing_Space Heating_Natural Gas_Insulation - Ducting_A_Achievable Technical Potential | F1 | Industrial | Other Industrial | Existing | Space Heating | Natural Gas | Insulation - Ducting | A | Original Unit Energy Savings (kWh or therms) | Achievable Technical Potential | 0 | 0 | 0.0014398 | 0.0014319 | 0.0014239 | 0.0014161 | 0.0014083 | 0.0014008 | 0.0013935 | 0.0013865 | 0.0013799 | 0.0013736 | 0.0013677 | 0.0013622 | 0.001357 | 0.0013521 | 0.0013475 | 0.0013431 | 0.001339 | 0.0013352 | 0.0013316 | 0.0013281
F2_Industrial_Other Industrial_Existing_Space Heating_Natural Gas_Insulation - Ducting_A_Achievable Technical Potential | F2 | Industrial | Other Industrial | Existing | Space Heating | Natural Gas | Insulation - Ducting | A | Original Unit Summer Peak Savings (kW) | Achievable Technical Potential | 0 | 0 | 0 | 0 | 0 | 0 | 0 | 0 | 0 | 0 | 0 | 0 | 0 | 0 | 0 | 0 | 0 | 0 | 0 | 0 | 0 | 0
F3_Industrial_Other Industrial_Existing_Space Heating_Natural Gas_Insulation - Ducting_A_Achievable Technical Potential | F3 | Industrial | Other Industrial | Existing | Space Heating | Natural Gas | Insulation - Ducting | A | Original Unit Winter Peak Savings (kW) | Achievable Technical Potential | 0 | 0 | 0 | 0 | 0 | 0 | 0 | 0 | 0 | 0 | 0 | 0 | 0 | 0 | 0 | 0 | 0 | 0 | 0 | 0 | 0 | 0
F4_Industrial_Other Industrial_Existing_Space Heating_Natural Gas_Insulation - Ducting_A_Achievable Technical Potential | F4 | Industrial | Other Industrial | Existing | Space Heating | Natural Gas | Insulation - Ducting | A | Standalone Impact on Baseline Energy (%) | Achievable Technical Potential | 0% | 0% | 0.000688% | 0.00154% | 0.002589% | 0.003815% | 0.005221% | 0.006872% | 0.008694% | 0.01058% | 0.01238% | 0.01398% | 0.01528% | 0.01623% | 0.0169% | 0.01736% | 0.01771% | 0.01802% | 0.01831% | 0.0186% | 0.0189% | 0.0192%
F5_Industrial_Other Industrial_Existing_Space Heating_Natural Gas_Insulation - Ducting_A_Achievable Technical Potential | F5 | Industrial | Other Industrial | Existing | Space Heating | Natural Gas | Insulation - Ducting | A | Standalone Impact on Baseline Summer Peak (%) | Achievable Technical Potential | bar: 2019 to 2040
F6_Industrial_Other Industrial_Existing_Space Heating_Natural Gas_Insulation - Ducting_A_Achievable Technical Potential | F6 | Industrial | Other Industrial | Existing | Space Heating | Natural Gas | Insulation - Ducting | A | Standalone Impact on Baseline Winter Peak (%) | Achievable Technical Potential | bar: 2019 to 2040
F7_Industrial_Other Industrial_Existing_Space Heating_Natural Gas_Insulation - Ducting_A_Achievable Technical Potential | F7 | Industrial | Other Industrial | Existing | Space Heating | Natural Gas | Insulation - Ducting | A | Incremental Energy Savings (MWh or mTherms) | Achievable Technical Potential | 0 | 0 | 0.0064084 | 0.00769 | 0.0091967 | 0.010434 | 0.011632 | 0.013293 | 0.014257 | 0.014242 | 0.013126 | 0.011039 | 0.0083588 | 0.0054147 | 0.003078 | 0.0014512 | 0.00060131 | 0.00021419 | 6.5551e-05 | 1.4e-05 | 2.2555e-06 | 2.6538e-07
F8_Industrial_Other Industrial_Existing_Space Heating_Natural Gas_Insulation - Ducting_A_Achievable Technical Potential | F8 | Industrial | Other Industrial | Existing | Space Heating | Natural Gas | Insulation - Ducting | A | Incremental Summer Peak Savings (MW) | Achievable Technical Potential | 0 | 0 | 0 | 0 | 0 | 0 | 0 | 0 | 0 | 0 | 0 | 0 | 0 | 0 | 0 | 0 | 0 | 0 | 0 | 0 | 0 | 0
F9_Industrial_Other Industrial_Existing_Space Heating_Natural Gas_Insulation - Ducting_A_Achievable Technical Potential | F9 | Industrial | Other Industrial | Existing | Space Heating | Natural Gas | Insulation - Ducting | A | Incremental Winter Peak Savings (MW) | Achievable Technical Potential | 0 | 0 | 0 | 0 | 0 | 0 | 0 | 0 | 0 | 0 | 0 | 0 | 0 | 0 | 0 | 0 | 0 | 0 | 0 | 0 | 0 | 0
F10_Industrial_Other Industrial_Existing_Space Heating_Natural Gas_Insulation - Ducting_A_Achievable Technical Potential | F10 | Industrial | Other Industrial | Existing | Space Heating | Natural Gas | Insulation - Ducting | A | Cumulative Energy Savings (MWh or mTherms) | Achievable Technical Potential | 0 | 0 | 0.0064084 | 0.014063 | 0.023182 | 0.033487 | 0.044937 | 0.057989 | 0.071945 | 0.085826 | 0.098541 | 0.10913 | 0.11702 | 0.12196 | 0.12458 | 0.12558 | 0.12575 | 0.12556 | 0.12524 | 0.1249 | 0.12456 | 0.12424
F11_Industrial_Other Industrial_Existing_Space Heating_Natural Gas_Insulation - Ducting_A_Achievable Technical Potential | F11 | Industrial | Other Industrial | Existing | Space Heating | Natural Gas | Insulation - Ducting | A | Cumulative Summer Peak Savings (MW) | Achievable Technical Potential | 0 | 0 | 0 | 0 | 0 | 0 | 0 | 0 | 0 | 0 | 0 | 0 | 0 | 0 | 0 | 0 | 0 | 0 | 0 | 0 | 0 | 0
F12_Industrial_Other Industrial_Existing_Space Heating_Natural Gas_Insulation - Ducting_A_Achievable Technical Potential | F12 | Industrial | Other Industrial | Existing | Space Heating | Natural Gas | Insulation - Ducting | A | Cumulative Winter Peak Savings (MW) | Achievable Technical Potential | 0 | 0 | 0 | 0 | 0 | 0 | 0 | 0 | 0 | 0 | 0 | 0 | 0 | 0 | 0 | 0 | 0 | 0 | 0 | 0 | 0 | 0
F13_Industrial_Other Industrial_Existing_Space Heating_Natural Gas_Insulation - Ducting_A_Achievable Technical Potential | F13 | Industrial | Other Industrial | Existing | Space Heating | Natural Gas | Insulation - Ducting | A | Purchases (Incremental) | Achievable Technical Potential | 0 | 0 | 4450.7267 | 5370.5622 | 6458.6862 | 7368.2495 | 8259.5178 | 9489.88 | 10231.0536 | 10271.5414 | 9512.8038 | 8036.0768 | 6111.4373 | 3974.943 | 2268.2378 | 1073.2849 | 446.2531 | 159.476 | 48.9543 | 10.4858 | 1.6939 | 0.19982
F14_Industrial_Other Industrial_Existing_Space Heating_Natural Gas_Insulation - Ducting_A_Achievable Technical Potential | F14 | Industrial | Other Industrial | Existing | Space Heating | Natural Gas | Insulation - Ducting | A | Purchases (Cumulative) | Achievable Technical Potential | 0 | 0 | 4450.7267 | 9821.2889 | 16279.9751 | 23648.2246 | 31907.7424 | 41397.6224 | 51628.676 | 61900.2174 | 71413.0212 | 79449.098 | 85560.5353 | 89535.4784 | 91803.7162 | 92877.0011 | 93323.2542 | 93482.7302 | 93531.6845 | 93542.1703 | 93543.8642 | 93544.064
F1_Industrial_Other Industrial_Existing_Space Heating_Natural Gas_HVAC - Duct Repair and Sealing_A_Achievable Technical Potential | F1 | Industrial | Other Industrial | Existing | Space Heating | Natural Gas | HVAC - Duct Repair and Sealing | A | Original Unit Energy Savings (kWh or therms) | Achievable Technical Potential | 0 | 0 | 0.0040723 | 0.0040498 | 0.0040273 | 0.004005 | 0.0039832 | 0.0039618 | 0.0039412 | 0.0039215 | 0.0039027 | 0.003885 | 0.0038683 | 0.0038527 | 0.0038379 | 0.0038241 | 0.003811 | 0.0037987 | 0.0037871 | 0.0037763 | 0.003766 | 0.0037564
F2_Industrial_Other Industrial_Existing_Space Heating_Natural Gas_HVAC - Duct Repair and Sealing_A_Achievable Technical Potential | F2 | Industrial | Other Industrial | Existing | Space Heating | Natural Gas | HVAC - Duct Repair and Sealing | A | Original Unit Summer Peak Savings (kW) | Achievable Technical Potential | 0 | 0 | 0 | 0 | 0 | 0 | 0 | 0 | 0 | 0 | 0 | 0 | 0 | 0 | 0 | 0 | 0 | 0 | 0 | 0 | 0 | 0
F3_Industrial_Other Industrial_Existing_Space Heating_Natural Gas_HVAC - Duct Repair and Sealing_A_Achievable Technical Potential | F3 | Industrial | Other Industrial | Existing | Space Heating | Natural Gas | HVAC - Duct Repair and Sealing | A | Original Unit Winter Peak Savings (kW) | Achievable Technical Potential | 0 | 0 | 0 | 0 | 0 | 0 | 0 | 0 | 0 | 0 | 0 | 0 | 0 | 0 | 0 | 0 | 0 | 0 | 0 | 0 | 0 | 0
F4_Industrial_Other Industrial_Existing_Space Heating_Natural Gas_HVAC - Duct Repair and Sealing_A_Achievable Technical Potential | F4 | Industrial | Other Industrial | Existing | Space Heating | Natural Gas | HVAC - Duct Repair and Sealing | A | Standalone Impact on Baseline Energy (%) | Achievable Technical Potential | 0% | 0% | 0.00396% | 0.007964% | 0.01201% | 0.01611% | 0.02025% | 0.02444% | 0.02868% | 0.03297% | 0.03732% | 0.04173% | 0.0462% | 0.05073% | 0.05533% | 0.06% | 0.06474% | 0.06956% | 0.07445% | 0.07942% | 0.08447% | 0.0896%
F5_Industrial_Other Industrial_Existing_Space Heating_Natural Gas_HVAC - Duct Repair and Sealing_A_Achievable Technical Potential | F5 | Industrial | Other Industrial | Existing | Space Heating | Natural Gas | HVAC - Duct Repair and Sealing | A | Standalone Impact on Baseline Summer Peak (%) | Achievable Technical Potential | bar: 2019 to 2040
F6_Industrial_Other Industrial_Existing_Space Heating_Natural Gas_HVAC - Duct Repair and Sealing_A_Achievable Technical Potential | F6 | Industrial | Other Industrial | Existing | Space Heating | Natural Gas | HVAC - Duct Repair and Sealing | A | Standalone Impact on Baseline Winter Peak (%) | Achievable Technical Potential | bar: 2019 to 2040
F7_Industrial_Other Industrial_Existing_Space Heating_Natural Gas_HVAC - Duct Repair and Sealing_A_Achievable Technical Potential | F7 | Industrial | Other Industrial | Existing | Space Heating | Natural Gas | HVAC - Duct Repair and Sealing | A | Incremental Energy Savings (MWh or mTherms) | Achievable Technical Potential | 0 | 0 | 0.036882 | 0.036045 | 0.035227 | 0.034428 | 0.03365 | 0.032893 | 0.032158 | 0.031445 | 0.030754 | 0.030087 | 0.029442 | 0.028817 | 0.028212 | 0.027625 | 0.027056 | 0.026504 | 0.025968 | 0.025447 | 0.02494 | 0.024447
F8_Industrial_Other Industrial_Existing_Space Heating_Natural Gas_HVAC - Duct Repair and Sealing_A_Achievable Technical Potential | F8 | Industrial | Other Industrial | Existing | Space Heating | Natural Gas | HVAC - Duct Repair and Sealing | A | Incremental Summer Peak Savings (MW) | Achievable Technical Potential | 0 | 0 | 0 | 0 | 0 | 0 | 0 | 0 | 0 | 0 | 0 | 0 | 0 | 0 | 0 | 0 | 0 | 0 | 0 | 0 | 0 | 0
F9_Industrial_Other Industrial_Existing_Space Heating_Natural Gas_HVAC - Duct Repair and Sealing_A_Achievable Technical Potential | F9 | Industrial | Other Industrial | Existing | Space Heating | Natural Gas | HVAC - Duct Repair and Sealing | A | Incremental Winter Peak Savings (MW) | Achievable Technical Potential | 0 | 0 | 0 | 0 | 0 | 0 | 0 | 0 | 0 | 0 | 0 | 0 | 0 | 0 | 0 | 0 | 0 | 0 | 0 | 0 | 0 | 0
F10_Industrial_Other Industrial_Existing_Space Heating_Natural Gas_HVAC - Duct Repair and Sealing_A_Achievable Technical Potential | F10 | Industrial | Other Industrial | Existing | Space Heating | Natural Gas | HVAC - Duct Repair and Sealing | A | Cumulative Energy Savings (MWh or mTherms) | Achievable Technical Potential | 0 | 0 | 0.036882 | 0.072723 | 0.10755 | 0.14138 | 0.17426 | 0.20622 | 0.2373 | 0.26756 | 0.29703 | 0.32577 | 0.35382 | 0.3812 | 0.40795 | 0.43411 | 0.45968 | 0.4847 | 0.50919 | 0.53317 | 0.55667 | 0.57969
F11_Industrial_Other Industrial_Existing_Space Heating_Natural Gas_HVAC - Duct Repair and Sealing_A_Achievable Technical Potential | F11 | Industrial | Other Industrial | Existing | Space Heating | Natural Gas | HVAC - Duct Repair and Sealing | A | Cumulative Summer Peak Savings (MW) | Achievable Technical Potential | 0 | 0 | 0 | 0 | 0 | 0 | 0 | 0 | 0 | 0 | 0 | 0 | 0 | 0 | 0 | 0 | 0 | 0 | 0 | 0 | 0 | 0
F12_Industrial_Other Industrial_Existing_Space Heating_Natural Gas_HVAC - Duct Repair and Sealing_A_Achievable Technical Potential | F12 | Industrial | Other Industrial | Existing | Space Heating | Natural Gas | HVAC - Duct Repair and Sealing | A | Cumulative Winter Peak Savings (MW) | Achievable Technical Potential | 0 | 0 | 0 | 0 | 0 | 0 | 0 | 0 | 0 | 0 | 0 | 0 | 0 | 0 | 0 | 0 | 0 | 0 | 0 | 0 | 0 | 0
F13_Industrial_Other Industrial_Existing_Space Heating_Natural Gas_HVAC - Duct Repair and Sealing_A_Achievable Technical Potential | F13 | Industrial | Other Industrial | Existing | Space Heating | Natural Gas | HVAC - Duct Repair and Sealing | A | Purchases (Incremental) | Achievable Technical Potential | 0 | 0 | 9056.7113 | 8900.5612 | 8747.1032 | 8596.2911 | 8448.0792 | 8302.4226 | 8159.2774 | 8018.6002 | 7880.3485 | 7744.4804 | 7610.9549 | 7479.7315 | 7350.7706 | 7224.0332 | 7099.4809 | 6977.0761 | 6856.7817 | 6738.5613 | 6622.3792 | 6508.2002
F14_Industrial_Other Industrial_Existing_Space Heating_Natural Gas_HVAC - Duct Repair and Sealing_A_Achievable Technical Potential | F14 | Industrial | Other Industrial | Existing | Space Heating | Natural Gas | HVAC - Duct Repair and Sealing | A | Purchases (Cumulative) | Achievable Technical Potential | 0 | 0 | 9056.7113 | 17957.2725 | 26704.3757 | 35300.6668 | 43748.7459 | 52051.1686 | 60210.446 | 68229.0462 | 76109.3946 | 83853.8751 | 91464.8299 | 98944.5615 | 106295.3321 | 113519.3653 | 120618.8462 | 127595.9223 | 134452.7039 | 141191.2652 | 147813.6444 | 154321.8446
F1_Industrial_Other Industrial_Existing_Space Heating_Natural Gas_Windows - High Efficiency_A_Achievable Technical Potential | F1 | Industrial | Other Industrial | Existing | Space Heating | Natural Gas | Windows - High Efficiency | A | Original Unit Energy Savings (kWh or therms) | Achievable Technical Potential | 0 | 0 | 0.0077675 | 0.0077491 | 0.0077307 | 0.0077125 | 0.0076946 | 0.0076772 | 0.0076604 | 0.0076442 | 0.0076289 | 0.0076144 | 0.0076007 | 0.0075878 | 0.0075757 | 0.0075643 | 0.0075535 | 0.0075434 | 0.0075339 | 0.007525 | 0.0075166 | 0.0075087
F2_Industrial_Other Industrial_Existing_Space Heating_Natural Gas_Windows - High Efficiency_A_Achievable Technical Potential | F2 | Industrial | Other Industrial | Existing | Space Heating | Natural Gas | Windows - High Efficiency | A | Original Unit Summer Peak Savings (kW) | Achievable Technical Potential | 0 | 0 | 0 | 0 | 0 | 0 | 0 | 0 | 0 | 0 | 0 | 0 | 0 | 0 | 0 | 0 | 0 | 0 | 0 | 0 | 0 | 0
F3_Industrial_Other Industrial_Existing_Space Heating_Natural Gas_Windows - High Efficiency_A_Achievable Technical Potential | F3 | Industrial | Other Industrial | Existing | Space Heating | Natural Gas | Windows - High Efficiency | A | Original Unit Winter Peak Savings (kW) | Achievable Technical Potential | 0 | 0 | 0 | 0 | 0 | 0 | 0 | 0 | 0 | 0 | 0 | 0 | 0 | 0 | 0 | 0 | 0 | 0 | 0 | 0 | 0 | 0
F4_Industrial_Other Industrial_Existing_Space Heating_Natural Gas_Windows - High Efficiency_A_Achievable Technical Potential | F4 | Industrial | Other Industrial | Existing | Space Heating | Natural Gas | Windows - High Efficiency | A | Standalone Impact on Baseline Energy (%) | Achievable Technical Potential | 0% | 0% | 0.00596% | 0.01798% | 0.03945% | 0.07455% | 0.1281% | 0.2051% | 0.3105% | 0.4478% | 0.6188% | 0.8221% | 1.052% | 1.3% | 1.554% | 1.798% | 2.021% | 2.215% | 2.374% | 2.5% | 2.597% | 2.677%
F5_Industrial_Other Industrial_Existing_Space Heating_Natural Gas_Windows - High Efficiency_A_Achievable Technical Potential | F5 | Industrial | Other Industrial | Existing | Space Heating | Natural Gas | Windows - High Efficiency | A | Standalone Impact on Baseline Summer Peak (%) | Achievable Technical Potential | bar: 2019 to 2040
F6_Industrial_Other Industrial_Existing_Space Heating_Natural Gas_Windows - High Efficiency_A_Achievable Technical Potential | F6 | Industrial | Other Industrial | Existing | Space Heating | Natural Gas | Windows - High Efficiency | A | Standalone Impact on Baseline Winter Peak (%) | Achievable Technical Potential | bar: 2019 to 2040
F7_Industrial_Other Industrial_Existing_Space Heating_Natural Gas_Windows - High Efficiency_A_Achievable Technical Potential | F7 | Industrial | Other Industrial | Existing | Space Heating | Natural Gas | Windows - High Efficiency | A | Incremental Energy Savings (MWh or mTherms) | Achievable Technical Potential | 0 | 0 | 0.055512 | 0.10879 | 0.18938 | 0.30204 | 0.4495 | 0.63125 | 0.84202 | 1.0705 | 1.2986 | 1.502 | 1.6532 | 1.7254 | 1.7 | 1.5726 | 1.3569 | 1.1013 | 0.82659 | 0.56172 | 0.3523 | 0.22556
F8_Industrial_Other Industrial_Existing_Space Heating_Natural Gas_Windows - High Efficiency_A_Achievable Technical Potential | F8 | Industrial | Other Industrial | Existing | Space Heating | Natural Gas | Windows - High Efficiency | A | Incremental Summer Peak Savings (MW) | Achievable Technical Potential | 0 | 0 | 0 | 0 | 0 | 0 | 0 | 0 | 0 | 0 | 0 | 0 | 0 | 0 | 0 | 0 | 0 | 0 | 0 | 0 | 0 | 0
F9_Industrial_Other Industrial_Existing_Space Heating_Natural Gas_Windows - High Efficiency_A_Achievable Technical Potential | F9 | Industrial | Other Industrial | Existing | Space Heating | Natural Gas | Windows - High Efficiency | A | Incremental Winter Peak Savings (MW) | Achievable Technical Potential | 0 | 0 | 0 | 0 | 0 | 0 | 0 | 0 | 0 | 0 | 0 | 0 | 0 | 0 | 0 | 0 | 0 | 0 | 0 | 0 | 0 | 0
F10_Industrial_Other Industrial_Existing_Space Heating_Natural Gas_Windows - High Efficiency_A_Achievable Technical Potential | F10 | Industrial | Other Industrial | Existing | Space Heating | Natural Gas | Windows - High Efficiency | A | Cumulative Energy Savings (MWh or mTherms) | Achievable Technical Potential | 0 | 0 | 0.055512 | 0.16417 | 0.35317 | 0.65437 | 1.1024 | 1.7311 | 2.5693 | 3.6344 | 4.9257 | 6.4183 | 8.06 | 9.7718 | 11.4562 | 13.0114 | 14.3498 | 15.4318 | 16.239 | 16.7814 | 17.115 | 17.3227
F11_Industrial_Other Industrial_Existing_Space Heating_Natural Gas_Windows - High Efficiency_A_Achievable Technical Potential | F11 | Industrial | Other Industrial | Existing | Space Heating | Natural Gas | Windows - High Efficiency | A | Cumulative Summer Peak Savings (MW) | Achievable Technical Potential | 0 | 0 | 0 | 0 | 0 | 0 | 0 | 0 | 0 | 0 | 0 | 0 | 0 | 0 | 0 | 0 | 0 | 0 | 0 | 0 | 0 | 0
F12_Industrial_Other Industrial_Existing_Space Heating_Natural Gas_Windows - High Efficiency_A_Achievable Technical Potential | F12 | Industrial | Other Industrial | Existing | Space Heating | Natural Gas | Windows - High Efficiency | A | Cumulative Winter Peak Savings (MW) | Achievable Technical Potential | 0 | 0 | 0 | 0 | 0 | 0 | 0 | 0 | 0 | 0 | 0 | 0 | 0 | 0 | 0 | 0 | 0 | 0 | 0 | 0 | 0 | 0
F13_Industrial_Other Industrial_Existing_Space Heating_Natural Gas_Windows - High Efficiency_A_Achievable Technical Potential | F13 | Industrial | Other Industrial | Existing | Space Heating | Natural Gas | Windows - High Efficiency | A | Purchases (Incremental) | Achievable Technical Potential | 0 | 0 | 7146.6634 | 14039.4061 | 24497.8151 | 39162.0012 | 58417.5783 | 82223.9295 | 109918.7259 | 140037.5692 | 170216.0907 | 197264.4265 | 217502.0415 | 227391.8899 | 224404.3034 | 207891.6785 | 179631.8459 | 145992.2836 | 109716.3105 | 74647.8346 | 46869.4019 | 30039.984
F14_Industrial_Other Industrial_Existing_Space Heating_Natural Gas_Windows - High Efficiency_A_Achievable Technical Potential | F14 | Industrial | Other Industrial | Existing | Space Heating | Natural Gas | Windows - High Efficiency | A | Purchases (Cumulative) | Achievable Technical Potential | 0 | 0 | 7146.6634 | 21186.0695 | 45683.8846 | 84845.8859 | 143263.4641 | 225487.3936 | 335406.1195 | 475443.6887 | 645659.7793 | 842924.2059 | 1060426.2474 | 1287818.1373 | 1512222.4407 | 1720114.1193 | 1899745.9651 | 2045738.2487 | 2155454.5593 | 2230102.3939 | 2276971.7958 | 2307011.7797
F1_Industrial_Other Industrial_Existing_Space Heating_Natural Gas_Gas Boiler - Maintenance_A_Achievable Technical Potential | F1 | Industrial | Other Industrial | Existing | Space Heating | Natural Gas | Gas Boiler - Maintenance | A | Original Unit Energy Savings (kWh or therms) | Achievable Technical Potential | 0 | 0 | 2.0435 | 2.0384 | 2.0334 | 2.0285 | 2.0237 | 2.0191 | 2.0146 | 2.0102 | 2.006 | 2.002 | 1.9982 | 1.9945 | 1.9911 | 1.9878 | 1.9847 | 1.9818 | 1.9791 | 1.9766 | 1.9743 | 1.9722
F2_Industrial_Other Industrial_Existing_Space Heating_Natural Gas_Gas Boiler - Maintenance_A_Achievable Technical Potential | F2 | Industrial | Other Industrial | Existing | Space Heating | Natural Gas | Gas Boiler - Maintenance | A | Original Unit Summer Peak Savings (kW) | Achievable Technical Potential | 0 | 0 | 0 | 0 | 0 | 0 | 0 | 0 | 0 | 0 | 0 | 0 | 0 | 0 | 0 | 0 | 0 | 0 | 0 | 0 | 0 | 0
F3_Industrial_Other Industrial_Existing_Space Heating_Natural Gas_Gas Boiler - Maintenance_A_Achievable Technical Potential | F3 | Industrial | Other Industrial | Existing | Space Heating | Natural Gas | Gas Boiler - Maintenance | A | Original Unit Winter Peak Savings (kW) | Achievable Technical Potential | 0 | 0 | 0 | 0 | 0 | 0 | 0 | 0 | 0 | 0 | 0 | 0 | 0 | 0 | 0 | 0 | 0 | 0 | 0 | 0 | 0 | 0
F4_Industrial_Other Industrial_Existing_Space Heating_Natural Gas_Gas Boiler - Maintenance_A_Achievable Technical Potential | F4 | Industrial | Other Industrial | Existing | Space Heating | Natural Gas | Gas Boiler - Maintenance | A | Standalone Impact on Baseline Energy (%) | Achievable Technical Potential | 0% | 0% | 0.004189% | 0.007197% | 0.009355% | 0.0111% | 0.01268% | 0.0141% | 0.01538% | 0.01652% | 0.01754% | 0.01847% | 0.01931% | 0.02004% | 0.0207% | 0.02131% | 0.02187% | 0.02242% | 0.02295% | 0.02347% | 0.02398% | 0.02448%
F5_Industrial_Other Industrial_Existing_Space Heating_Natural Gas_Gas Boiler - Maintenance_A_Achievable Technical Potential | F5 | Industrial | Other Industrial | Existing | Space Heating | Natural Gas | Gas Boiler - Maintenance | A | Standalone Impact on Baseline Summer Peak (%) | Achievable Technical Potential | bar: 2019 to 2040
F6_Industrial_Other Industrial_Existing_Space Heating_Natural Gas_Gas Boiler - Maintenance_A_Achievable Technical Potential | F6 | Industrial | Other Industrial | Existing | Space Heating | Natural Gas | Gas Boiler - Maintenance | A | Standalone Impact on Baseline Winter Peak (%) | Achievable Technical Potential | bar: 2019 to 2040
F7_Industrial_Other Industrial_Existing_Space Heating_Natural Gas_Gas Boiler - Maintenance_A_Achievable Technical Potential | F7 | Industrial | Other Industrial | Existing | Space Heating | Natural Gas | Gas Boiler - Maintenance | A | Incremental Energy Savings (MWh or mTherms) | Achievable Technical Potential | 0 | 0 | 0.039013 | 0.026806 | 0.018192 | 0.01389 | 0.011932 | 0.010124 | 0.0085042 | 0.0070853 | 0.0058626 | 0.0048226 | 0.0039471 | 0.0030155 | 0.002304 | 0.0017605 | 0.0013453 | 0.0012122 | 0.00093108 | 0.00078694 | 0.00064789 | 0.00051373
F8_Industrial_Other Industrial_Existing_Space Heating_Natural Gas_Gas Boiler - Maintenance_A_Achievable Technical Potential | F8 | Industrial | Other Industrial | Existing | Space Heating | Natural Gas | Gas Boiler - Maintenance | A | Incremental Summer Peak Savings (MW) | Achievable Technical Potential | 0 | 0 | 0 | 0 | 0 | 0 | 0 | 0 | 0 | 0 | 0 | 0 | 0 | 0 | 0 | 0 | 0 | 0 | 0 | 0 | 0 | 0
F9_Industrial_Other Industrial_Existing_Space Heating_Natural Gas_Gas Boiler - Maintenance_A_Achievable Technical Potential | F9 | Industrial | Other Industrial | Existing | Space Heating | Natural Gas | Gas Boiler - Maintenance | A | Incremental Winter Peak Savings (MW) | Achievable Technical Potential | 0 | 0 | 0 | 0 | 0 | 0 | 0 | 0 | 0 | 0 | 0 | 0 | 0 | 0 | 0 | 0 | 0 | 0 | 0 | 0 | 0 | 0
F10_Industrial_Other Industrial_Existing_Space Heating_Natural Gas_Gas Boiler - Maintenance_A_Achievable Technical Potential | F10 | Industrial | Other Industrial | Existing | Space Heating | Natural Gas | Gas Boiler - Maintenance | A | Cumulative Energy Savings (MWh or mTherms) | Achievable Technical Potential | 0 | 0 | 0.039013 | 0.06572 | 0.08375 | 0.097438 | 0.10914 | 0.11901 | 0.12725 | 0.13406 | 0.13965 | 0.14419 | 0.14786 | 0.15061 | 0.15265 | 0.15416 | 0.15526 | 0.15625 | 0.15697 | 0.15756 | 0.15802 | 0.15837
F11_Industrial_Other Industrial_Existing_Space Heating_Natural Gas_Gas Boiler - Maintenance_A_Achievable Technical Potential | F11 | Industrial | Other Industrial | Existing | Space Heating | Natural Gas | Gas Boiler - Maintenance | A | Cumulative Summer Peak Savings (MW) | Achievable Technical Potential | 0 | 0 | 0 | 0 | 0 | 0 | 0 | 0 | 0 | 0 | 0 | 0 | 0 | 0 | 0 | 0 | 0 | 0 | 0 | 0 | 0 | 0
F12_Industrial_Other Industrial_Existing_Space Heating_Natural Gas_Gas Boiler - Maintenance_A_Achievable Technical Potential | F12 | Industrial | Other Industrial | Existing | Space Heating | Natural Gas | Gas Boiler - Maintenance | A | Cumulative Winter Peak Savings (MW) | Achievable Technical Potential | 0 | 0 | 0 | 0 | 0 | 0 | 0 | 0 | 0 | 0 | 0 | 0 | 0 | 0 | 0 | 0 | 0 | 0 | 0 | 0 | 0 | 0
F13_Industrial_Other Industrial_Existing_Space Heating_Natural Gas_Gas Boiler - Maintenance_A_Achievable Technical Potential | F13 | Industrial | Other Industrial | Existing | Space Heating | Natural Gas | Gas Boiler - Maintenance | A | Purchases (Incremental) | Achievable Technical Potential | 0 | 0 | 19.0907 | 13.1504 | 8.9466 | 6.8475 | 5.896 | 5.014 | 4.2214 | 3.5246 | 2.9225 | 2.4088 | 1.9754 | 1.5119 | 1.1572 | 0.88566 | 0.67786 | 0.61169 | 0.47046 | 0.39813 | 0.32816 | 0.26048
F14_Industrial_Other Industrial_Existing_Space Heating_Natural Gas_Gas Boiler - Maintenance_A_Achievable Technical Potential | F14 | Industrial | Other Industrial | Existing | Space Heating | Natural Gas | Gas Boiler - Maintenance | A | Purchases (Cumulative) | Achievable Technical Potential | 0 | 0 | 19.0907 | 32.241 | 41.1876 | 48.0351 | 53.9311 | 58.9452 | 63.1665 | 66.6912 | 69.6137 | 72.0225 | 73.9979 | 75.5097 | 76.6669 | 77.5526 | 78.2304 | 78.8421 | 79.3126 | 79.7107 | 80.0388 | 80.2993
F1_Industrial_Other Industrial_Existing_Process_Natural Gas_Gas Boiler - Maintenance_A_Achievable Technical Potential | F1 | Industrial | Other Industrial | Existing | Process | Natural Gas | Gas Boiler - Maintenance | A | Original Unit Energy Savings (kWh or therms) | Achievable Technical Potential | 0 | 0 | 1.5559 | 1.5559 | 1.5559 | 1.5559 | 1.5559 | 1.5559 | 1.5559 | 1.5559 | 1.5559 | 1.5559 | 1.5559 | 1.5559 | 1.5559 | 1.5559 | 1.5559 | 1.5559 | 1.5559 | 1.5559 | 1.5559 | 1.5559
F2_Industrial_Other Industrial_Existing_Process_Natural Gas_Gas Boiler - Maintenance_A_Achievable Technical Potential | F2 | Industrial | Other Industrial | Existing | Process | Natural Gas | Gas Boiler - Maintenance | A | Original Unit Summer Peak Savings (kW) | Achievable Technical Potential | 0 | 0 | 0 | 0 | 0 | 0 | 0 | 0 | 0 | 0 | 0 | 0 | 0 | 0 | 0 | 0 | 0 | 0 | 0 | 0 | 0 | 0
F3_Industrial_Other Industrial_Existing_Process_Natural Gas_Gas Boiler - Maintenance_A_Achievable Technical Potential | F3 | Industrial | Other Industrial | Existing | Process | Natural Gas | Gas Boiler - Maintenance | A | Original Unit Winter Peak Savings (kW) | Achievable Technical Potential | 0 | 0 | 0 | 0 | 0 | 0 | 0 | 0 | 0 | 0 | 0 | 0 | 0 | 0 | 0 | 0 | 0 | 0 | 0 | 0 | 0 | 0
F4_Industrial_Other Industrial_Existing_Process_Natural Gas_Gas Boiler - Maintenance_A_Achievable Technical Potential | F4 | Industrial | Other Industrial | Existing | Process | Natural Gas | Gas Boiler - Maintenance | A | Standalone Impact on Baseline Energy (%) | Achievable Technical Potential | 0% | 0% | 0.02236% | 0.03842% | 0.04994% | 0.05927% | 0.06771% | 0.0753% | 0.08211% | 0.08822% | 0.0937% | 0.09864% | 0.1031% | 0.1071% | 0.1106% | 0.1139% | 0.1169% | 0.1199% | 0.1227% | 0.1255% | 0.1282% | 0.1309%
F5_Industrial_Other Industrial_Existing_Process_Natural Gas_Gas Boiler - Maintenance_A_Achievable Technical Potential | F5 | Industrial | Other Industrial | Existing | Process | Natural Gas | Gas Boiler - Maintenance | A | Standalone Impact on Baseline Summer Peak (%) | Achievable Technical Potential | bar: 2019 to 2040
F6_Industrial_Other Industrial_Existing_Process_Natural Gas_Gas Boiler - Maintenance_A_Achievable Technical Potential | F6 | Industrial | Other Industrial | Existing | Process | Natural Gas | Gas Boiler - Maintenance | A | Standalone Impact on Baseline Winter Peak (%) | Achievable Technical Potential | bar: 2019 to 2040
F7_Industrial_Other Industrial_Existing_Process_Natural Gas_Gas Boiler - Maintenance_A_Achievable Technical Potential | F7 | Industrial | Other Industrial | Existing | Process | Natural Gas | Gas Boiler - Maintenance | A | Incremental Energy Savings (MWh or mTherms) | Achievable Technical Potential | 0 | 0 | 0.43007 | 0.29625 | 0.20155 | 0.15426 | 0.13282 | 0.11296 | 0.095098 | 0.079403 | 0.065837 | 0.054266 | 0.0445 | 0.034059 | 0.026068 | 0.019952 | 0.015271 | 0.01378 | 0.010598 | 0.008969 | 0.0073927 | 0.0058681
F8_Industrial_Other Industrial_Existing_Process_Natural Gas_Gas Boiler - Maintenance_A_Achievable Technical Potential | F8 | Industrial | Other Industrial | Existing | Process | Natural Gas | Gas Boiler - Maintenance | A | Incremental Summer Peak Savings (MW) | Achievable Technical Potential | 0 | 0 | 0 | 0 | 0 | 0 | 0 | 0 | 0 | 0 | 0 | 0 | 0 | 0 | 0 | 0 | 0 | 0 | 0 | 0 | 0 | 0
F9_Industrial_Other Industrial_Existing_Process_Natural Gas_Gas Boiler - Maintenance_A_Achievable Technical Potential | F9 | Industrial | Other Industrial | Existing | Process | Natural Gas | Gas Boiler - Maintenance | A | Incremental Winter Peak Savings (MW) | Achievable Technical Potential | 0 | 0 | 0 | 0 | 0 | 0 | 0 | 0 | 0 | 0 | 0 | 0 | 0 | 0 | 0 | 0 | 0 | 0 | 0 | 0 | 0 | 0
F10_Industrial_Other Industrial_Existing_Process_Natural Gas_Gas Boiler - Maintenance_A_Achievable Technical Potential | F10 | Industrial | Other Industrial | Existing | Process | Natural Gas | Gas Boiler - Maintenance | A | Cumulative Energy Savings (MWh or mTherms) | Achievable Technical Potential | 0 | 0 | 0.43007 | 0.72632 | 0.92787 | 1.0821 | 1.215 | 1.3279 | 1.423 | 1.5024 | 1.5682 | 1.6225 | 1.667 | 1.7011 | 1.7271 | 1.7471 | 1.7624 | 1.7761 | 1.7867 | 1.7957 | 1.8031 | 1.809
F11_Industrial_Other Industrial_Existing_Process_Natural Gas_Gas Boiler - Maintenance_A_Achievable Technical Potential | F11 | Industrial | Other Industrial | Existing | Process | Natural Gas | Gas Boiler - Maintenance | A | Cumulative Summer Peak Savings (MW) | Achievable Technical Potential | 0 | 0 | 0 | 0 | 0 | 0 | 0 | 0 | 0 | 0 | 0 | 0 | 0 | 0 | 0 | 0 | 0 | 0 | 0 | 0 | 0 | 0
F12_Industrial_Other Industrial_Existing_Process_Natural Gas_Gas Boiler - Maintenance_A_Achievable Technical Potential | F12 | Industrial | Other Industrial | Existing | Process | Natural Gas | Gas Boiler - Maintenance | A | Cumulative Winter Peak Savings (MW) | Achievable Technical Potential | 0 | 0 | 0 | 0 | 0 | 0 | 0 | 0 | 0 | 0 | 0 | 0 | 0 | 0 | 0 | 0 | 0 | 0 | 0 | 0 | 0 | 0
F13_Industrial_Other Industrial_Existing_Process_Natural Gas_Gas Boiler - Maintenance_A_Achievable Technical Potential | F13 | Industrial | Other Industrial | Existing | Process | Natural Gas | Gas Boiler - Maintenance | A | Purchases (Incremental) | Achievable Technical Potential | 0 | 0 | 276.4179 | 190.4066 | 129.5396 | 99.1462 | 85.3693 | 72.5993 | 61.1221 | 51.0341 | 42.3151 | 34.8781 | 28.6016 | 21.8909 | 16.7547 | 12.8236 | 9.8148 | 8.8567 | 6.8118 | 5.7646 | 4.7515 | 3.7716
F14_Industrial_Other Industrial_Existing_Process_Natural Gas_Gas Boiler - Maintenance_A_Achievable Technical Potential | F14 | Industrial | Other Industrial | Existing | Process | Natural Gas | Gas Boiler - Maintenance | A | Purchases (Cumulative) | Achievable Technical Potential | 0 | 0 | 276.4179 | 466.8245 | 596.3641 | 695.5103 | 780.8796 | 853.4789 | 914.601 | 965.635 | 1007.9501 | 1042.8283 | 1071.4299 | 1093.3207 | 1110.0754 | 1122.899 | 1132.7138 | 1141.5706 | 1148.3824 | 1154.147 | 1158.8985 | 1162.6701
F1_Industrial_Other Industrial_Existing_Space Heating_Natural Gas_Gas Furnace - Maintenance_A_Achievable Technical Potential | F1 | Industrial | Other Industrial | Existing | Space Heating | Natural Gas | Gas Furnace - Maintenance | A | Original Unit Energy Savings (kWh or therms) | Achievable Technical Potential | 0 | 0 | 0.0093975 | 0.0093456 | 0.0092937 | 0.0092423 | 0.0091918 | 0.0091426 | 0.0090951 | 0.0090495 | 0.0090061 | 0.0089653 | 0.0089269 | 0.0088907 | 0.0088567 | 0.0088247 | 0.0087946 | 0.0087662 | 0.0087395 | 0.0087144 | 0.0086907 | 0.0086685
F2_Industrial_Other Industrial_Existing_Space Heating_Natural Gas_Gas Furnace - Maintenance_A_Achievable Technical Potential | F2 | Industrial | Other Industrial | Existing | Space Heating | Natural Gas | Gas Furnace - Maintenance | A | Original Unit Summer Peak Savings (kW) | Achievable Technical Potential | 0 | 0 | 0 | 0 | 0 | 0 | 0 | 0 | 0 | 0 | 0 | 0 | 0 | 0 | 0 | 0 | 0 | 0 | 0 | 0 | 0 | 0
F3_Industrial_Other Industrial_Existing_Space Heating_Natural Gas_Gas Furnace - Maintenance_A_Achievable Technical Potential | F3 | Industrial | Other Industrial | Existing | Space Heating | Natural Gas | Gas Furnace - Maintenance | A | Original Unit Winter Peak Savings (kW) | Achievable Technical Potential | 0 | 0 | 0 | 0 | 0 | 0 | 0 | 0 | 0 | 0 | 0 | 0 | 0 | 0 | 0 | 0 | 0 | 0 | 0 | 0 | 0 | 0
F4_Industrial_Other Industrial_Existing_Space Heating_Natural Gas_Gas Furnace - Maintenance_A_Achievable Technical Potential | F4 | Industrial | Other Industrial | Existing | Space Heating | Natural Gas | Gas Furnace - Maintenance | A | Standalone Impact on Baseline Energy (%) | Achievable Technical Potential | 0% | 0% | 0.0001301% | 0.0002228% | 0.0002887% | 0.0003415% | 0.0003889% | 0.0004312% | 0.0004687% | 0.0005021% | 0.0005318% | 0.0005584% | 0.0005823% | 0.0006032% | 0.0006218% | 0.0006387% | 0.0006543% | 0.0006697% | 0.0006843% | 0.0006986% | 0.0007126% | 0.0007264%
F5_Industrial_Other Industrial_Existing_Space Heating_Natural Gas_Gas Furnace - Maintenance_A_Achievable Technical Potential | F5 | Industrial | Other Industrial | Existing | Space Heating | Natural Gas | Gas Furnace - Maintenance | A | Standalone Impact on Baseline Summer Peak (%) | Achievable Technical Potential | bar: 2019 to 2040
F6_Industrial_Other Industrial_Existing_Space Heating_Natural Gas_Gas Furnace - Maintenance_A_Achievable Technical Potential | F6 | Industrial | Other Industrial | Existing | Space Heating | Natural Gas | Gas Furnace - Maintenance | A | Standalone Impact on Baseline Winter Peak (%) | Achievable Technical Potential | bar: 2019 to 2040
F7_Industrial_Other Industrial_Existing_Space Heating_Natural Gas_Gas Furnace - Maintenance_A_Achievable Technical Potential | F7 | Industrial | Other Industrial | Existing | Space Heating | Natural Gas | Gas Furnace - Maintenance | A | Incremental Energy Savings (MWh or mTherms) | Achievable Technical Potential | 0 | 0 | 0.0012113 | 0.0008298 | 0.0005614 | 0.00042731 | 0.00036592 | 0.00030952 | 0.00025923 | 0.00021536 | 0.00017771 | 0.00014581 | 0.00011906 | 9.0758e-05 | 6.9198e-05 | 5.2771e-05 | 4.0251e-05 | 3.6205e-05 | 2.7761e-05 | 2.3426e-05 | 1.9256e-05 | 1.5246e-05
F8_Industrial_Other Industrial_Existing_Space Heating_Natural Gas_Gas Furnace - Maintenance_A_Achievable Technical Potential | F8 | Industrial | Other Industrial | Existing | Space Heating | Natural Gas | Gas Furnace - Maintenance | A | Incremental Summer Peak Savings (MW) | Achievable Technical Potential | 0 | 0 | 0 | 0 | 0 | 0 | 0 | 0 | 0 | 0 | 0 | 0 | 0 | 0 | 0 | 0 | 0 | 0 | 0 | 0 | 0 | 0
F9_Industrial_Other Industrial_Existing_Space Heating_Natural Gas_Gas Furnace - Maintenance_A_Achievable Technical Potential | F9 | Industrial | Other Industrial | Existing | Space Heating | Natural Gas | Gas Furnace - Maintenance | A | Incremental Winter Peak Savings (MW) | Achievable Technical Potential | 0 | 0 | 0 | 0 | 0 | 0 | 0 | 0 | 0 | 0 | 0 | 0 | 0 | 0 | 0 | 0 | 0 | 0 | 0 | 0 | 0 | 0
F10_Industrial_Other Industrial_Existing_Space Heating_Natural Gas_Gas Furnace - Maintenance_A_Achievable Technical Potential | F10 | Industrial | Other Industrial | Existing | Space Heating | Natural Gas | Gas Furnace - Maintenance | A | Cumulative Energy Savings (MWh or mTherms) | Achievable Technical Potential | 0 | 0 | 0.0012113 | 0.0020344 | 0.0025845 | 0.0029976 | 0.0033471 | 0.0036387 | 0.003879 | 0.0040749 | 0.0042331 | 0.0043597 | 0.0044601 | 0.0045328 | 0.0045847 | 0.0046209 | 0.0046453 | 0.0046666 | 0.0046801 | 0.0046901 | 0.0046966 | 0.0046998
F11_Industrial_Other Industrial_Existing_Space Heating_Natural Gas_Gas Furnace - Maintenance_A_Achievable Technical Potential | F11 | Industrial | Other Industrial | Existing | Space Heating | Natural Gas | Gas Furnace - Maintenance | A | Cumulative Summer Peak Savings (MW) | Achievable Technical Potential | 0 | 0 | 0 | 0 | 0 | 0 | 0 | 0 | 0 | 0 | 0 | 0 | 0 | 0 | 0 | 0 | 0 | 0 | 0 | 0 | 0 | 0
F12_Industrial_Other Industrial_Existing_Space Heating_Natural Gas_Gas Furnace - Maintenance_A_Achievable Technical Potential | F12 | Industrial | Other Industrial | Existing | Space Heating | Natural Gas | Gas Furnace - Maintenance | A | Cumulative Winter Peak Savings (MW) | Achievable Technical Potential | 0 | 0 | 0 | 0 | 0 | 0 | 0 | 0 | 0 | 0 | 0 | 0 | 0 | 0 | 0 | 0 | 0 | 0 | 0 | 0 | 0 | 0
F13_Industrial_Other Industrial_Existing_Space Heating_Natural Gas_Gas Furnace - Maintenance_A_Achievable Technical Potential | F13 | Industrial | Other Industrial | Existing | Space Heating | Natural Gas | Gas Furnace - Maintenance | A | Purchases (Incremental) | Achievable Technical Potential | 0 | 0 | 128.8991 | 88.7903 | 60.4069 | 46.2338 | 39.8094 | 33.8545 | 28.5024 | 23.7982 | 19.7324 | 16.2644 | 13.3375 | 10.2081 | 7.813 | 5.9799 | 4.5768 | 4.1301 | 3.1765 | 2.6882 | 2.2157 | 1.7588
F14_Industrial_Other Industrial_Existing_Space Heating_Natural Gas_Gas Furnace - Maintenance_A_Achievable Technical Potential | F14 | Industrial | Other Industrial | Existing | Space Heating | Natural Gas | Gas Furnace - Maintenance | A | Purchases (Cumulative) | Achievable Technical Potential | 0 | 0 | 128.8991 | 217.6894 | 278.0963 | 324.3301 | 364.1394 | 397.9939 | 426.4964 | 450.2945 | 470.0269 | 486.2913 | 499.6287 | 509.8369 | 517.6499 | 523.6298 | 528.2067 | 532.3367 | 535.5132 | 538.2014 | 540.4171 | 542.1759
F1_Industrial_Other Industrial_Existing_Space Heating_Natural Gas_Gas Boiler - Hot Water Reset_A_Achievable Technical Potential | F1 | Industrial | Other Industrial | Existing | Space Heating | Natural Gas | Gas Boiler - Hot Water Reset | A | Original Unit Energy Savings (kWh or therms) | Achievable Technical Potential | 0 | 0 | 7.431 | 7.4124 | 7.3941 | 7.3763 | 7.3589 | 7.342 | 7.3257 | 7.3099 | 7.2947 | 7.2801 | 7.2662 | 7.2528 | 7.2402 | 7.2283 | 7.217 | 7.2065 | 7.1967 | 7.1876 | 7.1793 | 7.1717
F2_Industrial_Other Industrial_Existing_Space Heating_Natural Gas_Gas Boiler - Hot Water Reset_A_Achievable Technical Potential | F2 | Industrial | Other Industrial | Existing | Space Heating | Natural Gas | Gas Boiler - Hot Water Reset | A | Original Unit Summer Peak Savings (kW) | Achievable Technical Potential | 0 | 0 | 0 | 0 | 0 | 0 | 0 | 0 | 0 | 0 | 0 | 0 | 0 | 0 | 0 | 0 | 0 | 0 | 0 | 0 | 0 | 0
F3_Industrial_Other Industrial_Existing_Space Heating_Natural Gas_Gas Boiler - Hot Water Reset_A_Achievable Technical Potential | F3 | Industrial | Other Industrial | Existing | Space Heating | Natural Gas | Gas Boiler - Hot Water Reset | A | Original Unit Winter Peak Savings (kW) | Achievable Technical Potential | 0 | 0 | 0 | 0 | 0 | 0 | 0 | 0 | 0 | 0 | 0 | 0 | 0 | 0 | 0 | 0 | 0 | 0 | 0 | 0 | 0 | 0
F4_Industrial_Other Industrial_Existing_Space Heating_Natural Gas_Gas Boiler - Hot Water Reset_A_Achievable Technical Potential | F4 | Industrial | Other Industrial | Existing | Space Heating | Natural Gas | Gas Boiler - Hot Water Reset | A | Standalone Impact on Baseline Energy (%) | Achievable Technical Potential | 0% | 0% | 0.007402% | 0.01662% | 0.02803% | 0.04143% | 0.05687% | 0.07508% | 0.09527% | 0.1162% | 0.1364% | 0.1544% | 0.1692% | 0.1801% | 0.1879% | 0.1934% | 0.1977% | 0.2015% | 0.2052% | 0.2088% | 0.2124% | 0.2161%
F5_Industrial_Other Industrial_Existing_Space Heating_Natural Gas_Gas Boiler - Hot Water Reset_A_Achievable Technical Potential | F5 | Industrial | Other Industrial | Existing | Space Heating | Natural Gas | Gas Boiler - Hot Water Reset | A | Standalone Impact on Baseline Summer Peak (%) | Achievable Technical Potential | bar: 2019 to 2040
F6_Industrial_Other Industrial_Existing_Space Heating_Natural Gas_Gas Boiler - Hot Water Reset_A_Achievable Technical Potential | F6 | Industrial | Other Industrial | Existing | Space Heating | Natural Gas | Gas Boiler - Hot Water Reset | A | Standalone Impact on Baseline Winter Peak (%) | Achievable Technical Potential | bar: 2019 to 2040
F7_Industrial_Other Industrial_Existing_Space Heating_Natural Gas_Gas Boiler - Hot Water Reset_A_Achievable Technical Potential | F7 | Industrial | Other Industrial | Existing | Space Heating | Natural Gas | Gas Boiler - Hot Water Reset | A | Incremental Energy Savings (MWh or mTherms) | Achievable Technical Potential | 0 | 0 | 0.068944 | 0.082984 | 0.099551 | 0.1133 | 0.1267 | 0.14524 | 0.15624 | 0.15652 | 0.14465 | 0.12195 | 0.092569 | 0.060097 | 0.034234 | 0.016172 | 0.0067136 | 0.0023957 | 0.00073441 | 0.00015711 | 2.535e-05 | 2.9872e-06
F8_Industrial_Other Industrial_Existing_Space Heating_Natural Gas_Gas Boiler - Hot Water Reset_A_Achievable Technical Potential | F8 | Industrial | Other Industrial | Existing | Space Heating | Natural Gas | Gas Boiler - Hot Water Reset | A | Incremental Summer Peak Savings (MW) | Achievable Technical Potential | 0 | 0 | 0 | 0 | 0 | 0 | 0 | 0 | 0 | 0 | 0 | 0 | 0 | 0 | 0 | 0 | 0 | 0 | 0 | 0 | 0 | 0
F9_Industrial_Other Industrial_Existing_Space Heating_Natural Gas_Gas Boiler - Hot Water Reset_A_Achievable Technical Potential | F9 | Industrial | Other Industrial | Existing | Space Heating | Natural Gas | Gas Boiler - Hot Water Reset | A | Incremental Winter Peak Savings (MW) | Achievable Technical Potential | 0 | 0 | 0 | 0 | 0 | 0 | 0 | 0 | 0 | 0 | 0 | 0 | 0 | 0 | 0 | 0 | 0 | 0 | 0 | 0 | 0 | 0
F10_Industrial_Other Industrial_Existing_Space Heating_Natural Gas_Gas Boiler - Hot Water Reset_A_Achievable Technical Potential | F10 | Industrial | Other Industrial | Existing | Space Heating | Natural Gas | Gas Boiler - Hot Water Reset | A | Cumulative Energy Savings (MWh or mTherms) | Achievable Technical Potential | 0 | 0 | 0.068944 | 0.15175 | 0.25093 | 0.36362 | 0.48947 | 0.63359 | 0.78841 | 0.94323 | 1.0859 | 1.2057 | 1.296 | 1.3537 | 1.3856 | 1.3995 | 1.404 | 1.4043 | 1.4032 | 1.4015 | 1.3999 | 1.3985
F11_Industrial_Other Industrial_Existing_Space Heating_Natural Gas_Gas Boiler - Hot Water Reset_A_Achievable Technical Potential | F11 | Industrial | Other Industrial | Existing | Space Heating | Natural Gas | Gas Boiler - Hot Water Reset | A | Cumulative Summer Peak Savings (MW) | Achievable Technical Potential | 0 | 0 | 0 | 0 | 0 | 0 | 0 | 0 | 0 | 0 | 0 | 0 | 0 | 0 | 0 | 0 | 0 | 0 | 0 | 0 | 0 | 0
F12_Industrial_Other Industrial_Existing_Space Heating_Natural Gas_Gas Boiler - Hot Water Reset_A_Achievable Technical Potential | F12 | Industrial | Other Industrial | Existing | Space Heating | Natural Gas | Gas Boiler - Hot Water Reset | A | Cumulative Winter Peak Savings (MW) | Achievable Technical Potential | 0 | 0 | 0 | 0 | 0 | 0 | 0 | 0 | 0 | 0 | 0 | 0 | 0 | 0 | 0 | 0 | 0 | 0 | 0 | 0 | 0 | 0
F13_Industrial_Other Industrial_Existing_Space Heating_Natural Gas_Gas Boiler - Hot Water Reset_A_Achievable Technical Potential | F13 | Industrial | Other Industrial | Existing | Space Heating | Natural Gas | Gas Boiler - Hot Water Reset | A | Purchases (Incremental) | Achievable Technical Potential | 0 | 0 | 9.2778 | 11.1953 | 13.4636 | 15.3596 | 17.2175 | 19.7823 | 21.3273 | 21.4117 | 19.8301 | 16.7517 | 12.7397 | 8.286 | 4.7283 | 2.2373 | 0.93024 | 0.33244 | 0.10205 | 0.021858 | 0.003531 | 0.00041653
F14_Industrial_Other Industrial_Existing_Space Heating_Natural Gas_Gas Boiler - Hot Water Reset_A_Achievable Technical Potential | F14 | Industrial | Other Industrial | Existing | Space Heating | Natural Gas | Gas Boiler - Hot Water Reset | A | Purchases (Cumulative) | Achievable Technical Potential | 0 | 0 | 9.2778 | 20.4731 | 33.9367 | 49.2963 | 66.5138 | 86.2961 | 107.6234 | 129.0351 | 148.8651 | 165.6168 | 178.3565 | 186.6426 | 191.3709 | 193.6082 | 194.5384 | 194.8709 | 194.9729 | 194.9948 | 194.9983 | 194.9987
F1_Industrial_Other Industrial_Existing_Process_Natural Gas_Gas Boiler - Hot Water Reset_A_Achievable Technical Potential | F1 | Industrial | Other Industrial | Existing | Process | Natural Gas | Gas Boiler - Hot Water Reset | A | Original Unit Energy Savings (kWh or therms) | Achievable Technical Potential | 0 | 0 | 2.8289 | 2.8289 | 2.8289 | 2.8289 | 2.8289 | 2.8289 | 2.8289 | 2.8289 | 2.8289 | 2.8289 | 2.8289 | 2.8289 | 2.8289 | 2.8289 | 2.8289 | 2.8289 | 2.8289 | 2.8289 | 2.8289 | 2.8289
F2_Industrial_Other Industrial_Existing_Process_Natural Gas_Gas Boiler - Hot Water Reset_A_Achievable Technical Potential | F2 | Industrial | Other Industrial | Existing | Process | Natural Gas | Gas Boiler - Hot Water Reset | A | Original Unit Summer Peak Savings (kW) | Achievable Technical Potential | 0 | 0 | 0 | 0 | 0 | 0 | 0 | 0 | 0 | 0 | 0 | 0 | 0 | 0 | 0 | 0 | 0 | 0 | 0 | 0 | 0 | 0
F3_Industrial_Other Industrial_Existing_Process_Natural Gas_Gas Boiler - Hot Water Reset_A_Achievable Technical Potential | F3 | Industrial | Other Industrial | Existing | Process | Natural Gas | Gas Boiler - Hot Water Reset | A | Original Unit Winter Peak Savings (kW) | Achievable Technical Potential | 0 | 0 | 0 | 0 | 0 | 0 | 0 | 0 | 0 | 0 | 0 | 0 | 0 | 0 | 0 | 0 | 0 | 0 | 0 | 0 | 0 | 0
F4_Industrial_Other Industrial_Existing_Process_Natural Gas_Gas Boiler - Hot Water Reset_A_Achievable Technical Potential | F4 | Industrial | Other Industrial | Existing | Process | Natural Gas | Gas Boiler - Hot Water Reset | A | Standalone Impact on Baseline Energy (%) | Achievable Technical Potential | 0% | 0% | 0.01976% | 0.04436% | 0.07482% | 0.1106% | 0.1518% | 0.2004% | 0.2544% | 0.3103% | 0.3643% | 0.4124% | 0.4519% | 0.4812% | 0.5021% | 0.5168% | 0.5284% | 0.5386% | 0.5484% | 0.558% | 0.5678% | 0.5778%
F5_Industrial_Other Industrial_Existing_Process_Natural Gas_Gas Boiler - Hot Water Reset_A_Achievable Technical Potential | F5 | Industrial | Other Industrial | Existing | Process | Natural Gas | Gas Boiler - Hot Water Reset | A | Standalone Impact on Baseline Summer Peak (%) | Achievable Technical Potential | bar: 2019 to 2040
F6_Industrial_Other Industrial_Existing_Process_Natural Gas_Gas Boiler - Hot Water Reset_A_Achievable Technical Potential | F6 | Industrial | Other Industrial | Existing | Process | Natural Gas | Gas Boiler - Hot Water Reset | A | Standalone Impact on Baseline Winter Peak (%) | Achievable Technical Potential | bar: 2019 to 2040
F7_Industrial_Other Industrial_Existing_Process_Natural Gas_Gas Boiler - Hot Water Reset_A_Achievable Technical Potential | F7 | Industrial | Other Industrial | Existing | Process | Natural Gas | Gas Boiler - Hot Water Reset | A | Incremental Energy Savings (MWh or mTherms) | Achievable Technical Potential | 0 | 0 | 0.38002 | 0.45856 | 0.55146 | 0.62912 | 0.70522 | 0.81028 | 0.87356 | 0.87702 | 0.81223 | 0.68615 | 0.52181 | 0.33939 | 0.19367 | 0.091641 | 0.038103 | 0.013617 | 0.0041799 | 0.00089532 | 0.00014463 | 1.7061e-05
F8_Industrial_Other Industrial_Existing_Process_Natural Gas_Gas Boiler - Hot Water Reset_A_Achievable Technical Potential | F8 | Industrial | Other Industrial | Existing | Process | Natural Gas | Gas Boiler - Hot Water Reset | A | Incremental Summer Peak Savings (MW) | Achievable Technical Potential | 0 | 0 | 0 | 0 | 0 | 0 | 0 | 0 | 0 | 0 | 0 | 0 | 0 | 0 | 0 | 0 | 0 | 0 | 0 | 0 | 0 | 0
F9_Industrial_Other Industrial_Existing_Process_Natural Gas_Gas Boiler - Hot Water Reset_A_Achievable Technical Potential | F9 | Industrial | Other Industrial | Existing | Process | Natural Gas | Gas Boiler - Hot Water Reset | A | Incremental Winter Peak Savings (MW) | Achievable Technical Potential | 0 | 0 | 0 | 0 | 0 | 0 | 0 | 0 | 0 | 0 | 0 | 0 | 0 | 0 | 0 | 0 | 0 | 0 | 0 | 0 | 0 | 0
F10_Industrial_Other Industrial_Existing_Process_Natural Gas_Gas Boiler - Hot Water Reset_A_Achievable Technical Potential | F10 | Industrial | Other Industrial | Existing | Process | Natural Gas | Gas Boiler - Hot Water Reset | A | Cumulative Energy Savings (MWh or mTherms) | Achievable Technical Potential | 0 | 0 | 0.38002 | 0.83857 | 1.39 | 2.0192 | 2.7244 | 3.5347 | 4.4082 | 5.2852 | 6.0975 | 6.7836 | 7.3054 | 7.6448 | 7.8385 | 7.9301 | 7.9682 | 7.9819 | 7.986 | 7.9869 | 7.9871 | 7.9871
F11_Industrial_Other Industrial_Existing_Process_Natural Gas_Gas Boiler - Hot Water Reset_A_Achievable Technical Potential | F11 | Industrial | Other Industrial | Existing | Process | Natural Gas | Gas Boiler - Hot Water Reset | A | Cumulative Summer Peak Savings (MW) | Achievable Technical Potential | 0 | 0 | 0 | 0 | 0 | 0 | 0 | 0 | 0 | 0 | 0 | 0 | 0 | 0 | 0 | 0 | 0 | 0 | 0 | 0 | 0 | 0
F12_Industrial_Other Industrial_Existing_Process_Natural Gas_Gas Boiler - Hot Water Reset_A_Achievable Technical Potential | F12 | Industrial | Other Industrial | Existing | Process | Natural Gas | Gas Boiler - Hot Water Reset | A | Cumulative Winter Peak Savings (MW) | Achievable Technical Potential | 0 | 0 | 0 | 0 | 0 | 0 | 0 | 0 | 0 | 0 | 0 | 0 | 0 | 0 | 0 | 0 | 0 | 0 | 0 | 0 | 0 | 0
F13_Industrial_Other Industrial_Existing_Process_Natural Gas_Gas Boiler - Hot Water Reset_A_Achievable Technical Potential | F13 | Industrial | Other Industrial | Existing | Process | Natural Gas | Gas Boiler - Hot Water Reset | A | Purchases (Incremental) | Achievable Technical Potential | 0 | 0 | 134.3356 | 162.0988 | 194.9415 | 222.3947 | 249.2957 | 286.4316 | 308.8023 | 310.0243 | 287.1235 | 242.5516 | 184.4606 | 119.9751 | 68.4619 | 32.3948 | 13.4692 | 4.8134 | 1.4776 | 0.31649 | 0.051126 | 0.006031
F14_Industrial_Other Industrial_Existing_Process_Natural Gas_Gas Boiler - Hot Water Reset_A_Achievable Technical Potential | F14 | Industrial | Other Industrial | Existing | Process | Natural Gas | Gas Boiler - Hot Water Reset | A | Purchases (Cumulative) | Achievable Technical Potential | 0 | 0 | 134.3356 | 296.4344 | 491.3759 | 713.7706 | 963.0664 | 1249.4979 | 1558.3002 | 1868.3245 | 2155.448 | 2397.9996 | 2582.4602 | 2702.4353 | 2770.8971 | 2803.2919 | 2816.7611 | 2821.5745 | 2823.0521 | 2823.3686 | 2823.4197 | 2823.4258
F1_Industrial_Other Industrial_Existing_Space Heating_Natural Gas_Steam Trap Maintenance_A_Achievable Technical Potential | F1 | Industrial | Other Industrial | Existing | Space Heating | Natural Gas | Steam Trap Maintenance | A | Original Unit Energy Savings (kWh or therms) | Achievable Technical Potential | 0 | 0 | 2.6252 | 2.6186 | 2.6122 | 2.6059 | 2.5997 | 2.5938 | 2.588 | 2.5824 | 2.5771 | 2.5719 | 2.567 | 2.5623 | 2.5578 | 2.5536 | 2.5496 | 2.5459 | 2.5424 | 2.5392 | 2.5363 | 2.5336
F2_Industrial_Other Industrial_Existing_Space Heating_Natural Gas_Steam Trap Maintenance_A_Achievable Technical Potential | F2 | Industrial | Other Industrial | Existing | Space Heating | Natural Gas | Steam Trap Maintenance | A | Original Unit Summer Peak Savings (kW) | Achievable Technical Potential | 0 | 0 | 0 | 0 | 0 | 0 | 0 | 0 | 0 | 0 | 0 | 0 | 0 | 0 | 0 | 0 | 0 | 0 | 0 | 0 | 0 | 0
F3_Industrial_Other Industrial_Existing_Space Heating_Natural Gas_Steam Trap Maintenance_A_Achievable Technical Potential | F3 | Industrial | Other Industrial | Existing | Space Heating | Natural Gas | Steam Trap Maintenance | A | Original Unit Winter Peak Savings (kW) | Achievable Technical Potential | 0 | 0 | 0 | 0 | 0 | 0 | 0 | 0 | 0 | 0 | 0 | 0 | 0 | 0 | 0 | 0 | 0 | 0 | 0 | 0 | 0 | 0
F4_Industrial_Other Industrial_Existing_Space Heating_Natural Gas_Steam Trap Maintenance_A_Achievable Technical Potential | F4 | Industrial | Other Industrial | Existing | Space Heating | Natural Gas | Steam Trap Maintenance | A | Standalone Impact on Baseline Energy (%) | Achievable Technical Potential | 0% | 0% | 0.00146% | 0.002944% | 0.004455% | 0.005992% | 0.007556% | 0.009147% | 0.01077% | 0.01241% | 0.01409% | 0.01579% | 0.01753% | 0.01929% | 0.02108% | 0.02291% | 0.02477% | 0.02665% | 0.02858% | 0.03053% | 0.03252% | 0.03455%
F5_Industrial_Other Industrial_Existing_Space Heating_Natural Gas_Steam Trap Maintenance_A_Achievable Technical Potential | F5 | Industrial | Other Industrial | Existing | Space Heating | Natural Gas | Steam Trap Maintenance | A | Standalone Impact on Baseline Summer Peak (%) | Achievable Technical Potential | bar: 2019 to 2040
F6_Industrial_Other Industrial_Existing_Space Heating_Natural Gas_Steam Trap Maintenance_A_Achievable Technical Potential | F6 | Industrial | Other Industrial | Existing | Space Heating | Natural Gas | Steam Trap Maintenance | A | Standalone Impact on Baseline Winter Peak (%) | Achievable Technical Potential | bar: 2019 to 2040
F7_Industrial_Other Industrial_Existing_Space Heating_Natural Gas_Steam Trap Maintenance_A_Achievable Technical Potential | F7 | Industrial | Other Industrial | Existing | Space Heating | Natural Gas | Steam Trap Maintenance | A | Incremental Energy Savings (MWh or mTherms) | Achievable Technical Potential | 0 | 0 | 0.013594 | 0.013326 | 0.013064 | 0.012808 | 0.012558 | 0.012313 | 0.012074 | 0.01184 | 0.011612 | 0.011389 | 0.011171 | 0.010958 | 0.01075 | 0.010548 | 0.01035 | 0.010156 | 0.0099676 | 0.0097834 | 0.0096035 | 0.009428
F8_Industrial_Other Industrial_Existing_Space Heating_Natural Gas_Steam Trap Maintenance_A_Achievable Technical Potential | F8 | Industrial | Other Industrial | Existing | Space Heating | Natural Gas | Steam Trap Maintenance | A | Incremental Summer Peak Savings (MW) | Achievable Technical Potential | 0 | 0 | 0 | 0 | 0 | 0 | 0 | 0 | 0 | 0 | 0 | 0 | 0 | 0 | 0 | 0 | 0 | 0 | 0 | 0 | 0 | 0
F9_Industrial_Other Industrial_Existing_Space Heating_Natural Gas_Steam Trap Maintenance_A_Achievable Technical Potential | F9 | Industrial | Other Industrial | Existing | Space Heating | Natural Gas | Steam Trap Maintenance | A | Incremental Winter Peak Savings (MW) | Achievable Technical Potential | 0 | 0 | 0 | 0 | 0 | 0 | 0 | 0 | 0 | 0 | 0 | 0 | 0 | 0 | 0 | 0 | 0 | 0 | 0 | 0 | 0 | 0
F10_Industrial_Other Industrial_Existing_Space Heating_Natural Gas_Steam Trap Maintenance_A_Achievable Technical Potential | F10 | Industrial | Other Industrial | Existing | Space Heating | Natural Gas | Steam Trap Maintenance | A | Cumulative Energy Savings (MWh or mTherms) | Achievable Technical Potential | 0 | 0 | 0.013594 | 0.026887 | 0.039885 | 0.052596 | 0.06503 | 0.077194 | 0.089096 | 0.10074 | 0.11215 | 0.12331 | 0.13424 | 0.14496 | 0.15545 | 0.16575 | 0.17584 | 0.18574 | 0.19545 | 0.20499 | 0.21435 | 0.22356
F11_Industrial_Other Industrial_Existing_Space Heating_Natural Gas_Steam Trap Maintenance_A_Achievable Technical Potential | F11 | Industrial | Other Industrial | Existing | Space Heating | Natural Gas | Steam Trap Maintenance | A | Cumulative Summer Peak Savings (MW) | Achievable Technical Potential | 0 | 0 | 0 | 0 | 0 | 0 | 0 | 0 | 0 | 0 | 0 | 0 | 0 | 0 | 0 | 0 | 0 | 0 | 0 | 0 | 0 | 0
F12_Industrial_Other Industrial_Existing_Space Heating_Natural Gas_Steam Trap Maintenance_A_Achievable Technical Potential | F12 | Industrial | Other Industrial | Existing | Space Heating | Natural Gas | Steam Trap Maintenance | A | Cumulative Winter Peak Savings (MW) | Achievable Technical Potential | 0 | 0 | 0 | 0 | 0 | 0 | 0 | 0 | 0 | 0 | 0 | 0 | 0 | 0 | 0 | 0 | 0 | 0 | 0 | 0 | 0 | 0
F13_Industrial_Other Industrial_Existing_Space Heating_Natural Gas_Steam Trap Maintenance_A_Achievable Technical Potential | F13 | Industrial | Other Industrial | Existing | Space Heating | Natural Gas | Steam Trap Maintenance | A | Purchases (Incremental) | Achievable Technical Potential | 0 | 0 | 5.1783 | 5.089 | 5.0013 | 4.9151 | 4.8303 | 4.747 | 4.6652 | 4.5848 | 4.5057 | 4.428 | 4.3517 | 4.2767 | 4.2029 | 4.1305 | 4.0592 | 3.9893 | 3.9205 | 3.8529 | 3.7865 | 3.7212
F14_Industrial_Other Industrial_Existing_Space Heating_Natural Gas_Steam Trap Maintenance_A_Achievable Technical Potential | F14 | Industrial | Other Industrial | Existing | Space Heating | Natural Gas | Steam Trap Maintenance | A | Purchases (Cumulative) | Achievable Technical Potential | 0 | 0 | 5.1783 | 10.2674 | 15.2687 | 20.1837 | 25.0141 | 29.7611 | 34.4263 | 39.0111 | 43.5168 | 47.9448 | 52.2965 | 56.5732 | 60.7761 | 64.9066 | 68.9658 | 72.9551 | 76.8756 | 80.7284 | 84.5149 | 88.2361
F1_Industrial_Other Industrial_Existing_Process_Natural Gas_Steam Trap Maintenance_A_Achievable Technical Potential | F1 | Industrial | Other Industrial | Existing | Process | Natural Gas | Steam Trap Maintenance | A | Original Unit Energy Savings (kWh or therms) | Achievable Technical Potential | 0 | 0 | 1.9988 | 1.9988 | 1.9988 | 1.9988 | 1.9988 | 1.9988 | 1.9988 | 1.9988 | 1.9988 | 1.9988 | 1.9988 | 1.9988 | 1.9988 | 1.9988 | 1.9988 | 1.9988 | 1.9988 | 1.9988 | 1.9988 | 1.9988
F2_Industrial_Other Industrial_Existing_Process_Natural Gas_Steam Trap Maintenance_A_Achievable Technical Potential | F2 | Industrial | Other Industrial | Existing | Process | Natural Gas | Steam Trap Maintenance | A | Original Unit Summer Peak Savings (kW) | Achievable Technical Potential | 0 | 0 | 0 | 0 | 0 | 0 | 0 | 0 | 0 | 0 | 0 | 0 | 0 | 0 | 0 | 0 | 0 | 0 | 0 | 0 | 0 | 0
F3_Industrial_Other Industrial_Existing_Process_Natural Gas_Steam Trap Maintenance_A_Achievable Technical Potential | F3 | Industrial | Other Industrial | Existing | Process | Natural Gas | Steam Trap Maintenance | A | Original Unit Winter Peak Savings (kW) | Achievable Technical Potential | 0 | 0 | 0 | 0 | 0 | 0 | 0 | 0 | 0 | 0 | 0 | 0 | 0 | 0 | 0 | 0 | 0 | 0 | 0 | 0 | 0 | 0
F4_Industrial_Other Industrial_Existing_Process_Natural Gas_Steam Trap Maintenance_A_Achievable Technical Potential | F4 | Industrial | Other Industrial | Existing | Process | Natural Gas | Steam Trap Maintenance | A | Standalone Impact on Baseline Energy (%) | Achievable Technical Potential | 0% | 0% | 0.007791% | 0.01572% | 0.02378% | 0.03199% | 0.04034% | 0.04884% | 0.05749% | 0.06629% | 0.07524% | 0.08436% | 0.09363% | 0.1031% | 0.1127% | 0.1224% | 0.1324% | 0.1425% | 0.1528% | 0.1632% | 0.1739% | 0.1847%
F5_Industrial_Other Industrial_Existing_Process_Natural Gas_Steam Trap Maintenance_A_Achievable Technical Potential | F5 | Industrial | Other Industrial | Existing | Process | Natural Gas | Steam Trap Maintenance | A | Standalone Impact on Baseline Summer Peak (%) | Achievable Technical Potential | bar: 2019 to 2040
F6_Industrial_Other Industrial_Existing_Process_Natural Gas_Steam Trap Maintenance_A_Achievable Technical Potential | F6 | Industrial | Other Industrial | Existing | Process | Natural Gas | Steam Trap Maintenance | A | Standalone Impact on Baseline Winter Peak (%) | Achievable Technical Potential | bar: 2019 to 2040
F7_Industrial_Other Industrial_Existing_Process_Natural Gas_Steam Trap Maintenance_A_Achievable Technical Potential | F7 | Industrial | Other Industrial | Existing | Process | Natural Gas | Steam Trap Maintenance | A | Incremental Energy Savings (MWh or mTherms) | Achievable Technical Potential | 0 | 0 | 0.14986 | 0.14728 | 0.14474 | 0.14224 | 0.13979 | 0.13738 | 0.13501 | 0.13269 | 0.1304 | 0.12815 | 0.12594 | 0.12377 | 0.12163 | 0.11954 | 0.11748 | 0.11545 | 0.11346 | 0.1115 | 0.10958 | 0.10769
F8_Industrial_Other Industrial_Existing_Process_Natural Gas_Steam Trap Maintenance_A_Achievable Technical Potential | F8 | Industrial | Other Industrial | Existing | Process | Natural Gas | Steam Trap Maintenance | A | Incremental Summer Peak Savings (MW) | Achievable Technical Potential | 0 | 0 | 0 | 0 | 0 | 0 | 0 | 0 | 0 | 0 | 0 | 0 | 0 | 0 | 0 | 0 | 0 | 0 | 0 | 0 | 0 | 0
F9_Industrial_Other Industrial_Existing_Process_Natural Gas_Steam Trap Maintenance_A_Achievable Technical Potential | F9 | Industrial | Other Industrial | Existing | Process | Natural Gas | Steam Trap Maintenance | A | Incremental Winter Peak Savings (MW) | Achievable Technical Potential | 0 | 0 | 0 | 0 | 0 | 0 | 0 | 0 | 0 | 0 | 0 | 0 | 0 | 0 | 0 | 0 | 0 | 0 | 0 | 0 | 0 | 0
F10_Industrial_Other Industrial_Existing_Process_Natural Gas_Steam Trap Maintenance_A_Achievable Technical Potential | F10 | Industrial | Other Industrial | Existing | Process | Natural Gas | Steam Trap Maintenance | A | Cumulative Energy Savings (MWh or mTherms) | Achievable Technical Potential | 0 | 0 | 0.14986 | 0.29714 | 0.44188 | 0.58413 | 0.72392 | 0.8613 | 0.99631 | 1.129 | 1.2594 | 1.3875 | 1.5135 | 1.6373 | 1.7589 | 1.8784 | 1.9959 | 2.1114 | 2.2248 | 2.3363 | 2.4459 | 2.5536
F11_Industrial_Other Industrial_Existing_Process_Natural Gas_Steam Trap Maintenance_A_Achievable Technical Potential | F11 | Industrial | Other Industrial | Existing | Process | Natural Gas | Steam Trap Maintenance | A | Cumulative Summer Peak Savings (MW) | Achievable Technical Potential | 0 | 0 | 0 | 0 | 0 | 0 | 0 | 0 | 0 | 0 | 0 | 0 | 0 | 0 | 0 | 0 | 0 | 0 | 0 | 0 | 0 | 0
F12_Industrial_Other Industrial_Existing_Process_Natural Gas_Steam Trap Maintenance_A_Achievable Technical Potential | F12 | Industrial | Other Industrial | Existing | Process | Natural Gas | Steam Trap Maintenance | A | Cumulative Winter Peak Savings (MW) | Achievable Technical Potential | 0 | 0 | 0 | 0 | 0 | 0 | 0 | 0 | 0 | 0 | 0 | 0 | 0 | 0 | 0 | 0 | 0 | 0 | 0 | 0 | 0 | 0
F13_Industrial_Other Industrial_Existing_Process_Natural Gas_Steam Trap Maintenance_A_Achievable Technical Potential | F13 | Industrial | Other Industrial | Existing | Process | Natural Gas | Steam Trap Maintenance | A | Purchases (Incremental) | Achievable Technical Potential | 0 | 0 | 74.978 | 73.6853 | 72.4148 | 71.1663 | 69.9393 | 68.7335 | 67.5484 | 66.3838 | 65.2392 | 64.1144 | 63.009 | 61.9226 | 60.855 | 59.8058 | 58.7746 | 57.7613 | 56.7654 | 55.7867 | 54.8248 | 53.8796
F14_Industrial_Other Industrial_Existing_Process_Natural Gas_Steam Trap Maintenance_A_Achievable Technical Potential | F14 | Industrial | Other Industrial | Existing | Process | Natural Gas | Steam Trap Maintenance | A | Purchases (Cumulative) | Achievable Technical Potential | 0 | 0 | 74.978 | 148.6633 | 221.0781 | 292.2444 | 362.1837 | 430.9172 | 498.4656 | 564.8493 | 630.0886 | 694.203 | 757.212 | 819.1346 | 879.9896 | 939.7953 | 998.57 | 1056.3312 | 1113.0966 | 1168.8833 | 1223.7082 | 1277.5877
F1_Industrial_Other Industrial_Existing_Space Heating_Natural Gas_Gas Boiler - High Turndown_A_Achievable Technical Potential | F1 | Industrial | Other Industrial | Existing | Space Heating | Natural Gas | Gas Boiler - High Turndown | A | Original Unit Energy Savings (kWh or therms) | Achievable Technical Potential | 0 | 0 | 2.7866 | 2.7796 | 2.7728 | 2.7661 | 2.7596 | 2.7533 | 2.7471 | 2.7412 | 2.7355 | 2.73 | 2.7248 | 2.7198 | 2.7151 | 2.7106 | 2.7064 | 2.7024 | 2.6988 | 2.6954 | 2.6922 | 2.6894
F2_Industrial_Other Industrial_Existing_Space Heating_Natural Gas_Gas Boiler - High Turndown_A_Achievable Technical Potential | F2 | Industrial | Other Industrial | Existing | Space Heating | Natural Gas | Gas Boiler - High Turndown | A | Original Unit Summer Peak Savings (kW) | Achievable Technical Potential | 0 | 0 | 0 | 0 | 0 | 0 | 0 | 0 | 0 | 0 | 0 | 0 | 0 | 0 | 0 | 0 | 0 | 0 | 0 | 0 | 0 | 0
F3_Industrial_Other Industrial_Existing_Space Heating_Natural Gas_Gas Boiler - High Turndown_A_Achievable Technical Potential | F3 | Industrial | Other Industrial | Existing | Space Heating | Natural Gas | Gas Boiler - High Turndown | A | Original Unit Winter Peak Savings (kW) | Achievable Technical Potential | 0 | 0 | 0 | 0 | 0 | 0 | 0 | 0 | 0 | 0 | 0 | 0 | 0 | 0 | 0 | 0 | 0 | 0 | 0 | 0 | 0 | 0
F4_Industrial_Other Industrial_Existing_Space Heating_Natural Gas_Gas Boiler - High Turndown_A_Achievable Technical Potential | F4 | Industrial | Other Industrial | Existing | Space Heating | Natural Gas | Gas Boiler - High Turndown | A | Standalone Impact on Baseline Energy (%) | Achievable Technical Potential | 0% | 0% | 0.004236% | 0.008546% | 0.01293% | 0.01739% | 0.02193% | 0.02613% | 0.02963% | 0.03259% | 0.03511% | 0.03728% | 0.03918% | 0.04086% | 0.04237% | 0.04375% | 0.04502% | 0.04621% | 0.04702% | 0.04785% | 0.04868% | 0.04954%
F5_Industrial_Other Industrial_Existing_Space Heating_Natural Gas_Gas Boiler - High Turndown_A_Achievable Technical Potential | F5 | Industrial | Other Industrial | Existing | Space Heating | Natural Gas | Gas Boiler - High Turndown | A | Standalone Impact on Baseline Summer Peak (%) | Achievable Technical Potential | bar: 2019 to 2040
F6_Industrial_Other Industrial_Existing_Space Heating_Natural Gas_Gas Boiler - High Turndown_A_Achievable Technical Potential | F6 | Industrial | Other Industrial | Existing | Space Heating | Natural Gas | Gas Boiler - High Turndown | A | Standalone Impact on Baseline Winter Peak (%) | Achievable Technical Potential | bar: 2019 to 2040
F7_Industrial_Other Industrial_Existing_Space Heating_Natural Gas_Gas Boiler - High Turndown_A_Achievable Technical Potential | F7 | Industrial | Other Industrial | Existing | Space Heating | Natural Gas | Gas Boiler - High Turndown | A | Incremental Energy Savings (MWh or mTherms) | Achievable Technical Potential | 0 | 0 | 0.039457 | 0.03868 | 0.037919 | 0.037175 | 0.036448 | 0.032164 | 0.025231 | 0.019794 | 0.01553 | 0.012185 | 0.0095619 | 0.0075038 | 0.0058893 | 0.0046226 | 0.0036286 | 0.0028487 | 1.9069e-05 | 6.6846e-06 | 2.237e-06 | 7.1611e-07
F8_Industrial_Other Industrial_Existing_Space Heating_Natural Gas_Gas Boiler - High Turndown_A_Achievable Technical Potential | F8 | Industrial | Other Industrial | Existing | Space Heating | Natural Gas | Gas Boiler - High Turndown | A | Incremental Summer Peak Savings (MW) | Achievable Technical Potential | 0 | 0 | 0 | 0 | 0 | 0 | 0 | 0 | 0 | 0 | 0 | 0 | 0 | 0 | 0 | 0 | 0 | 0 | 0 | 0 | 0 | 0
F9_Industrial_Other Industrial_Existing_Space Heating_Natural Gas_Gas Boiler - High Turndown_A_Achievable Technical Potential | F9 | Industrial | Other Industrial | Existing | Space Heating | Natural Gas | Gas Boiler - High Turndown | A | Incremental Winter Peak Savings (MW) | Achievable Technical Potential | 0 | 0 | 0 | 0 | 0 | 0 | 0 | 0 | 0 | 0 | 0 | 0 | 0 | 0 | 0 | 0 | 0 | 0 | 0 | 0 | 0 | 0
F10_Industrial_Other Industrial_Existing_Space Heating_Natural Gas_Gas Boiler - High Turndown_A_Achievable Technical Potential | F10 | Industrial | Other Industrial | Existing | Space Heating | Natural Gas | Gas Boiler - High Turndown | A | Cumulative Energy Savings (MWh or mTherms) | Achievable Technical Potential | 0 | 0 | 0.039457 | 0.078038 | 0.11576 | 0.15266 | 0.18875 | 0.22048 | 0.24522 | 0.26449 | 0.27947 | 0.29109 | 0.3001 | 0.30705 | 0.31241 | 0.31651 | 0.31965 | 0.32203 | 0.32161 | 0.32121 | 0.32084 | 0.32051
F11_Industrial_Other Industrial_Existing_Space Heating_Natural Gas_Gas Boiler - High Turndown_A_Achievable Technical Potential | F11 | Industrial | Other Industrial | Existing | Space Heating | Natural Gas | Gas Boiler - High Turndown | A | Cumulative Summer Peak Savings (MW) | Achievable Technical Potential | 0 | 0 | 0 | 0 | 0 | 0 | 0 | 0 | 0 | 0 | 0 | 0 | 0 | 0 | 0 | 0 | 0 | 0 | 0 | 0 | 0 | 0
F12_Industrial_Other Industrial_Existing_Space Heating_Natural Gas_Gas Boiler - High Turndown_A_Achievable Technical Potential | F12 | Industrial | Other Industrial | Existing | Space Heating | Natural Gas | Gas Boiler - High Turndown | A | Cumulative Winter Peak Savings (MW) | Achievable Technical Potential | 0 | 0 | 0 | 0 | 0 | 0 | 0 | 0 | 0 | 0 | 0 | 0 | 0 | 0 | 0 | 0 | 0 | 0 | 0 | 0 | 0 | 0
F13_Industrial_Other Industrial_Existing_Space Heating_Natural Gas_Gas Boiler - High Turndown_A_Achievable Technical Potential | F13 | Industrial | Other Industrial | Existing | Space Heating | Natural Gas | Gas Boiler - High Turndown | A | Purchases (Incremental) | Achievable Technical Potential | 0 | 0 | 14.1594 | 13.9153 | 13.6754 | 13.4396 | 13.2079 | 11.6821 | 9.1846 | 7.221 | 5.6772 | 4.4634 | 3.5092 | 2.7589 | 2.1691 | 1.7054 | 1.3408 | 1.0541 | 0.007066 | 0.00248 | 0.00083089 | 0.00026627
F14_Industrial_Other Industrial_Existing_Space Heating_Natural Gas_Gas Boiler - High Turndown_A_Achievable Technical Potential | F14 | Industrial | Other Industrial | Existing | Space Heating | Natural Gas | Gas Boiler - High Turndown | A | Purchases (Cumulative) | Achievable Technical Potential | 0 | 0 | 14.1594 | 28.0747 | 41.7501 | 55.1897 | 68.3976 | 80.0797 | 89.2643 | 96.4853 | 102.1625 | 106.6259 | 110.1351 | 112.8941 | 115.0632 | 116.7685 | 118.1093 | 119.1634 | 119.1705 | 119.173 | 119.1738 | 119.1741
F1_Industrial_Other Industrial_Existing_Process_Natural Gas_Gas Boiler - High Turndown_A_Achievable Technical Potential | F1 | Industrial | Other Industrial | Existing | Process | Natural Gas | Gas Boiler - High Turndown | A | Original Unit Energy Savings (kWh or therms) | Achievable Technical Potential | 0 | 0 | 2.1216 | 2.1216 | 2.1216 | 2.1216 | 2.1216 | 2.1216 | 2.1216 | 2.1216 | 2.1216 | 2.1216 | 2.1216 | 2.1216 | 2.1216 | 2.1216 | 2.1216 | 2.1216 | 2.1216 | 2.1216 | 2.1216 | 2.1216
F2_Industrial_Other Industrial_Existing_Process_Natural Gas_Gas Boiler - High Turndown_A_Achievable Technical Potential | F2 | Industrial | Other Industrial | Existing | Process | Natural Gas | Gas Boiler - High Turndown | A | Original Unit Summer Peak Savings (kW) | Achievable Technical Potential | 0 | 0 | 0 | 0 | 0 | 0 | 0 | 0 | 0 | 0 | 0 | 0 | 0 | 0 | 0 | 0 | 0 | 0 | 0 | 0 | 0 | 0
F3_Industrial_Other Industrial_Existing_Process_Natural Gas_Gas Boiler - High Turndown_A_Achievable Technical Potential | F3 | Industrial | Other Industrial | Existing | Process | Natural Gas | Gas Boiler - High Turndown | A | Original Unit Winter Peak Savings (kW) | Achievable Technical Potential | 0 | 0 | 0 | 0 | 0 | 0 | 0 | 0 | 0 | 0 | 0 | 0 | 0 | 0 | 0 | 0 | 0 | 0 | 0 | 0 | 0 | 0
F4_Industrial_Other Industrial_Existing_Process_Natural Gas_Gas Boiler - High Turndown_A_Achievable Technical Potential | F4 | Industrial | Other Industrial | Existing | Process | Natural Gas | Gas Boiler - High Turndown | A | Standalone Impact on Baseline Energy (%) | Achievable Technical Potential | 0% | 0% | 0.02261% | 0.04562% | 0.06903% | 0.09286% | 0.1171% | 0.1395% | 0.1582% | 0.174% | 0.1875% | 0.1991% | 0.2093% | 0.2183% | 0.2264% | 0.2338% | 0.2406% | 0.247% | 0.2514% | 0.2558% | 0.2603% | 0.2648%
F5_Industrial_Other Industrial_Existing_Process_Natural Gas_Gas Boiler - High Turndown_A_Achievable Technical Potential | F5 | Industrial | Other Industrial | Existing | Process | Natural Gas | Gas Boiler - High Turndown | A | Standalone Impact on Baseline Summer Peak (%) | Achievable Technical Potential | bar: 2019 to 2040
F6_Industrial_Other Industrial_Existing_Process_Natural Gas_Gas Boiler - High Turndown_A_Achievable Technical Potential | F6 | Industrial | Other Industrial | Existing | Process | Natural Gas | Gas Boiler - High Turndown | A | Standalone Impact on Baseline Winter Peak (%) | Achievable Technical Potential | bar: 2019 to 2040
F7_Industrial_Other Industrial_Existing_Process_Natural Gas_Gas Boiler - High Turndown_A_Achievable Technical Potential | F7 | Industrial | Other Industrial | Existing | Process | Natural Gas | Gas Boiler - High Turndown | A | Incremental Energy Savings (MWh or mTherms) | Achievable Technical Potential | 0 | 0 | 0.43497 | 0.42748 | 0.4201 | 0.41286 | 0.40574 | 0.35887 | 0.28215 | 0.22183 | 0.1744 | 0.13712 | 0.1078 | 0.084754 | 0.066634 | 0.052388 | 0.041188 | 0.032382 | 0.00021706 | 7.6187e-05 | 2.5525e-05 | 8.1798e-06
F8_Industrial_Other Industrial_Existing_Process_Natural Gas_Gas Boiler - High Turndown_A_Achievable Technical Potential | F8 | Industrial | Other Industrial | Existing | Process | Natural Gas | Gas Boiler - High Turndown | A | Incremental Summer Peak Savings (MW) | Achievable Technical Potential | 0 | 0 | 0 | 0 | 0 | 0 | 0 | 0 | 0 | 0 | 0 | 0 | 0 | 0 | 0 | 0 | 0 | 0 | 0 | 0 | 0 | 0
F9_Industrial_Other Industrial_Existing_Process_Natural Gas_Gas Boiler - High Turndown_A_Achievable Technical Potential | F9 | Industrial | Other Industrial | Existing | Process | Natural Gas | Gas Boiler - High Turndown | A | Incremental Winter Peak Savings (MW) | Achievable Technical Potential | 0 | 0 | 0 | 0 | 0 | 0 | 0 | 0 | 0 | 0 | 0 | 0 | 0 | 0 | 0 | 0 | 0 | 0 | 0 | 0 | 0 | 0
F10_Industrial_Other Industrial_Existing_Process_Natural Gas_Gas Boiler - High Turndown_A_Achievable Technical Potential | F10 | Industrial | Other Industrial | Existing | Process | Natural Gas | Gas Boiler - High Turndown | A | Cumulative Energy Savings (MWh or mTherms) | Achievable Technical Potential | 0 | 0 | 0.43497 | 0.86245 | 1.2826 | 1.6954 | 2.1012 | 2.46 | 2.7422 | 2.964 | 3.1384 | 3.2755 | 3.3833 | 3.4681 | 3.5347 | 3.5871 | 3.6283 | 3.6607 | 3.6609 | 3.661 | 3.661 | 3.661
F11_Industrial_Other Industrial_Existing_Process_Natural Gas_Gas Boiler - High Turndown_A_Achievable Technical Potential | F11 | Industrial | Other Industrial | Existing | Process | Natural Gas | Gas Boiler - High Turndown | A | Cumulative Summer Peak Savings (MW) | Achievable Technical Potential | 0 | 0 | 0 | 0 | 0 | 0 | 0 | 0 | 0 | 0 | 0 | 0 | 0 | 0 | 0 | 0 | 0 | 0 | 0 | 0 | 0 | 0
F12_Industrial_Other Industrial_Existing_Process_Natural Gas_Gas Boiler - High Turndown_A_Achievable Technical Potential | F12 | Industrial | Other Industrial | Existing | Process | Natural Gas | Gas Boiler - High Turndown | A | Cumulative Winter Peak Savings (MW) | Achievable Technical Potential | 0 | 0 | 0 | 0 | 0 | 0 | 0 | 0 | 0 | 0 | 0 | 0 | 0 | 0 | 0 | 0 | 0 | 0 | 0 | 0 | 0 | 0
F13_Industrial_Other Industrial_Existing_Process_Natural Gas_Gas Boiler - High Turndown_A_Achievable Technical Potential | F13 | Industrial | Other Industrial | Existing | Process | Natural Gas | Gas Boiler - High Turndown | A | Purchases (Incremental) | Achievable Technical Potential | 0 | 0 | 205.0172 | 201.4824 | 198.0086 | 194.5947 | 191.2396 | 169.1481 | 132.9854 | 104.554 | 82.2011 | 64.6271 | 50.8103 | 39.9474 | 31.4069 | 24.6923 | 19.4133 | 15.2628 | 0.10231 | 0.035909 | 0.012031 | 0.0038554
F14_Industrial_Other Industrial_Existing_Process_Natural Gas_Gas Boiler - High Turndown_A_Achievable Technical Potential | F14 | Industrial | Other Industrial | Existing | Process | Natural Gas | Gas Boiler - High Turndown | A | Purchases (Cumulative) | Achievable Technical Potential | 0 | 0 | 205.0172 | 406.4996 | 604.5082 | 799.1029 | 990.3425 | 1159.4906 | 1292.476 | 1397.03 | 1479.2311 | 1543.8582 | 1594.6685 | 1634.6159 | 1666.0228 | 1690.7151 | 1710.1283 | 1725.3912 | 1725.4935 | 1725.5294 | 1725.5414 | 1725.5453
F1_Industrial_Other Industrial_Existing_Space Heating_Natural Gas_Gas Boiler - Burner Control Optimization_A_Achievable Technical Potential | F1 | Industrial | Other Industrial | Existing | Space Heating | Natural Gas | Gas Boiler - Burner Control Optimization | A | Original Unit Energy Savings (kWh or therms) | Achievable Technical Potential | 0 | 0 | 0.80813 | 0.8061 | 0.80411 | 0.80217 | 0.80028 | 0.79844 | 0.79667 | 0.79495 | 0.7933 | 0.79171 | 0.79019 | 0.78875 | 0.78737 | 0.78607 | 0.78485 | 0.78371 | 0.78264 | 0.78165 | 0.78075 | 0.77992
F2_Industrial_Other Industrial_Existing_Space Heating_Natural Gas_Gas Boiler - Burner Control Optimization_A_Achievable Technical Potential | F2 | Industrial | Other Industrial | Existing | Space Heating | Natural Gas | Gas Boiler - Burner Control Optimization | A | Original Unit Summer Peak Savings (kW) | Achievable Technical Potential | 0 | 0 | 0 | 0 | 0 | 0 | 0 | 0 | 0 | 0 | 0 | 0 | 0 | 0 | 0 | 0 | 0 | 0 | 0 | 0 | 0 | 0
F3_Industrial_Other Industrial_Existing_Space Heating_Natural Gas_Gas Boiler - Burner Control Optimization_A_Achievable Technical Potential | F3 | Industrial | Other Industrial | Existing | Space Heating | Natural Gas | Gas Boiler - Burner Control Optimization | A | Original Unit Winter Peak Savings (kW) | Achievable Technical Potential | 0 | 0 | 0 | 0 | 0 | 0 | 0 | 0 | 0 | 0 | 0 | 0 | 0 | 0 | 0 | 0 | 0 | 0 | 0 | 0 | 0 | 0
F4_Industrial_Other Industrial_Existing_Space Heating_Natural Gas_Gas Boiler - Burner Control Optimization_A_Achievable Technical Potential | F4 | Industrial | Other Industrial | Existing | Space Heating | Natural Gas | Gas Boiler - Burner Control Optimization | A | Standalone Impact on Baseline Energy (%) | Achievable Technical Potential | 0% | 0% | 0.0003314% | 0.000858% | 0.001915% | 0.003771% | 0.006672% | 0.01076% | 0.016% | 0.02217% | 0.0289% | 0.03575% | 0.0423% | 0.04822% | 0.05332% | 0.05757% | 0.06101% | 0.06379% | 0.06604% | 0.06792% | 0.06955% | 0.07107%
F5_Industrial_Other Industrial_Existing_Space Heating_Natural Gas_Gas Boiler - Burner Control Optimization_A_Achievable Technical Potential | F5 | Industrial | Other Industrial | Existing | Space Heating | Natural Gas | Gas Boiler - Burner Control Optimization | A | Standalone Impact on Baseline Summer Peak (%) | Achievable Technical Potential | bar: 2019 to 2040
F6_Industrial_Other Industrial_Existing_Space Heating_Natural Gas_Gas Boiler - Burner Control Optimization_A_Achievable Technical Potential | F6 | Industrial | Other Industrial | Existing | Space Heating | Natural Gas | Gas Boiler - Burner Control Optimization | A | Standalone Impact on Baseline Winter Peak (%) | Achievable Technical Potential | bar: 2019 to 2040
F7_Industrial_Other Industrial_Existing_Space Heating_Natural Gas_Gas Boiler - Burner Control Optimization_A_Achievable Technical Potential | F7 | Industrial | Other Industrial | Existing | Space Heating | Natural Gas | Gas Boiler - Burner Control Optimization | A | Incremental Energy Savings (MWh or mTherms) | Achievable Technical Potential | 0 | 0 | 0.0030867 | 0.0047564 | 0.0093257 | 0.016 | 0.024402 | 0.033497 | 0.041804 | 0.047827 | 0.050513 | 0.049543 | 0.045355 | 0.03893 | 0.031453 | 0.024002 | 0.017353 | 0.011921 | 0.0077994 | 0.0048715 | 0.0029108 | 0.0019348
F8_Industrial_Other Industrial_Existing_Space Heating_Natural Gas_Gas Boiler - Burner Control Optimization_A_Achievable Technical Potential | F8 | Industrial | Other Industrial | Existing | Space Heating | Natural Gas | Gas Boiler - Burner Control Optimization | A | Incremental Summer Peak Savings (MW) | Achievable Technical Potential | 0 | 0 | 0 | 0 | 0 | 0 | 0 | 0 | 0 | 0 | 0 | 0 | 0 | 0 | 0 | 0 | 0 | 0 | 0 | 0 | 0 | 0
F9_Industrial_Other Industrial_Existing_Space Heating_Natural Gas_Gas Boiler - Burner Control Optimization_A_Achievable Technical Potential | F9 | Industrial | Other Industrial | Existing | Space Heating | Natural Gas | Gas Boiler - Burner Control Optimization | A | Incremental Winter Peak Savings (MW) | Achievable Technical Potential | 0 | 0 | 0 | 0 | 0 | 0 | 0 | 0 | 0 | 0 | 0 | 0 | 0 | 0 | 0 | 0 | 0 | 0 | 0 | 0 | 0 | 0
F10_Industrial_Other Industrial_Existing_Space Heating_Natural Gas_Gas Boiler - Burner Control Optimization_A_Achievable Technical Potential | F10 | Industrial | Other Industrial | Existing | Space Heating | Natural Gas | Gas Boiler - Burner Control Optimization | A | Cumulative Energy Savings (MWh or mTherms) | Achievable Technical Potential | 0 | 0 | 0.0030867 | 0.0078353 | 0.017142 | 0.0331 | 0.057424 | 0.090789 | 0.13239 | 0.17993 | 0.23007 | 0.27915 | 0.32397 | 0.36231 | 0.39313 | 0.41649 | 0.43319 | 0.44448 | 0.45167 | 0.45598 | 0.45836 | 0.45981
F11_Industrial_Other Industrial_Existing_Space Heating_Natural Gas_Gas Boiler - Burner Control Optimization_A_Achievable Technical Potential | F11 | Industrial | Other Industrial | Existing | Space Heating | Natural Gas | Gas Boiler - Burner Control Optimization | A | Cumulative Summer Peak Savings (MW) | Achievable Technical Potential | 0 | 0 | 0 | 0 | 0 | 0 | 0 | 0 | 0 | 0 | 0 | 0 | 0 | 0 | 0 | 0 | 0 | 0 | 0 | 0 | 0 | 0
F12_Industrial_Other Industrial_Existing_Space Heating_Natural Gas_Gas Boiler - Burner Control Optimization_A_Achievable Technical Potential | F12 | Industrial | Other Industrial | Existing | Space Heating | Natural Gas | Gas Boiler - Burner Control Optimization | A | Cumulative Winter Peak Savings (MW) | Achievable Technical Potential | 0 | 0 | 0 | 0 | 0 | 0 | 0 | 0 | 0 | 0 | 0 | 0 | 0 | 0 | 0 | 0 | 0 | 0 | 0 | 0 | 0 | 0
F13_Industrial_Other Industrial_Existing_Space Heating_Natural Gas_Gas Boiler - Burner Control Optimization_A_Achievable Technical Potential | F13 | Industrial | Other Industrial | Existing | Space Heating | Natural Gas | Gas Boiler - Burner Control Optimization | A | Purchases (Incremental) | Achievable Technical Potential | 0 | 0 | 3.8196 | 5.9005 | 11.5975 | 19.9457 | 30.4917 | 41.9524 | 52.4734 | 60.1634 | 63.6743 | 62.5765 | 57.3977 | 49.3571 | 39.9462 | 30.5336 | 22.1105 | 15.2105 | 9.9655 | 6.2324 | 3.7282 | 2.4808
F14_Industrial_Other Industrial_Existing_Space Heating_Natural Gas_Gas Boiler - Burner Control Optimization_A_Achievable Technical Potential | F14 | Industrial | Other Industrial | Existing | Space Heating | Natural Gas | Gas Boiler - Burner Control Optimization | A | Purchases (Cumulative) | Achievable Technical Potential | 0 | 0 | 3.8196 | 9.7201 | 21.3176 | 41.2633 | 71.755 | 113.7074 | 166.1808 | 226.3442 | 290.0186 | 352.595 | 409.9928 | 459.3499 | 499.2961 | 529.8297 | 551.9402 | 567.1508 | 577.1163 | 583.3486 | 587.0768 | 589.5576
F1_Industrial_Other Industrial_Existing_Process_Natural Gas_Gas Boiler - Burner Control Optimization_A_Achievable Technical Potential | F1 | Industrial | Other Industrial | Existing | Process | Natural Gas | Gas Boiler - Burner Control Optimization | A | Original Unit Energy Savings (kWh or therms) | Achievable Technical Potential | 0 | 0 | 0.61528 | 0.61528 | 0.61528 | 0.61528 | 0.61528 | 0.61528 | 0.61528 | 0.61528 | 0.61528 | 0.61528 | 0.61528 | 0.61528 | 0.61528 | 0.61528 | 0.61528 | 0.61528 | 0.61528 | 0.61528 | 0.61528 | 0.61528
F2_Industrial_Other Industrial_Existing_Process_Natural Gas_Gas Boiler - Burner Control Optimization_A_Achievable Technical Potential | F2 | Industrial | Other Industrial | Existing | Process | Natural Gas | Gas Boiler - Burner Control Optimization | A | Original Unit Summer Peak Savings (kW) | Achievable Technical Potential | 0 | 0 | 0 | 0 | 0 | 0 | 0 | 0 | 0 | 0 | 0 | 0 | 0 | 0 | 0 | 0 | 0 | 0 | 0 | 0 | 0 | 0
F3_Industrial_Other Industrial_Existing_Process_Natural Gas_Gas Boiler - Burner Control Optimization_A_Achievable Technical Potential | F3 | Industrial | Other Industrial | Existing | Process | Natural Gas | Gas Boiler - Burner Control Optimization | A | Original Unit Winter Peak Savings (kW) | Achievable Technical Potential | 0 | 0 | 0 | 0 | 0 | 0 | 0 | 0 | 0 | 0 | 0 | 0 | 0 | 0 | 0 | 0 | 0 | 0 | 0 | 0 | 0 | 0
F4_Industrial_Other Industrial_Existing_Process_Natural Gas_Gas Boiler - Burner Control Optimization_A_Achievable Technical Potential | F4 | Industrial | Other Industrial | Existing | Process | Natural Gas | Gas Boiler - Burner Control Optimization | A | Standalone Impact on Baseline Energy (%) | Achievable Technical Potential | 0% | 0% | 0.001769% | 0.004581% | 0.01022% | 0.02013% | 0.03563% | 0.05745% | 0.08543% | 0.1184% | 0.1544% | 0.191% | 0.2259% | 0.2576% | 0.2849% | 0.3076% | 0.3261% | 0.341% | 0.353% | 0.3631% | 0.3718% | 0.38%
F5_Industrial_Other Industrial_Existing_Process_Natural Gas_Gas Boiler - Burner Control Optimization_A_Achievable Technical Potential | F5 | Industrial | Other Industrial | Existing | Process | Natural Gas | Gas Boiler - Burner Control Optimization | A | Standalone Impact on Baseline Summer Peak (%) | Achievable Technical Potential | bar: 2019 to 2040
F6_Industrial_Other Industrial_Existing_Process_Natural Gas_Gas Boiler - Burner Control Optimization_A_Achievable Technical Potential | F6 | Industrial | Other Industrial | Existing | Process | Natural Gas | Gas Boiler - Burner Control Optimization | A | Standalone Impact on Baseline Winter Peak (%) | Achievable Technical Potential | bar: 2019 to 2040
F7_Industrial_Other Industrial_Existing_Process_Natural Gas_Gas Boiler - Burner Control Optimization_A_Achievable Technical Potential | F7 | Industrial | Other Industrial | Existing | Process | Natural Gas | Gas Boiler - Burner Control Optimization | A | Incremental Energy Savings (MWh or mTherms) | Achievable Technical Potential | 0 | 0 | 0.034028 | 0.052566 | 0.10332 | 0.17769 | 0.27164 | 0.37374 | 0.46747 | 0.53598 | 0.56726 | 0.55748 | 0.51134 | 0.43971 | 0.35587 | 0.27202 | 0.19698 | 0.13551 | 0.08878 | 0.055522 | 0.033214 | 0.022101
F8_Industrial_Other Industrial_Existing_Process_Natural Gas_Gas Boiler - Burner Control Optimization_A_Achievable Technical Potential | F8 | Industrial | Other Industrial | Existing | Process | Natural Gas | Gas Boiler - Burner Control Optimization | A | Incremental Summer Peak Savings (MW) | Achievable Technical Potential | 0 | 0 | 0 | 0 | 0 | 0 | 0 | 0 | 0 | 0 | 0 | 0 | 0 | 0 | 0 | 0 | 0 | 0 | 0 | 0 | 0 | 0
F9_Industrial_Other Industrial_Existing_Process_Natural Gas_Gas Boiler - Burner Control Optimization_A_Achievable Technical Potential | F9 | Industrial | Other Industrial | Existing | Process | Natural Gas | Gas Boiler - Burner Control Optimization | A | Incremental Winter Peak Savings (MW) | Achievable Technical Potential | 0 | 0 | 0 | 0 | 0 | 0 | 0 | 0 | 0 | 0 | 0 | 0 | 0 | 0 | 0 | 0 | 0 | 0 | 0 | 0 | 0 | 0
F10_Industrial_Other Industrial_Existing_Process_Natural Gas_Gas Boiler - Burner Control Optimization_A_Achievable Technical Potential | F10 | Industrial | Other Industrial | Existing | Process | Natural Gas | Gas Boiler - Burner Control Optimization | A | Cumulative Energy Savings (MWh or mTherms) | Achievable Technical Potential | 0 | 0 | 0.034028 | 0.086593 | 0.18991 | 0.3676 | 0.63925 | 1.013 | 1.4805 | 2.0164 | 2.5837 | 3.1412 | 3.6525 | 4.0922 | 4.4481 | 4.7201 | 4.9171 | 5.0526 | 5.1414 | 5.1969 | 5.2301 | 5.2522
F11_Industrial_Other Industrial_Existing_Process_Natural Gas_Gas Boiler - Burner Control Optimization_A_Achievable Technical Potential | F11 | Industrial | Other Industrial | Existing | Process | Natural Gas | Gas Boiler - Burner Control Optimization | A | Cumulative Summer Peak Savings (MW) | Achievable Technical Potential | 0 | 0 | 0 | 0 | 0 | 0 | 0 | 0 | 0 | 0 | 0 | 0 | 0 | 0 | 0 | 0 | 0 | 0 | 0 | 0 | 0 | 0
F12_Industrial_Other Industrial_Existing_Process_Natural Gas_Gas Boiler - Burner Control Optimization_A_Achievable Technical Potential | F12 | Industrial | Other Industrial | Existing | Process | Natural Gas | Gas Boiler - Burner Control Optimization | A | Cumulative Winter Peak Savings (MW) | Achievable Technical Potential | 0 | 0 | 0 | 0 | 0 | 0 | 0 | 0 | 0 | 0 | 0 | 0 | 0 | 0 | 0 | 0 | 0 | 0 | 0 | 0 | 0 | 0
F13_Industrial_Other Industrial_Existing_Process_Natural Gas_Gas Boiler - Burner Control Optimization_A_Achievable Technical Potential | F13 | Industrial | Other Industrial | Existing | Process | Natural Gas | Gas Boiler - Burner Control Optimization | A | Purchases (Incremental) | Achievable Technical Potential | 0 | 0 | 55.3043 | 85.4343 | 167.9227 | 288.798 | 441.4958 | 607.4373 | 759.7727 | 871.1187 | 921.9532 | 906.0575 | 831.0734 | 714.6515 | 578.3893 | 442.1022 | 320.143 | 220.2363 | 144.2927 | 90.2395 | 53.9814 | 35.9197
F14_Industrial_Other Industrial_Existing_Process_Natural Gas_Gas Boiler - Burner Control Optimization_A_Achievable Technical Potential | F14 | Industrial | Other Industrial | Existing | Process | Natural Gas | Gas Boiler - Burner Control Optimization | A | Purchases (Cumulative) | Achievable Technical Potential | 0 | 0 | 55.3043 | 140.7386 | 308.6613 | 597.4593 | 1038.9551 | 1646.3924 | 2406.1651 | 3277.2838 | 4199.2371 | 5105.2945 | 5936.368 | 6651.0195 | 7229.4088 | 7671.511 | 7991.654 | 8211.8903 | 8356.183 | 8446.4225 | 8500.4038 | 8536.3236
F1_Industrial_Other Industrial_Existing_Space Heating_Natural Gas_HVAC - Demand Controlled Ventilation_A_Achievable Technical Potential | F1 | Industrial | Other Industrial | Existing | Space Heating | Natural Gas | HVAC - Demand Controlled Ventilation | A | Original Unit Energy Savings (kWh or therms) | Achievable Technical Potential | 0 | 0 | 0.076632 | 0.076208 | 0.075785 | 0.075366 | 0.074954 | 0.074553 | 0.074165 | 0.073793 | 0.07344 | 0.073107 | 0.072794 | 0.072499 | 0.072221 | 0.07196 | 0.071715 | 0.071483 | 0.071266 | 0.071061 | 0.070868 | 0.070686
F2_Industrial_Other Industrial_Existing_Space Heating_Natural Gas_HVAC - Demand Controlled Ventilation_A_Achievable Technical Potential | F2 | Industrial | Other Industrial | Existing | Space Heating | Natural Gas | HVAC - Demand Controlled Ventilation | A | Original Unit Summer Peak Savings (kW) | Achievable Technical Potential | 0 | 0 | 0 | 0 | 0 | 0 | 0 | 0 | 0 | 0 | 0 | 0 | 0 | 0 | 0 | 0 | 0 | 0 | 0 | 0 | 0 | 0
F3_Industrial_Other Industrial_Existing_Space Heating_Natural Gas_HVAC - Demand Controlled Ventilation_A_Achievable Technical Potential | F3 | Industrial | Other Industrial | Existing | Space Heating | Natural Gas | HVAC - Demand Controlled Ventilation | A | Original Unit Winter Peak Savings (kW) | Achievable Technical Potential | 0 | 0 | 0 | 0 | 0 | 0 | 0 | 0 | 0 | 0 | 0 | 0 | 0 | 0 | 0 | 0 | 0 | 0 | 0 | 0 | 0 | 0
F4_Industrial_Other Industrial_Existing_Space Heating_Natural Gas_HVAC - Demand Controlled Ventilation_A_Achievable Technical Potential | F4 | Industrial | Other Industrial | Existing | Space Heating | Natural Gas | HVAC - Demand Controlled Ventilation | A | Standalone Impact on Baseline Energy (%) | Achievable Technical Potential | 0% | 0% | 0.04258% | 0.08564% | 0.1292% | 0.1732% | 0.2177% | 0.2628% | 0.3084% | 0.3545% | 0.4013% | 0.4487% | 0.4967% | 0.5455% | 0.595% | 0.6452% | 0.6962% | 0.748% | 0.8005% | 0.854% | 0.9083% | 0.9634%
F5_Industrial_Other Industrial_Existing_Space Heating_Natural Gas_HVAC - Demand Controlled Ventilation_A_Achievable Technical Potential | F5 | Industrial | Other Industrial | Existing | Space Heating | Natural Gas | HVAC - Demand Controlled Ventilation | A | Standalone Impact on Baseline Summer Peak (%) | Achievable Technical Potential | bar: 2019 to 2040
F6_Industrial_Other Industrial_Existing_Space Heating_Natural Gas_HVAC - Demand Controlled Ventilation_A_Achievable Technical Potential | F6 | Industrial | Other Industrial | Existing | Space Heating | Natural Gas | HVAC - Demand Controlled Ventilation | A | Standalone Impact on Baseline Winter Peak (%) | Achievable Technical Potential | bar: 2019 to 2040
F7_Industrial_Other Industrial_Existing_Space Heating_Natural Gas_HVAC - Demand Controlled Ventilation_A_Achievable Technical Potential | F7 | Industrial | Other Industrial | Existing | Space Heating | Natural Gas | HVAC - Demand Controlled Ventilation | A | Incremental Energy Savings (MWh or mTherms) | Achievable Technical Potential | 0 | 0 | 0.39659 | 0.3876 | 0.3788 | 0.37021 | 0.36184 | 0.3537 | 0.34579 | 0.33812 | 0.3307 | 0.32353 | 0.31659 | 0.30987 | 0.30336 | 0.29705 | 0.29094 | 0.285 | 0.27923 | 0.27363 | 0.26818 | 0.26288
F8_Industrial_Other Industrial_Existing_Space Heating_Natural Gas_HVAC - Demand Controlled Ventilation_A_Achievable Technical Potential | F8 | Industrial | Other Industrial | Existing | Space Heating | Natural Gas | HVAC - Demand Controlled Ventilation | A | Incremental Summer Peak Savings (MW) | Achievable Technical Potential | 0 | 0 | 0 | 0 | 0 | 0 | 0 | 0 | 0 | 0 | 0 | 0 | 0 | 0 | 0 | 0 | 0 | 0 | 0 | 0 | 0 | 0
F9_Industrial_Other Industrial_Existing_Space Heating_Natural Gas_HVAC - Demand Controlled Ventilation_A_Achievable Technical Potential | F9 | Industrial | Other Industrial | Existing | Space Heating | Natural Gas | HVAC - Demand Controlled Ventilation | A | Incremental Winter Peak Savings (MW) | Achievable Technical Potential | 0 | 0 | 0 | 0 | 0 | 0 | 0 | 0 | 0 | 0 | 0 | 0 | 0 | 0 | 0 | 0 | 0 | 0 | 0 | 0 | 0 | 0
F10_Industrial_Other Industrial_Existing_Space Heating_Natural Gas_HVAC - Demand Controlled Ventilation_A_Achievable Technical Potential | F10 | Industrial | Other Industrial | Existing | Space Heating | Natural Gas | HVAC - Demand Controlled Ventilation | A | Cumulative Energy Savings (MWh or mTherms) | Achievable Technical Potential | 0 | 0 | 0.39659 | 0.78199 | 1.1564 | 1.5203 | 1.8738 | 2.2175 | 2.5517 | 2.8771 | 3.194 | 3.503 | 3.8046 | 4.0991 | 4.3867 | 4.6679 | 4.9429 | 5.212 | 5.4753 | 5.7332 | 5.9859 | 6.2334
F11_Industrial_Other Industrial_Existing_Space Heating_Natural Gas_HVAC - Demand Controlled Ventilation_A_Achievable Technical Potential | F11 | Industrial | Other Industrial | Existing | Space Heating | Natural Gas | HVAC - Demand Controlled Ventilation | A | Cumulative Summer Peak Savings (MW) | Achievable Technical Potential | 0 | 0 | 0 | 0 | 0 | 0 | 0 | 0 | 0 | 0 | 0 | 0 | 0 | 0 | 0 | 0 | 0 | 0 | 0 | 0 | 0 | 0
F12_Industrial_Other Industrial_Existing_Space Heating_Natural Gas_HVAC - Demand Controlled Ventilation_A_Achievable Technical Potential | F12 | Industrial | Other Industrial | Existing | Space Heating | Natural Gas | HVAC - Demand Controlled Ventilation | A | Cumulative Winter Peak Savings (MW) | Achievable Technical Potential | 0 | 0 | 0 | 0 | 0 | 0 | 0 | 0 | 0 | 0 | 0 | 0 | 0 | 0 | 0 | 0 | 0 | 0 | 0 | 0 | 0 | 0
F13_Industrial_Other Industrial_Existing_Space Heating_Natural Gas_HVAC - Demand Controlled Ventilation_A_Achievable Technical Potential | F13 | Industrial | Other Industrial | Existing | Space Heating | Natural Gas | HVAC - Demand Controlled Ventilation | A | Purchases (Incremental) | Achievable Technical Potential | 0 | 0 | 5175.2636 | 5086.0349 | 4998.3447 | 4912.1663 | 4827.4738 | 4744.2415 | 4662.4442 | 4582.0573 | 4503.0563 | 4425.4174 | 4349.1171 | 4274.1323 | 4200.4404 | 4128.019 | 4056.8462 | 3986.9006 | 3918.1609 | 3850.6064 | 3784.2167 | 3718.9716
F14_Industrial_Other Industrial_Existing_Space Heating_Natural Gas_HVAC - Demand Controlled Ventilation_A_Achievable Technical Potential | F14 | Industrial | Other Industrial | Existing | Space Heating | Natural Gas | HVAC - Demand Controlled Ventilation | A | Purchases (Cumulative) | Achievable Technical Potential | 0 | 0 | 5175.2636 | 10261.2986 | 15259.6433 | 20171.8096 | 24999.2834 | 29743.5249 | 34405.9691 | 38988.0264 | 43491.0827 | 47916.5 | 52265.6171 | 56539.7494 | 60740.1898 | 64868.2087 | 68925.055 | 72911.9556 | 76830.1165 | 80680.723 | 84464.9396 | 88183.9112
F1_Industrial_Other Industrial_Existing_Space Heating_Natural Gas_Gas Boiler - Stack Economizer_A_Achievable Technical Potential | F1 | Industrial | Other Industrial | Existing | Space Heating | Natural Gas | Gas Boiler - Stack Economizer | A | Original Unit Energy Savings (kWh or therms) | Achievable Technical Potential | 0 | 0 | 2.0342 | 2.0291 | 2.0241 | 2.0193 | 2.0145 | 2.0099 | 2.0054 | 2.0011 | 1.9969 | 1.9929 | 1.9891 | 1.9855 | 1.982 | 1.9787 | 1.9757 | 1.9728 | 1.9701 | 1.9676 | 1.9653 | 1.9633
F2_Industrial_Other Industrial_Existing_Space Heating_Natural Gas_Gas Boiler - Stack Economizer_A_Achievable Technical Potential | F2 | Industrial | Other Industrial | Existing | Space Heating | Natural Gas | Gas Boiler - Stack Economizer | A | Original Unit Summer Peak Savings (kW) | Achievable Technical Potential | 0 | 0 | 0 | 0 | 0 | 0 | 0 | 0 | 0 | 0 | 0 | 0 | 0 | 0 | 0 | 0 | 0 | 0 | 0 | 0 | 0 | 0
F3_Industrial_Other Industrial_Existing_Space Heating_Natural Gas_Gas Boiler - Stack Economizer_A_Achievable Technical Potential | F3 | Industrial | Other Industrial | Existing | Space Heating | Natural Gas | Gas Boiler - Stack Economizer | A | Original Unit Winter Peak Savings (kW) | Achievable Technical Potential | 0 | 0 | 0 | 0 | 0 | 0 | 0 | 0 | 0 | 0 | 0 | 0 | 0 | 0 | 0 | 0 | 0 | 0 | 0 | 0 | 0 | 0
F4_Industrial_Other Industrial_Existing_Space Heating_Natural Gas_Gas Boiler - Stack Economizer_A_Achievable Technical Potential | F4 | Industrial | Other Industrial | Existing | Space Heating | Natural Gas | Gas Boiler - Stack Economizer | A | Standalone Impact on Baseline Energy (%) | Achievable Technical Potential | 0% | 0% | 0.008247% | 0.01664% | 0.02517% | 0.03386% | 0.04269% | 0.05086% | 0.05768% | 0.06344% | 0.06835% | 0.07258% | 0.07627% | 0.07955% | 0.08248% | 0.08516% | 0.08764% | 0.08996% | 0.09154% | 0.09314% | 0.09477% | 0.09643%
F5_Industrial_Other Industrial_Existing_Space Heating_Natural Gas_Gas Boiler - Stack Economizer_A_Achievable Technical Potential | F5 | Industrial | Other Industrial | Existing | Space Heating | Natural Gas | Gas Boiler - Stack Economizer | A | Standalone Impact on Baseline Summer Peak (%) | Achievable Technical Potential | bar: 2019 to 2040
F6_Industrial_Other Industrial_Existing_Space Heating_Natural Gas_Gas Boiler - Stack Economizer_A_Achievable Technical Potential | F6 | Industrial | Other Industrial | Existing | Space Heating | Natural Gas | Gas Boiler - Stack Economizer | A | Standalone Impact on Baseline Winter Peak (%) | Achievable Technical Potential | bar: 2019 to 2040
F7_Industrial_Other Industrial_Existing_Space Heating_Natural Gas_Gas Boiler - Stack Economizer_A_Achievable Technical Potential | F7 | Industrial | Other Industrial | Existing | Space Heating | Natural Gas | Gas Boiler - Stack Economizer | A | Incremental Energy Savings (MWh or mTherms) | Achievable Technical Potential | 0 | 0 | 0.07681 | 0.075296 | 0.073816 | 0.072368 | 0.070953 | 0.062612 | 0.049117 | 0.038533 | 0.030232 | 0.023721 | 0.018614 | 0.014607 | 0.011464 | 0.0089986 | 0.0070637 | 0.0055455 | 3.7122e-05 | 1.3013e-05 | 4.3546e-06 | 1.394e-06
F8_Industrial_Other Industrial_Existing_Space Heating_Natural Gas_Gas Boiler - Stack Economizer_A_Achievable Technical Potential | F8 | Industrial | Other Industrial | Existing | Space Heating | Natural Gas | Gas Boiler - Stack Economizer | A | Incremental Summer Peak Savings (MW) | Achievable Technical Potential | 0 | 0 | 0 | 0 | 0 | 0 | 0 | 0 | 0 | 0 | 0 | 0 | 0 | 0 | 0 | 0 | 0 | 0 | 0 | 0 | 0 | 0
F9_Industrial_Other Industrial_Existing_Space Heating_Natural Gas_Gas Boiler - Stack Economizer_A_Achievable Technical Potential | F9 | Industrial | Other Industrial | Existing | Space Heating | Natural Gas | Gas Boiler - Stack Economizer | A | Incremental Winter Peak Savings (MW) | Achievable Technical Potential | 0 | 0 | 0 | 0 | 0 | 0 | 0 | 0 | 0 | 0 | 0 | 0 | 0 | 0 | 0 | 0 | 0 | 0 | 0 | 0 | 0 | 0
F10_Industrial_Other Industrial_Existing_Space Heating_Natural Gas_Gas Boiler - Stack Economizer_A_Achievable Technical Potential | F10 | Industrial | Other Industrial | Existing | Space Heating | Natural Gas | Gas Boiler - Stack Economizer | A | Cumulative Energy Savings (MWh or mTherms) | Achievable Technical Potential | 0 | 0 | 0.07681 | 0.15191 | 0.22535 | 0.29718 | 0.36743 | 0.4292 | 0.47736 | 0.51487 | 0.54403 | 0.56666 | 0.58419 | 0.59773 | 0.60815 | 0.61614 | 0.62225 | 0.62689 | 0.62607 | 0.62529 | 0.62458 | 0.62392
F11_Industrial_Other Industrial_Existing_Space Heating_Natural Gas_Gas Boiler - Stack Economizer_A_Achievable Technical Potential | F11 | Industrial | Other Industrial | Existing | Space Heating | Natural Gas | Gas Boiler - Stack Economizer | A | Cumulative Summer Peak Savings (MW) | Achievable Technical Potential | 0 | 0 | 0 | 0 | 0 | 0 | 0 | 0 | 0 | 0 | 0 | 0 | 0 | 0 | 0 | 0 | 0 | 0 | 0 | 0 | 0 | 0
F12_Industrial_Other Industrial_Existing_Space Heating_Natural Gas_Gas Boiler - Stack Economizer_A_Achievable Technical Potential | F12 | Industrial | Other Industrial | Existing | Space Heating | Natural Gas | Gas Boiler - Stack Economizer | A | Cumulative Winter Peak Savings (MW) | Achievable Technical Potential | 0 | 0 | 0 | 0 | 0 | 0 | 0 | 0 | 0 | 0 | 0 | 0 | 0 | 0 | 0 | 0 | 0 | 0 | 0 | 0 | 0 | 0
F13_Industrial_Other Industrial_Existing_Space Heating_Natural Gas_Gas Boiler - Stack Economizer_A_Achievable Technical Potential | F13 | Industrial | Other Industrial | Existing | Space Heating | Natural Gas | Gas Boiler - Stack Economizer | A | Purchases (Incremental) | Achievable Technical Potential | 0 | 0 | 37.7585 | 37.1075 | 36.4677 | 35.8389 | 35.221 | 31.1524 | 24.4922 | 19.256 | 15.1392 | 11.9025 | 9.3578 | 7.3572 | 5.7843 | 4.5476 | 3.5754 | 2.811 | 0.018843 | 0.0066135 | 0.0022157 | 0.00071006
F14_Industrial_Other Industrial_Existing_Space Heating_Natural Gas_Gas Boiler - Stack Economizer_A_Achievable Technical Potential | F14 | Industrial | Other Industrial | Existing | Space Heating | Natural Gas | Gas Boiler - Stack Economizer | A | Purchases (Cumulative) | Achievable Technical Potential | 0 | 0 | 37.7585 | 74.8659 | 111.3336 | 147.1726 | 182.3936 | 213.546 | 238.0382 | 257.2941 | 272.4333 | 284.3358 | 293.6936 | 301.0508 | 306.8351 | 311.3827 | 314.9581 | 317.7691 | 317.788 | 317.7946 | 317.7968 | 317.7975
F1_Industrial_Other Industrial_Existing_Process_Natural Gas_Gas Boiler - Stack Economizer_A_Achievable Technical Potential | F1 | Industrial | Other Industrial | Existing | Process | Natural Gas | Gas Boiler - Stack Economizer | A | Original Unit Energy Savings (kWh or therms) | Achievable Technical Potential | 0 | 0 | 2.0368 | 2.0368 | 2.0368 | 2.0368 | 2.0368 | 2.0368 | 2.0368 | 2.0368 | 2.0368 | 2.0368 | 2.0368 | 2.0368 | 2.0368 | 2.0368 | 2.0368 | 2.0368 | 2.0368 | 2.0368 | 2.0368 | 2.0368
F2_Industrial_Other Industrial_Existing_Process_Natural Gas_Gas Boiler - Stack Economizer_A_Achievable Technical Potential | F2 | Industrial | Other Industrial | Existing | Process | Natural Gas | Gas Boiler - Stack Economizer | A | Original Unit Summer Peak Savings (kW) | Achievable Technical Potential | 0 | 0 | 0 | 0 | 0 | 0 | 0 | 0 | 0 | 0 | 0 | 0 | 0 | 0 | 0 | 0 | 0 | 0 | 0 | 0 | 0 | 0
F3_Industrial_Other Industrial_Existing_Process_Natural Gas_Gas Boiler - Stack Economizer_A_Achievable Technical Potential | F3 | Industrial | Other Industrial | Existing | Process | Natural Gas | Gas Boiler - Stack Economizer | A | Original Unit Winter Peak Savings (kW) | Achievable Technical Potential | 0 | 0 | 0 | 0 | 0 | 0 | 0 | 0 | 0 | 0 | 0 | 0 | 0 | 0 | 0 | 0 | 0 | 0 | 0 | 0 | 0 | 0
F4_Industrial_Other Industrial_Existing_Process_Natural Gas_Gas Boiler - Stack Economizer_A_Achievable Technical Potential | F4 | Industrial | Other Industrial | Existing | Process | Natural Gas | Gas Boiler - Stack Economizer | A | Standalone Impact on Baseline Energy (%) | Achievable Technical Potential | 0% | 0% | 0.05789% | 0.1168% | 0.1767% | 0.2377% | 0.2998% | 0.3571% | 0.4051% | 0.4455% | 0.48% | 0.5098% | 0.5358% | 0.5589% | 0.5796% | 0.5985% | 0.616% | 0.6324% | 0.6435% | 0.6548% | 0.6663% | 0.678%
F5_Industrial_Other Industrial_Existing_Process_Natural Gas_Gas Boiler - Stack Economizer_A_Achievable Technical Potential | F5 | Industrial | Other Industrial | Existing | Process | Natural Gas | Gas Boiler - Stack Economizer | A | Standalone Impact on Baseline Summer Peak (%) | Achievable Technical Potential | bar: 2019 to 2040
F6_Industrial_Other Industrial_Existing_Process_Natural Gas_Gas Boiler - Stack Economizer_A_Achievable Technical Potential | F6 | Industrial | Other Industrial | Existing | Process | Natural Gas | Gas Boiler - Stack Economizer | A | Standalone Impact on Baseline Winter Peak (%) | Achievable Technical Potential | bar: 2019 to 2040
F7_Industrial_Other Industrial_Existing_Process_Natural Gas_Gas Boiler - Stack Economizer_A_Achievable Technical Potential | F7 | Industrial | Other Industrial | Existing | Process | Natural Gas | Gas Boiler - Stack Economizer | A | Incremental Energy Savings (MWh or mTherms) | Achievable Technical Potential | 0 | 0 | 1.1135 | 1.0943 | 1.0755 | 1.0569 | 1.0387 | 0.91871 | 0.7223 | 0.56788 | 0.44647 | 0.35102 | 0.27597 | 0.21697 | 0.17058 | 0.13411 | 0.10544 | 0.082899 | 0.00055569 | 0.00019504 | 6.5344e-05 | 2.094e-05
F8_Industrial_Other Industrial_Existing_Process_Natural Gas_Gas Boiler - Stack Economizer_A_Achievable Technical Potential | F8 | Industrial | Other Industrial | Existing | Process | Natural Gas | Gas Boiler - Stack Economizer | A | Incremental Summer Peak Savings (MW) | Achievable Technical Potential | 0 | 0 | 0 | 0 | 0 | 0 | 0 | 0 | 0 | 0 | 0 | 0 | 0 | 0 | 0 | 0 | 0 | 0 | 0 | 0 | 0 | 0
F9_Industrial_Other Industrial_Existing_Process_Natural Gas_Gas Boiler - Stack Economizer_A_Achievable Technical Potential | F9 | Industrial | Other Industrial | Existing | Process | Natural Gas | Gas Boiler - Stack Economizer | A | Incremental Winter Peak Savings (MW) | Achievable Technical Potential | 0 | 0 | 0 | 0 | 0 | 0 | 0 | 0 | 0 | 0 | 0 | 0 | 0 | 0 | 0 | 0 | 0 | 0 | 0 | 0 | 0 | 0
F10_Industrial_Other Industrial_Existing_Process_Natural Gas_Gas Boiler - Stack Economizer_A_Achievable Technical Potential | F10 | Industrial | Other Industrial | Existing | Process | Natural Gas | Gas Boiler - Stack Economizer | A | Cumulative Energy Savings (MWh or mTherms) | Achievable Technical Potential | 0 | 0 | 1.1135 | 2.2079 | 3.2833 | 4.3403 | 5.379 | 6.2977 | 7.02 | 7.5879 | 8.0343 | 8.3853 | 8.6613 | 8.8783 | 9.0489 | 9.183 | 9.2884 | 9.3713 | 9.3719 | 9.3721 | 9.3721 | 9.3722
F11_Industrial_Other Industrial_Existing_Process_Natural Gas_Gas Boiler - Stack Economizer_A_Achievable Technical Potential | F11 | Industrial | Other Industrial | Existing | Process | Natural Gas | Gas Boiler - Stack Economizer | A | Cumulative Summer Peak Savings (MW) | Achievable Technical Potential | 0 | 0 | 0 | 0 | 0 | 0 | 0 | 0 | 0 | 0 | 0 | 0 | 0 | 0 | 0 | 0 | 0 | 0 | 0 | 0 | 0 | 0
F12_Industrial_Other Industrial_Existing_Process_Natural Gas_Gas Boiler - Stack Economizer_A_Achievable Technical Potential | F12 | Industrial | Other Industrial | Existing | Process | Natural Gas | Gas Boiler - Stack Economizer | A | Cumulative Winter Peak Savings (MW) | Achievable Technical Potential | 0 | 0 | 0 | 0 | 0 | 0 | 0 | 0 | 0 | 0 | 0 | 0 | 0 | 0 | 0 | 0 | 0 | 0 | 0 | 0 | 0 | 0
F13_Industrial_Other Industrial_Existing_Process_Natural Gas_Gas Boiler - Stack Economizer_A_Achievable Technical Potential | F13 | Industrial | Other Industrial | Existing | Process | Natural Gas | Gas Boiler - Stack Economizer | A | Purchases (Incremental) | Achievable Technical Potential | 0 | 0 | 546.7126 | 537.2865 | 528.0229 | 518.9191 | 509.9722 | 451.0616 | 354.6278 | 278.8108 | 219.203 | 172.3389 | 135.494 | 106.5263 | 83.7517 | 65.8462 | 51.7687 | 40.7009 | 0.27283 | 0.095758 | 0.032082 | 0.010281
F14_Industrial_Other Industrial_Existing_Process_Natural Gas_Gas Boiler - Stack Economizer_A_Achievable Technical Potential | F14 | Industrial | Other Industrial | Existing | Process | Natural Gas | Gas Boiler - Stack Economizer | A | Purchases (Cumulative) | Achievable Technical Potential | 0 | 0 | 546.7126 | 1083.999 | 1612.022 | 2130.941 | 2640.9132 | 3091.9749 | 3446.6026 | 3725.4134 | 3944.6164 | 4116.9553 | 4252.4493 | 4358.9756 | 4442.7273 | 4508.5735 | 4560.3423 | 4601.0432 | 4601.316 | 4601.4118 | 4601.4439 | 4601.4541
F1_Industrial_Other Industrial_Existing_Space Heating_Natural Gas_Gas Furnace Tube Inserts_A_Achievable Technical Potential | F1 | Industrial | Other Industrial | Existing | Space Heating | Natural Gas | Gas Furnace Tube Inserts | A | Original Unit Energy Savings (kWh or therms) | Achievable Technical Potential | 0 | 0 | 0.088102 | 0.087615 | 0.087128 | 0.086647 | 0.086173 | 0.085712 | 0.085266 | 0.084839 | 0.084432 | 0.08405 | 0.08369 | 0.083351 | 0.083032 | 0.082732 | 0.082449 | 0.082183 | 0.081933 | 0.081697 | 0.081476 | 0.081267
F2_Industrial_Other Industrial_Existing_Space Heating_Natural Gas_Gas Furnace Tube Inserts_A_Achievable Technical Potential | F2 | Industrial | Other Industrial | Existing | Space Heating | Natural Gas | Gas Furnace Tube Inserts | A | Original Unit Summer Peak Savings (kW) | Achievable Technical Potential | 0 | 0 | 0 | 0 | 0 | 0 | 0 | 0 | 0 | 0 | 0 | 0 | 0 | 0 | 0 | 0 | 0 | 0 | 0 | 0 | 0 | 0
F3_Industrial_Other Industrial_Existing_Space Heating_Natural Gas_Gas Furnace Tube Inserts_A_Achievable Technical Potential | F3 | Industrial | Other Industrial | Existing | Space Heating | Natural Gas | Gas Furnace Tube Inserts | A | Original Unit Winter Peak Savings (kW) | Achievable Technical Potential | 0 | 0 | 0 | 0 | 0 | 0 | 0 | 0 | 0 | 0 | 0 | 0 | 0 | 0 | 0 | 0 | 0 | 0 | 0 | 0 | 0 | 0
F4_Industrial_Other Industrial_Existing_Space Heating_Natural Gas_Gas Furnace Tube Inserts_A_Achievable Technical Potential | F4 | Industrial | Other Industrial | Existing | Space Heating | Natural Gas | Gas Furnace Tube Inserts | A | Standalone Impact on Baseline Energy (%) | Achievable Technical Potential | bar: 2019 to 2040
F5_Industrial_Other Industrial_Existing_Space Heating_Natural Gas_Gas Furnace Tube Inserts_A_Achievable Technical Potential | F5 | Industrial | Other Industrial | Existing | Space Heating | Natural Gas | Gas Furnace Tube Inserts | A | Standalone Impact on Baseline Summer Peak (%) | Achievable Technical Potential | bar: 2019 to 2040
F6_Industrial_Other Industrial_Existing_Space Heating_Natural Gas_Gas Furnace Tube Inserts_A_Achievable Technical Potential | F6 | Industrial | Other Industrial | Existing | Space Heating | Natural Gas | Gas Furnace Tube Inserts | A | Standalone Impact on Baseline Winter Peak (%) | Achievable Technical Potential | bar: 2019 to 2040
F7_Industrial_Other Industrial_Existing_Space Heating_Natural Gas_Gas Furnace Tube Inserts_A_Achievable Technical Potential | F7 | Industrial | Other Industrial | Existing | Space Heating | Natural Gas | Gas Furnace Tube Inserts | A | Incremental Energy Savings (MWh or mTherms) | Achievable Technical Potential | 0 | 0 | 0 | 0 | 0 | 0 | 0 | 0 | 0 | 0 | 0 | 0 | 0 | 0 | 0 | 0 | 0 | 0 | 0 | 0 | 0 | 0
F8_Industrial_Other Industrial_Existing_Space Heating_Natural Gas_Gas Furnace Tube Inserts_A_Achievable Technical Potential | F8 | Industrial | Other Industrial | Existing | Space Heating | Natural Gas | Gas Furnace Tube Inserts | A | Incremental Summer Peak Savings (MW) | Achievable Technical Potential | 0 | 0 | 0 | 0 | 0 | 0 | 0 | 0 | 0 | 0 | 0 | 0 | 0 | 0 | 0 | 0 | 0 | 0 | 0 | 0 | 0 | 0
F9_Industrial_Other Industrial_Existing_Space Heating_Natural Gas_Gas Furnace Tube Inserts_A_Achievable Technical Potential | F9 | Industrial | Other Industrial | Existing | Space Heating | Natural Gas | Gas Furnace Tube Inserts | A | Incremental Winter Peak Savings (MW) | Achievable Technical Potential | 0 | 0 | 0 | 0 | 0 | 0 | 0 | 0 | 0 | 0 | 0 | 0 | 0 | 0 | 0 | 0 | 0 | 0 | 0 | 0 | 0 | 0
F10_Industrial_Other Industrial_Existing_Space Heating_Natural Gas_Gas Furnace Tube Inserts_A_Achievable Technical Potential | F10 | Industrial | Other Industrial | Existing | Space Heating | Natural Gas | Gas Furnace Tube Inserts | A | Cumulative Energy Savings (MWh or mTherms) | Achievable Technical Potential | 0 | 0 | 0 | 0 | 0 | 0 | 0 | 0 | 0 | 0 | 0 | 0 | 0 | 0 | 0 | 0 | 0 | 0 | 0 | 0 | 0 | 0
F11_Industrial_Other Industrial_Existing_Space Heating_Natural Gas_Gas Furnace Tube Inserts_A_Achievable Technical Potential | F11 | Industrial | Other Industrial | Existing | Space Heating | Natural Gas | Gas Furnace Tube Inserts | A | Cumulative Summer Peak Savings (MW) | Achievable Technical Potential | 0 | 0 | 0 | 0 | 0 | 0 | 0 | 0 | 0 | 0 | 0 | 0 | 0 | 0 | 0 | 0 | 0 | 0 | 0 | 0 | 0 | 0
F12_Industrial_Other Industrial_Existing_Space Heating_Natural Gas_Gas Furnace Tube Inserts_A_Achievable Technical Potential | F12 | Industrial | Other Industrial | Existing | Space Heating | Natural Gas | Gas Furnace Tube Inserts | A | Cumulative Winter Peak Savings (MW) | Achievable Technical Potential | 0 | 0 | 0 | 0 | 0 | 0 | 0 | 0 | 0 | 0 | 0 | 0 | 0 | 0 | 0 | 0 | 0 | 0 | 0 | 0 | 0 | 0
F13_Industrial_Other Industrial_Existing_Space Heating_Natural Gas_Gas Furnace Tube Inserts_A_Achievable Technical Potential | F13 | Industrial | Other Industrial | Existing | Space Heating | Natural Gas | Gas Furnace Tube Inserts | A | Purchases (Incremental) | Achievable Technical Potential | 0 | 0 | 0 | 0 | 0 | 0 | 0 | 0 | 0 | 0 | 0 | 0 | 0 | 0 | 0 | 0 | 0 | 0 | 0 | 0 | 0 | 0
F14_Industrial_Other Industrial_Existing_Space Heating_Natural Gas_Gas Furnace Tube Inserts_A_Achievable Technical Potential | F14 | Industrial | Other Industrial | Existing | Space Heating | Natural Gas | Gas Furnace Tube Inserts | A | Purchases (Cumulative) | Achievable Technical Potential | 0 | 0 | 0 | 0 | 0 | 0 | 0 | 0 | 0 | 0 | 0 | 0 | 0 | 0 | 0 | 0 | 0 | 0 | 0 | 0 | 0 | 0
F1_Industrial_Other Industrial_Existing_Space Heating_Natural Gas_Space Heating - Heat Recovery Ventilator_A_Achievable Technical Potential | F1 | Industrial | Other Industrial | Existing | Space Heating | Natural Gas | Space Heating - Heat Recovery Ventilator | A | Original Unit Energy Savings (kWh or therms) | Achievable Technical Potential | 0 | 0 | 0.01336 | 0.013329 | 0.013297 | 0.013266 | 0.013235 | 0.013205 | 0.013176 | 0.013148 | 0.013122 | 0.013097 | 0.013074 | 0.013051 | 0.013031 | 0.013011 | 0.012992 | 0.012975 | 0.012959 | 0.012943 | 0.012929 | 0.012915
F2_Industrial_Other Industrial_Existing_Space Heating_Natural Gas_Space Heating - Heat Recovery Ventilator_A_Achievable Technical Potential | F2 | Industrial | Other Industrial | Existing | Space Heating | Natural Gas | Space Heating - Heat Recovery Ventilator | A | Original Unit Summer Peak Savings (kW) | Achievable Technical Potential | 0 | 0 | 0 | 0 | 0 | 0 | 0 | 0 | 0 | 0 | 0 | 0 | 0 | 0 | 0 | 0 | 0 | 0 | 0 | 0 | 0 | 0
F3_Industrial_Other Industrial_Existing_Space Heating_Natural Gas_Space Heating - Heat Recovery Ventilator_A_Achievable Technical Potential | F3 | Industrial | Other Industrial | Existing | Space Heating | Natural Gas | Space Heating - Heat Recovery Ventilator | A | Original Unit Winter Peak Savings (kW) | Achievable Technical Potential | 0 | 0 | 0 | 0 | 0 | 0 | 0 | 0 | 0 | 0 | 0 | 0 | 0 | 0 | 0 | 0 | 0 | 0 | 0 | 0 | 0 | 0
F4_Industrial_Other Industrial_Existing_Space Heating_Natural Gas_Space Heating - Heat Recovery Ventilator_A_Achievable Technical Potential | F4 | Industrial | Other Industrial | Existing | Space Heating | Natural Gas | Space Heating - Heat Recovery Ventilator | A | Standalone Impact on Baseline Energy (%) | Achievable Technical Potential | 0% | 0% | 0.01817% | 0.03666% | 0.05548% | 0.07462% | 0.0941% | 0.1139% | 0.1341% | 0.1546% | 0.1755% | 0.1967% | 0.2184% | 0.2404% | 0.2628% | 0.2855% | 0.3087% | 0.3323% | 0.3563% | 0.3807% | 0.4056% | 0.4309%
F5_Industrial_Other Industrial_Existing_Space Heating_Natural Gas_Space Heating - Heat Recovery Ventilator_A_Achievable Technical Potential | F5 | Industrial | Other Industrial | Existing | Space Heating | Natural Gas | Space Heating - Heat Recovery Ventilator | A | Standalone Impact on Baseline Summer Peak (%) | Achievable Technical Potential | bar: 2019 to 2040
F6_Industrial_Other Industrial_Existing_Space Heating_Natural Gas_Space Heating - Heat Recovery Ventilator_A_Achievable Technical Potential | F6 | Industrial | Other Industrial | Existing | Space Heating | Natural Gas | Space Heating - Heat Recovery Ventilator | A | Standalone Impact on Baseline Winter Peak (%) | Achievable Technical Potential | bar: 2019 to 2040
F7_Industrial_Other Industrial_Existing_Space Heating_Natural Gas_Space Heating - Heat Recovery Ventilator_A_Achievable Technical Potential | F7 | Industrial | Other Industrial | Existing | Space Heating | Natural Gas | Space Heating - Heat Recovery Ventilator | A | Incremental Energy Savings (MWh or mTherms) | Achievable Technical Potential | 0 | 0 | 0.16925 | 0.16593 | 0.16268 | 0.1595 | 0.15639 | 0.15335 | 0.15037 | 0.14747 | 0.14463 | 0.14187 | 0.13917 | 0.13654 | 0.13397 | 0.13147 | 0.12901 | 0.12662 | 0.12428 | 0.12199 | 0.11976 | 0.11757
F8_Industrial_Other Industrial_Existing_Space Heating_Natural Gas_Space Heating - Heat Recovery Ventilator_A_Achievable Technical Potential | F8 | Industrial | Other Industrial | Existing | Space Heating | Natural Gas | Space Heating - Heat Recovery Ventilator | A | Incremental Summer Peak Savings (MW) | Achievable Technical Potential | 0 | 0 | 0 | 0 | 0 | 0 | 0 | 0 | 0 | 0 | 0 | 0 | 0 | 0 | 0 | 0 | 0 | 0 | 0 | 0 | 0 | 0
F9_Industrial_Other Industrial_Existing_Space Heating_Natural Gas_Space Heating - Heat Recovery Ventilator_A_Achievable Technical Potential | F9 | Industrial | Other Industrial | Existing | Space Heating | Natural Gas | Space Heating - Heat Recovery Ventilator | A | Incremental Winter Peak Savings (MW) | Achievable Technical Potential | 0 | 0 | 0 | 0 | 0 | 0 | 0 | 0 | 0 | 0 | 0 | 0 | 0 | 0 | 0 | 0 | 0 | 0 | 0 | 0 | 0 | 0
F10_Industrial_Other Industrial_Existing_Space Heating_Natural Gas_Space Heating - Heat Recovery Ventilator_A_Achievable Technical Potential | F10 | Industrial | Other Industrial | Existing | Space Heating | Natural Gas | Space Heating - Heat Recovery Ventilator | A | Cumulative Energy Savings (MWh or mTherms) | Achievable Technical Potential | 0 | 0 | 0.16925 | 0.33477 | 0.49666 | 0.655 | 0.80987 | 0.96139 | 1.1096 | 1.2548 | 1.3969 | 1.5361 | 1.6725 | 1.8062 | 1.9373 | 2.0659 | 2.1919 | 2.3156 | 2.437 | 2.5561 | 2.673 | 2.7878
F11_Industrial_Other Industrial_Existing_Space Heating_Natural Gas_Space Heating - Heat Recovery Ventilator_A_Achievable Technical Potential | F11 | Industrial | Other Industrial | Existing | Space Heating | Natural Gas | Space Heating - Heat Recovery Ventilator | A | Cumulative Summer Peak Savings (MW) | Achievable Technical Potential | 0 | 0 | 0 | 0 | 0 | 0 | 0 | 0 | 0 | 0 | 0 | 0 | 0 | 0 | 0 | 0 | 0 | 0 | 0 | 0 | 0 | 0
F12_Industrial_Other Industrial_Existing_Space Heating_Natural Gas_Space Heating - Heat Recovery Ventilator_A_Achievable Technical Potential | F12 | Industrial | Other Industrial | Existing | Space Heating | Natural Gas | Space Heating - Heat Recovery Ventilator | A | Cumulative Winter Peak Savings (MW) | Achievable Technical Potential | 0 | 0 | 0 | 0 | 0 | 0 | 0 | 0 | 0 | 0 | 0 | 0 | 0 | 0 | 0 | 0 | 0 | 0 | 0 | 0 | 0 | 0
F13_Industrial_Other Industrial_Existing_Space Heating_Natural Gas_Space Heating - Heat Recovery Ventilator_A_Achievable Technical Potential | F13 | Industrial | Other Industrial | Existing | Space Heating | Natural Gas | Space Heating - Heat Recovery Ventilator | A | Purchases (Incremental) | Achievable Technical Potential | 0 | 0 | 12667.6302 | 12449.2228 | 12234.581 | 12023.64 | 11816.3358 | 11612.6059 | 11412.3885 | 11215.6232 | 11022.2504 | 10832.2116 | 10645.4493 | 10461.9071 | 10281.5294 | 10104.2617 | 9930.0503 | 9758.8425 | 9590.5866 | 9425.2316 | 9262.7276 | 9103.0254
F14_Industrial_Other Industrial_Existing_Space Heating_Natural Gas_Space Heating - Heat Recovery Ventilator_A_Achievable Technical Potential | F14 | Industrial | Other Industrial | Existing | Space Heating | Natural Gas | Space Heating - Heat Recovery Ventilator | A | Purchases (Cumulative) | Achievable Technical Potential | 0 | 0 | 12667.6302 | 25116.853 | 37351.434 | 49375.0739 | 61191.4098 | 72804.0157 | 84216.4042 | 95432.0274 | 106454.2779 | 117286.4895 | 127931.9388 | 138393.8459 | 148675.3753 | 158779.637 | 168709.6872 | 178468.5297 | 188059.1163 | 197484.348 | 206747.0756 | 215850.1011
F1_Industrial_Other Industrial_Existing_Space Heating_Natural Gas_Thermostat - Programmable_A_Achievable Technical Potential | F1 | Industrial | Other Industrial | Existing | Space Heating | Natural Gas | Thermostat - Programmable | A | Original Unit Energy Savings (kWh or therms) | Achievable Technical Potential | 0 | 0 | 0.0064634 | 0.006448 | 0.0064327 | 0.0064176 | 0.0064027 | 0.0063882 | 0.0063742 | 0.0063608 | 0.006348 | 0.006336 | 0.0063246 | 0.0063139 | 0.0063038 | 0.0062943 | 0.0062853 | 0.0062769 | 0.006269 | 0.0062616 | 0.0062546 | 0.006248
F2_Industrial_Other Industrial_Existing_Space Heating_Natural Gas_Thermostat - Programmable_A_Achievable Technical Potential | F2 | Industrial | Other Industrial | Existing | Space Heating | Natural Gas | Thermostat - Programmable | A | Original Unit Summer Peak Savings (kW) | Achievable Technical Potential | 0 | 0 | 0 | 0 | 0 | 0 | 0 | 0 | 0 | 0 | 0 | 0 | 0 | 0 | 0 | 0 | 0 | 0 | 0 | 0 | 0 | 0
F3_Industrial_Other Industrial_Existing_Space Heating_Natural Gas_Thermostat - Programmable_A_Achievable Technical Potential | F3 | Industrial | Other Industrial | Existing | Space Heating | Natural Gas | Thermostat - Programmable | A | Original Unit Winter Peak Savings (kW) | Achievable Technical Potential | 0 | 0 | 0 | 0 | 0 | 0 | 0 | 0 | 0 | 0 | 0 | 0 | 0 | 0 | 0 | 0 | 0 | 0 | 0 | 0 | 0 | 0
F4_Industrial_Other Industrial_Existing_Space Heating_Natural Gas_Thermostat - Programmable_A_Achievable Technical Potential | F4 | Industrial | Other Industrial | Existing | Space Heating | Natural Gas | Thermostat - Programmable | A | Standalone Impact on Baseline Energy (%) | Achievable Technical Potential | 0% | 0% | 0.02637% | 0.05321% | 0.08051% | 0.1083% | 0.1366% | 0.1653% | 0.1946% | 0.2244% | 0.2547% | 0.2855% | 0.3169% | 0.3489% | 0.3813% | 0.4144% | 0.4481% | 0.4823% | 0.5171% | 0.5526% | 0.5886% | 0.6253%
F5_Industrial_Other Industrial_Existing_Space Heating_Natural Gas_Thermostat - Programmable_A_Achievable Technical Potential | F5 | Industrial | Other Industrial | Existing | Space Heating | Natural Gas | Thermostat - Programmable | A | Standalone Impact on Baseline Summer Peak (%) | Achievable Technical Potential | bar: 2019 to 2040
F6_Industrial_Other Industrial_Existing_Space Heating_Natural Gas_Thermostat - Programmable_A_Achievable Technical Potential | F6 | Industrial | Other Industrial | Existing | Space Heating | Natural Gas | Thermostat - Programmable | A | Standalone Impact on Baseline Winter Peak (%) | Achievable Technical Potential | bar: 2019 to 2040
F7_Industrial_Other Industrial_Existing_Space Heating_Natural Gas_Thermostat - Programmable_A_Achievable Technical Potential | F7 | Industrial | Other Industrial | Existing | Space Heating | Natural Gas | Thermostat - Programmable | A | Incremental Energy Savings (MWh or mTherms) | Achievable Technical Potential | 0 | 0 | 0.24563 | 0.24082 | 0.2361 | 0.23149 | 0.22697 | 0.22255 | 0.21824 | 0.21402 | 0.20991 | 0.2059 | 0.20198 | 0.19817 | 0.19444 | 0.1908 | 0.18724 | 0.18377 | 0.18037 | 0.17705 | 0.1738 | 0.17063
F8_Industrial_Other Industrial_Existing_Space Heating_Natural Gas_Thermostat - Programmable_A_Achievable Technical Potential | F8 | Industrial | Other Industrial | Existing | Space Heating | Natural Gas | Thermostat - Programmable | A | Incremental Summer Peak Savings (MW) | Achievable Technical Potential | 0 | 0 | 0 | 0 | 0 | 0 | 0 | 0 | 0 | 0 | 0 | 0 | 0 | 0 | 0 | 0 | 0 | 0 | 0 | 0 | 0 | 0
F9_Industrial_Other Industrial_Existing_Space Heating_Natural Gas_Thermostat - Programmable_A_Achievable Technical Potential | F9 | Industrial | Other Industrial | Existing | Space Heating | Natural Gas | Thermostat - Programmable | A | Incremental Winter Peak Savings (MW) | Achievable Technical Potential | 0 | 0 | 0 | 0 | 0 | 0 | 0 | 0 | 0 | 0 | 0 | 0 | 0 | 0 | 0 | 0 | 0 | 0 | 0 | 0 | 0 | 0
F10_Industrial_Other Industrial_Existing_Space Heating_Natural Gas_Thermostat - Programmable_A_Achievable Technical Potential | F10 | Industrial | Other Industrial | Existing | Space Heating | Natural Gas | Thermostat - Programmable | A | Cumulative Energy Savings (MWh or mTherms) | Achievable Technical Potential | 0 | 0 | 0.24563 | 0.48586 | 0.72081 | 0.95061 | 1.1754 | 1.3953 | 1.6104 | 1.8211 | 2.0273 | 2.2294 | 2.4274 | 2.6214 | 2.8116 | 2.9982 | 3.1812 | 3.3607 | 3.5368 | 3.7097 | 3.8793 | 4.0459
F11_Industrial_Other Industrial_Existing_Space Heating_Natural Gas_Thermostat - Programmable_A_Achievable Technical Potential | F11 | Industrial | Other Industrial | Existing | Space Heating | Natural Gas | Thermostat - Programmable | A | Cumulative Summer Peak Savings (MW) | Achievable Technical Potential | 0 | 0 | 0 | 0 | 0 | 0 | 0 | 0 | 0 | 0 | 0 | 0 | 0 | 0 | 0 | 0 | 0 | 0 | 0 | 0 | 0 | 0
F12_Industrial_Other Industrial_Existing_Space Heating_Natural Gas_Thermostat - Programmable_A_Achievable Technical Potential | F12 | Industrial | Other Industrial | Existing | Space Heating | Natural Gas | Thermostat - Programmable | A | Cumulative Winter Peak Savings (MW) | Achievable Technical Potential | 0 | 0 | 0 | 0 | 0 | 0 | 0 | 0 | 0 | 0 | 0 | 0 | 0 | 0 | 0 | 0 | 0 | 0 | 0 | 0 | 0 | 0
F13_Industrial_Other Industrial_Existing_Space Heating_Natural Gas_Thermostat - Programmable_A_Achievable Technical Potential | F13 | Industrial | Other Industrial | Existing | Space Heating | Natural Gas | Thermostat - Programmable | A | Purchases (Incremental) | Achievable Technical Potential | 0 | 0 | 38002.8906 | 37347.6683 | 36703.743 | 36070.9199 | 35449.0075 | 34837.8177 | 34237.1656 | 33646.8697 | 33066.7512 | 32496.6348 | 31936.348 | 31385.7213 | 30844.5882 | 30312.785 | 29790.1508 | 29276.5275 | 28771.7597 | 28275.6949 | 27788.1829 | 27309.0763
F14_Industrial_Other Industrial_Existing_Space Heating_Natural Gas_Thermostat - Programmable_A_Achievable Technical Potential | F14 | Industrial | Other Industrial | Existing | Space Heating | Natural Gas | Thermostat - Programmable | A | Purchases (Cumulative) | Achievable Technical Potential | 0 | 0 | 38002.8906 | 75350.5589 | 112054.302 | 148125.2218 | 183574.2293 | 218412.047 | 252649.2126 | 286296.0823 | 319362.8336 | 351859.4684 | 383795.8164 | 415181.5378 | 446026.126 | 476338.911 | 506129.0617 | 535405.5892 | 564177.3489 | 592453.0439 | 620241.2268 | 647550.3032
F1_Industrial_Other Industrial_Existing_Space Heating_Natural Gas_ENERGY STAR Connected Thermostat_A_Achievable Technical Potential | F1 | Industrial | Other Industrial | Existing | Space Heating | Natural Gas | ENERGY STAR Connected Thermostat | A | Original Unit Energy Savings (kWh or therms) | Achievable Technical Potential | 0 | 0 | 0.015624 | 0.015587 | 0.01555 | 0.015514 | 0.015478 | 0.015443 | 0.015409 | 0.015376 | 0.015345 | 0.015316 | 0.015289 | 0.015263 | 0.015238 | 0.015215 | 0.015194 | 0.015173 | 0.015154 | 0.015136 | 0.01512 | 0.015104
F2_Industrial_Other Industrial_Existing_Space Heating_Natural Gas_ENERGY STAR Connected Thermostat_A_Achievable Technical Potential | F2 | Industrial | Other Industrial | Existing | Space Heating | Natural Gas | ENERGY STAR Connected Thermostat | A | Original Unit Summer Peak Savings (kW) | Achievable Technical Potential | 0 | 0 | 0 | 0 | 0 | 0 | 0 | 0 | 0 | 0 | 0 | 0 | 0 | 0 | 0 | 0 | 0 | 0 | 0 | 0 | 0 | 0
F3_Industrial_Other Industrial_Existing_Space Heating_Natural Gas_ENERGY STAR Connected Thermostat_A_Achievable Technical Potential | F3 | Industrial | Other Industrial | Existing | Space Heating | Natural Gas | ENERGY STAR Connected Thermostat | A | Original Unit Winter Peak Savings (kW) | Achievable Technical Potential | 0 | 0 | 0 | 0 | 0 | 0 | 0 | 0 | 0 | 0 | 0 | 0 | 0 | 0 | 0 | 0 | 0 | 0 | 0 | 0 | 0 | 0
F4_Industrial_Other Industrial_Existing_Space Heating_Natural Gas_ENERGY STAR Connected Thermostat_A_Achievable Technical Potential | F4 | Industrial | Other Industrial | Existing | Space Heating | Natural Gas | ENERGY STAR Connected Thermostat | A | Standalone Impact on Baseline Energy (%) | Achievable Technical Potential | 0% | 0% | 0.06375% | 0.1286% | 0.1946% | 0.2618% | 0.3301% | 0.3997% | 0.4704% | 0.5424% | 0.6157% | 0.6903% | 0.7661% | 0.8433% | 0.9219% | 1.002% | 1.083% | 1.166% | 1.25% | 1.336% | 1.423% | 1.512%
F5_Industrial_Other Industrial_Existing_Space Heating_Natural Gas_ENERGY STAR Connected Thermostat_A_Achievable Technical Potential | F5 | Industrial | Other Industrial | Existing | Space Heating | Natural Gas | ENERGY STAR Connected Thermostat | A | Standalone Impact on Baseline Summer Peak (%) | Achievable Technical Potential | bar: 2019 to 2040
F6_Industrial_Other Industrial_Existing_Space Heating_Natural Gas_ENERGY STAR Connected Thermostat_A_Achievable Technical Potential | F6 | Industrial | Other Industrial | Existing | Space Heating | Natural Gas | ENERGY STAR Connected Thermostat | A | Standalone Impact on Baseline Winter Peak (%) | Achievable Technical Potential | bar: 2019 to 2040
F7_Industrial_Other Industrial_Existing_Space Heating_Natural Gas_ENERGY STAR Connected Thermostat_A_Achievable Technical Potential | F7 | Industrial | Other Industrial | Existing | Space Heating | Natural Gas | ENERGY STAR Connected Thermostat | A | Incremental Energy Savings (MWh or mTherms) | Achievable Technical Potential | 0 | 0 | 0.59377 | 0.58214 | 0.57075 | 0.55959 | 0.54867 | 0.53799 | 0.52755 | 0.51736 | 0.50742 | 0.49773 | 0.48827 | 0.47904 | 0.47002 | 0.46122 | 0.45263 | 0.44423 | 0.43602 | 0.42799 | 0.42014 | 0.41247
F8_Industrial_Other Industrial_Existing_Space Heating_Natural Gas_ENERGY STAR Connected Thermostat_A_Achievable Technical Potential | F8 | Industrial | Other Industrial | Existing | Space Heating | Natural Gas | ENERGY STAR Connected Thermostat | A | Incremental Summer Peak Savings (MW) | Achievable Technical Potential | 0 | 0 | 0 | 0 | 0 | 0 | 0 | 0 | 0 | 0 | 0 | 0 | 0 | 0 | 0 | 0 | 0 | 0 | 0 | 0 | 0 | 0
F9_Industrial_Other Industrial_Existing_Space Heating_Natural Gas_ENERGY STAR Connected Thermostat_A_Achievable Technical Potential | F9 | Industrial | Other Industrial | Existing | Space Heating | Natural Gas | ENERGY STAR Connected Thermostat | A | Incremental Winter Peak Savings (MW) | Achievable Technical Potential | 0 | 0 | 0 | 0 | 0 | 0 | 0 | 0 | 0 | 0 | 0 | 0 | 0 | 0 | 0 | 0 | 0 | 0 | 0 | 0 | 0 | 0
F10_Industrial_Other Industrial_Existing_Space Heating_Natural Gas_ENERGY STAR Connected Thermostat_A_Achievable Technical Potential | F10 | Industrial | Other Industrial | Existing | Space Heating | Natural Gas | ENERGY STAR Connected Thermostat | A | Cumulative Energy Savings (MWh or mTherms) | Achievable Technical Potential | 0 | 0 | 0.59377 | 1.1745 | 1.7425 | 2.2979 | 2.8413 | 3.3729 | 3.893 | 4.4022 | 4.9008 | 5.3892 | 5.8678 | 6.3369 | 6.7967 | 7.2477 | 7.69 | 8.124 | 8.5497 | 8.9676 | 9.3777 | 9.7804
F11_Industrial_Other Industrial_Existing_Space Heating_Natural Gas_ENERGY STAR Connected Thermostat_A_Achievable Technical Potential | F11 | Industrial | Other Industrial | Existing | Space Heating | Natural Gas | ENERGY STAR Connected Thermostat | A | Cumulative Summer Peak Savings (MW) | Achievable Technical Potential | 0 | 0 | 0 | 0 | 0 | 0 | 0 | 0 | 0 | 0 | 0 | 0 | 0 | 0 | 0 | 0 | 0 | 0 | 0 | 0 | 0 | 0
F12_Industrial_Other Industrial_Existing_Space Heating_Natural Gas_ENERGY STAR Connected Thermostat_A_Achievable Technical Potential | F12 | Industrial | Other Industrial | Existing | Space Heating | Natural Gas | ENERGY STAR Connected Thermostat | A | Cumulative Winter Peak Savings (MW) | Achievable Technical Potential | 0 | 0 | 0 | 0 | 0 | 0 | 0 | 0 | 0 | 0 | 0 | 0 | 0 | 0 | 0 | 0 | 0 | 0 | 0 | 0 | 0 | 0
F13_Industrial_Other Industrial_Existing_Space Heating_Natural Gas_ENERGY STAR Connected Thermostat_A_Achievable Technical Potential | F13 | Industrial | Other Industrial | Existing | Space Heating | Natural Gas | ENERGY STAR Connected Thermostat | A | Purchases (Incremental) | Achievable Technical Potential | 0 | 0 | 38002.8906 | 37347.6683 | 36703.743 | 36070.9199 | 35449.0075 | 34837.8177 | 34237.1656 | 33646.8697 | 33066.7512 | 32496.6348 | 31936.348 | 31385.7213 | 30844.5882 | 30312.785 | 29790.1508 | 29276.5275 | 28771.7597 | 28275.6949 | 27788.1829 | 27309.0763
F14_Industrial_Other Industrial_Existing_Space Heating_Natural Gas_ENERGY STAR Connected Thermostat_A_Achievable Technical Potential | F14 | Industrial | Other Industrial | Existing | Space Heating | Natural Gas | ENERGY STAR Connected Thermostat | A | Purchases (Cumulative) | Achievable Technical Potential | 0 | 0 | 38002.8906 | 75350.5589 | 112054.302 | 148125.2218 | 183574.2293 | 218412.047 | 252649.2126 | 286296.0823 | 319362.8336 | 351859.4684 | 383795.8164 | 415181.5378 | 446026.126 | 476338.911 | 506129.0617 | 535405.5892 | 564177.3489 | 592453.0439 | 620241.2268 | 647550.3032
F1_Industrial_Other Industrial_Existing_Space Heating_Natural Gas_Destratification Fans (HVLS)_A_Achievable Technical Potential | F1 | Industrial | Other Industrial | Existing | Space Heating | Natural Gas | Destratification Fans (HVLS) | A | Original Unit Energy Savings (kWh or therms) | Achievable Technical Potential | 0 | 0 | 0.015624 | 0.015587 | 0.01555 | 0.015514 | 0.015478 | 0.015443 | 0.015409 | 0.015376 | 0.015345 | 0.015316 | 0.015289 | 0.015263 | 0.015238 | 0.015215 | 0.015194 | 0.015173 | 0.015154 | 0.015136 | 0.01512 | 0.015104
F2_Industrial_Other Industrial_Existing_Space Heating_Natural Gas_Destratification Fans (HVLS)_A_Achievable Technical Potential | F2 | Industrial | Other Industrial | Existing | Space Heating | Natural Gas | Destratification Fans (HVLS) | A | Original Unit Summer Peak Savings (kW) | Achievable Technical Potential | 0 | 0 | 0 | 0 | 0 | 0 | 0 | 0 | 0 | 0 | 0 | 0 | 0 | 0 | 0 | 0 | 0 | 0 | 0 | 0 | 0 | 0
F3_Industrial_Other Industrial_Existing_Space Heating_Natural Gas_Destratification Fans (HVLS)_A_Achievable Technical Potential | F3 | Industrial | Other Industrial | Existing | Space Heating | Natural Gas | Destratification Fans (HVLS) | A | Original Unit Winter Peak Savings (kW) | Achievable Technical Potential | 0 | 0 | 0 | 0 | 0 | 0 | 0 | 0 | 0 | 0 | 0 | 0 | 0 | 0 | 0 | 0 | 0 | 0 | 0 | 0 | 0 | 0
F4_Industrial_Other Industrial_Existing_Space Heating_Natural Gas_Destratification Fans (HVLS)_A_Achievable Technical Potential | F4 | Industrial | Other Industrial | Existing | Space Heating | Natural Gas | Destratification Fans (HVLS) | A | Standalone Impact on Baseline Energy (%) | Achievable Technical Potential | 0% | 0% | 0.06375% | 0.1286% | 0.1946% | 0.2618% | 0.3301% | 0.3997% | 0.4704% | 0.5424% | 0.6157% | 0.6903% | 0.7661% | 0.8433% | 0.9219% | 1.002% | 1.083% | 1.166% | 1.25% | 1.336% | 1.423% | 1.512%
F5_Industrial_Other Industrial_Existing_Space Heating_Natural Gas_Destratification Fans (HVLS)_A_Achievable Technical Potential | F5 | Industrial | Other Industrial | Existing | Space Heating | Natural Gas | Destratification Fans (HVLS) | A | Standalone Impact on Baseline Summer Peak (%) | Achievable Technical Potential | bar: 2019 to 2040
F6_Industrial_Other Industrial_Existing_Space Heating_Natural Gas_Destratification Fans (HVLS)_A_Achievable Technical Potential | F6 | Industrial | Other Industrial | Existing | Space Heating | Natural Gas | Destratification Fans (HVLS) | A | Standalone Impact on Baseline Winter Peak (%) | Achievable Technical Potential | bar: 2019 to 2040
F7_Industrial_Other Industrial_Existing_Space Heating_Natural Gas_Destratification Fans (HVLS)_A_Achievable Technical Potential | F7 | Industrial | Other Industrial | Existing | Space Heating | Natural Gas | Destratification Fans (HVLS) | A | Incremental Energy Savings (MWh or mTherms) | Achievable Technical Potential | 0 | 0 | 0.59377 | 0.58214 | 0.57075 | 0.55959 | 0.54867 | 0.53799 | 0.52755 | 0.51736 | 0.50742 | 0.49773 | 0.48827 | 0.47904 | 0.47002 | 0.46122 | 0.45263 | 0.44423 | 0.43602 | 0.42799 | 0.42014 | 0.41247
F8_Industrial_Other Industrial_Existing_Space Heating_Natural Gas_Destratification Fans (HVLS)_A_Achievable Technical Potential | F8 | Industrial | Other Industrial | Existing | Space Heating | Natural Gas | Destratification Fans (HVLS) | A | Incremental Summer Peak Savings (MW) | Achievable Technical Potential | 0 | 0 | 0 | 0 | 0 | 0 | 0 | 0 | 0 | 0 | 0 | 0 | 0 | 0 | 0 | 0 | 0 | 0 | 0 | 0 | 0 | 0
F9_Industrial_Other Industrial_Existing_Space Heating_Natural Gas_Destratification Fans (HVLS)_A_Achievable Technical Potential | F9 | Industrial | Other Industrial | Existing | Space Heating | Natural Gas | Destratification Fans (HVLS) | A | Incremental Winter Peak Savings (MW) | Achievable Technical Potential | 0 | 0 | 0 | 0 | 0 | 0 | 0 | 0 | 0 | 0 | 0 | 0 | 0 | 0 | 0 | 0 | 0 | 0 | 0 | 0 | 0 | 0
F10_Industrial_Other Industrial_Existing_Space Heating_Natural Gas_Destratification Fans (HVLS)_A_Achievable Technical Potential | F10 | Industrial | Other Industrial | Existing | Space Heating | Natural Gas | Destratification Fans (HVLS) | A | Cumulative Energy Savings (MWh or mTherms) | Achievable Technical Potential | 0 | 0 | 0.59377 | 1.1745 | 1.7425 | 2.2979 | 2.8413 | 3.3729 | 3.893 | 4.4022 | 4.9008 | 5.3892 | 5.8678 | 6.3369 | 6.7967 | 7.2477 | 7.69 | 8.124 | 8.5497 | 8.9676 | 9.3777 | 9.7804
F11_Industrial_Other Industrial_Existing_Space Heating_Natural Gas_Destratification Fans (HVLS)_A_Achievable Technical Potential | F11 | Industrial | Other Industrial | Existing | Space Heating | Natural Gas | Destratification Fans (HVLS) | A | Cumulative Summer Peak Savings (MW) | Achievable Technical Potential | 0 | 0 | 0 | 0 | 0 | 0 | 0 | 0 | 0 | 0 | 0 | 0 | 0 | 0 | 0 | 0 | 0 | 0 | 0 | 0 | 0 | 0
F12_Industrial_Other Industrial_Existing_Space Heating_Natural Gas_Destratification Fans (HVLS)_A_Achievable Technical Potential | F12 | Industrial | Other Industrial | Existing | Space Heating | Natural Gas | Destratification Fans (HVLS) | A | Cumulative Winter Peak Savings (MW) | Achievable Technical Potential | 0 | 0 | 0 | 0 | 0 | 0 | 0 | 0 | 0 | 0 | 0 | 0 | 0 | 0 | 0 | 0 | 0 | 0 | 0 | 0 | 0 | 0
F13_Industrial_Other Industrial_Existing_Space Heating_Natural Gas_Destratification Fans (HVLS)_A_Achievable Technical Potential | F13 | Industrial | Other Industrial | Existing | Space Heating | Natural Gas | Destratification Fans (HVLS) | A | Purchases (Incremental) | Achievable Technical Potential | 0 | 0 | 38002.8906 | 37347.6683 | 36703.743 | 36070.9199 | 35449.0075 | 34837.8177 | 34237.1656 | 33646.8697 | 33066.7512 | 32496.6348 | 31936.348 | 31385.7213 | 30844.5882 | 30312.785 | 29790.1508 | 29276.5275 | 28771.7597 | 28275.6949 | 27788.1829 | 27309.0763
F14_Industrial_Other Industrial_Existing_Space Heating_Natural Gas_Destratification Fans (HVLS)_A_Achievable Technical Potential | F14 | Industrial | Other Industrial | Existing | Space Heating | Natural Gas | Destratification Fans (HVLS) | A | Purchases (Cumulative) | Achievable Technical Potential | 0 | 0 | 38002.8906 | 75350.5589 | 112054.302 | 148125.2218 | 183574.2293 | 218412.047 | 252649.2126 | 286296.0823 | 319362.8336 | 351859.4684 | 383795.8164 | 415181.5378 | 446026.126 | 476338.911 | 506129.0617 | 535405.5892 | 564177.3489 | 592453.0439 | 620241.2268 | 647550.3032
F1_Industrial_Other Industrial_Existing_Space Heating_Natural Gas_Gas Boiler - Insulate Steam Lines/Condensate Tank_A_Achievable Technical Potential | F1 | Industrial | Other Industrial | Existing | Space Heating | Natural Gas | Gas Boiler - Insulate Steam Lines/Condensate Tank | A | Original Unit Energy Savings (kWh or therms) | Achievable Technical Potential | 0 | 0 | 22.1312 | 22.0756 | 22.0212 | 21.9681 | 21.9163 | 21.8661 | 21.8174 | 21.7704 | 21.7251 | 21.6817 | 21.6401 | 21.6005 | 21.5629 | 21.5273 | 21.4938 | 21.4624 | 21.4332 | 21.4062 | 21.3814 | 21.3589
F2_Industrial_Other Industrial_Existing_Space Heating_Natural Gas_Gas Boiler - Insulate Steam Lines/Condensate Tank_A_Achievable Technical Potential | F2 | Industrial | Other Industrial | Existing | Space Heating | Natural Gas | Gas Boiler - Insulate Steam Lines/Condensate Tank | A | Original Unit Summer Peak Savings (kW) | Achievable Technical Potential | 0 | 0 | 0 | 0 | 0 | 0 | 0 | 0 | 0 | 0 | 0 | 0 | 0 | 0 | 0 | 0 | 0 | 0 | 0 | 0 | 0 | 0
F3_Industrial_Other Industrial_Existing_Space Heating_Natural Gas_Gas Boiler - Insulate Steam Lines/Condensate Tank_A_Achievable Technical Potential | F3 | Industrial | Other Industrial | Existing | Space Heating | Natural Gas | Gas Boiler - Insulate Steam Lines/Condensate Tank | A | Original Unit Winter Peak Savings (kW) | Achievable Technical Potential | 0 | 0 | 0 | 0 | 0 | 0 | 0 | 0 | 0 | 0 | 0 | 0 | 0 | 0 | 0 | 0 | 0 | 0 | 0 | 0 | 0 | 0
F4_Industrial_Other Industrial_Existing_Space Heating_Natural Gas_Gas Boiler - Insulate Steam Lines/Condensate Tank_A_Achievable Technical Potential | F4 | Industrial | Other Industrial | Existing | Space Heating | Natural Gas | Gas Boiler - Insulate Steam Lines/Condensate Tank | A | Standalone Impact on Baseline Energy (%) | Achievable Technical Potential | 0% | 0% | 0.005127% | 0.01034% | 0.01565% | 0.02105% | 0.02654% | 0.03213% | 0.03782% | 0.0436% | 0.04949% | 0.05548% | 0.06157% | 0.06776% | 0.07406% | 0.08047% | 0.08699% | 0.09363% | 0.1004% | 0.1073% | 0.1142% | 0.1214%
F5_Industrial_Other Industrial_Existing_Space Heating_Natural Gas_Gas Boiler - Insulate Steam Lines/Condensate Tank_A_Achievable Technical Potential | F5 | Industrial | Other Industrial | Existing | Space Heating | Natural Gas | Gas Boiler - Insulate Steam Lines/Condensate Tank | A | Standalone Impact on Baseline Summer Peak (%) | Achievable Technical Potential | bar: 2019 to 2040
F6_Industrial_Other Industrial_Existing_Space Heating_Natural Gas_Gas Boiler - Insulate Steam Lines/Condensate Tank_A_Achievable Technical Potential | F6 | Industrial | Other Industrial | Existing | Space Heating | Natural Gas | Gas Boiler - Insulate Steam Lines/Condensate Tank | A | Standalone Impact on Baseline Winter Peak (%) | Achievable Technical Potential | bar: 2019 to 2040
F7_Industrial_Other Industrial_Existing_Space Heating_Natural Gas_Gas Boiler - Insulate Steam Lines/Condensate Tank_A_Achievable Technical Potential | F7 | Industrial | Other Industrial | Existing | Space Heating | Natural Gas | Gas Boiler - Insulate Steam Lines/Condensate Tank | A | Incremental Energy Savings (MWh or mTherms) | Achievable Technical Potential | 0 | 0 | 0.047751 | 0.04681 | 0.04589 | 0.044989 | 0.04411 | 0.04325 | 0.042409 | 0.041588 | 0.040786 | 0.040003 | 0.039238 | 0.038491 | 0.037761 | 0.037049 | 0.036354 | 0.035675 | 0.035012 | 0.034365 | 0.033733 | 0.033117
F8_Industrial_Other Industrial_Existing_Space Heating_Natural Gas_Gas Boiler - Insulate Steam Lines/Condensate Tank_A_Achievable Technical Potential | F8 | Industrial | Other Industrial | Existing | Space Heating | Natural Gas | Gas Boiler - Insulate Steam Lines/Condensate Tank | A | Incremental Summer Peak Savings (MW) | Achievable Technical Potential | 0 | 0 | 0 | 0 | 0 | 0 | 0 | 0 | 0 | 0 | 0 | 0 | 0 | 0 | 0 | 0 | 0 | 0 | 0 | 0 | 0 | 0
F9_Industrial_Other Industrial_Existing_Space Heating_Natural Gas_Gas Boiler - Insulate Steam Lines/Condensate Tank_A_Achievable Technical Potential | F9 | Industrial | Other Industrial | Existing | Space Heating | Natural Gas | Gas Boiler - Insulate Steam Lines/Condensate Tank | A | Incremental Winter Peak Savings (MW) | Achievable Technical Potential | 0 | 0 | 0 | 0 | 0 | 0 | 0 | 0 | 0 | 0 | 0 | 0 | 0 | 0 | 0 | 0 | 0 | 0 | 0 | 0 | 0 | 0
F10_Industrial_Other Industrial_Existing_Space Heating_Natural Gas_Gas Boiler - Insulate Steam Lines/Condensate Tank_A_Achievable Technical Potential | F10 | Industrial | Other Industrial | Existing | Space Heating | Natural Gas | Gas Boiler - Insulate Steam Lines/Condensate Tank | A | Cumulative Energy Savings (MWh or mTherms) | Achievable Technical Potential | 0 | 0 | 0.047751 | 0.094441 | 0.1401 | 0.18475 | 0.22842 | 0.27115 | 0.31296 | 0.35387 | 0.39392 | 0.43314 | 0.47154 | 0.50917 | 0.54604 | 0.58219 | 0.61764 | 0.65241 | 0.68654 | 0.72004 | 0.75294 | 0.78526
F11_Industrial_Other Industrial_Existing_Space Heating_Natural Gas_Gas Boiler - Insulate Steam Lines/Condensate Tank_A_Achievable Technical Potential | F11 | Industrial | Other Industrial | Existing | Space Heating | Natural Gas | Gas Boiler - Insulate Steam Lines/Condensate Tank | A | Cumulative Summer Peak Savings (MW) | Achievable Technical Potential | 0 | 0 | 0 | 0 | 0 | 0 | 0 | 0 | 0 | 0 | 0 | 0 | 0 | 0 | 0 | 0 | 0 | 0 | 0 | 0 | 0 | 0
F12_Industrial_Other Industrial_Existing_Space Heating_Natural Gas_Gas Boiler - Insulate Steam Lines/Condensate Tank_A_Achievable Technical Potential | F12 | Industrial | Other Industrial | Existing | Space Heating | Natural Gas | Gas Boiler - Insulate Steam Lines/Condensate Tank | A | Cumulative Winter Peak Savings (MW) | Achievable Technical Potential | 0 | 0 | 0 | 0 | 0 | 0 | 0 | 0 | 0 | 0 | 0 | 0 | 0 | 0 | 0 | 0 | 0 | 0 | 0 | 0 | 0 | 0
F13_Industrial_Other Industrial_Existing_Space Heating_Natural Gas_Gas Boiler - Insulate Steam Lines/Condensate Tank_A_Achievable Technical Potential | F13 | Industrial | Other Industrial | Existing | Space Heating | Natural Gas | Gas Boiler - Insulate Steam Lines/Condensate Tank | A | Purchases (Incremental) | Achievable Technical Potential | 0 | 0 | 2.1576 | 2.1204 | 2.0839 | 2.0479 | 2.0126 | 1.9779 | 1.9438 | 1.9103 | 1.8774 | 1.845 | 1.8132 | 1.7819 | 1.7512 | 1.721 | 1.6914 | 1.6622 | 1.6335 | 1.6054 | 1.5777 | 1.5505
F14_Industrial_Other Industrial_Existing_Space Heating_Natural Gas_Gas Boiler - Insulate Steam Lines/Condensate Tank_A_Achievable Technical Potential | F14 | Industrial | Other Industrial | Existing | Space Heating | Natural Gas | Gas Boiler - Insulate Steam Lines/Condensate Tank | A | Purchases (Cumulative) | Achievable Technical Potential | 0 | 0 | 2.1576 | 4.2781 | 6.3619 | 8.4099 | 10.4225 | 12.4005 | 14.3443 | 16.2546 | 18.132 | 19.977 | 21.7902 | 23.5722 | 25.3234 | 27.0444 | 28.7358 | 30.3979 | 32.0315 | 33.6368 | 35.2145 | 36.765
F1_Industrial_Other Industrial_Existing_Process_Natural Gas_Gas Boiler - Insulate Steam Lines/Condensate Tank_A_Achievable Technical Potential | F1 | Industrial | Other Industrial | Existing | Process | Natural Gas | Gas Boiler - Insulate Steam Lines/Condensate Tank | A | Original Unit Energy Savings (kWh or therms) | Achievable Technical Potential | 0 | 0 | 16.8499 | 16.8499 | 16.8499 | 16.8499 | 16.8499 | 16.8499 | 16.8499 | 16.8499 | 16.8499 | 16.8499 | 16.8499 | 16.8499 | 16.8499 | 16.8499 | 16.8499 | 16.8499 | 16.8499 | 16.8499 | 16.8499 | 16.8499
F2_Industrial_Other Industrial_Existing_Process_Natural Gas_Gas Boiler - Insulate Steam Lines/Condensate Tank_A_Achievable Technical Potential | F2 | Industrial | Other Industrial | Existing | Process | Natural Gas | Gas Boiler - Insulate Steam Lines/Condensate Tank | A | Original Unit Summer Peak Savings (kW) | Achievable Technical Potential | 0 | 0 | 0 | 0 | 0 | 0 | 0 | 0 | 0 | 0 | 0 | 0 | 0 | 0 | 0 | 0 | 0 | 0 | 0 | 0 | 0 | 0
F3_Industrial_Other Industrial_Existing_Process_Natural Gas_Gas Boiler - Insulate Steam Lines/Condensate Tank_A_Achievable Technical Potential | F3 | Industrial | Other Industrial | Existing | Process | Natural Gas | Gas Boiler - Insulate Steam Lines/Condensate Tank | A | Original Unit Winter Peak Savings (kW) | Achievable Technical Potential | 0 | 0 | 0 | 0 | 0 | 0 | 0 | 0 | 0 | 0 | 0 | 0 | 0 | 0 | 0 | 0 | 0 | 0 | 0 | 0 | 0 | 0
F4_Industrial_Other Industrial_Existing_Process_Natural Gas_Gas Boiler - Insulate Steam Lines/Condensate Tank_A_Achievable Technical Potential | F4 | Industrial | Other Industrial | Existing | Process | Natural Gas | Gas Boiler - Insulate Steam Lines/Condensate Tank | A | Standalone Impact on Baseline Energy (%) | Achievable Technical Potential | 0% | 0% | 0.02737% | 0.05521% | 0.08355% | 0.1124% | 0.1417% | 0.1716% | 0.2019% | 0.2329% | 0.2643% | 0.2963% | 0.3289% | 0.362% | 0.3957% | 0.43% | 0.4649% | 0.5005% | 0.5366% | 0.5734% | 0.6108% | 0.6489%
F5_Industrial_Other Industrial_Existing_Process_Natural Gas_Gas Boiler - Insulate Steam Lines/Condensate Tank_A_Achievable Technical Potential | F5 | Industrial | Other Industrial | Existing | Process | Natural Gas | Gas Boiler - Insulate Steam Lines/Condensate Tank | A | Standalone Impact on Baseline Summer Peak (%) | Achievable Technical Potential | bar: 2019 to 2040
F6_Industrial_Other Industrial_Existing_Process_Natural Gas_Gas Boiler - Insulate Steam Lines/Condensate Tank_A_Achievable Technical Potential | F6 | Industrial | Other Industrial | Existing | Process | Natural Gas | Gas Boiler - Insulate Steam Lines/Condensate Tank | A | Standalone Impact on Baseline Winter Peak (%) | Achievable Technical Potential | bar: 2019 to 2040
F7_Industrial_Other Industrial_Existing_Process_Natural Gas_Gas Boiler - Insulate Steam Lines/Condensate Tank_A_Achievable Technical Potential | F7 | Industrial | Other Industrial | Existing | Process | Natural Gas | Gas Boiler - Insulate Steam Lines/Condensate Tank | A | Incremental Energy Savings (MWh or mTherms) | Achievable Technical Potential | 0 | 0 | 0.52641 | 0.51733 | 0.50841 | 0.49964 | 0.49103 | 0.48256 | 0.47424 | 0.46607 | 0.45803 | 0.45013 | 0.44237 | 0.43475 | 0.42725 | 0.41988 | 0.41264 | 0.40553 | 0.39854 | 0.39167 | 0.38491 | 0.37828
F8_Industrial_Other Industrial_Existing_Process_Natural Gas_Gas Boiler - Insulate Steam Lines/Condensate Tank_A_Achievable Technical Potential | F8 | Industrial | Other Industrial | Existing | Process | Natural Gas | Gas Boiler - Insulate Steam Lines/Condensate Tank | A | Incremental Summer Peak Savings (MW) | Achievable Technical Potential | 0 | 0 | 0 | 0 | 0 | 0 | 0 | 0 | 0 | 0 | 0 | 0 | 0 | 0 | 0 | 0 | 0 | 0 | 0 | 0 | 0 | 0
F9_Industrial_Other Industrial_Existing_Process_Natural Gas_Gas Boiler - Insulate Steam Lines/Condensate Tank_A_Achievable Technical Potential | F9 | Industrial | Other Industrial | Existing | Process | Natural Gas | Gas Boiler - Insulate Steam Lines/Condensate Tank | A | Incremental Winter Peak Savings (MW) | Achievable Technical Potential | 0 | 0 | 0 | 0 | 0 | 0 | 0 | 0 | 0 | 0 | 0 | 0 | 0 | 0 | 0 | 0 | 0 | 0 | 0 | 0 | 0 | 0
F10_Industrial_Other Industrial_Existing_Process_Natural Gas_Gas Boiler - Insulate Steam Lines/Condensate Tank_A_Achievable Technical Potential | F10 | Industrial | Other Industrial | Existing | Process | Natural Gas | Gas Boiler - Insulate Steam Lines/Condensate Tank | A | Cumulative Energy Savings (MWh or mTherms) | Achievable Technical Potential | 0 | 0 | 0.52641 | 1.0437 | 1.5521 | 2.0518 | 2.5428 | 3.0254 | 3.4996 | 3.9657 | 4.4237 | 4.8739 | 5.3162 | 5.751 | 6.1782 | 6.5981 | 7.0108 | 7.4163 | 7.8148 | 8.2065 | 8.5914 | 8.9697
F11_Industrial_Other Industrial_Existing_Process_Natural Gas_Gas Boiler - Insulate Steam Lines/Condensate Tank_A_Achievable Technical Potential | F11 | Industrial | Other Industrial | Existing | Process | Natural Gas | Gas Boiler - Insulate Steam Lines/Condensate Tank | A | Cumulative Summer Peak Savings (MW) | Achievable Technical Potential | 0 | 0 | 0 | 0 | 0 | 0 | 0 | 0 | 0 | 0 | 0 | 0 | 0 | 0 | 0 | 0 | 0 | 0 | 0 | 0 | 0 | 0
F12_Industrial_Other Industrial_Existing_Process_Natural Gas_Gas Boiler - Insulate Steam Lines/Condensate Tank_A_Achievable Technical Potential | F12 | Industrial | Other Industrial | Existing | Process | Natural Gas | Gas Boiler - Insulate Steam Lines/Condensate Tank | A | Cumulative Winter Peak Savings (MW) | Achievable Technical Potential | 0 | 0 | 0 | 0 | 0 | 0 | 0 | 0 | 0 | 0 | 0 | 0 | 0 | 0 | 0 | 0 | 0 | 0 | 0 | 0 | 0 | 0
F13_Industrial_Other Industrial_Existing_Process_Natural Gas_Gas Boiler - Insulate Steam Lines/Condensate Tank_A_Achievable Technical Potential | F13 | Industrial | Other Industrial | Existing | Process | Natural Gas | Gas Boiler - Insulate Steam Lines/Condensate Tank | A | Purchases (Incremental) | Achievable Technical Potential | 0 | 0 | 31.2408 | 30.7022 | 30.1729 | 29.6526 | 29.1414 | 28.6389 | 28.1452 | 27.6599 | 27.183 | 26.7143 | 26.2537 | 25.8011 | 25.3562 | 24.9191 | 24.4894 | 24.0672 | 23.6522 | 23.2444 | 22.8437 | 22.4498
F14_Industrial_Other Industrial_Existing_Process_Natural Gas_Gas Boiler - Insulate Steam Lines/Condensate Tank_A_Achievable Technical Potential | F14 | Industrial | Other Industrial | Existing | Process | Natural Gas | Gas Boiler - Insulate Steam Lines/Condensate Tank | A | Purchases (Cumulative) | Achievable Technical Potential | 0 | 0 | 31.2408 | 61.943 | 92.1159 | 121.7685 | 150.9099 | 179.5488 | 207.694 | 235.3539 | 262.5369 | 289.2512 | 315.505 | 341.3061 | 366.6623 | 391.5814 | 416.0708 | 440.138 | 463.7903 | 487.0347 | 509.8784 | 532.3282
F1_Industrial_Other Industrial_Existing_Space Heating_Natural Gas_Gas Boiler - Insulate Hot Water Lines_A_Achievable Technical Potential | F1 | Industrial | Other Industrial | Existing | Space Heating | Natural Gas | Gas Boiler - Insulate Hot Water Lines | A | Original Unit Energy Savings (kWh or therms) | Achievable Technical Potential | 0 | 0 | 25.0152 | 24.9524 | 24.8909 | 24.8309 | 24.7724 | 24.7156 | 24.6605 | 24.6074 | 24.5562 | 24.5071 | 24.4601 | 24.4154 | 24.3728 | 24.3326 | 24.2948 | 24.2593 | 24.2263 | 24.1957 | 24.1677 | 24.1423
F2_Industrial_Other Industrial_Existing_Space Heating_Natural Gas_Gas Boiler - Insulate Hot Water Lines_A_Achievable Technical Potential | F2 | Industrial | Other Industrial | Existing | Space Heating | Natural Gas | Gas Boiler - Insulate Hot Water Lines | A | Original Unit Summer Peak Savings (kW) | Achievable Technical Potential | 0 | 0 | 0 | 0 | 0 | 0 | 0 | 0 | 0 | 0 | 0 | 0 | 0 | 0 | 0 | 0 | 0 | 0 | 0 | 0 | 0 | 0
F3_Industrial_Other Industrial_Existing_Space Heating_Natural Gas_Gas Boiler - Insulate Hot Water Lines_A_Achievable Technical Potential | F3 | Industrial | Other Industrial | Existing | Space Heating | Natural Gas | Gas Boiler - Insulate Hot Water Lines | A | Original Unit Winter Peak Savings (kW) | Achievable Technical Potential | 0 | 0 | 0 | 0 | 0 | 0 | 0 | 0 | 0 | 0 | 0 | 0 | 0 | 0 | 0 | 0 | 0 | 0 | 0 | 0 | 0 | 0
F4_Industrial_Other Industrial_Existing_Space Heating_Natural Gas_Gas Boiler - Insulate Hot Water Lines_A_Achievable Technical Potential | F4 | Industrial | Other Industrial | Existing | Space Heating | Natural Gas | Gas Boiler - Insulate Hot Water Lines | A | Standalone Impact on Baseline Energy (%) | Achievable Technical Potential | 0% | 0% | 0.01159% | 0.02338% | 0.03537% | 0.04758% | 0.06% | 0.07264% | 0.08549% | 0.09857% | 0.1119% | 0.1254% | 0.1392% | 0.1532% | 0.1674% | 0.1819% | 0.1967% | 0.2117% | 0.2269% | 0.2425% | 0.2583% | 0.2744%
F5_Industrial_Other Industrial_Existing_Space Heating_Natural Gas_Gas Boiler - Insulate Hot Water Lines_A_Achievable Technical Potential | F5 | Industrial | Other Industrial | Existing | Space Heating | Natural Gas | Gas Boiler - Insulate Hot Water Lines | A | Standalone Impact on Baseline Summer Peak (%) | Achievable Technical Potential | bar: 2019 to 2040
F6_Industrial_Other Industrial_Existing_Space Heating_Natural Gas_Gas Boiler - Insulate Hot Water Lines_A_Achievable Technical Potential | F6 | Industrial | Other Industrial | Existing | Space Heating | Natural Gas | Gas Boiler - Insulate Hot Water Lines | A | Standalone Impact on Baseline Winter Peak (%) | Achievable Technical Potential | bar: 2019 to 2040
F7_Industrial_Other Industrial_Existing_Space Heating_Natural Gas_Gas Boiler - Insulate Hot Water Lines_A_Achievable Technical Potential | F7 | Industrial | Other Industrial | Existing | Space Heating | Natural Gas | Gas Boiler - Insulate Hot Water Lines | A | Incremental Energy Savings (MWh or mTherms) | Achievable Technical Potential | 0 | 0 | 0.10795 | 0.10582 | 0.10374 | 0.1017 | 0.099716 | 0.097772 | 0.095872 | 0.094016 | 0.092203 | 0.090432 | 0.088702 | 0.087014 | 0.085364 | 0.083754 | 0.082182 | 0.080647 | 0.079149 | 0.077686 | 0.076258 | 0.074865
F8_Industrial_Other Industrial_Existing_Space Heating_Natural Gas_Gas Boiler - Insulate Hot Water Lines_A_Achievable Technical Potential | F8 | Industrial | Other Industrial | Existing | Space Heating | Natural Gas | Gas Boiler - Insulate Hot Water Lines | A | Incremental Summer Peak Savings (MW) | Achievable Technical Potential | 0 | 0 | 0 | 0 | 0 | 0 | 0 | 0 | 0 | 0 | 0 | 0 | 0 | 0 | 0 | 0 | 0 | 0 | 0 | 0 | 0 | 0
F9_Industrial_Other Industrial_Existing_Space Heating_Natural Gas_Gas Boiler - Insulate Hot Water Lines_A_Achievable Technical Potential | F9 | Industrial | Other Industrial | Existing | Space Heating | Natural Gas | Gas Boiler - Insulate Hot Water Lines | A | Incremental Winter Peak Savings (MW) | Achievable Technical Potential | 0 | 0 | 0 | 0 | 0 | 0 | 0 | 0 | 0 | 0 | 0 | 0 | 0 | 0 | 0 | 0 | 0 | 0 | 0 | 0 | 0 | 0
F10_Industrial_Other Industrial_Existing_Space Heating_Natural Gas_Gas Boiler - Insulate Hot Water Lines_A_Achievable Technical Potential | F10 | Industrial | Other Industrial | Existing | Space Heating | Natural Gas | Gas Boiler - Insulate Hot Water Lines | A | Cumulative Energy Savings (MWh or mTherms) | Achievable Technical Potential | 0 | 0 | 0.10795 | 0.2135 | 0.31671 | 0.41765 | 0.51638 | 0.61297 | 0.70748 | 0.79997 | 0.89051 | 0.97916 | 1.066 | 1.151 | 1.2344 | 1.3161 | 1.3963 | 1.4749 | 1.552 | 1.6277 | 1.7021 | 1.7752
F11_Industrial_Other Industrial_Existing_Space Heating_Natural Gas_Gas Boiler - Insulate Hot Water Lines_A_Achievable Technical Potential | F11 | Industrial | Other Industrial | Existing | Space Heating | Natural Gas | Gas Boiler - Insulate Hot Water Lines | A | Cumulative Summer Peak Savings (MW) | Achievable Technical Potential | 0 | 0 | 0 | 0 | 0 | 0 | 0 | 0 | 0 | 0 | 0 | 0 | 0 | 0 | 0 | 0 | 0 | 0 | 0 | 0 | 0 | 0
F12_Industrial_Other Industrial_Existing_Space Heating_Natural Gas_Gas Boiler - Insulate Hot Water Lines_A_Achievable Technical Potential | F12 | Industrial | Other Industrial | Existing | Space Heating | Natural Gas | Gas Boiler - Insulate Hot Water Lines | A | Cumulative Winter Peak Savings (MW) | Achievable Technical Potential | 0 | 0 | 0 | 0 | 0 | 0 | 0 | 0 | 0 | 0 | 0 | 0 | 0 | 0 | 0 | 0 | 0 | 0 | 0 | 0 | 0 | 0
F13_Industrial_Other Industrial_Existing_Space Heating_Natural Gas_Gas Boiler - Insulate Hot Water Lines_A_Achievable Technical Potential | F13 | Industrial | Other Industrial | Existing | Space Heating | Natural Gas | Gas Boiler - Insulate Hot Water Lines | A | Purchases (Incremental) | Achievable Technical Potential | 0 | 0 | 4.3153 | 4.2409 | 4.1678 | 4.0959 | 4.0253 | 3.9559 | 3.8877 | 3.8206 | 3.7548 | 3.69 | 3.6264 | 3.5639 | 3.5024 | 3.4421 | 3.3827 | 3.3244 | 3.2671 | 3.2107 | 3.1554 | 3.101
F14_Industrial_Other Industrial_Existing_Space Heating_Natural Gas_Gas Boiler - Insulate Hot Water Lines_A_Achievable Technical Potential | F14 | Industrial | Other Industrial | Existing | Space Heating | Natural Gas | Gas Boiler - Insulate Hot Water Lines | A | Purchases (Cumulative) | Achievable Technical Potential | 0 | 0 | 4.3153 | 8.5561 | 12.7239 | 16.8198 | 20.8451 | 24.8009 | 28.6886 | 32.5092 | 36.264 | 39.954 | 43.5804 | 47.1443 | 50.6468 | 54.0888 | 57.4715 | 60.7959 | 64.063 | 67.2737 | 70.4291 | 73.5301
F1_Industrial_Other Industrial_Existing_Process_Natural Gas_Gas Boiler - Insulate Hot Water Lines_A_Achievable Technical Potential | F1 | Industrial | Other Industrial | Existing | Process | Natural Gas | Gas Boiler - Insulate Hot Water Lines | A | Original Unit Energy Savings (kWh or therms) | Achievable Technical Potential | 0 | 0 | 19.0457 | 19.0457 | 19.0457 | 19.0457 | 19.0457 | 19.0457 | 19.0457 | 19.0457 | 19.0457 | 19.0457 | 19.0457 | 19.0457 | 19.0457 | 19.0457 | 19.0457 | 19.0457 | 19.0457 | 19.0457 | 19.0457 | 19.0457
F2_Industrial_Other Industrial_Existing_Process_Natural Gas_Gas Boiler - Insulate Hot Water Lines_A_Achievable Technical Potential | F2 | Industrial | Other Industrial | Existing | Process | Natural Gas | Gas Boiler - Insulate Hot Water Lines | A | Original Unit Summer Peak Savings (kW) | Achievable Technical Potential | 0 | 0 | 0 | 0 | 0 | 0 | 0 | 0 | 0 | 0 | 0 | 0 | 0 | 0 | 0 | 0 | 0 | 0 | 0 | 0 | 0 | 0
F3_Industrial_Other Industrial_Existing_Process_Natural Gas_Gas Boiler - Insulate Hot Water Lines_A_Achievable Technical Potential | F3 | Industrial | Other Industrial | Existing | Process | Natural Gas | Gas Boiler - Insulate Hot Water Lines | A | Original Unit Winter Peak Savings (kW) | Achievable Technical Potential | 0 | 0 | 0 | 0 | 0 | 0 | 0 | 0 | 0 | 0 | 0 | 0 | 0 | 0 | 0 | 0 | 0 | 0 | 0 | 0 | 0 | 0
F4_Industrial_Other Industrial_Existing_Process_Natural Gas_Gas Boiler - Insulate Hot Water Lines_A_Achievable Technical Potential | F4 | Industrial | Other Industrial | Existing | Process | Natural Gas | Gas Boiler - Insulate Hot Water Lines | A | Standalone Impact on Baseline Energy (%) | Achievable Technical Potential | 0% | 0% | 0.06186% | 0.1248% | 0.1889% | 0.254% | 0.3204% | 0.3878% | 0.4565% | 0.5264% | 0.5975% | 0.6698% | 0.7434% | 0.8184% | 0.8946% | 0.9721% | 1.051% | 1.131% | 1.213% | 1.296% | 1.381% | 1.467%
F5_Industrial_Other Industrial_Existing_Process_Natural Gas_Gas Boiler - Insulate Hot Water Lines_A_Achievable Technical Potential | F5 | Industrial | Other Industrial | Existing | Process | Natural Gas | Gas Boiler - Insulate Hot Water Lines | A | Standalone Impact on Baseline Summer Peak (%) | Achievable Technical Potential | bar: 2019 to 2040
F6_Industrial_Other Industrial_Existing_Process_Natural Gas_Gas Boiler - Insulate Hot Water Lines_A_Achievable Technical Potential | F6 | Industrial | Other Industrial | Existing | Process | Natural Gas | Gas Boiler - Insulate Hot Water Lines | A | Standalone Impact on Baseline Winter Peak (%) | Achievable Technical Potential | bar: 2019 to 2040
F7_Industrial_Other Industrial_Existing_Process_Natural Gas_Gas Boiler - Insulate Hot Water Lines_A_Achievable Technical Potential | F7 | Industrial | Other Industrial | Existing | Process | Natural Gas | Gas Boiler - Insulate Hot Water Lines | A | Incremental Energy Savings (MWh or mTherms) | Achievable Technical Potential | 0 | 0 | 1.19 | 1.1695 | 1.1493 | 1.1295 | 1.11 | 1.0909 | 1.0721 | 1.0536 | 1.0354 | 1.0176 | 1 | 0.9828 | 0.96586 | 0.9492 | 0.93284 | 0.91675 | 0.90095 | 0.88541 | 0.87015 | 0.85515
F8_Industrial_Other Industrial_Existing_Process_Natural Gas_Gas Boiler - Insulate Hot Water Lines_A_Achievable Technical Potential | F8 | Industrial | Other Industrial | Existing | Process | Natural Gas | Gas Boiler - Insulate Hot Water Lines | A | Incremental Summer Peak Savings (MW) | Achievable Technical Potential | 0 | 0 | 0 | 0 | 0 | 0 | 0 | 0 | 0 | 0 | 0 | 0 | 0 | 0 | 0 | 0 | 0 | 0 | 0 | 0 | 0 | 0
F9_Industrial_Other Industrial_Existing_Process_Natural Gas_Gas Boiler - Insulate Hot Water Lines_A_Achievable Technical Potential | F9 | Industrial | Other Industrial | Existing | Process | Natural Gas | Gas Boiler - Insulate Hot Water Lines | A | Incremental Winter Peak Savings (MW) | Achievable Technical Potential | 0 | 0 | 0 | 0 | 0 | 0 | 0 | 0 | 0 | 0 | 0 | 0 | 0 | 0 | 0 | 0 | 0 | 0 | 0 | 0 | 0 | 0
F10_Industrial_Other Industrial_Existing_Process_Natural Gas_Gas Boiler - Insulate Hot Water Lines_A_Achievable Technical Potential | F10 | Industrial | Other Industrial | Existing | Process | Natural Gas | Gas Boiler - Insulate Hot Water Lines | A | Cumulative Energy Savings (MWh or mTherms) | Achievable Technical Potential | 0 | 0 | 1.19 | 2.3595 | 3.5088 | 4.6383 | 5.7484 | 6.8393 | 7.9114 | 8.965 | 10.0004 | 11.018 | 12.018 | 13.0008 | 13.9667 | 14.9159 | 15.8487 | 16.7655 | 17.6664 | 18.5518 | 19.422 | 20.2771
F11_Industrial_Other Industrial_Existing_Process_Natural Gas_Gas Boiler - Insulate Hot Water Lines_A_Achievable Technical Potential | F11 | Industrial | Other Industrial | Existing | Process | Natural Gas | Gas Boiler - Insulate Hot Water Lines | A | Cumulative Summer Peak Savings (MW) | Achievable Technical Potential | 0 | 0 | 0 | 0 | 0 | 0 | 0 | 0 | 0 | 0 | 0 | 0 | 0 | 0 | 0 | 0 | 0 | 0 | 0 | 0 | 0 | 0
F12_Industrial_Other Industrial_Existing_Process_Natural Gas_Gas Boiler - Insulate Hot Water Lines_A_Achievable Technical Potential | F12 | Industrial | Other Industrial | Existing | Process | Natural Gas | Gas Boiler - Insulate Hot Water Lines | A | Cumulative Winter Peak Savings (MW) | Achievable Technical Potential | 0 | 0 | 0 | 0 | 0 | 0 | 0 | 0 | 0 | 0 | 0 | 0 | 0 | 0 | 0 | 0 | 0 | 0 | 0 | 0 | 0 | 0
F13_Industrial_Other Industrial_Existing_Process_Natural Gas_Gas Boiler - Insulate Hot Water Lines_A_Achievable Technical Potential | F13 | Industrial | Other Industrial | Existing | Process | Natural Gas | Gas Boiler - Insulate Hot Water Lines | A | Purchases (Incremental) | Achievable Technical Potential | 0 | 0 | 62.4817 | 61.4044 | 60.3457 | 59.3053 | 58.2828 | 57.2779 | 56.2903 | 55.3198 | 54.366 | 53.4287 | 52.5075 | 51.6022 | 50.7125 | 49.8381 | 48.9789 | 48.1344 | 47.3045 | 46.4889 | 45.6874 | 44.8997
F14_Industrial_Other Industrial_Existing_Process_Natural Gas_Gas Boiler - Insulate Hot Water Lines_A_Achievable Technical Potential | F14 | Industrial | Other Industrial | Existing | Process | Natural Gas | Gas Boiler - Insulate Hot Water Lines | A | Purchases (Cumulative) | Achievable Technical Potential | 0 | 0 | 62.4817 | 123.8861 | 184.2318 | 243.537 | 301.8198 | 359.0977 | 415.388 | 470.7078 | 525.0738 | 578.5025 | 631.01 | 682.6121 | 733.3246 | 783.1628 | 832.1416 | 880.276 | 927.5805 | 974.0694 | 1019.7568 | 1064.6564
F1_Industrial_Other Industrial_Existing_Process_Natural Gas_Process - Insulate Heated Process Fluids_A_Achievable Technical Potential | F1 | Industrial | Other Industrial | Existing | Process | Natural Gas | Process - Insulate Heated Process Fluids | A | Original Unit Energy Savings (kWh or therms) | Achievable Technical Potential | 0 | 0 | 13.6092 | 13.6092 | 13.6092 | 13.6092 | 13.6092 | 13.6092 | 13.6092 | 13.6092 | 13.6092 | 13.6092 | 13.6092 | 13.6092 | 13.6092 | 13.6092 | 13.6092 | 13.6092 | 13.6092 | 13.6092 | 13.6092 | 13.6092
F2_Industrial_Other Industrial_Existing_Process_Natural Gas_Process - Insulate Heated Process Fluids_A_Achievable Technical Potential | F2 | Industrial | Other Industrial | Existing | Process | Natural Gas | Process - Insulate Heated Process Fluids | A | Original Unit Summer Peak Savings (kW) | Achievable Technical Potential | 0 | 0 | 0 | 0 | 0 | 0 | 0 | 0 | 0 | 0 | 0 | 0 | 0 | 0 | 0 | 0 | 0 | 0 | 0 | 0 | 0 | 0
F3_Industrial_Other Industrial_Existing_Process_Natural Gas_Process - Insulate Heated Process Fluids_A_Achievable Technical Potential | F3 | Industrial | Other Industrial | Existing | Process | Natural Gas | Process - Insulate Heated Process Fluids | A | Original Unit Winter Peak Savings (kW) | Achievable Technical Potential | 0 | 0 | 0 | 0 | 0 | 0 | 0 | 0 | 0 | 0 | 0 | 0 | 0 | 0 | 0 | 0 | 0 | 0 | 0 | 0 | 0 | 0
F4_Industrial_Other Industrial_Existing_Process_Natural Gas_Process - Insulate Heated Process Fluids_A_Achievable Technical Potential | F4 | Industrial | Other Industrial | Existing | Process | Natural Gas | Process - Insulate Heated Process Fluids | A | Standalone Impact on Baseline Energy (%) | Achievable Technical Potential | 0% | 0% | 0.04835% | 0.09755% | 0.1476% | 0.1985% | 0.2504% | 0.2983% | 0.3383% | 0.3721% | 0.4009% | 0.4258% | 0.4475% | 0.4668% | 0.4841% | 0.4999% | 0.5145% | 0.5282% | 0.5375% | 0.5469% | 0.5565% | 0.5663%
F5_Industrial_Other Industrial_Existing_Process_Natural Gas_Process - Insulate Heated Process Fluids_A_Achievable Technical Potential | F5 | Industrial | Other Industrial | Existing | Process | Natural Gas | Process - Insulate Heated Process Fluids | A | Standalone Impact on Baseline Summer Peak (%) | Achievable Technical Potential | bar: 2019 to 2040
F6_Industrial_Other Industrial_Existing_Process_Natural Gas_Process - Insulate Heated Process Fluids_A_Achievable Technical Potential | F6 | Industrial | Other Industrial | Existing | Process | Natural Gas | Process - Insulate Heated Process Fluids | A | Standalone Impact on Baseline Winter Peak (%) | Achievable Technical Potential | bar: 2019 to 2040
F7_Industrial_Other Industrial_Existing_Process_Natural Gas_Process - Insulate Heated Process Fluids_A_Achievable Technical Potential | F7 | Industrial | Other Industrial | Existing | Process | Natural Gas | Process - Insulate Heated Process Fluids | A | Incremental Energy Savings (MWh or mTherms) | Achievable Technical Potential | 0 | 0 | 0.93004 | 0.91401 | 0.89825 | 0.88276 | 0.86754 | 0.76732 | 0.60328 | 0.4743 | 0.3729 | 0.29317 | 0.2305 | 0.18122 | 0.14247 | 0.11201 | 0.088066 | 0.069238 | 0.00046412 | 0.0001629 | 5.4576e-05 | 1.749e-05
F8_Industrial_Other Industrial_Existing_Process_Natural Gas_Process - Insulate Heated Process Fluids_A_Achievable Technical Potential | F8 | Industrial | Other Industrial | Existing | Process | Natural Gas | Process - Insulate Heated Process Fluids | A | Incremental Summer Peak Savings (MW) | Achievable Technical Potential | 0 | 0 | 0 | 0 | 0 | 0 | 0 | 0 | 0 | 0 | 0 | 0 | 0 | 0 | 0 | 0 | 0 | 0 | 0 | 0 | 0 | 0
F9_Industrial_Other Industrial_Existing_Process_Natural Gas_Process - Insulate Heated Process Fluids_A_Achievable Technical Potential | F9 | Industrial | Other Industrial | Existing | Process | Natural Gas | Process - Insulate Heated Process Fluids | A | Incremental Winter Peak Savings (MW) | Achievable Technical Potential | 0 | 0 | 0 | 0 | 0 | 0 | 0 | 0 | 0 | 0 | 0 | 0 | 0 | 0 | 0 | 0 | 0 | 0 | 0 | 0 | 0 | 0
F10_Industrial_Other Industrial_Existing_Process_Natural Gas_Process - Insulate Heated Process Fluids_A_Achievable Technical Potential | F10 | Industrial | Other Industrial | Existing | Process | Natural Gas | Process - Insulate Heated Process Fluids | A | Cumulative Energy Savings (MWh or mTherms) | Achievable Technical Potential | 0 | 0 | 0.93004 | 1.844 | 2.7423 | 3.6251 | 4.4926 | 5.2599 | 5.8632 | 6.3375 | 6.7104 | 7.0036 | 7.2341 | 7.4153 | 7.5578 | 7.6698 | 7.7578 | 7.8271 | 7.8275 | 7.8277 | 7.8278 | 7.8278
F11_Industrial_Other Industrial_Existing_Process_Natural Gas_Process - Insulate Heated Process Fluids_A_Achievable Technical Potential | F11 | Industrial | Other Industrial | Existing | Process | Natural Gas | Process - Insulate Heated Process Fluids | A | Cumulative Summer Peak Savings (MW) | Achievable Technical Potential | 0 | 0 | 0 | 0 | 0 | 0 | 0 | 0 | 0 | 0 | 0 | 0 | 0 | 0 | 0 | 0 | 0 | 0 | 0 | 0 | 0 | 0
F12_Industrial_Other Industrial_Existing_Process_Natural Gas_Process - Insulate Heated Process Fluids_A_Achievable Technical Potential | F12 | Industrial | Other Industrial | Existing | Process | Natural Gas | Process - Insulate Heated Process Fluids | A | Cumulative Winter Peak Savings (MW) | Achievable Technical Potential | 0 | 0 | 0 | 0 | 0 | 0 | 0 | 0 | 0 | 0 | 0 | 0 | 0 | 0 | 0 | 0 | 0 | 0 | 0 | 0 | 0 | 0
F13_Industrial_Other Industrial_Existing_Process_Natural Gas_Process - Insulate Heated Process Fluids_A_Achievable Technical Potential | F13 | Industrial | Other Industrial | Existing | Process | Natural Gas | Process - Insulate Heated Process Fluids | A | Purchases (Incremental) | Achievable Technical Potential | 0 | 0 | 68.3391 | 67.1608 | 66.0029 | 64.8649 | 63.7465 | 56.3827 | 44.3285 | 34.8513 | 27.4004 | 21.5424 | 16.9368 | 13.3158 | 10.469 | 8.2308 | 6.4711 | 5.0876 | 0.034103 | 0.01197 | 0.0040102 | 0.0012851
F14_Industrial_Other Industrial_Existing_Process_Natural Gas_Process - Insulate Heated Process Fluids_A_Achievable Technical Potential | F14 | Industrial | Other Industrial | Existing | Process | Natural Gas | Process - Insulate Heated Process Fluids | A | Purchases (Cumulative) | Achievable Technical Potential | 0 | 0 | 68.3391 | 135.4999 | 201.5027 | 266.3676 | 330.1142 | 386.4969 | 430.8253 | 465.6767 | 493.077 | 514.6194 | 531.5562 | 544.872 | 555.3409 | 563.5717 | 570.0428 | 575.1304 | 575.1645 | 575.1765 | 575.1805 | 575.1818
F1_Industrial_Other Industrial_Existing_Process_Natural Gas_Process Heat Recovery_A_Achievable Technical Potential | F1 | Industrial | Other Industrial | Existing | Process | Natural Gas | Process Heat Recovery | A | Original Unit Energy Savings (kWh or therms) | Achievable Technical Potential | 0 | 0 | 0.033147 | 0.033147 | 0.033147 | 0.033147 | 0.033147 | 0.033147 | 0.033147 | 0.033147 | 0.033147 | 0.033147 | 0.033147 | 0.033147 | 0.033147 | 0.033147 | 0.033147 | 0.033147 | 0.033147 | 0.033147 | 0.033147 | 0.033147
F2_Industrial_Other Industrial_Existing_Process_Natural Gas_Process Heat Recovery_A_Achievable Technical Potential | F2 | Industrial | Other Industrial | Existing | Process | Natural Gas | Process Heat Recovery | A | Original Unit Summer Peak Savings (kW) | Achievable Technical Potential | 0 | 0 | 0 | 0 | 0 | 0 | 0 | 0 | 0 | 0 | 0 | 0 | 0 | 0 | 0 | 0 | 0 | 0 | 0 | 0 | 0 | 0
F3_Industrial_Other Industrial_Existing_Process_Natural Gas_Process Heat Recovery_A_Achievable Technical Potential | F3 | Industrial | Other Industrial | Existing | Process | Natural Gas | Process Heat Recovery | A | Original Unit Winter Peak Savings (kW) | Achievable Technical Potential | 0 | 0 | 0 | 0 | 0 | 0 | 0 | 0 | 0 | 0 | 0 | 0 | 0 | 0 | 0 | 0 | 0 | 0 | 0 | 0 | 0 | 0
F4_Industrial_Other Industrial_Existing_Process_Natural Gas_Process Heat Recovery_A_Achievable Technical Potential | F4 | Industrial | Other Industrial | Existing | Process | Natural Gas | Process Heat Recovery | A | Standalone Impact on Baseline Energy (%) | Achievable Technical Potential | 0% | 0% | 0.004239% | 0.008553% | 0.01294% | 0.01741% | 0.02195% | 0.02615% | 0.02967% | 0.03263% | 0.03515% | 0.03733% | 0.03924% | 0.04093% | 0.04245% | 0.04383% | 0.04511% | 0.04631% | 0.04713% | 0.04796% | 0.0488% | 0.04965%
F5_Industrial_Other Industrial_Existing_Process_Natural Gas_Process Heat Recovery_A_Achievable Technical Potential | F5 | Industrial | Other Industrial | Existing | Process | Natural Gas | Process Heat Recovery | A | Standalone Impact on Baseline Summer Peak (%) | Achievable Technical Potential | bar: 2019 to 2040
F6_Industrial_Other Industrial_Existing_Process_Natural Gas_Process Heat Recovery_A_Achievable Technical Potential | F6 | Industrial | Other Industrial | Existing | Process | Natural Gas | Process Heat Recovery | A | Standalone Impact on Baseline Winter Peak (%) | Achievable Technical Potential | bar: 2019 to 2040
F7_Industrial_Other Industrial_Existing_Process_Natural Gas_Process Heat Recovery_A_Achievable Technical Potential | F7 | Industrial | Other Industrial | Existing | Process | Natural Gas | Process Heat Recovery | A | Incremental Energy Savings (MWh or mTherms) | Achievable Technical Potential | 0 | 0 | 0.081548 | 0.080142 | 0.07876 | 0.077402 | 0.076068 | 0.067281 | 0.052897 | 0.041588 | 0.032696 | 0.025706 | 0.02021 | 0.01589 | 0.012492 | 0.0098217 | 0.0077219 | 0.006071 | 4.0695e-05 | 1.4283e-05 | 4.7853e-06 | 1.5335e-06
F8_Industrial_Other Industrial_Existing_Process_Natural Gas_Process Heat Recovery_A_Achievable Technical Potential | F8 | Industrial | Other Industrial | Existing | Process | Natural Gas | Process Heat Recovery | A | Incremental Summer Peak Savings (MW) | Achievable Technical Potential | 0 | 0 | 0 | 0 | 0 | 0 | 0 | 0 | 0 | 0 | 0 | 0 | 0 | 0 | 0 | 0 | 0 | 0 | 0 | 0 | 0 | 0
F9_Industrial_Other Industrial_Existing_Process_Natural Gas_Process Heat Recovery_A_Achievable Technical Potential | F9 | Industrial | Other Industrial | Existing | Process | Natural Gas | Process Heat Recovery | A | Incremental Winter Peak Savings (MW) | Achievable Technical Potential | 0 | 0 | 0 | 0 | 0 | 0 | 0 | 0 | 0 | 0 | 0 | 0 | 0 | 0 | 0 | 0 | 0 | 0 | 0 | 0 | 0 | 0
F10_Industrial_Other Industrial_Existing_Process_Natural Gas_Process Heat Recovery_A_Achievable Technical Potential | F10 | Industrial | Other Industrial | Existing | Process | Natural Gas | Process Heat Recovery | A | Cumulative Energy Savings (MWh or mTherms) | Achievable Technical Potential | 0 | 0 | 0.081548 | 0.16169 | 0.24045 | 0.31785 | 0.39392 | 0.4612 | 0.5141 | 0.55569 | 0.58838 | 0.61409 | 0.6343 | 0.65019 | 0.66268 | 0.6725 | 0.68022 | 0.68629 | 0.68634 | 0.68635 | 0.68635 | 0.68636
F11_Industrial_Other Industrial_Existing_Process_Natural Gas_Process Heat Recovery_A_Achievable Technical Potential | F11 | Industrial | Other Industrial | Existing | Process | Natural Gas | Process Heat Recovery | A | Cumulative Summer Peak Savings (MW) | Achievable Technical Potential | 0 | 0 | 0 | 0 | 0 | 0 | 0 | 0 | 0 | 0 | 0 | 0 | 0 | 0 | 0 | 0 | 0 | 0 | 0 | 0 | 0 | 0
F12_Industrial_Other Industrial_Existing_Process_Natural Gas_Process Heat Recovery_A_Achievable Technical Potential | F12 | Industrial | Other Industrial | Existing | Process | Natural Gas | Process Heat Recovery | A | Cumulative Winter Peak Savings (MW) | Achievable Technical Potential | 0 | 0 | 0 | 0 | 0 | 0 | 0 | 0 | 0 | 0 | 0 | 0 | 0 | 0 | 0 | 0 | 0 | 0 | 0 | 0 | 0 | 0
F13_Industrial_Other Industrial_Existing_Process_Natural Gas_Process Heat Recovery_A_Achievable Technical Potential | F13 | Industrial | Other Industrial | Existing | Process | Natural Gas | Process Heat Recovery | A | Purchases (Incremental) | Achievable Technical Potential | 0 | 0 | 2460.2065 | 2417.7892 | 2376.1032 | 2335.1359 | 2294.8749 | 2029.7773 | 1595.8249 | 1254.6485 | 986.4133 | 775.525 | 609.7231 | 479.3685 | 376.8828 | 296.3079 | 232.9593 | 183.1542 | 1.2277 | 0.43091 | 0.14437 | 0.046265
F14_Industrial_Other Industrial_Existing_Process_Natural Gas_Process Heat Recovery_A_Achievable Technical Potential | F14 | Industrial | Other Industrial | Existing | Process | Natural Gas | Process Heat Recovery | A | Purchases (Cumulative) | Achievable Technical Potential | 0 | 0 | 2460.2065 | 4877.9957 | 7254.0989 | 9589.2347 | 11884.1096 | 13913.8869 | 15509.7118 | 16764.3603 | 17750.7737 | 18526.2986 | 19136.0217 | 19615.3902 | 19992.273 | 20288.5809 | 20521.5402 | 20704.6944 | 20705.9221 | 20706.353 | 20706.4974 | 20706.5436
F1_Industrial_Other Industrial_Existing_Space Heating_Natural Gas_Building Automation System_A_Achievable Technical Potential | F1 | Industrial | Other Industrial | Existing | Space Heating | Natural Gas | Building Automation System | A | Original Unit Energy Savings (kWh or therms) | Achievable Technical Potential | 0 | 0 | 0.015624 | 0.015587 | 0.01555 | 0.015514 | 0.015478 | 0.015443 | 0.015409 | 0.015376 | 0.015345 | 0.015316 | 0.015289 | 0.015263 | 0.015238 | 0.015215 | 0.015194 | 0.015173 | 0.015154 | 0.015136 | 0.01512 | 0.015104
F2_Industrial_Other Industrial_Existing_Space Heating_Natural Gas_Building Automation System_A_Achievable Technical Potential | F2 | Industrial | Other Industrial | Existing | Space Heating | Natural Gas | Building Automation System | A | Original Unit Summer Peak Savings (kW) | Achievable Technical Potential | 0 | 0 | 0 | 0 | 0 | 0 | 0 | 0 | 0 | 0 | 0 | 0 | 0 | 0 | 0 | 0 | 0 | 0 | 0 | 0 | 0 | 0
F3_Industrial_Other Industrial_Existing_Space Heating_Natural Gas_Building Automation System_A_Achievable Technical Potential | F3 | Industrial | Other Industrial | Existing | Space Heating | Natural Gas | Building Automation System | A | Original Unit Winter Peak Savings (kW) | Achievable Technical Potential | 0 | 0 | 0 | 0 | 0 | 0 | 0 | 0 | 0 | 0 | 0 | 0 | 0 | 0 | 0 | 0 | 0 | 0 | 0 | 0 | 0 | 0
F4_Industrial_Other Industrial_Existing_Space Heating_Natural Gas_Building Automation System_A_Achievable Technical Potential | F4 | Industrial | Other Industrial | Existing | Space Heating | Natural Gas | Building Automation System | A | Standalone Impact on Baseline Energy (%) | Achievable Technical Potential | 0% | 0% | 0.01308% | 0.03945% | 0.08656% | 0.1636% | 0.2811% | 0.4501% | 0.6813% | 0.9827% | 1.358% | 1.804% | 2.309% | 2.854% | 3.41% | 3.946% | 4.435% | 4.86% | 5.21% | 5.485% | 5.699% | 5.875%
F5_Industrial_Other Industrial_Existing_Space Heating_Natural Gas_Building Automation System_A_Achievable Technical Potential | F5 | Industrial | Other Industrial | Existing | Space Heating | Natural Gas | Building Automation System | A | Standalone Impact on Baseline Summer Peak (%) | Achievable Technical Potential | bar: 2019 to 2040
F6_Industrial_Other Industrial_Existing_Space Heating_Natural Gas_Building Automation System_A_Achievable Technical Potential | F6 | Industrial | Other Industrial | Existing | Space Heating | Natural Gas | Building Automation System | A | Standalone Impact on Baseline Winter Peak (%) | Achievable Technical Potential | bar: 2019 to 2040
F7_Industrial_Other Industrial_Existing_Space Heating_Natural Gas_Building Automation System_A_Achievable Technical Potential | F7 | Industrial | Other Industrial | Existing | Space Heating | Natural Gas | Building Automation System | A | Incremental Energy Savings (MWh or mTherms) | Achievable Technical Potential | 0 | 0 | 0.12181 | 0.23873 | 0.41558 | 0.66277 | 0.98636 | 1.3852 | 1.8477 | 2.349 | 2.8495 | 3.296 | 3.6276 | 3.7862 | 3.7304 | 3.4507 | 2.9774 | 2.4166 | 1.8138 | 1.2326 | 0.77306 | 0.49496
F8_Industrial_Other Industrial_Existing_Space Heating_Natural Gas_Building Automation System_A_Achievable Technical Potential | F8 | Industrial | Other Industrial | Existing | Space Heating | Natural Gas | Building Automation System | A | Incremental Summer Peak Savings (MW) | Achievable Technical Potential | 0 | 0 | 0 | 0 | 0 | 0 | 0 | 0 | 0 | 0 | 0 | 0 | 0 | 0 | 0 | 0 | 0 | 0 | 0 | 0 | 0 | 0
F9_Industrial_Other Industrial_Existing_Space Heating_Natural Gas_Building Automation System_A_Achievable Technical Potential | F9 | Industrial | Other Industrial | Existing | Space Heating | Natural Gas | Building Automation System | A | Incremental Winter Peak Savings (MW) | Achievable Technical Potential | 0 | 0 | 0 | 0 | 0 | 0 | 0 | 0 | 0 | 0 | 0 | 0 | 0 | 0 | 0 | 0 | 0 | 0 | 0 | 0 | 0 | 0
F10_Industrial_Other Industrial_Existing_Space Heating_Natural Gas_Building Automation System_A_Achievable Technical Potential | F10 | Industrial | Other Industrial | Existing | Space Heating | Natural Gas | Building Automation System | A | Cumulative Energy Savings (MWh or mTherms) | Achievable Technical Potential | 0 | 0 | 0.12181 | 0.36025 | 0.77497 | 1.4359 | 2.419 | 3.7987 | 5.638 | 7.9752 | 10.8086 | 14.0841 | 17.6865 | 21.4427 | 25.1388 | 28.5516 | 31.4884 | 33.8629 | 35.634 | 36.8244 | 37.5564 | 38.0121
F11_Industrial_Other Industrial_Existing_Space Heating_Natural Gas_Building Automation System_A_Achievable Technical Potential | F11 | Industrial | Other Industrial | Existing | Space Heating | Natural Gas | Building Automation System | A | Cumulative Summer Peak Savings (MW) | Achievable Technical Potential | 0 | 0 | 0 | 0 | 0 | 0 | 0 | 0 | 0 | 0 | 0 | 0 | 0 | 0 | 0 | 0 | 0 | 0 | 0 | 0 | 0 | 0
F12_Industrial_Other Industrial_Existing_Space Heating_Natural Gas_Building Automation System_A_Achievable Technical Potential | F12 | Industrial | Other Industrial | Existing | Space Heating | Natural Gas | Building Automation System | A | Cumulative Winter Peak Savings (MW) | Achievable Technical Potential | 0 | 0 | 0 | 0 | 0 | 0 | 0 | 0 | 0 | 0 | 0 | 0 | 0 | 0 | 0 | 0 | 0 | 0 | 0 | 0 | 0 | 0
F13_Industrial_Other Industrial_Existing_Space Heating_Natural Gas_Building Automation System_A_Achievable Technical Potential | F13 | Industrial | Other Industrial | Existing | Space Heating | Natural Gas | Building Automation System | A | Purchases (Incremental) | Achievable Technical Potential | 0 | 0 | 7796.3601 | 15315.7157 | 26724.8892 | 42722.1832 | 63728.2672 | 89698.8322 | 119911.3374 | 152768.2573 | 185690.2807 | 215197.5562 | 237274.9544 | 248063.8799 | 244804.6946 | 226790.922 | 195962.0137 | 159264.3094 | 119690.5205 | 81434.0014 | 51130.2566 | 32770.8916
F14_Industrial_Other Industrial_Existing_Space Heating_Natural Gas_Building Automation System_A_Achievable Technical Potential | F14 | Industrial | Other Industrial | Existing | Space Heating | Natural Gas | Building Automation System | A | Purchases (Cumulative) | Achievable Technical Potential | 0 | 0 | 7796.3601 | 23112.0759 | 49836.965 | 92559.1482 | 156287.4154 | 245986.2476 | 365897.5849 | 518665.8422 | 704356.1229 | 919553.6792 | 1156828.6335 | 1404892.5134 | 1649697.2081 | 1876488.1301 | 2072450.1438 | 2231714.4532 | 2351404.9737 | 2432838.9751 | 2483969.2317 | 2516740.1233
F1_Industrial_Other Industrial_Existing_Space Heating_Natural Gas_Steam System Efficiency Improvements_A_Achievable Technical Potential | F1 | Industrial | Other Industrial | Existing | Space Heating | Natural Gas | Steam System Efficiency Improvements | A | Original Unit Energy Savings (kWh or therms) | Achievable Technical Potential | 0 | 0 | 0.13953 | 0.13917 | 0.13883 | 0.1385 | 0.13817 | 0.13785 | 0.13755 | 0.13725 | 0.13697 | 0.13669 | 0.13643 | 0.13618 | 0.13594 | 0.13572 | 0.13551 | 0.13531 | 0.13512 | 0.13495 | 0.1348 | 0.13466
F2_Industrial_Other Industrial_Existing_Space Heating_Natural Gas_Steam System Efficiency Improvements_A_Achievable Technical Potential | F2 | Industrial | Other Industrial | Existing | Space Heating | Natural Gas | Steam System Efficiency Improvements | A | Original Unit Summer Peak Savings (kW) | Achievable Technical Potential | 0 | 0 | 0 | 0 | 0 | 0 | 0 | 0 | 0 | 0 | 0 | 0 | 0 | 0 | 0 | 0 | 0 | 0 | 0 | 0 | 0 | 0
F3_Industrial_Other Industrial_Existing_Space Heating_Natural Gas_Steam System Efficiency Improvements_A_Achievable Technical Potential | F3 | Industrial | Other Industrial | Existing | Space Heating | Natural Gas | Steam System Efficiency Improvements | A | Original Unit Winter Peak Savings (kW) | Achievable Technical Potential | 0 | 0 | 0 | 0 | 0 | 0 | 0 | 0 | 0 | 0 | 0 | 0 | 0 | 0 | 0 | 0 | 0 | 0 | 0 | 0 | 0 | 0
F4_Industrial_Other Industrial_Existing_Space Heating_Natural Gas_Steam System Efficiency Improvements_A_Achievable Technical Potential | F4 | Industrial | Other Industrial | Existing | Space Heating | Natural Gas | Steam System Efficiency Improvements | A | Standalone Impact on Baseline Energy (%) | Achievable Technical Potential | 0% | 0% | 0.0008277% | 0.002496% | 0.005477% | 0.01035% | 0.01778% | 0.02848% | 0.0431% | 0.06217% | 0.0859% | 0.1141% | 0.146% | 0.1804% | 0.2156% | 0.2495% | 0.2803% | 0.3071% | 0.3292% | 0.3466% | 0.3601% | 0.3712%
F5_Industrial_Other Industrial_Existing_Space Heating_Natural Gas_Steam System Efficiency Improvements_A_Achievable Technical Potential | F5 | Industrial | Other Industrial | Existing | Space Heating | Natural Gas | Steam System Efficiency Improvements | A | Standalone Impact on Baseline Summer Peak (%) | Achievable Technical Potential | bar: 2019 to 2040
F6_Industrial_Other Industrial_Existing_Space Heating_Natural Gas_Steam System Efficiency Improvements_A_Achievable Technical Potential | F6 | Industrial | Other Industrial | Existing | Space Heating | Natural Gas | Steam System Efficiency Improvements | A | Standalone Impact on Baseline Winter Peak (%) | Achievable Technical Potential | bar: 2019 to 2040
F7_Industrial_Other Industrial_Existing_Space Heating_Natural Gas_Steam System Efficiency Improvements_A_Achievable Technical Potential | F7 | Industrial | Other Industrial | Existing | Space Heating | Natural Gas | Steam System Efficiency Improvements | A | Incremental Energy Savings (MWh or mTherms) | Achievable Technical Potential | 0 | 0 | 0.0077093 | 0.015107 | 0.026295 | 0.041934 | 0.062405 | 0.087634 | 0.11689 | 0.1486 | 0.18025 | 0.20847 | 0.22942 | 0.23941 | 0.23585 | 0.21814 | 0.18819 | 0.15273 | 0.11462 | 0.077887 | 0.048846 | 0.031274
F8_Industrial_Other Industrial_Existing_Space Heating_Natural Gas_Steam System Efficiency Improvements_A_Achievable Technical Potential | F8 | Industrial | Other Industrial | Existing | Space Heating | Natural Gas | Steam System Efficiency Improvements | A | Incremental Summer Peak Savings (MW) | Achievable Technical Potential | 0 | 0 | 0 | 0 | 0 | 0 | 0 | 0 | 0 | 0 | 0 | 0 | 0 | 0 | 0 | 0 | 0 | 0 | 0 | 0 | 0 | 0
F9_Industrial_Other Industrial_Existing_Space Heating_Natural Gas_Steam System Efficiency Improvements_A_Achievable Technical Potential | F9 | Industrial | Other Industrial | Existing | Space Heating | Natural Gas | Steam System Efficiency Improvements | A | Incremental Winter Peak Savings (MW) | Achievable Technical Potential | 0 | 0 | 0 | 0 | 0 | 0 | 0 | 0 | 0 | 0 | 0 | 0 | 0 | 0 | 0 | 0 | 0 | 0 | 0 | 0 | 0 | 0
F10_Industrial_Other Industrial_Existing_Space Heating_Natural Gas_Steam System Efficiency Improvements_A_Achievable Technical Potential | F10 | Industrial | Other Industrial | Existing | Space Heating | Natural Gas | Steam System Efficiency Improvements | A | Cumulative Energy Savings (MWh or mTherms) | Achievable Technical Potential | 0 | 0 | 0.0077093 | 0.022797 | 0.049035 | 0.090851 | 0.15304 | 0.24033 | 0.35668 | 0.50451 | 0.68371 | 0.89081 | 1.1185 | 1.3559 | 1.5894 | 1.8049 | 1.9903 | 2.1401 | 2.2518 | 2.3269 | 2.373 | 2.4018
F11_Industrial_Other Industrial_Existing_Space Heating_Natural Gas_Steam System Efficiency Improvements_A_Achievable Technical Potential | F11 | Industrial | Other Industrial | Existing | Space Heating | Natural Gas | Steam System Efficiency Improvements | A | Cumulative Summer Peak Savings (MW) | Achievable Technical Potential | 0 | 0 | 0 | 0 | 0 | 0 | 0 | 0 | 0 | 0 | 0 | 0 | 0 | 0 | 0 | 0 | 0 | 0 | 0 | 0 | 0 | 0
F12_Industrial_Other Industrial_Existing_Space Heating_Natural Gas_Steam System Efficiency Improvements_A_Achievable Technical Potential | F12 | Industrial | Other Industrial | Existing | Space Heating | Natural Gas | Steam System Efficiency Improvements | A | Cumulative Winter Peak Savings (MW) | Achievable Technical Potential | 0 | 0 | 0 | 0 | 0 | 0 | 0 | 0 | 0 | 0 | 0 | 0 | 0 | 0 | 0 | 0 | 0 | 0 | 0 | 0 | 0 | 0
F13_Industrial_Other Industrial_Existing_Space Heating_Natural Gas_Steam System Efficiency Improvements_A_Achievable Technical Potential | F13 | Industrial | Other Industrial | Existing | Space Heating | Natural Gas | Steam System Efficiency Improvements | A | Purchases (Incremental) | Achievable Technical Potential | 0 | 0 | 55.2538 | 108.5444 | 189.4026 | 302.7773 | 451.65 | 635.7066 | 849.8263 | 1082.6873 | 1316.0097 | 1525.1314 | 1681.5966 | 1758.0591 | 1734.9608 | 1607.295 | 1388.8068 | 1128.7256 | 848.2614 | 577.1327 | 362.3664 | 232.2513
F14_Industrial_Other Industrial_Existing_Space Heating_Natural Gas_Steam System Efficiency Improvements_A_Achievable Technical Potential | F14 | Industrial | Other Industrial | Existing | Space Heating | Natural Gas | Steam System Efficiency Improvements | A | Purchases (Cumulative) | Achievable Technical Potential | 0 | 0 | 55.2538 | 163.7981 | 353.2007 | 655.978 | 1107.628 | 1743.3346 | 2593.1609 | 3675.8483 | 4991.858 | 6516.9894 | 8198.586 | 9956.6451 | 11691.6059 | 13298.9009 | 14687.7077 | 15816.4333 | 16664.6947 | 17241.8274 | 17604.1938 | 17836.4451
F1_Industrial_Other Industrial_Existing_Process_Natural Gas_Steam System Efficiency Improvements_A_Achievable Technical Potential | F1 | Industrial | Other Industrial | Existing | Process | Natural Gas | Steam System Efficiency Improvements | A | Original Unit Energy Savings (kWh or therms) | Achievable Technical Potential | 0 | 0 | 0.10623 | 0.10623 | 0.10623 | 0.10623 | 0.10623 | 0.10623 | 0.10623 | 0.10623 | 0.10623 | 0.10623 | 0.10623 | 0.10623 | 0.10623 | 0.10623 | 0.10623 | 0.10623 | 0.10623 | 0.10623 | 0.10623 | 0.10623
F2_Industrial_Other Industrial_Existing_Process_Natural Gas_Steam System Efficiency Improvements_A_Achievable Technical Potential | F2 | Industrial | Other Industrial | Existing | Process | Natural Gas | Steam System Efficiency Improvements | A | Original Unit Summer Peak Savings (kW) | Achievable Technical Potential | 0 | 0 | 0 | 0 | 0 | 0 | 0 | 0 | 0 | 0 | 0 | 0 | 0 | 0 | 0 | 0 | 0 | 0 | 0 | 0 | 0 | 0
F3_Industrial_Other Industrial_Existing_Process_Natural Gas_Steam System Efficiency Improvements_A_Achievable Technical Potential | F3 | Industrial | Other Industrial | Existing | Process | Natural Gas | Steam System Efficiency Improvements | A | Original Unit Winter Peak Savings (kW) | Achievable Technical Potential | 0 | 0 | 0 | 0 | 0 | 0 | 0 | 0 | 0 | 0 | 0 | 0 | 0 | 0 | 0 | 0 | 0 | 0 | 0 | 0 | 0 | 0
F4_Industrial_Other Industrial_Existing_Process_Natural Gas_Steam System Efficiency Improvements_A_Achievable Technical Potential | F4 | Industrial | Other Industrial | Existing | Process | Natural Gas | Steam System Efficiency Improvements | A | Standalone Impact on Baseline Energy (%) | Achievable Technical Potential | 0% | 0% | 5.309e-05% | 0.0001601% | 0.0003514% | 0.0006641% | 0.001141% | 0.001827% | 0.002766% | 0.003989% | 0.005512% | 0.007323% | 0.009374% | 0.01158% | 0.01384% | 0.01602% | 0.018% | 0.01973% | 0.02115% | 0.02227% | 0.02313% | 0.02385%
F5_Industrial_Other Industrial_Existing_Process_Natural Gas_Steam System Efficiency Improvements_A_Achievable Technical Potential | F5 | Industrial | Other Industrial | Existing | Process | Natural Gas | Steam System Efficiency Improvements | A | Standalone Impact on Baseline Summer Peak (%) | Achievable Technical Potential | bar: 2019 to 2040
F6_Industrial_Other Industrial_Existing_Process_Natural Gas_Steam System Efficiency Improvements_A_Achievable Technical Potential | F6 | Industrial | Other Industrial | Existing | Process | Natural Gas | Steam System Efficiency Improvements | A | Standalone Impact on Baseline Winter Peak (%) | Achievable Technical Potential | bar: 2019 to 2040
F7_Industrial_Other Industrial_Existing_Process_Natural Gas_Steam System Efficiency Improvements_A_Achievable Technical Potential | F7 | Industrial | Other Industrial | Existing | Process | Natural Gas | Steam System Efficiency Improvements | A | Incremental Energy Savings (MWh or mTherms) | Achievable Technical Potential | 0 | 0 | 0.0010213 | 0.0020062 | 0.0035007 | 0.0055962 | 0.0083478 | 0.01175 | 0.015707 | 0.020011 | 0.024324 | 0.028189 | 0.031081 | 0.032494 | 0.032067 | 0.029708 | 0.025669 | 0.020862 | 0.015678 | 0.010667 | 0.0066976 | 0.0042927
F8_Industrial_Other Industrial_Existing_Process_Natural Gas_Steam System Efficiency Improvements_A_Achievable Technical Potential | F8 | Industrial | Other Industrial | Existing | Process | Natural Gas | Steam System Efficiency Improvements | A | Incremental Summer Peak Savings (MW) | Achievable Technical Potential | 0 | 0 | 0 | 0 | 0 | 0 | 0 | 0 | 0 | 0 | 0 | 0 | 0 | 0 | 0 | 0 | 0 | 0 | 0 | 0 | 0 | 0
F9_Industrial_Other Industrial_Existing_Process_Natural Gas_Steam System Efficiency Improvements_A_Achievable Technical Potential | F9 | Industrial | Other Industrial | Existing | Process | Natural Gas | Steam System Efficiency Improvements | A | Incremental Winter Peak Savings (MW) | Achievable Technical Potential | 0 | 0 | 0 | 0 | 0 | 0 | 0 | 0 | 0 | 0 | 0 | 0 | 0 | 0 | 0 | 0 | 0 | 0 | 0 | 0 | 0 | 0
F10_Industrial_Other Industrial_Existing_Process_Natural Gas_Steam System Efficiency Improvements_A_Achievable Technical Potential | F10 | Industrial | Other Industrial | Existing | Process | Natural Gas | Steam System Efficiency Improvements | A | Cumulative Energy Savings (MWh or mTherms) | Achievable Technical Potential | 0 | 0 | 0.0010213 | 0.0030275 | 0.0065282 | 0.012124 | 0.020472 | 0.032222 | 0.047929 | 0.067941 | 0.092264 | 0.12045 | 0.15153 | 0.18403 | 0.2161 | 0.2458 | 0.27147 | 0.29234 | 0.30801 | 0.31868 | 0.32538 | 0.32967
F11_Industrial_Other Industrial_Existing_Process_Natural Gas_Steam System Efficiency Improvements_A_Achievable Technical Potential | F11 | Industrial | Other Industrial | Existing | Process | Natural Gas | Steam System Efficiency Improvements | A | Cumulative Summer Peak Savings (MW) | Achievable Technical Potential | 0 | 0 | 0 | 0 | 0 | 0 | 0 | 0 | 0 | 0 | 0 | 0 | 0 | 0 | 0 | 0 | 0 | 0 | 0 | 0 | 0 | 0
F12_Industrial_Other Industrial_Existing_Process_Natural Gas_Steam System Efficiency Improvements_A_Achievable Technical Potential | F12 | Industrial | Other Industrial | Existing | Process | Natural Gas | Steam System Efficiency Improvements | A | Cumulative Winter Peak Savings (MW) | Achievable Technical Potential | 0 | 0 | 0 | 0 | 0 | 0 | 0 | 0 | 0 | 0 | 0 | 0 | 0 | 0 | 0 | 0 | 0 | 0 | 0 | 0 | 0 | 0
F13_Industrial_Other Industrial_Existing_Process_Natural Gas_Steam System Efficiency Improvements_A_Achievable Technical Potential | F13 | Industrial | Other Industrial | Existing | Process | Natural Gas | Steam System Efficiency Improvements | A | Purchases (Incremental) | Achievable Technical Potential | 0 | 0 | 9.6137 | 18.8858 | 32.9544 | 52.6806 | 78.5831 | 110.6074 | 147.8623 | 188.3781 | 228.9741 | 265.3595 | 292.583 | 305.8868 | 301.8679 | 279.6552 | 241.6402 | 196.3883 | 147.59 | 100.416 | 63.0486 | 40.4097
F14_Industrial_Other Industrial_Existing_Process_Natural Gas_Steam System Efficiency Improvements_A_Achievable Technical Potential | F14 | Industrial | Other Industrial | Existing | Process | Natural Gas | Steam System Efficiency Improvements | A | Purchases (Cumulative) | Achievable Technical Potential | 0 | 0 | 9.6137 | 28.4994 | 61.4538 | 114.1344 | 192.7175 | 303.3249 | 451.1872 | 639.5653 | 868.5394 | 1133.8989 | 1426.4819 | 1732.3687 | 2034.2367 | 2313.8919 | 2555.5321 | 2751.9204 | 2899.5104 | 2999.9264 | 3062.975 | 3103.3847
F1_Industrial_Other Industrial_Existing_Space Heating_Natural Gas_Strategic Energy Management_A_Achievable Technical Potential | F1 | Industrial | Other Industrial | Existing | Space Heating | Natural Gas | Strategic Energy Management | A | Original Unit Energy Savings (kWh or therms) | Achievable Technical Potential | 0 | 0 | 3.1682 | 3.1606 | 3.1531 | 3.1457 | 3.1384 | 3.1313 | 3.1245 | 3.1179 | 3.1116 | 3.1057 | 3.1001 | 3.0949 | 3.0899 | 3.0853 | 3.0809 | 3.0767 | 3.0729 | 3.0692 | 3.0658 | 3.0626
F2_Industrial_Other Industrial_Existing_Space Heating_Natural Gas_Strategic Energy Management_A_Achievable Technical Potential | F2 | Industrial | Other Industrial | Existing | Space Heating | Natural Gas | Strategic Energy Management | A | Original Unit Summer Peak Savings (kW) | Achievable Technical Potential | 0 | 0 | 0 | 0 | 0 | 0 | 0 | 0 | 0 | 0 | 0 | 0 | 0 | 0 | 0 | 0 | 0 | 0 | 0 | 0 | 0 | 0
F3_Industrial_Other Industrial_Existing_Space Heating_Natural Gas_Strategic Energy Management_A_Achievable Technical Potential | F3 | Industrial | Other Industrial | Existing | Space Heating | Natural Gas | Strategic Energy Management | A | Original Unit Winter Peak Savings (kW) | Achievable Technical Potential | 0 | 0 | 0 | 0 | 0 | 0 | 0 | 0 | 0 | 0 | 0 | 0 | 0 | 0 | 0 | 0 | 0 | 0 | 0 | 0 | 0 | 0
F4_Industrial_Other Industrial_Existing_Space Heating_Natural Gas_Strategic Energy Management_A_Achievable Technical Potential | F4 | Industrial | Other Industrial | Existing | Space Heating | Natural Gas | Strategic Energy Management | A | Standalone Impact on Baseline Energy (%) | Achievable Technical Potential | 0% | 0% | 0.08224% | 0.1659% | 0.2511% | 0.3377% | 0.4259% | 0.5156% | 0.6069% | 0.6997% | 0.7943% | 0.8904% | 0.9883% | 1.088% | 1.189% | 1.292% | 1.397% | 1.504% | 1.613% | 1.723% | 1.836% | 1.95%
F5_Industrial_Other Industrial_Existing_Space Heating_Natural Gas_Strategic Energy Management_A_Achievable Technical Potential | F5 | Industrial | Other Industrial | Existing | Space Heating | Natural Gas | Strategic Energy Management | A | Standalone Impact on Baseline Summer Peak (%) | Achievable Technical Potential | bar: 2019 to 2040
F6_Industrial_Other Industrial_Existing_Space Heating_Natural Gas_Strategic Energy Management_A_Achievable Technical Potential | F6 | Industrial | Other Industrial | Existing | Space Heating | Natural Gas | Strategic Energy Management | A | Standalone Impact on Baseline Winter Peak (%) | Achievable Technical Potential | bar: 2019 to 2040
F7_Industrial_Other Industrial_Existing_Space Heating_Natural Gas_Strategic Energy Management_A_Achievable Technical Potential | F7 | Industrial | Other Industrial | Existing | Space Heating | Natural Gas | Strategic Energy Management | A | Incremental Energy Savings (MWh or mTherms) | Achievable Technical Potential | 0 | 0 | 0.76596 | 0.75097 | 0.73627 | 0.72187 | 0.70778 | 0.694 | 0.68054 | 0.6674 | 0.65458 | 0.64207 | 0.62986 | 0.61796 | 0.60633 | 0.59498 | 0.58389 | 0.57305 | 0.56246 | 0.55211 | 0.54199 | 0.53208
F8_Industrial_Other Industrial_Existing_Space Heating_Natural Gas_Strategic Energy Management_A_Achievable Technical Potential | F8 | Industrial | Other Industrial | Existing | Space Heating | Natural Gas | Strategic Energy Management | A | Incremental Summer Peak Savings (MW) | Achievable Technical Potential | 0 | 0 | 0 | 0 | 0 | 0 | 0 | 0 | 0 | 0 | 0 | 0 | 0 | 0 | 0 | 0 | 0 | 0 | 0 | 0 | 0 | 0
F9_Industrial_Other Industrial_Existing_Space Heating_Natural Gas_Strategic Energy Management_A_Achievable Technical Potential | F9 | Industrial | Other Industrial | Existing | Space Heating | Natural Gas | Strategic Energy Management | A | Incremental Winter Peak Savings (MW) | Achievable Technical Potential | 0 | 0 | 0 | 0 | 0 | 0 | 0 | 0 | 0 | 0 | 0 | 0 | 0 | 0 | 0 | 0 | 0 | 0 | 0 | 0 | 0 | 0
F10_Industrial_Other Industrial_Existing_Space Heating_Natural Gas_Strategic Energy Management_A_Achievable Technical Potential | F10 | Industrial | Other Industrial | Existing | Space Heating | Natural Gas | Strategic Energy Management | A | Cumulative Energy Savings (MWh or mTherms) | Achievable Technical Potential | 0 | 0 | 0.76596 | 1.5151 | 2.2478 | 2.9644 | 3.6653 | 4.351 | 5.022 | 5.6788 | 6.322 | 6.952 | 7.5694 | 8.1745 | 8.7678 | 9.3496 | 9.9201 | 10.4799 | 11.0292 | 11.5682 | 12.0973 | 12.6167
F11_Industrial_Other Industrial_Existing_Space Heating_Natural Gas_Strategic Energy Management_A_Achievable Technical Potential | F11 | Industrial | Other Industrial | Existing | Space Heating | Natural Gas | Strategic Energy Management | A | Cumulative Summer Peak Savings (MW) | Achievable Technical Potential | 0 | 0 | 0 | 0 | 0 | 0 | 0 | 0 | 0 | 0 | 0 | 0 | 0 | 0 | 0 | 0 | 0 | 0 | 0 | 0 | 0 | 0
F12_Industrial_Other Industrial_Existing_Space Heating_Natural Gas_Strategic Energy Management_A_Achievable Technical Potential | F12 | Industrial | Other Industrial | Existing | Space Heating | Natural Gas | Strategic Energy Management | A | Cumulative Winter Peak Savings (MW) | Achievable Technical Potential | 0 | 0 | 0 | 0 | 0 | 0 | 0 | 0 | 0 | 0 | 0 | 0 | 0 | 0 | 0 | 0 | 0 | 0 | 0 | 0 | 0 | 0
F13_Industrial_Other Industrial_Existing_Space Heating_Natural Gas_Strategic Energy Management_A_Achievable Technical Potential | F13 | Industrial | Other Industrial | Existing | Space Heating | Natural Gas | Strategic Energy Management | A | Purchases (Incremental) | Achievable Technical Potential | 0 | 0 | 241.7691 | 237.6007 | 233.5041 | 229.4782 | 225.5216 | 221.6333 | 217.8121 | 214.0567 | 210.3661 | 206.7391 | 203.1746 | 199.6716 | 196.229 | 192.8457 | 189.5208 | 186.2532 | 183.0419 | 179.886 | 176.7845 | 173.7365
F14_Industrial_Other Industrial_Existing_Space Heating_Natural Gas_Strategic Energy Management_A_Achievable Technical Potential | F14 | Industrial | Other Industrial | Existing | Space Heating | Natural Gas | Strategic Energy Management | A | Purchases (Cumulative) | Achievable Technical Potential | 0 | 0 | 241.7691 | 479.3697 | 712.8738 | 942.352 | 1167.8736 | 1389.5069 | 1607.319 | 1821.3757 | 2031.7418 | 2238.4808 | 2441.6554 | 2641.327 | 2837.5559 | 3030.4016 | 3219.9224 | 3406.1756 | 3589.2175 | 3769.1035 | 3945.8881 | 4119.6246
F1_Industrial_Other Industrial_Existing_Process_Natural Gas_Strategic Energy Management_A_Achievable Technical Potential | F1 | Industrial | Other Industrial | Existing | Process | Natural Gas | Strategic Energy Management | A | Original Unit Energy Savings (kWh or therms) | Achievable Technical Potential | 0 | 0 | 1.4066 | 1.4066 | 1.4066 | 1.4066 | 1.4066 | 1.4066 | 1.4066 | 1.4066 | 1.4066 | 1.4066 | 1.4066 | 1.4066 | 1.4066 | 1.4066 | 1.4066 | 1.4066 | 1.4066 | 1.4066 | 1.4066 | 1.4066
F2_Industrial_Other Industrial_Existing_Process_Natural Gas_Strategic Energy Management_A_Achievable Technical Potential | F2 | Industrial | Other Industrial | Existing | Process | Natural Gas | Strategic Energy Management | A | Original Unit Summer Peak Savings (kW) | Achievable Technical Potential | 0 | 0 | 0 | 0 | 0 | 0 | 0 | 0 | 0 | 0 | 0 | 0 | 0 | 0 | 0 | 0 | 0 | 0 | 0 | 0 | 0 | 0
F3_Industrial_Other Industrial_Existing_Process_Natural Gas_Strategic Energy Management_A_Achievable Technical Potential | F3 | Industrial | Other Industrial | Existing | Process | Natural Gas | Strategic Energy Management | A | Original Unit Winter Peak Savings (kW) | Achievable Technical Potential | 0 | 0 | 0 | 0 | 0 | 0 | 0 | 0 | 0 | 0 | 0 | 0 | 0 | 0 | 0 | 0 | 0 | 0 | 0 | 0 | 0 | 0
F4_Industrial_Other Industrial_Existing_Process_Natural Gas_Strategic Energy Management_A_Achievable Technical Potential | F4 | Industrial | Other Industrial | Existing | Process | Natural Gas | Strategic Energy Management | A | Standalone Impact on Baseline Energy (%) | Achievable Technical Potential | 0% | 0% | 0.08224% | 0.1659% | 0.2511% | 0.3377% | 0.4259% | 0.5156% | 0.6069% | 0.6997% | 0.7943% | 0.8904% | 0.9883% | 1.088% | 1.189% | 1.292% | 1.397% | 1.504% | 1.613% | 1.723% | 1.836% | 1.95%
F5_Industrial_Other Industrial_Existing_Process_Natural Gas_Strategic Energy Management_A_Achievable Technical Potential | F5 | Industrial | Other Industrial | Existing | Process | Natural Gas | Strategic Energy Management | A | Standalone Impact on Baseline Summer Peak (%) | Achievable Technical Potential | bar: 2019 to 2040
F6_Industrial_Other Industrial_Existing_Process_Natural Gas_Strategic Energy Management_A_Achievable Technical Potential | F6 | Industrial | Other Industrial | Existing | Process | Natural Gas | Strategic Energy Management | A | Standalone Impact on Baseline Winter Peak (%) | Achievable Technical Potential | bar: 2019 to 2040
F7_Industrial_Other Industrial_Existing_Process_Natural Gas_Strategic Energy Management_A_Achievable Technical Potential | F7 | Industrial | Other Industrial | Existing | Process | Natural Gas | Strategic Energy Management | A | Incremental Energy Savings (MWh or mTherms) | Achievable Technical Potential | 0 | 0 | 1.5819 | 1.5546 | 1.5278 | 1.5015 | 1.4756 | 1.4502 | 1.4252 | 1.4006 | 1.3764 | 1.3527 | 1.3294 | 1.3065 | 1.2839 | 1.2618 | 1.24 | 1.2187 | 1.1977 | 1.177 | 1.1567 | 1.1368
F8_Industrial_Other Industrial_Existing_Process_Natural Gas_Strategic Energy Management_A_Achievable Technical Potential | F8 | Industrial | Other Industrial | Existing | Process | Natural Gas | Strategic Energy Management | A | Incremental Summer Peak Savings (MW) | Achievable Technical Potential | 0 | 0 | 0 | 0 | 0 | 0 | 0 | 0 | 0 | 0 | 0 | 0 | 0 | 0 | 0 | 0 | 0 | 0 | 0 | 0 | 0 | 0
F9_Industrial_Other Industrial_Existing_Process_Natural Gas_Strategic Energy Management_A_Achievable Technical Potential | F9 | Industrial | Other Industrial | Existing | Process | Natural Gas | Strategic Energy Management | A | Incremental Winter Peak Savings (MW) | Achievable Technical Potential | 0 | 0 | 0 | 0 | 0 | 0 | 0 | 0 | 0 | 0 | 0 | 0 | 0 | 0 | 0 | 0 | 0 | 0 | 0 | 0 | 0 | 0
F10_Industrial_Other Industrial_Existing_Process_Natural Gas_Strategic Energy Management_A_Achievable Technical Potential | F10 | Industrial | Other Industrial | Existing | Process | Natural Gas | Strategic Energy Management | A | Cumulative Energy Savings (MWh or mTherms) | Achievable Technical Potential | 0 | 0 | 1.5819 | 3.1366 | 4.6644 | 6.1659 | 7.6415 | 9.0917 | 10.5168 | 11.9174 | 13.2938 | 14.6466 | 15.9759 | 17.2824 | 18.5664 | 19.8282 | 21.0682 | 22.2869 | 23.4845 | 24.6615 | 25.8183 | 26.955
F11_Industrial_Other Industrial_Existing_Process_Natural Gas_Strategic Energy Management_A_Achievable Technical Potential | F11 | Industrial | Other Industrial | Existing | Process | Natural Gas | Strategic Energy Management | A | Cumulative Summer Peak Savings (MW) | Achievable Technical Potential | 0 | 0 | 0 | 0 | 0 | 0 | 0 | 0 | 0 | 0 | 0 | 0 | 0 | 0 | 0 | 0 | 0 | 0 | 0 | 0 | 0 | 0
F12_Industrial_Other Industrial_Existing_Process_Natural Gas_Strategic Energy Management_A_Achievable Technical Potential | F12 | Industrial | Other Industrial | Existing | Process | Natural Gas | Strategic Energy Management | A | Cumulative Winter Peak Savings (MW) | Achievable Technical Potential | 0 | 0 | 0 | 0 | 0 | 0 | 0 | 0 | 0 | 0 | 0 | 0 | 0 | 0 | 0 | 0 | 0 | 0 | 0 | 0 | 0 | 0
F13_Industrial_Other Industrial_Existing_Process_Natural Gas_Strategic Energy Management_A_Achievable Technical Potential | F13 | Industrial | Other Industrial | Existing | Process | Natural Gas | Strategic Energy Management | A | Purchases (Incremental) | Achievable Technical Potential | 0 | 0 | 1124.67 | 1105.2791 | 1086.2226 | 1067.4946 | 1049.0896 | 1031.0018 | 1013.2259 | 995.7565 | 978.5883 | 961.7161 | 945.1348 | 928.8393 | 912.8249 | 897.0865 | 881.6195 | 866.4192 | 851.4809 | 836.8002 | 822.3726 | 808.1938
F14_Industrial_Other Industrial_Existing_Process_Natural Gas_Strategic Energy Management_A_Achievable Technical Potential | F14 | Industrial | Other Industrial | Existing | Process | Natural Gas | Strategic Energy Management | A | Purchases (Cumulative) | Achievable Technical Potential | 0 | 0 | 1124.67 | 2229.9492 | 3316.1718 | 4383.6664 | 5432.756 | 6463.7578 | 7476.9837 | 8472.7402 | 9451.3285 | 10413.0445 | 11358.1793 | 12287.0186 | 13199.8435 | 14096.93 | 14978.5495 | 15844.9686 | 16696.4495 | 17533.2497 | 18355.6223 | 19163.8161
F1_Industrial_Other Industrial_Existing_Miscellaneous_Natural Gas_Strategic Energy Management_A_Achievable Technical Potential | F1 | Industrial | Other Industrial | Existing | Miscellaneous | Natural Gas | Strategic Energy Management | A | Original Unit Energy Savings (kWh or therms) | Achievable Technical Potential | 0 | 0 | 0.89787 | 0.89787 | 0.89787 | 0.89787 | 0.89787 | 0.89787 | 0.89787 | 0.89787 | 0.89787 | 0.89787 | 0.89787 | 0.89787 | 0.89787 | 0.89787 | 0.89787 | 0.89787 | 0.89787 | 0.89787 | 0.89787 | 0.89787
F2_Industrial_Other Industrial_Existing_Miscellaneous_Natural Gas_Strategic Energy Management_A_Achievable Technical Potential | F2 | Industrial | Other Industrial | Existing | Miscellaneous | Natural Gas | Strategic Energy Management | A | Original Unit Summer Peak Savings (kW) | Achievable Technical Potential | 0 | 0 | 0 | 0 | 0 | 0 | 0 | 0 | 0 | 0 | 0 | 0 | 0 | 0 | 0 | 0 | 0 | 0 | 0 | 0 | 0 | 0
F3_Industrial_Other Industrial_Existing_Miscellaneous_Natural Gas_Strategic Energy Management_A_Achievable Technical Potential | F3 | Industrial | Other Industrial | Existing | Miscellaneous | Natural Gas | Strategic Energy Management | A | Original Unit Winter Peak Savings (kW) | Achievable Technical Potential | 0 | 0 | 0 | 0 | 0 | 0 | 0 | 0 | 0 | 0 | 0 | 0 | 0 | 0 | 0 | 0 | 0 | 0 | 0 | 0 | 0 | 0
F4_Industrial_Other Industrial_Existing_Miscellaneous_Natural Gas_Strategic Energy Management_A_Achievable Technical Potential | F4 | Industrial | Other Industrial | Existing | Miscellaneous | Natural Gas | Strategic Energy Management | A | Standalone Impact on Baseline Energy (%) | Achievable Technical Potential | 0% | 0% | 0.08224% | 0.1659% | 0.2511% | 0.3377% | 0.4259% | 0.5156% | 0.6069% | 0.6997% | 0.7943% | 0.8904% | 0.9883% | 1.088% | 1.189% | 1.292% | 1.397% | 1.504% | 1.613% | 1.723% | 1.836% | 1.95%
F5_Industrial_Other Industrial_Existing_Miscellaneous_Natural Gas_Strategic Energy Management_A_Achievable Technical Potential | F5 | Industrial | Other Industrial | Existing | Miscellaneous | Natural Gas | Strategic Energy Management | A | Standalone Impact on Baseline Summer Peak (%) | Achievable Technical Potential | bar: 2019 to 2040
F6_Industrial_Other Industrial_Existing_Miscellaneous_Natural Gas_Strategic Energy Management_A_Achievable Technical Potential | F6 | Industrial | Other Industrial | Existing | Miscellaneous | Natural Gas | Strategic Energy Management | A | Standalone Impact on Baseline Winter Peak (%) | Achievable Technical Potential | bar: 2019 to 2040
F7_Industrial_Other Industrial_Existing_Miscellaneous_Natural Gas_Strategic Energy Management_A_Achievable Technical Potential | F7 | Industrial | Other Industrial | Existing | Miscellaneous | Natural Gas | Strategic Energy Management | A | Incremental Energy Savings (MWh or mTherms) | Achievable Technical Potential | 0 | 0 | 0.25245 | 0.2481 | 0.24382 | 0.23962 | 0.23549 | 0.23143 | 0.22744 | 0.22352 | 0.21966 | 0.21587 | 0.21215 | 0.20849 | 0.2049 | 0.20137 | 0.1979 | 0.19448 | 0.19113 | 0.18783 | 0.1846 | 0.18141
F8_Industrial_Other Industrial_Existing_Miscellaneous_Natural Gas_Strategic Energy Management_A_Achievable Technical Potential | F8 | Industrial | Other Industrial | Existing | Miscellaneous | Natural Gas | Strategic Energy Management | A | Incremental Summer Peak Savings (MW) | Achievable Technical Potential | 0 | 0 | 0 | 0 | 0 | 0 | 0 | 0 | 0 | 0 | 0 | 0 | 0 | 0 | 0 | 0 | 0 | 0 | 0 | 0 | 0 | 0
F9_Industrial_Other Industrial_Existing_Miscellaneous_Natural Gas_Strategic Energy Management_A_Achievable Technical Potential | F9 | Industrial | Other Industrial | Existing | Miscellaneous | Natural Gas | Strategic Energy Management | A | Incremental Winter Peak Savings (MW) | Achievable Technical Potential | 0 | 0 | 0 | 0 | 0 | 0 | 0 | 0 | 0 | 0 | 0 | 0 | 0 | 0 | 0 | 0 | 0 | 0 | 0 | 0 | 0 | 0
F10_Industrial_Other Industrial_Existing_Miscellaneous_Natural Gas_Strategic Energy Management_A_Achievable Technical Potential | F10 | Industrial | Other Industrial | Existing | Miscellaneous | Natural Gas | Strategic Energy Management | A | Cumulative Energy Savings (MWh or mTherms) | Achievable Technical Potential | 0 | 0 | 0.25245 | 0.50055 | 0.74437 | 0.98399 | 1.2195 | 1.4509 | 1.6783 | 1.9019 | 2.1215 | 2.3374 | 2.5495 | 2.758 | 2.9629 | 3.1643 | 3.3622 | 3.5567 | 3.7478 | 3.9356 | 4.1202 | 4.3017
F11_Industrial_Other Industrial_Existing_Miscellaneous_Natural Gas_Strategic Energy Management_A_Achievable Technical Potential | F11 | Industrial | Other Industrial | Existing | Miscellaneous | Natural Gas | Strategic Energy Management | A | Cumulative Summer Peak Savings (MW) | Achievable Technical Potential | 0 | 0 | 0 | 0 | 0 | 0 | 0 | 0 | 0 | 0 | 0 | 0 | 0 | 0 | 0 | 0 | 0 | 0 | 0 | 0 | 0 | 0
F12_Industrial_Other Industrial_Existing_Miscellaneous_Natural Gas_Strategic Energy Management_A_Achievable Technical Potential | F12 | Industrial | Other Industrial | Existing | Miscellaneous | Natural Gas | Strategic Energy Management | A | Cumulative Winter Peak Savings (MW) | Achievable Technical Potential | 0 | 0 | 0 | 0 | 0 | 0 | 0 | 0 | 0 | 0 | 0 | 0 | 0 | 0 | 0 | 0 | 0 | 0 | 0 | 0 | 0 | 0
F13_Industrial_Other Industrial_Existing_Miscellaneous_Natural Gas_Strategic Energy Management_A_Achievable Technical Potential | F13 | Industrial | Other Industrial | Existing | Miscellaneous | Natural Gas | Strategic Energy Management | A | Purchases (Incremental) | Achievable Technical Potential | 0 | 0 | 281.1675 | 276.3198 | 271.5557 | 266.8737 | 262.2724 | 257.7505 | 253.3065 | 248.9391 | 244.6471 | 240.429 | 236.2837 | 232.2098 | 228.2062 | 224.2716 | 220.4049 | 216.6048 | 212.8702 | 209.2 | 205.5932 | 202.0484
F14_Industrial_Other Industrial_Existing_Miscellaneous_Natural Gas_Strategic Energy Management_A_Achievable Technical Potential | F14 | Industrial | Other Industrial | Existing | Miscellaneous | Natural Gas | Strategic Energy Management | A | Purchases (Cumulative) | Achievable Technical Potential | 0 | 0 | 281.1675 | 557.4873 | 829.0429 | 1095.9166 | 1358.189 | 1615.9394 | 1869.2459 | 2118.185 | 2362.8321 | 2603.2611 | 2839.5448 | 3071.7547 | 3299.9609 | 3524.2325 | 3744.6374 | 3961.2422 | 4174.1124 | 4383.3124 | 4588.9056 | 4790.954
F1_Industrial_Other Industrial_Existing_Space Heating_Natural Gas_Commissioning_A_Achievable Technical Potential | F1 | Industrial | Other Industrial | Existing | Space Heating | Natural Gas | Commissioning | A | Original Unit Energy Savings (kWh or therms) | Achievable Technical Potential | 0 | 0 | 3.8012 | 3.7922 | 3.7832 | 3.7743 | 3.7656 | 3.757 | 3.7488 | 3.7409 | 3.7334 | 3.7263 | 3.7196 | 3.7133 | 3.7074 | 3.7018 | 3.6965 | 3.6916 | 3.6869 | 3.6825 | 3.6784 | 3.6746
F2_Industrial_Other Industrial_Existing_Space Heating_Natural Gas_Commissioning_A_Achievable Technical Potential | F2 | Industrial | Other Industrial | Existing | Space Heating | Natural Gas | Commissioning | A | Original Unit Summer Peak Savings (kW) | Achievable Technical Potential | 0 | 0 | 0 | 0 | 0 | 0 | 0 | 0 | 0 | 0 | 0 | 0 | 0 | 0 | 0 | 0 | 0 | 0 | 0 | 0 | 0 | 0
F3_Industrial_Other Industrial_Existing_Space Heating_Natural Gas_Commissioning_A_Achievable Technical Potential | F3 | Industrial | Other Industrial | Existing | Space Heating | Natural Gas | Commissioning | A | Original Unit Winter Peak Savings (kW) | Achievable Technical Potential | 0 | 0 | 0 | 0 | 0 | 0 | 0 | 0 | 0 | 0 | 0 | 0 | 0 | 0 | 0 | 0 | 0 | 0 | 0 | 0 | 0 | 0
F4_Industrial_Other Industrial_Existing_Space Heating_Natural Gas_Commissioning_A_Achievable Technical Potential | F4 | Industrial | Other Industrial | Existing | Space Heating | Natural Gas | Commissioning | A | Standalone Impact on Baseline Energy (%) | Achievable Technical Potential | bar: 2019 to 2040
F5_Industrial_Other Industrial_Existing_Space Heating_Natural Gas_Commissioning_A_Achievable Technical Potential | F5 | Industrial | Other Industrial | Existing | Space Heating | Natural Gas | Commissioning | A | Standalone Impact on Baseline Summer Peak (%) | Achievable Technical Potential | bar: 2019 to 2040
F6_Industrial_Other Industrial_Existing_Space Heating_Natural Gas_Commissioning_A_Achievable Technical Potential | F6 | Industrial | Other Industrial | Existing | Space Heating | Natural Gas | Commissioning | A | Standalone Impact on Baseline Winter Peak (%) | Achievable Technical Potential | bar: 2019 to 2040
F7_Industrial_Other Industrial_Existing_Space Heating_Natural Gas_Commissioning_A_Achievable Technical Potential | F7 | Industrial | Other Industrial | Existing | Space Heating | Natural Gas | Commissioning | A | Incremental Energy Savings (MWh or mTherms) | Achievable Technical Potential | 0 | 0 | 0 | 0 | 0 | 0 | 0 | 0 | 0 | 0 | 0 | 0 | 0 | 0 | 0 | 0 | 0 | 0 | 0 | 0 | 0 | 0
F8_Industrial_Other Industrial_Existing_Space Heating_Natural Gas_Commissioning_A_Achievable Technical Potential | F8 | Industrial | Other Industrial | Existing | Space Heating | Natural Gas | Commissioning | A | Incremental Summer Peak Savings (MW) | Achievable Technical Potential | 0 | 0 | 0 | 0 | 0 | 0 | 0 | 0 | 0 | 0 | 0 | 0 | 0 | 0 | 0 | 0 | 0 | 0 | 0 | 0 | 0 | 0
F9_Industrial_Other Industrial_Existing_Space Heating_Natural Gas_Commissioning_A_Achievable Technical Potential | F9 | Industrial | Other Industrial | Existing | Space Heating | Natural Gas | Commissioning | A | Incremental Winter Peak Savings (MW) | Achievable Technical Potential | 0 | 0 | 0 | 0 | 0 | 0 | 0 | 0 | 0 | 0 | 0 | 0 | 0 | 0 | 0 | 0 | 0 | 0 | 0 | 0 | 0 | 0
F10_Industrial_Other Industrial_Existing_Space Heating_Natural Gas_Commissioning_A_Achievable Technical Potential | F10 | Industrial | Other Industrial | Existing | Space Heating | Natural Gas | Commissioning | A | Cumulative Energy Savings (MWh or mTherms) | Achievable Technical Potential | 0 | 0 | 0 | 0 | 0 | 0 | 0 | 0 | 0 | 0 | 0 | 0 | 0 | 0 | 0 | 0 | 0 | 0 | 0 | 0 | 0 | 0
F11_Industrial_Other Industrial_Existing_Space Heating_Natural Gas_Commissioning_A_Achievable Technical Potential | F11 | Industrial | Other Industrial | Existing | Space Heating | Natural Gas | Commissioning | A | Cumulative Summer Peak Savings (MW) | Achievable Technical Potential | 0 | 0 | 0 | 0 | 0 | 0 | 0 | 0 | 0 | 0 | 0 | 0 | 0 | 0 | 0 | 0 | 0 | 0 | 0 | 0 | 0 | 0
F12_Industrial_Other Industrial_Existing_Space Heating_Natural Gas_Commissioning_A_Achievable Technical Potential | F12 | Industrial | Other Industrial | Existing | Space Heating | Natural Gas | Commissioning | A | Cumulative Winter Peak Savings (MW) | Achievable Technical Potential | 0 | 0 | 0 | 0 | 0 | 0 | 0 | 0 | 0 | 0 | 0 | 0 | 0 | 0 | 0 | 0 | 0 | 0 | 0 | 0 | 0 | 0
F13_Industrial_Other Industrial_Existing_Space Heating_Natural Gas_Commissioning_A_Achievable Technical Potential | F13 | Industrial | Other Industrial | Existing | Space Heating | Natural Gas | Commissioning | A | Purchases (Incremental) | Achievable Technical Potential | 0 | 0 | 0 | 0 | 0 | 0 | 0 | 0 | 0 | 0 | 0 | 0 | 0 | 0 | 0 | 0 | 0 | 0 | 0 | 0 | 0 | 0
F14_Industrial_Other Industrial_Existing_Space Heating_Natural Gas_Commissioning_A_Achievable Technical Potential | F14 | Industrial | Other Industrial | Existing | Space Heating | Natural Gas | Commissioning | A | Purchases (Cumulative) | Achievable Technical Potential | 0 | 0 | 0 | 0 | 0 | 0 | 0 | 0 | 0 | 0 | 0 | 0 | 0 | 0 | 0 | 0 | 0 | 0 | 0 | 0 | 0 | 0
F1_Industrial_Other Industrial_Existing_Process_Natural Gas_Commissioning_A_Achievable Technical Potential | F1 | Industrial | Other Industrial | Existing | Process | Natural Gas | Commissioning | A | Original Unit Energy Savings (kWh or therms) | Achievable Technical Potential | 0 | 0 | 7.8506 | 7.8506 | 7.8506 | 7.8506 | 7.8506 | 7.8506 | 7.8506 | 7.8506 | 7.8506 | 7.8506 | 7.8506 | 7.8506 | 7.8506 | 7.8506 | 7.8506 | 7.8506 | 7.8506 | 7.8506 | 7.8506 | 7.8506
F2_Industrial_Other Industrial_Existing_Process_Natural Gas_Commissioning_A_Achievable Technical Potential | F2 | Industrial | Other Industrial | Existing | Process | Natural Gas | Commissioning | A | Original Unit Summer Peak Savings (kW) | Achievable Technical Potential | 0 | 0 | 0 | 0 | 0 | 0 | 0 | 0 | 0 | 0 | 0 | 0 | 0 | 0 | 0 | 0 | 0 | 0 | 0 | 0 | 0 | 0
F3_Industrial_Other Industrial_Existing_Process_Natural Gas_Commissioning_A_Achievable Technical Potential | F3 | Industrial | Other Industrial | Existing | Process | Natural Gas | Commissioning | A | Original Unit Winter Peak Savings (kW) | Achievable Technical Potential | 0 | 0 | 0 | 0 | 0 | 0 | 0 | 0 | 0 | 0 | 0 | 0 | 0 | 0 | 0 | 0 | 0 | 0 | 0 | 0 | 0 | 0
F4_Industrial_Other Industrial_Existing_Process_Natural Gas_Commissioning_A_Achievable Technical Potential | F4 | Industrial | Other Industrial | Existing | Process | Natural Gas | Commissioning | A | Standalone Impact on Baseline Energy (%) | Achievable Technical Potential | bar: 2019 to 2040
F5_Industrial_Other Industrial_Existing_Process_Natural Gas_Commissioning_A_Achievable Technical Potential | F5 | Industrial | Other Industrial | Existing | Process | Natural Gas | Commissioning | A | Standalone Impact on Baseline Summer Peak (%) | Achievable Technical Potential | bar: 2019 to 2040
F6_Industrial_Other Industrial_Existing_Process_Natural Gas_Commissioning_A_Achievable Technical Potential | F6 | Industrial | Other Industrial | Existing | Process | Natural Gas | Commissioning | A | Standalone Impact on Baseline Winter Peak (%) | Achievable Technical Potential | bar: 2019 to 2040
F7_Industrial_Other Industrial_Existing_Process_Natural Gas_Commissioning_A_Achievable Technical Potential | F7 | Industrial | Other Industrial | Existing | Process | Natural Gas | Commissioning | A | Incremental Energy Savings (MWh or mTherms) | Achievable Technical Potential | 0 | 0 | 0 | 0 | 0 | 0 | 0 | 0 | 0 | 0 | 0 | 0 | 0 | 0 | 0 | 0 | 0 | 0 | 0 | 0 | 0 | 0
F8_Industrial_Other Industrial_Existing_Process_Natural Gas_Commissioning_A_Achievable Technical Potential | F8 | Industrial | Other Industrial | Existing | Process | Natural Gas | Commissioning | A | Incremental Summer Peak Savings (MW) | Achievable Technical Potential | 0 | 0 | 0 | 0 | 0 | 0 | 0 | 0 | 0 | 0 | 0 | 0 | 0 | 0 | 0 | 0 | 0 | 0 | 0 | 0 | 0 | 0
F9_Industrial_Other Industrial_Existing_Process_Natural Gas_Commissioning_A_Achievable Technical Potential | F9 | Industrial | Other Industrial | Existing | Process | Natural Gas | Commissioning | A | Incremental Winter Peak Savings (MW) | Achievable Technical Potential | 0 | 0 | 0 | 0 | 0 | 0 | 0 | 0 | 0 | 0 | 0 | 0 | 0 | 0 | 0 | 0 | 0 | 0 | 0 | 0 | 0 | 0
F10_Industrial_Other Industrial_Existing_Process_Natural Gas_Commissioning_A_Achievable Technical Potential | F10 | Industrial | Other Industrial | Existing | Process | Natural Gas | Commissioning | A | Cumulative Energy Savings (MWh or mTherms) | Achievable Technical Potential | 0 | 0 | 0 | 0 | 0 | 0 | 0 | 0 | 0 | 0 | 0 | 0 | 0 | 0 | 0 | 0 | 0 | 0 | 0 | 0 | 0 | 0
F11_Industrial_Other Industrial_Existing_Process_Natural Gas_Commissioning_A_Achievable Technical Potential | F11 | Industrial | Other Industrial | Existing | Process | Natural Gas | Commissioning | A | Cumulative Summer Peak Savings (MW) | Achievable Technical Potential | 0 | 0 | 0 | 0 | 0 | 0 | 0 | 0 | 0 | 0 | 0 | 0 | 0 | 0 | 0 | 0 | 0 | 0 | 0 | 0 | 0 | 0
F12_Industrial_Other Industrial_Existing_Process_Natural Gas_Commissioning_A_Achievable Technical Potential | F12 | Industrial | Other Industrial | Existing | Process | Natural Gas | Commissioning | A | Cumulative Winter Peak Savings (MW) | Achievable Technical Potential | 0 | 0 | 0 | 0 | 0 | 0 | 0 | 0 | 0 | 0 | 0 | 0 | 0 | 0 | 0 | 0 | 0 | 0 | 0 | 0 | 0 | 0
F13_Industrial_Other Industrial_Existing_Process_Natural Gas_Commissioning_A_Achievable Technical Potential | F13 | Industrial | Other Industrial | Existing | Process | Natural Gas | Commissioning | A | Purchases (Incremental) | Achievable Technical Potential | 0 | 0 | 0 | 0 | 0 | 0 | 0 | 0 | 0 | 0 | 0 | 0 | 0 | 0 | 0 | 0 | 0 | 0 | 0 | 0 | 0 | 0
F14_Industrial_Other Industrial_Existing_Process_Natural Gas_Commissioning_A_Achievable Technical Potential | F14 | Industrial | Other Industrial | Existing | Process | Natural Gas | Commissioning | A | Purchases (Cumulative) | Achievable Technical Potential | 0 | 0 | 0 | 0 | 0 | 0 | 0 | 0 | 0 | 0 | 0 | 0 | 0 | 0 | 0 | 0 | 0 | 0 | 0 | 0 | 0 | 0
F1_Industrial_Other Industrial_Existing_Space Heating_Natural Gas_Retrocommissioning_A_Achievable Technical Potential | F1 | Industrial | Other Industrial | Existing | Space Heating | Natural Gas | Retrocommissioning | A | Original Unit Energy Savings (kWh or therms) | Achievable Technical Potential | 0 | 0 | 0.52796 | 0.52671 | 0.52546 | 0.52422 | 0.52301 | 0.52183 | 0.52068 | 0.51958 | 0.51854 | 0.51756 | 0.51663 | 0.51575 | 0.51493 | 0.51415 | 0.51342 | 0.51273 | 0.51208 | 0.51148 | 0.51091 | 0.51037
F2_Industrial_Other Industrial_Existing_Space Heating_Natural Gas_Retrocommissioning_A_Achievable Technical Potential | F2 | Industrial | Other Industrial | Existing | Space Heating | Natural Gas | Retrocommissioning | A | Original Unit Summer Peak Savings (kW) | Achievable Technical Potential | 0 | 0 | 0 | 0 | 0 | 0 | 0 | 0 | 0 | 0 | 0 | 0 | 0 | 0 | 0 | 0 | 0 | 0 | 0 | 0 | 0 | 0
F3_Industrial_Other Industrial_Existing_Space Heating_Natural Gas_Retrocommissioning_A_Achievable Technical Potential | F3 | Industrial | Other Industrial | Existing | Space Heating | Natural Gas | Retrocommissioning | A | Original Unit Winter Peak Savings (kW) | Achievable Technical Potential | 0 | 0 | 0 | 0 | 0 | 0 | 0 | 0 | 0 | 0 | 0 | 0 | 0 | 0 | 0 | 0 | 0 | 0 | 0 | 0 | 0 | 0
F4_Industrial_Other Industrial_Existing_Space Heating_Natural Gas_Retrocommissioning_A_Achievable Technical Potential | F4 | Industrial | Other Industrial | Existing | Space Heating | Natural Gas | Retrocommissioning | A | Standalone Impact on Baseline Energy (%) | Achievable Technical Potential | 0% | 0% | 0.0124% | 0.02501% | 0.03784% | 0.0509% | 0.06419% | 0.07772% | 0.09148% | 0.1055% | 0.1197% | 0.1342% | 0.149% | 0.164% | 0.1793% | 0.1948% | 0.2106% | 0.2267% | 0.2431% | 0.2597% | 0.2767% | 0.2939%
F5_Industrial_Other Industrial_Existing_Space Heating_Natural Gas_Retrocommissioning_A_Achievable Technical Potential | F5 | Industrial | Other Industrial | Existing | Space Heating | Natural Gas | Retrocommissioning | A | Standalone Impact on Baseline Summer Peak (%) | Achievable Technical Potential | bar: 2019 to 2040
F6_Industrial_Other Industrial_Existing_Space Heating_Natural Gas_Retrocommissioning_A_Achievable Technical Potential | F6 | Industrial | Other Industrial | Existing | Space Heating | Natural Gas | Retrocommissioning | A | Standalone Impact on Baseline Winter Peak (%) | Achievable Technical Potential | bar: 2019 to 2040
F7_Industrial_Other Industrial_Existing_Space Heating_Natural Gas_Retrocommissioning_A_Achievable Technical Potential | F7 | Industrial | Other Industrial | Existing | Space Heating | Natural Gas | Retrocommissioning | A | Incremental Energy Savings (MWh or mTherms) | Achievable Technical Potential | 0 | 0 | 0.11546 | 0.1132 | 0.11098 | 0.10881 | 0.10669 | 0.10461 | 0.10258 | 0.1006 | 0.098668 | 0.096783 | 0.094944 | 0.093149 | 0.091396 | 0.089685 | 0.088013 | 0.08638 | 0.084784 | 0.083223 | 0.081697 | 0.080204
F8_Industrial_Other Industrial_Existing_Space Heating_Natural Gas_Retrocommissioning_A_Achievable Technical Potential | F8 | Industrial | Other Industrial | Existing | Space Heating | Natural Gas | Retrocommissioning | A | Incremental Summer Peak Savings (MW) | Achievable Technical Potential | 0 | 0 | 0 | 0 | 0 | 0 | 0 | 0 | 0 | 0 | 0 | 0 | 0 | 0 | 0 | 0 | 0 | 0 | 0 | 0 | 0 | 0
F9_Industrial_Other Industrial_Existing_Space Heating_Natural Gas_Retrocommissioning_A_Achievable Technical Potential | F9 | Industrial | Other Industrial | Existing | Space Heating | Natural Gas | Retrocommissioning | A | Incremental Winter Peak Savings (MW) | Achievable Technical Potential | 0 | 0 | 0 | 0 | 0 | 0 | 0 | 0 | 0 | 0 | 0 | 0 | 0 | 0 | 0 | 0 | 0 | 0 | 0 | 0 | 0 | 0
F10_Industrial_Other Industrial_Existing_Space Heating_Natural Gas_Retrocommissioning_A_Achievable Technical Potential | F10 | Industrial | Other Industrial | Existing | Space Heating | Natural Gas | Retrocommissioning | A | Cumulative Energy Savings (MWh or mTherms) | Achievable Technical Potential | 0 | 0 | 0.11546 | 0.22838 | 0.33882 | 0.44684 | 0.55249 | 0.65585 | 0.757 | 0.856 | 0.95295 | 1.0479 | 1.141 | 1.2322 | 1.3216 | 1.4093 | 1.4953 | 1.5797 | 1.6625 | 1.7438 | 1.8235 | 1.9018
F11_Industrial_Other Industrial_Existing_Space Heating_Natural Gas_Retrocommissioning_A_Achievable Technical Potential | F11 | Industrial | Other Industrial | Existing | Space Heating | Natural Gas | Retrocommissioning | A | Cumulative Summer Peak Savings (MW) | Achievable Technical Potential | 0 | 0 | 0 | 0 | 0 | 0 | 0 | 0 | 0 | 0 | 0 | 0 | 0 | 0 | 0 | 0 | 0 | 0 | 0 | 0 | 0 | 0
F12_Industrial_Other Industrial_Existing_Space Heating_Natural Gas_Retrocommissioning_A_Achievable Technical Potential | F12 | Industrial | Other Industrial | Existing | Space Heating | Natural Gas | Retrocommissioning | A | Cumulative Winter Peak Savings (MW) | Achievable Technical Potential | 0 | 0 | 0 | 0 | 0 | 0 | 0 | 0 | 0 | 0 | 0 | 0 | 0 | 0 | 0 | 0 | 0 | 0 | 0 | 0 | 0 | 0
F13_Industrial_Other Industrial_Existing_Space Heating_Natural Gas_Retrocommissioning_A_Achievable Technical Potential | F13 | Industrial | Other Industrial | Existing | Space Heating | Natural Gas | Retrocommissioning | A | Purchases (Incremental) | Achievable Technical Potential | 0 | 0 | 218.6858 | 214.9154 | 211.21 | 207.5684 | 203.9896 | 200.4726 | 197.0161 | 193.6193 | 190.2811 | 187.0003 | 183.7762 | 180.6076 | 177.4937 | 174.4335 | 171.426 | 168.4704 | 165.5657 | 162.7111 | 159.9058 | 157.1488
F14_Industrial_Other Industrial_Existing_Space Heating_Natural Gas_Retrocommissioning_A_Achievable Technical Potential | F14 | Industrial | Other Industrial | Existing | Space Heating | Natural Gas | Retrocommissioning | A | Purchases (Cumulative) | Achievable Technical Potential | 0 | 0 | 218.6858 | 433.6012 | 644.8112 | 852.3796 | 1056.3692 | 1256.8418 | 1453.8579 | 1647.4773 | 1837.7583 | 2024.7587 | 2208.5349 | 2389.1425 | 2566.6362 | 2741.0697 | 2912.4957 | 3080.9661 | 3246.5319 | 3409.243 | 3569.1488 | 3726.2976
F1_Industrial_Other Industrial_Existing_Process_Natural Gas_Retrocommissioning_A_Achievable Technical Potential | F1 | Industrial | Other Industrial | Existing | Process | Natural Gas | Retrocommissioning | A | Original Unit Energy Savings (kWh or therms) | Achievable Technical Potential | 0 | 0 | 0 | 0 | 0 | 0 | 0 | 0 | 0 | 0 | 0 | 0 | 0 | 0 | 0 | 0 | 0 | 0 | 0 | 0 | 0 | 0
F2_Industrial_Other Industrial_Existing_Process_Natural Gas_Retrocommissioning_A_Achievable Technical Potential | F2 | Industrial | Other Industrial | Existing | Process | Natural Gas | Retrocommissioning | A | Original Unit Summer Peak Savings (kW) | Achievable Technical Potential | 0 | 0 | 0 | 0 | 0 | 0 | 0 | 0 | 0 | 0 | 0 | 0 | 0 | 0 | 0 | 0 | 0 | 0 | 0 | 0 | 0 | 0
F3_Industrial_Other Industrial_Existing_Process_Natural Gas_Retrocommissioning_A_Achievable Technical Potential | F3 | Industrial | Other Industrial | Existing | Process | Natural Gas | Retrocommissioning | A | Original Unit Winter Peak Savings (kW) | Achievable Technical Potential | 0 | 0 | 0 | 0 | 0 | 0 | 0 | 0 | 0 | 0 | 0 | 0 | 0 | 0 | 0 | 0 | 0 | 0 | 0 | 0 | 0 | 0
F4_Industrial_Other Industrial_Existing_Process_Natural Gas_Retrocommissioning_A_Achievable Technical Potential | F4 | Industrial | Other Industrial | Existing | Process | Natural Gas | Retrocommissioning | A | Standalone Impact on Baseline Energy (%) | Achievable Technical Potential | bar: 2019 to 2040
F5_Industrial_Other Industrial_Existing_Process_Natural Gas_Retrocommissioning_A_Achievable Technical Potential | F5 | Industrial | Other Industrial | Existing | Process | Natural Gas | Retrocommissioning | A | Standalone Impact on Baseline Summer Peak (%) | Achievable Technical Potential | bar: 2019 to 2040
F6_Industrial_Other Industrial_Existing_Process_Natural Gas_Retrocommissioning_A_Achievable Technical Potential | F6 | Industrial | Other Industrial | Existing | Process | Natural Gas | Retrocommissioning | A | Standalone Impact on Baseline Winter Peak (%) | Achievable Technical Potential | bar: 2019 to 2040
F7_Industrial_Other Industrial_Existing_Process_Natural Gas_Retrocommissioning_A_Achievable Technical Potential | F7 | Industrial | Other Industrial | Existing | Process | Natural Gas | Retrocommissioning | A | Incremental Energy Savings (MWh or mTherms) | Achievable Technical Potential | 0 | 0 | 0 | 0 | 0 | 0 | 0 | 0 | 0 | 0 | 0 | 0 | 0 | 0 | 0 | 0 | 0 | 0 | 0 | 0 | 0 | 0
F8_Industrial_Other Industrial_Existing_Process_Natural Gas_Retrocommissioning_A_Achievable Technical Potential | F8 | Industrial | Other Industrial | Existing | Process | Natural Gas | Retrocommissioning | A | Incremental Summer Peak Savings (MW) | Achievable Technical Potential | 0 | 0 | 0 | 0 | 0 | 0 | 0 | 0 | 0 | 0 | 0 | 0 | 0 | 0 | 0 | 0 | 0 | 0 | 0 | 0 | 0 | 0
F9_Industrial_Other Industrial_Existing_Process_Natural Gas_Retrocommissioning_A_Achievable Technical Potential | F9 | Industrial | Other Industrial | Existing | Process | Natural Gas | Retrocommissioning | A | Incremental Winter Peak Savings (MW) | Achievable Technical Potential | 0 | 0 | 0 | 0 | 0 | 0 | 0 | 0 | 0 | 0 | 0 | 0 | 0 | 0 | 0 | 0 | 0 | 0 | 0 | 0 | 0 | 0
F10_Industrial_Other Industrial_Existing_Process_Natural Gas_Retrocommissioning_A_Achievable Technical Potential | F10 | Industrial | Other Industrial | Existing | Process | Natural Gas | Retrocommissioning | A | Cumulative Energy Savings (MWh or mTherms) | Achievable Technical Potential | 0 | 0 | 0 | 0 | 0 | 0 | 0 | 0 | 0 | 0 | 0 | 0 | 0 | 0 | 0 | 0 | 0 | 0 | 0 | 0 | 0 | 0
F11_Industrial_Other Industrial_Existing_Process_Natural Gas_Retrocommissioning_A_Achievable Technical Potential | F11 | Industrial | Other Industrial | Existing | Process | Natural Gas | Retrocommissioning | A | Cumulative Summer Peak Savings (MW) | Achievable Technical Potential | 0 | 0 | 0 | 0 | 0 | 0 | 0 | 0 | 0 | 0 | 0 | 0 | 0 | 0 | 0 | 0 | 0 | 0 | 0 | 0 | 0 | 0
F12_Industrial_Other Industrial_Existing_Process_Natural Gas_Retrocommissioning_A_Achievable Technical Potential | F12 | Industrial | Other Industrial | Existing | Process | Natural Gas | Retrocommissioning | A | Cumulative Winter Peak Savings (MW) | Achievable Technical Potential | 0 | 0 | 0 | 0 | 0 | 0 | 0 | 0 | 0 | 0 | 0 | 0 | 0 | 0 | 0 | 0 | 0 | 0 | 0 | 0 | 0 | 0
F13_Industrial_Other Industrial_Existing_Process_Natural Gas_Retrocommissioning_A_Achievable Technical Potential | F13 | Industrial | Other Industrial | Existing | Process | Natural Gas | Retrocommissioning | A | Purchases (Incremental) | Achievable Technical Potential | 0 | 0 | 218.6858 | 214.9154 | 211.21 | 207.5684 | 203.9896 | 200.4726 | 197.0161 | 193.6193 | 190.2811 | 187.0003 | 183.7762 | 180.6076 | 177.4937 | 174.4335 | 171.426 | 168.4704 | 165.5657 | 162.7111 | 159.9058 | 157.1488
F14_Industrial_Other Industrial_Existing_Process_Natural Gas_Retrocommissioning_A_Achievable Technical Potential | F14 | Industrial | Other Industrial | Existing | Process | Natural Gas | Retrocommissioning | A | Purchases (Cumulative) | Achievable Technical Potential | 0 | 0 | 218.6858 | 433.6012 | 644.8112 | 852.3796 | 1056.3692 | 1256.8418 | 1453.8579 | 1647.4773 | 1837.7583 | 2024.7587 | 2208.5349 | 2389.1425 | 2566.6362 | 2741.0697 | 2912.4957 | 3080.9661 | 3246.5319 | 3409.243 | 3569.1488 | 3726.2976
F1_Industrial_Other Industrial_New_Space Heating_Natural Gas_Insulation - Roof/Ceiling_A_Achievable Technical Potential | F1 | Industrial | Other Industrial | New | Space Heating | Natural Gas | Insulation - Roof/Ceiling | A | Original Unit Energy Savings (kWh or therms) | Achievable Technical Potential | 0 | 0 | 0.078976 | 0.078976 | 0.078976 | 0.078976 | 0.078976 | 0.078976 | 0.078976 | 0.078976 | 0.078976 | 0.078976 | 0.078976 | 0.078976 | 0.078976 | 0.078976 | 0.078976 | 0.078976 | 0.078976 | 0.078976 | 0.078976 | 0.078976
F2_Industrial_Other Industrial_New_Space Heating_Natural Gas_Insulation - Roof/Ceiling_A_Achievable Technical Potential | F2 | Industrial | Other Industrial | New | Space Heating | Natural Gas | Insulation - Roof/Ceiling | A | Original Unit Summer Peak Savings (kW) | Achievable Technical Potential | 0 | 0 | 0 | 0 | 0 | 0 | 0 | 0 | 0 | 0 | 0 | 0 | 0 | 0 | 0 | 0 | 0 | 0 | 0 | 0 | 0 | 0
F3_Industrial_Other Industrial_New_Space Heating_Natural Gas_Insulation - Roof/Ceiling_A_Achievable Technical Potential | F3 | Industrial | Other Industrial | New | Space Heating | Natural Gas | Insulation - Roof/Ceiling | A | Original Unit Winter Peak Savings (kW) | Achievable Technical Potential | 0 | 0 | 0 | 0 | 0 | 0 | 0 | 0 | 0 | 0 | 0 | 0 | 0 | 0 | 0 | 0 | 0 | 0 | 0 | 0 | 0 | 0
F4_Industrial_Other Industrial_New_Space Heating_Natural Gas_Insulation - Roof/Ceiling_A_Achievable Technical Potential | F4 | Industrial | Other Industrial | New | Space Heating | Natural Gas | Insulation - Roof/Ceiling | A | Standalone Impact on Baseline Energy (%) | Achievable Technical Potential | bar: 2019 to 2040
F5_Industrial_Other Industrial_New_Space Heating_Natural Gas_Insulation - Roof/Ceiling_A_Achievable Technical Potential | F5 | Industrial | Other Industrial | New | Space Heating | Natural Gas | Insulation - Roof/Ceiling | A | Standalone Impact on Baseline Summer Peak (%) | Achievable Technical Potential | bar: 2019 to 2040
F6_Industrial_Other Industrial_New_Space Heating_Natural Gas_Insulation - Roof/Ceiling_A_Achievable Technical Potential | F6 | Industrial | Other Industrial | New | Space Heating | Natural Gas | Insulation - Roof/Ceiling | A | Standalone Impact on Baseline Winter Peak (%) | Achievable Technical Potential | bar: 2019 to 2040
F7_Industrial_Other Industrial_New_Space Heating_Natural Gas_Insulation - Roof/Ceiling_A_Achievable Technical Potential | F7 | Industrial | Other Industrial | New | Space Heating | Natural Gas | Insulation - Roof/Ceiling | A | Incremental Energy Savings (MWh or mTherms) | Achievable Technical Potential | 0 | 0 | 0 | 0 | 0 | 0 | 0 | 0 | 0 | 0 | 0 | 0 | 0 | 0 | 0 | 0 | 0 | 0 | 0 | 0 | 0 | 0
F8_Industrial_Other Industrial_New_Space Heating_Natural Gas_Insulation - Roof/Ceiling_A_Achievable Technical Potential | F8 | Industrial | Other Industrial | New | Space Heating | Natural Gas | Insulation - Roof/Ceiling | A | Incremental Summer Peak Savings (MW) | Achievable Technical Potential | 0 | 0 | 0 | 0 | 0 | 0 | 0 | 0 | 0 | 0 | 0 | 0 | 0 | 0 | 0 | 0 | 0 | 0 | 0 | 0 | 0 | 0
F9_Industrial_Other Industrial_New_Space Heating_Natural Gas_Insulation - Roof/Ceiling_A_Achievable Technical Potential | F9 | Industrial | Other Industrial | New | Space Heating | Natural Gas | Insulation - Roof/Ceiling | A | Incremental Winter Peak Savings (MW) | Achievable Technical Potential | 0 | 0 | 0 | 0 | 0 | 0 | 0 | 0 | 0 | 0 | 0 | 0 | 0 | 0 | 0 | 0 | 0 | 0 | 0 | 0 | 0 | 0
F10_Industrial_Other Industrial_New_Space Heating_Natural Gas_Insulation - Roof/Ceiling_A_Achievable Technical Potential | F10 | Industrial | Other Industrial | New | Space Heating | Natural Gas | Insulation - Roof/Ceiling | A | Cumulative Energy Savings (MWh or mTherms) | Achievable Technical Potential | 0 | 0 | 0 | 0 | 0 | 0 | 0 | 0 | 0 | 0 | 0 | 0 | 0 | 0 | 0 | 0 | 0 | 0 | 0 | 0 | 0 | 0
F11_Industrial_Other Industrial_New_Space Heating_Natural Gas_Insulation - Roof/Ceiling_A_Achievable Technical Potential | F11 | Industrial | Other Industrial | New | Space Heating | Natural Gas | Insulation - Roof/Ceiling | A | Cumulative Summer Peak Savings (MW) | Achievable Technical Potential | 0 | 0 | 0 | 0 | 0 | 0 | 0 | 0 | 0 | 0 | 0 | 0 | 0 | 0 | 0 | 0 | 0 | 0 | 0 | 0 | 0 | 0
F12_Industrial_Other Industrial_New_Space Heating_Natural Gas_Insulation - Roof/Ceiling_A_Achievable Technical Potential | F12 | Industrial | Other Industrial | New | Space Heating | Natural Gas | Insulation - Roof/Ceiling | A | Cumulative Winter Peak Savings (MW) | Achievable Technical Potential | 0 | 0 | 0 | 0 | 0 | 0 | 0 | 0 | 0 | 0 | 0 | 0 | 0 | 0 | 0 | 0 | 0 | 0 | 0 | 0 | 0 | 0
F13_Industrial_Other Industrial_New_Space Heating_Natural Gas_Insulation - Roof/Ceiling_A_Achievable Technical Potential | F13 | Industrial | Other Industrial | New | Space Heating | Natural Gas | Insulation - Roof/Ceiling | A | Purchases (Incremental) | Achievable Technical Potential | 0 | 0 | 0 | 0 | 0 | 0 | 0 | 0 | 0 | 0 | 0 | 0 | 0 | 0 | 0 | 0 | 0 | 0 | 0 | 0 | 0 | 0
F14_Industrial_Other Industrial_New_Space Heating_Natural Gas_Insulation - Roof/Ceiling_A_Achievable Technical Potential | F14 | Industrial | Other Industrial | New | Space Heating | Natural Gas | Insulation - Roof/Ceiling | A | Purchases (Cumulative) | Achievable Technical Potential | 0 | 0 | 0 | 0 | 0 | 0 | 0 | 0 | 0 | 0 | 0 | 0 | 0 | 0 | 0 | 0 | 0 | 0 | 0 | 0 | 0 | 0
F1_Industrial_Other Industrial_New_Space Heating_Natural Gas_Insulation - Wall Cavity_A_Achievable Technical Potential | F1 | Industrial | Other Industrial | New | Space Heating | Natural Gas | Insulation - Wall Cavity | A | Original Unit Energy Savings (kWh or therms) | Achievable Technical Potential | 0 | 0 | 0.017277 | 0.017277 | 0.017277 | 0.017277 | 0.017277 | 0.017277 | 0.017277 | 0.017277 | 0.017277 | 0.017277 | 0.017277 | 0.017277 | 0.017277 | 0.017277 | 0.017277 | 0.017277 | 0.017277 | 0.017277 | 0.017277 | 0.017277
F2_Industrial_Other Industrial_New_Space Heating_Natural Gas_Insulation - Wall Cavity_A_Achievable Technical Potential | F2 | Industrial | Other Industrial | New | Space Heating | Natural Gas | Insulation - Wall Cavity | A | Original Unit Summer Peak Savings (kW) | Achievable Technical Potential | 0 | 0 | 0 | 0 | 0 | 0 | 0 | 0 | 0 | 0 | 0 | 0 | 0 | 0 | 0 | 0 | 0 | 0 | 0 | 0 | 0 | 0
F3_Industrial_Other Industrial_New_Space Heating_Natural Gas_Insulation - Wall Cavity_A_Achievable Technical Potential | F3 | Industrial | Other Industrial | New | Space Heating | Natural Gas | Insulation - Wall Cavity | A | Original Unit Winter Peak Savings (kW) | Achievable Technical Potential | 0 | 0 | 0 | 0 | 0 | 0 | 0 | 0 | 0 | 0 | 0 | 0 | 0 | 0 | 0 | 0 | 0 | 0 | 0 | 0 | 0 | 0
F4_Industrial_Other Industrial_New_Space Heating_Natural Gas_Insulation - Wall Cavity_A_Achievable Technical Potential | F4 | Industrial | Other Industrial | New | Space Heating | Natural Gas | Insulation - Wall Cavity | A | Standalone Impact on Baseline Energy (%) | Achievable Technical Potential | bar: 2019 to 2040
F5_Industrial_Other Industrial_New_Space Heating_Natural Gas_Insulation - Wall Cavity_A_Achievable Technical Potential | F5 | Industrial | Other Industrial | New | Space Heating | Natural Gas | Insulation - Wall Cavity | A | Standalone Impact on Baseline Summer Peak (%) | Achievable Technical Potential | bar: 2019 to 2040
F6_Industrial_Other Industrial_New_Space Heating_Natural Gas_Insulation - Wall Cavity_A_Achievable Technical Potential | F6 | Industrial | Other Industrial | New | Space Heating | Natural Gas | Insulation - Wall Cavity | A | Standalone Impact on Baseline Winter Peak (%) | Achievable Technical Potential | bar: 2019 to 2040
F7_Industrial_Other Industrial_New_Space Heating_Natural Gas_Insulation - Wall Cavity_A_Achievable Technical Potential | F7 | Industrial | Other Industrial | New | Space Heating | Natural Gas | Insulation - Wall Cavity | A | Incremental Energy Savings (MWh or mTherms) | Achievable Technical Potential | 0 | 0 | 0 | 0 | 0 | 0 | 0 | 0 | 0 | 0 | 0 | 0 | 0 | 0 | 0 | 0 | 0 | 0 | 0 | 0 | 0 | 0
F8_Industrial_Other Industrial_New_Space Heating_Natural Gas_Insulation - Wall Cavity_A_Achievable Technical Potential | F8 | Industrial | Other Industrial | New | Space Heating | Natural Gas | Insulation - Wall Cavity | A | Incremental Summer Peak Savings (MW) | Achievable Technical Potential | 0 | 0 | 0 | 0 | 0 | 0 | 0 | 0 | 0 | 0 | 0 | 0 | 0 | 0 | 0 | 0 | 0 | 0 | 0 | 0 | 0 | 0
F9_Industrial_Other Industrial_New_Space Heating_Natural Gas_Insulation - Wall Cavity_A_Achievable Technical Potential | F9 | Industrial | Other Industrial | New | Space Heating | Natural Gas | Insulation - Wall Cavity | A | Incremental Winter Peak Savings (MW) | Achievable Technical Potential | 0 | 0 | 0 | 0 | 0 | 0 | 0 | 0 | 0 | 0 | 0 | 0 | 0 | 0 | 0 | 0 | 0 | 0 | 0 | 0 | 0 | 0
F10_Industrial_Other Industrial_New_Space Heating_Natural Gas_Insulation - Wall Cavity_A_Achievable Technical Potential | F10 | Industrial | Other Industrial | New | Space Heating | Natural Gas | Insulation - Wall Cavity | A | Cumulative Energy Savings (MWh or mTherms) | Achievable Technical Potential | 0 | 0 | 0 | 0 | 0 | 0 | 0 | 0 | 0 | 0 | 0 | 0 | 0 | 0 | 0 | 0 | 0 | 0 | 0 | 0 | 0 | 0
F11_Industrial_Other Industrial_New_Space Heating_Natural Gas_Insulation - Wall Cavity_A_Achievable Technical Potential | F11 | Industrial | Other Industrial | New | Space Heating | Natural Gas | Insulation - Wall Cavity | A | Cumulative Summer Peak Savings (MW) | Achievable Technical Potential | 0 | 0 | 0 | 0 | 0 | 0 | 0 | 0 | 0 | 0 | 0 | 0 | 0 | 0 | 0 | 0 | 0 | 0 | 0 | 0 | 0 | 0
F12_Industrial_Other Industrial_New_Space Heating_Natural Gas_Insulation - Wall Cavity_A_Achievable Technical Potential | F12 | Industrial | Other Industrial | New | Space Heating | Natural Gas | Insulation - Wall Cavity | A | Cumulative Winter Peak Savings (MW) | Achievable Technical Potential | 0 | 0 | 0 | 0 | 0 | 0 | 0 | 0 | 0 | 0 | 0 | 0 | 0 | 0 | 0 | 0 | 0 | 0 | 0 | 0 | 0 | 0
F13_Industrial_Other Industrial_New_Space Heating_Natural Gas_Insulation - Wall Cavity_A_Achievable Technical Potential | F13 | Industrial | Other Industrial | New | Space Heating | Natural Gas | Insulation - Wall Cavity | A | Purchases (Incremental) | Achievable Technical Potential | 0 | 0 | 0 | 0 | 0 | 0 | 0 | 0 | 0 | 0 | 0 | 0 | 0 | 0 | 0 | 0 | 0 | 0 | 0 | 0 | 0 | 0
F14_Industrial_Other Industrial_New_Space Heating_Natural Gas_Insulation - Wall Cavity_A_Achievable Technical Potential | F14 | Industrial | Other Industrial | New | Space Heating | Natural Gas | Insulation - Wall Cavity | A | Purchases (Cumulative) | Achievable Technical Potential | 0 | 0 | 0 | 0 | 0 | 0 | 0 | 0 | 0 | 0 | 0 | 0 | 0 | 0 | 0 | 0 | 0 | 0 | 0 | 0 | 0 | 0
F1_Industrial_Other Industrial_New_Space Heating_Natural Gas_Insulation - Ducting_A_Achievable Technical Potential | F1 | Industrial | Other Industrial | New | Space Heating | Natural Gas | Insulation - Ducting | A | Original Unit Energy Savings (kWh or therms) | Achievable Technical Potential | 0 | 0 | 0.0012737 | 0.0012737 | 0.0012737 | 0.0012737 | 0.0012737 | 0.0012737 | 0.0012737 | 0.0012737 | 0.0012737 | 0.0012737 | 0.0012737 | 0.0012737 | 0.0012737 | 0.0012737 | 0.0012737 | 0.0012737 | 0.0012737 | 0.0012737 | 0.0012737 | 0.0012737
F2_Industrial_Other Industrial_New_Space Heating_Natural Gas_Insulation - Ducting_A_Achievable Technical Potential | F2 | Industrial | Other Industrial | New | Space Heating | Natural Gas | Insulation - Ducting | A | Original Unit Summer Peak Savings (kW) | Achievable Technical Potential | 0 | 0 | 0 | 0 | 0 | 0 | 0 | 0 | 0 | 0 | 0 | 0 | 0 | 0 | 0 | 0 | 0 | 0 | 0 | 0 | 0 | 0
F3_Industrial_Other Industrial_New_Space Heating_Natural Gas_Insulation - Ducting_A_Achievable Technical Potential | F3 | Industrial | Other Industrial | New | Space Heating | Natural Gas | Insulation - Ducting | A | Original Unit Winter Peak Savings (kW) | Achievable Technical Potential | 0 | 0 | 0 | 0 | 0 | 0 | 0 | 0 | 0 | 0 | 0 | 0 | 0 | 0 | 0 | 0 | 0 | 0 | 0 | 0 | 0 | 0
F4_Industrial_Other Industrial_New_Space Heating_Natural Gas_Insulation - Ducting_A_Achievable Technical Potential | F4 | Industrial | Other Industrial | New | Space Heating | Natural Gas | Insulation - Ducting | A | Standalone Impact on Baseline Energy (%) | Achievable Technical Potential | bar: 2019 to 2040
F5_Industrial_Other Industrial_New_Space Heating_Natural Gas_Insulation - Ducting_A_Achievable Technical Potential | F5 | Industrial | Other Industrial | New | Space Heating | Natural Gas | Insulation - Ducting | A | Standalone Impact on Baseline Summer Peak (%) | Achievable Technical Potential | bar: 2019 to 2040
F6_Industrial_Other Industrial_New_Space Heating_Natural Gas_Insulation - Ducting_A_Achievable Technical Potential | F6 | Industrial | Other Industrial | New | Space Heating | Natural Gas | Insulation - Ducting | A | Standalone Impact on Baseline Winter Peak (%) | Achievable Technical Potential | bar: 2019 to 2040
F7_Industrial_Other Industrial_New_Space Heating_Natural Gas_Insulation - Ducting_A_Achievable Technical Potential | F7 | Industrial | Other Industrial | New | Space Heating | Natural Gas | Insulation - Ducting | A | Incremental Energy Savings (MWh or mTherms) | Achievable Technical Potential | 0 | 0 | 0 | 0 | 0 | 0 | 0 | 0 | 0 | 0 | 0 | 0 | 0 | 0 | 0 | 0 | 0 | 0 | 0 | 0 | 0 | 0
F8_Industrial_Other Industrial_New_Space Heating_Natural Gas_Insulation - Ducting_A_Achievable Technical Potential | F8 | Industrial | Other Industrial | New | Space Heating | Natural Gas | Insulation - Ducting | A | Incremental Summer Peak Savings (MW) | Achievable Technical Potential | 0 | 0 | 0 | 0 | 0 | 0 | 0 | 0 | 0 | 0 | 0 | 0 | 0 | 0 | 0 | 0 | 0 | 0 | 0 | 0 | 0 | 0
F9_Industrial_Other Industrial_New_Space Heating_Natural Gas_Insulation - Ducting_A_Achievable Technical Potential | F9 | Industrial | Other Industrial | New | Space Heating | Natural Gas | Insulation - Ducting | A | Incremental Winter Peak Savings (MW) | Achievable Technical Potential | 0 | 0 | 0 | 0 | 0 | 0 | 0 | 0 | 0 | 0 | 0 | 0 | 0 | 0 | 0 | 0 | 0 | 0 | 0 | 0 | 0 | 0
F10_Industrial_Other Industrial_New_Space Heating_Natural Gas_Insulation - Ducting_A_Achievable Technical Potential | F10 | Industrial | Other Industrial | New | Space Heating | Natural Gas | Insulation - Ducting | A | Cumulative Energy Savings (MWh or mTherms) | Achievable Technical Potential | 0 | 0 | 0 | 0 | 0 | 0 | 0 | 0 | 0 | 0 | 0 | 0 | 0 | 0 | 0 | 0 | 0 | 0 | 0 | 0 | 0 | 0
F11_Industrial_Other Industrial_New_Space Heating_Natural Gas_Insulation - Ducting_A_Achievable Technical Potential | F11 | Industrial | Other Industrial | New | Space Heating | Natural Gas | Insulation - Ducting | A | Cumulative Summer Peak Savings (MW) | Achievable Technical Potential | 0 | 0 | 0 | 0 | 0 | 0 | 0 | 0 | 0 | 0 | 0 | 0 | 0 | 0 | 0 | 0 | 0 | 0 | 0 | 0 | 0 | 0
F12_Industrial_Other Industrial_New_Space Heating_Natural Gas_Insulation - Ducting_A_Achievable Technical Potential | F12 | Industrial | Other Industrial | New | Space Heating | Natural Gas | Insulation - Ducting | A | Cumulative Winter Peak Savings (MW) | Achievable Technical Potential | 0 | 0 | 0 | 0 | 0 | 0 | 0 | 0 | 0 | 0 | 0 | 0 | 0 | 0 | 0 | 0 | 0 | 0 | 0 | 0 | 0 | 0
F13_Industrial_Other Industrial_New_Space Heating_Natural Gas_Insulation - Ducting_A_Achievable Technical Potential | F13 | Industrial | Other Industrial | New | Space Heating | Natural Gas | Insulation - Ducting | A | Purchases (Incremental) | Achievable Technical Potential | 0 | 0 | 0 | 0 | 0 | 0 | 0 | 0 | 0 | 0 | 0 | 0 | 0 | 0 | 0 | 0 | 0 | 0 | 0 | 0 | 0 | 0
F14_Industrial_Other Industrial_New_Space Heating_Natural Gas_Insulation - Ducting_A_Achievable Technical Potential | F14 | Industrial | Other Industrial | New | Space Heating | Natural Gas | Insulation - Ducting | A | Purchases (Cumulative) | Achievable Technical Potential | 0 | 0 | 0 | 0 | 0 | 0 | 0 | 0 | 0 | 0 | 0 | 0 | 0 | 0 | 0 | 0 | 0 | 0 | 0 | 0 | 0 | 0
F1_Industrial_Other Industrial_New_Space Heating_Natural Gas_HVAC - Duct Repair and Sealing_A_Achievable Technical Potential | F1 | Industrial | Other Industrial | New | Space Heating | Natural Gas | HVAC - Duct Repair and Sealing | A | Original Unit Energy Savings (kWh or therms) | Achievable Technical Potential | 0 | 0 | 0.0036023 | 0.0036023 | 0.0036023 | 0.0036023 | 0.0036023 | 0.0036023 | 0.0036023 | 0.0036023 | 0.0036023 | 0.0036023 | 0.0036023 | 0.0036023 | 0.0036023 | 0.0036023 | 0.0036023 | 0.0036023 | 0.0036023 | 0.0036023 | 0.0036023 | 0.0036023
F2_Industrial_Other Industrial_New_Space Heating_Natural Gas_HVAC - Duct Repair and Sealing_A_Achievable Technical Potential | F2 | Industrial | Other Industrial | New | Space Heating | Natural Gas | HVAC - Duct Repair and Sealing | A | Original Unit Summer Peak Savings (kW) | Achievable Technical Potential | 0 | 0 | 0 | 0 | 0 | 0 | 0 | 0 | 0 | 0 | 0 | 0 | 0 | 0 | 0 | 0 | 0 | 0 | 0 | 0 | 0 | 0
F3_Industrial_Other Industrial_New_Space Heating_Natural Gas_HVAC - Duct Repair and Sealing_A_Achievable Technical Potential | F3 | Industrial | Other Industrial | New | Space Heating | Natural Gas | HVAC - Duct Repair and Sealing | A | Original Unit Winter Peak Savings (kW) | Achievable Technical Potential | 0 | 0 | 0 | 0 | 0 | 0 | 0 | 0 | 0 | 0 | 0 | 0 | 0 | 0 | 0 | 0 | 0 | 0 | 0 | 0 | 0 | 0
F4_Industrial_Other Industrial_New_Space Heating_Natural Gas_HVAC - Duct Repair and Sealing_A_Achievable Technical Potential | F4 | Industrial | Other Industrial | New | Space Heating | Natural Gas | HVAC - Duct Repair and Sealing | A | Standalone Impact on Baseline Energy (%) | Achievable Technical Potential | bar: 2019 to 2040
F5_Industrial_Other Industrial_New_Space Heating_Natural Gas_HVAC - Duct Repair and Sealing_A_Achievable Technical Potential | F5 | Industrial | Other Industrial | New | Space Heating | Natural Gas | HVAC - Duct Repair and Sealing | A | Standalone Impact on Baseline Summer Peak (%) | Achievable Technical Potential | bar: 2019 to 2040
F6_Industrial_Other Industrial_New_Space Heating_Natural Gas_HVAC - Duct Repair and Sealing_A_Achievable Technical Potential | F6 | Industrial | Other Industrial | New | Space Heating | Natural Gas | HVAC - Duct Repair and Sealing | A | Standalone Impact on Baseline Winter Peak (%) | Achievable Technical Potential | bar: 2019 to 2040
F7_Industrial_Other Industrial_New_Space Heating_Natural Gas_HVAC - Duct Repair and Sealing_A_Achievable Technical Potential | F7 | Industrial | Other Industrial | New | Space Heating | Natural Gas | HVAC - Duct Repair and Sealing | A | Incremental Energy Savings (MWh or mTherms) | Achievable Technical Potential | 0 | 0 | 0 | 0 | 0 | 0 | 0 | 0 | 0 | 0 | 0 | 0 | 0 | 0 | 0 | 0 | 0 | 0 | 0 | 0 | 0 | 0
F8_Industrial_Other Industrial_New_Space Heating_Natural Gas_HVAC - Duct Repair and Sealing_A_Achievable Technical Potential | F8 | Industrial | Other Industrial | New | Space Heating | Natural Gas | HVAC - Duct Repair and Sealing | A | Incremental Summer Peak Savings (MW) | Achievable Technical Potential | 0 | 0 | 0 | 0 | 0 | 0 | 0 | 0 | 0 | 0 | 0 | 0 | 0 | 0 | 0 | 0 | 0 | 0 | 0 | 0 | 0 | 0
F9_Industrial_Other Industrial_New_Space Heating_Natural Gas_HVAC - Duct Repair and Sealing_A_Achievable Technical Potential | F9 | Industrial | Other Industrial | New | Space Heating | Natural Gas | HVAC - Duct Repair and Sealing | A | Incremental Winter Peak Savings (MW) | Achievable Technical Potential | 0 | 0 | 0 | 0 | 0 | 0 | 0 | 0 | 0 | 0 | 0 | 0 | 0 | 0 | 0 | 0 | 0 | 0 | 0 | 0 | 0 | 0
F10_Industrial_Other Industrial_New_Space Heating_Natural Gas_HVAC - Duct Repair and Sealing_A_Achievable Technical Potential | F10 | Industrial | Other Industrial | New | Space Heating | Natural Gas | HVAC - Duct Repair and Sealing | A | Cumulative Energy Savings (MWh or mTherms) | Achievable Technical Potential | 0 | 0 | 0 | 0 | 0 | 0 | 0 | 0 | 0 | 0 | 0 | 0 | 0 | 0 | 0 | 0 | 0 | 0 | 0 | 0 | 0 | 0
F11_Industrial_Other Industrial_New_Space Heating_Natural Gas_HVAC - Duct Repair and Sealing_A_Achievable Technical Potential | F11 | Industrial | Other Industrial | New | Space Heating | Natural Gas | HVAC - Duct Repair and Sealing | A | Cumulative Summer Peak Savings (MW) | Achievable Technical Potential | 0 | 0 | 0 | 0 | 0 | 0 | 0 | 0 | 0 | 0 | 0 | 0 | 0 | 0 | 0 | 0 | 0 | 0 | 0 | 0 | 0 | 0
F12_Industrial_Other Industrial_New_Space Heating_Natural Gas_HVAC - Duct Repair and Sealing_A_Achievable Technical Potential | F12 | Industrial | Other Industrial | New | Space Heating | Natural Gas | HVAC - Duct Repair and Sealing | A | Cumulative Winter Peak Savings (MW) | Achievable Technical Potential | 0 | 0 | 0 | 0 | 0 | 0 | 0 | 0 | 0 | 0 | 0 | 0 | 0 | 0 | 0 | 0 | 0 | 0 | 0 | 0 | 0 | 0
F13_Industrial_Other Industrial_New_Space Heating_Natural Gas_HVAC - Duct Repair and Sealing_A_Achievable Technical Potential | F13 | Industrial | Other Industrial | New | Space Heating | Natural Gas | HVAC - Duct Repair and Sealing | A | Purchases (Incremental) | Achievable Technical Potential | 0 | 0 | 0 | 0 | 0 | 0 | 0 | 0 | 0 | 0 | 0 | 0 | 0 | 0 | 0 | 0 | 0 | 0 | 0 | 0 | 0 | 0
F14_Industrial_Other Industrial_New_Space Heating_Natural Gas_HVAC - Duct Repair and Sealing_A_Achievable Technical Potential | F14 | Industrial | Other Industrial | New | Space Heating | Natural Gas | HVAC - Duct Repair and Sealing | A | Purchases (Cumulative) | Achievable Technical Potential | 0 | 0 | 0 | 0 | 0 | 0 | 0 | 0 | 0 | 0 | 0 | 0 | 0 | 0 | 0 | 0 | 0 | 0 | 0 | 0 | 0 | 0
F1_Industrial_Other Industrial_New_Space Heating_Natural Gas_Windows - High Efficiency_A_Achievable Technical Potential | F1 | Industrial | Other Industrial | New | Space Heating | Natural Gas | Windows - High Efficiency | A | Original Unit Energy Savings (kWh or therms) | Achievable Technical Potential | 0 | 0 | 0.0073878 | 0.0073878 | 0.0073878 | 0.0073878 | 0.0073878 | 0.0073878 | 0.0073878 | 0.0073878 | 0.0073878 | 0.0073878 | 0.0073878 | 0.0073878 | 0.0073878 | 0.0073878 | 0.0073878 | 0.0073878 | 0.0073878 | 0.0073878 | 0.0073878 | 0.0073878
F2_Industrial_Other Industrial_New_Space Heating_Natural Gas_Windows - High Efficiency_A_Achievable Technical Potential | F2 | Industrial | Other Industrial | New | Space Heating | Natural Gas | Windows - High Efficiency | A | Original Unit Summer Peak Savings (kW) | Achievable Technical Potential | 0 | 0 | 0 | 0 | 0 | 0 | 0 | 0 | 0 | 0 | 0 | 0 | 0 | 0 | 0 | 0 | 0 | 0 | 0 | 0 | 0 | 0
F3_Industrial_Other Industrial_New_Space Heating_Natural Gas_Windows - High Efficiency_A_Achievable Technical Potential | F3 | Industrial | Other Industrial | New | Space Heating | Natural Gas | Windows - High Efficiency | A | Original Unit Winter Peak Savings (kW) | Achievable Technical Potential | 0 | 0 | 0 | 0 | 0 | 0 | 0 | 0 | 0 | 0 | 0 | 0 | 0 | 0 | 0 | 0 | 0 | 0 | 0 | 0 | 0 | 0
F4_Industrial_Other Industrial_New_Space Heating_Natural Gas_Windows - High Efficiency_A_Achievable Technical Potential | F4 | Industrial | Other Industrial | New | Space Heating | Natural Gas | Windows - High Efficiency | A | Standalone Impact on Baseline Energy (%) | Achievable Technical Potential | bar: 2019 to 2040
F5_Industrial_Other Industrial_New_Space Heating_Natural Gas_Windows - High Efficiency_A_Achievable Technical Potential | F5 | Industrial | Other Industrial | New | Space Heating | Natural Gas | Windows - High Efficiency | A | Standalone Impact on Baseline Summer Peak (%) | Achievable Technical Potential | bar: 2019 to 2040
F6_Industrial_Other Industrial_New_Space Heating_Natural Gas_Windows - High Efficiency_A_Achievable Technical Potential | F6 | Industrial | Other Industrial | New | Space Heating | Natural Gas | Windows - High Efficiency | A | Standalone Impact on Baseline Winter Peak (%) | Achievable Technical Potential | bar: 2019 to 2040
F7_Industrial_Other Industrial_New_Space Heating_Natural Gas_Windows - High Efficiency_A_Achievable Technical Potential | F7 | Industrial | Other Industrial | New | Space Heating | Natural Gas | Windows - High Efficiency | A | Incremental Energy Savings (MWh or mTherms) | Achievable Technical Potential | 0 | 0 | 0 | 0 | 0 | 0 | 0 | 0 | 0 | 0 | 0 | 0 | 0 | 0 | 0 | 0 | 0 | 0 | 0 | 0 | 0 | 0
F8_Industrial_Other Industrial_New_Space Heating_Natural Gas_Windows - High Efficiency_A_Achievable Technical Potential | F8 | Industrial | Other Industrial | New | Space Heating | Natural Gas | Windows - High Efficiency | A | Incremental Summer Peak Savings (MW) | Achievable Technical Potential | 0 | 0 | 0 | 0 | 0 | 0 | 0 | 0 | 0 | 0 | 0 | 0 | 0 | 0 | 0 | 0 | 0 | 0 | 0 | 0 | 0 | 0
F9_Industrial_Other Industrial_New_Space Heating_Natural Gas_Windows - High Efficiency_A_Achievable Technical Potential | F9 | Industrial | Other Industrial | New | Space Heating | Natural Gas | Windows - High Efficiency | A | Incremental Winter Peak Savings (MW) | Achievable Technical Potential | 0 | 0 | 0 | 0 | 0 | 0 | 0 | 0 | 0 | 0 | 0 | 0 | 0 | 0 | 0 | 0 | 0 | 0 | 0 | 0 | 0 | 0
F10_Industrial_Other Industrial_New_Space Heating_Natural Gas_Windows - High Efficiency_A_Achievable Technical Potential | F10 | Industrial | Other Industrial | New | Space Heating | Natural Gas | Windows - High Efficiency | A | Cumulative Energy Savings (MWh or mTherms) | Achievable Technical Potential | 0 | 0 | 0 | 0 | 0 | 0 | 0 | 0 | 0 | 0 | 0 | 0 | 0 | 0 | 0 | 0 | 0 | 0 | 0 | 0 | 0 | 0
F11_Industrial_Other Industrial_New_Space Heating_Natural Gas_Windows - High Efficiency_A_Achievable Technical Potential | F11 | Industrial | Other Industrial | New | Space Heating | Natural Gas | Windows - High Efficiency | A | Cumulative Summer Peak Savings (MW) | Achievable Technical Potential | 0 | 0 | 0 | 0 | 0 | 0 | 0 | 0 | 0 | 0 | 0 | 0 | 0 | 0 | 0 | 0 | 0 | 0 | 0 | 0 | 0 | 0
F12_Industrial_Other Industrial_New_Space Heating_Natural Gas_Windows - High Efficiency_A_Achievable Technical Potential | F12 | Industrial | Other Industrial | New | Space Heating | Natural Gas | Windows - High Efficiency | A | Cumulative Winter Peak Savings (MW) | Achievable Technical Potential | 0 | 0 | 0 | 0 | 0 | 0 | 0 | 0 | 0 | 0 | 0 | 0 | 0 | 0 | 0 | 0 | 0 | 0 | 0 | 0 | 0 | 0
F13_Industrial_Other Industrial_New_Space Heating_Natural Gas_Windows - High Efficiency_A_Achievable Technical Potential | F13 | Industrial | Other Industrial | New | Space Heating | Natural Gas | Windows - High Efficiency | A | Purchases (Incremental) | Achievable Technical Potential | 0 | 0 | 0 | 0 | 0 | 0 | 0 | 0 | 0 | 0 | 0 | 0 | 0 | 0 | 0 | 0 | 0 | 0 | 0 | 0 | 0 | 0
F14_Industrial_Other Industrial_New_Space Heating_Natural Gas_Windows - High Efficiency_A_Achievable Technical Potential | F14 | Industrial | Other Industrial | New | Space Heating | Natural Gas | Windows - High Efficiency | A | Purchases (Cumulative) | Achievable Technical Potential | 0 | 0 | 0 | 0 | 0 | 0 | 0 | 0 | 0 | 0 | 0 | 0 | 0 | 0 | 0 | 0 | 0 | 0 | 0 | 0 | 0 | 0
F1_Industrial_Other Industrial_New_Space Heating_Natural Gas_Gas Boiler - Maintenance_A_Achievable Technical Potential | F1 | Industrial | Other Industrial | New | Space Heating | Natural Gas | Gas Boiler - Maintenance | A | Original Unit Energy Savings (kWh or therms) | Achievable Technical Potential | 0 | 0 | 1.9512 | 1.9512 | 1.9512 | 1.9512 | 1.9512 | 1.9512 | 1.9512 | 1.9512 | 1.9512 | 1.9512 | 1.9512 | 1.9512 | 1.9512 | 1.9512 | 1.9512 | 1.9512 | 1.9512 | 1.9512 | 1.9512 | 1.9512
F2_Industrial_Other Industrial_New_Space Heating_Natural Gas_Gas Boiler - Maintenance_A_Achievable Technical Potential | F2 | Industrial | Other Industrial | New | Space Heating | Natural Gas | Gas Boiler - Maintenance | A | Original Unit Summer Peak Savings (kW) | Achievable Technical Potential | 0 | 0 | 0 | 0 | 0 | 0 | 0 | 0 | 0 | 0 | 0 | 0 | 0 | 0 | 0 | 0 | 0 | 0 | 0 | 0 | 0 | 0
F3_Industrial_Other Industrial_New_Space Heating_Natural Gas_Gas Boiler - Maintenance_A_Achievable Technical Potential | F3 | Industrial | Other Industrial | New | Space Heating | Natural Gas | Gas Boiler - Maintenance | A | Original Unit Winter Peak Savings (kW) | Achievable Technical Potential | 0 | 0 | 0 | 0 | 0 | 0 | 0 | 0 | 0 | 0 | 0 | 0 | 0 | 0 | 0 | 0 | 0 | 0 | 0 | 0 | 0 | 0
F4_Industrial_Other Industrial_New_Space Heating_Natural Gas_Gas Boiler - Maintenance_A_Achievable Technical Potential | F4 | Industrial | Other Industrial | New | Space Heating | Natural Gas | Gas Boiler - Maintenance | A | Standalone Impact on Baseline Energy (%) | Achievable Technical Potential | 0% | 0% | 0.002102% | 0.002678% | 0.002898% | 0.002333% | 0.00205% | 0.001805% | 0.001597% | 0.001413% | 0.001302% | 0.001194% | 0.001103% | 0.001014% | 0.0009612% | 0.000904% | 0.0008533% | 0.000801% | 0.0007699% | 0.0007346% | 0.0007033% | 0.0006747%
F5_Industrial_Other Industrial_New_Space Heating_Natural Gas_Gas Boiler - Maintenance_A_Achievable Technical Potential | F5 | Industrial | Other Industrial | New | Space Heating | Natural Gas | Gas Boiler - Maintenance | A | Standalone Impact on Baseline Summer Peak (%) | Achievable Technical Potential | bar: 2019 to 2040
F6_Industrial_Other Industrial_New_Space Heating_Natural Gas_Gas Boiler - Maintenance_A_Achievable Technical Potential | F6 | Industrial | Other Industrial | New | Space Heating | Natural Gas | Gas Boiler - Maintenance | A | Standalone Impact on Baseline Winter Peak (%) | Achievable Technical Potential | bar: 2019 to 2040
F7_Industrial_Other Industrial_New_Space Heating_Natural Gas_Gas Boiler - Maintenance_A_Achievable Technical Potential | F7 | Industrial | Other Industrial | New | Space Heating | Natural Gas | Gas Boiler - Maintenance | A | Incremental Energy Savings (MWh or mTherms) | Achievable Technical Potential | 0 | 0 | 0.0010303 | 0.0012603 | 0.001244 | 0.0012933 | 0.0013042 | 0.0013005 | 0.0012933 | 0.0013042 | 0.0013005 | 0.0023235 | 0.0025645 | 0.0025446 | 0.004647 | 0.005129 | 0.0050892 | 0.0092941 | 0.010258 | 0.010178 | 0.018851 | 0.02056
F8_Industrial_Other Industrial_New_Space Heating_Natural Gas_Gas Boiler - Maintenance_A_Achievable Technical Potential | F8 | Industrial | Other Industrial | New | Space Heating | Natural Gas | Gas Boiler - Maintenance | A | Incremental Summer Peak Savings (MW) | Achievable Technical Potential | 0 | 0 | 0 | 0 | 0 | 0 | 0 | 0 | 0 | 0 | 0 | 0 | 0 | 0 | 0 | 0 | 0 | 0 | 0 | 0 | 0 | 0
F9_Industrial_Other Industrial_New_Space Heating_Natural Gas_Gas Boiler - Maintenance_A_Achievable Technical Potential | F9 | Industrial | Other Industrial | New | Space Heating | Natural Gas | Gas Boiler - Maintenance | A | Incremental Winter Peak Savings (MW) | Achievable Technical Potential | 0 | 0 | 0 | 0 | 0 | 0 | 0 | 0 | 0 | 0 | 0 | 0 | 0 | 0 | 0 | 0 | 0 | 0 | 0 | 0 | 0 | 0
F10_Industrial_Other Industrial_New_Space Heating_Natural Gas_Gas Boiler - Maintenance_A_Achievable Technical Potential | F10 | Industrial | Other Industrial | New | Space Heating | Natural Gas | Gas Boiler - Maintenance | A | Cumulative Energy Savings (MWh or mTherms) | Achievable Technical Potential | 0 | 0 | 0.0010303 | 0.0022905 | 0.0035346 | 0.0037976 | 0.0038415 | 0.003898 | 0.003898 | 0.003898 | 0.003898 | 0.003898 | 0.003898 | 0.003898 | 0.003898 | 0.003898 | 0.003898 | 0.003898 | 0.003898 | 0.003898 | 0.003898 | 0.003898
F11_Industrial_Other Industrial_New_Space Heating_Natural Gas_Gas Boiler - Maintenance_A_Achievable Technical Potential | F11 | Industrial | Other Industrial | New | Space Heating | Natural Gas | Gas Boiler - Maintenance | A | Cumulative Summer Peak Savings (MW) | Achievable Technical Potential | 0 | 0 | 0 | 0 | 0 | 0 | 0 | 0 | 0 | 0 | 0 | 0 | 0 | 0 | 0 | 0 | 0 | 0 | 0 | 0 | 0 | 0
F12_Industrial_Other Industrial_New_Space Heating_Natural Gas_Gas Boiler - Maintenance_A_Achievable Technical Potential | F12 | Industrial | Other Industrial | New | Space Heating | Natural Gas | Gas Boiler - Maintenance | A | Cumulative Winter Peak Savings (MW) | Achievable Technical Potential | 0 | 0 | 0 | 0 | 0 | 0 | 0 | 0 | 0 | 0 | 0 | 0 | 0 | 0 | 0 | 0 | 0 | 0 | 0 | 0 | 0 | 0
F13_Industrial_Other Industrial_New_Space Heating_Natural Gas_Gas Boiler - Maintenance_A_Achievable Technical Potential | F13 | Industrial | Other Industrial | New | Space Heating | Natural Gas | Gas Boiler - Maintenance | A | Purchases (Incremental) | Achievable Technical Potential | 0 | 0 | 0.52801 | 0.64588 | 0.63757 | 0.66279 | 0.66842 | 0.66653 | 0.66279 | 0.66842 | 0.66653 | 1.1908 | 1.3143 | 1.3041 | 2.3816 | 2.6286 | 2.6082 | 4.7632 | 5.2572 | 5.2164 | 9.6612 | 10.537
F14_Industrial_Other Industrial_New_Space Heating_Natural Gas_Gas Boiler - Maintenance_A_Achievable Technical Potential | F14 | Industrial | Other Industrial | New | Space Heating | Natural Gas | Gas Boiler - Maintenance | A | Purchases (Cumulative) | Achievable Technical Potential | 0 | 0 | 0.52801 | 1.1739 | 1.8115 | 1.9462 | 1.9688 | 1.9977 | 1.9977 | 1.9977 | 1.9977 | 1.9977 | 1.9977 | 1.9977 | 1.9977 | 1.9977 | 1.9977 | 1.9977 | 1.9977 | 1.9977 | 1.9977 | 1.9977
F1_Industrial_Other Industrial_New_Process_Natural Gas_Gas Boiler - Maintenance_A_Achievable Technical Potential | F1 | Industrial | Other Industrial | New | Process | Natural Gas | Gas Boiler - Maintenance | A | Original Unit Energy Savings (kWh or therms) | Achievable Technical Potential | 0 | 0 | 1.5559 | 1.5559 | 1.5559 | 1.5559 | 1.5559 | 1.5559 | 1.5559 | 1.5559 | 1.5559 | 1.5559 | 1.5559 | 1.5559 | 1.5559 | 1.5559 | 1.5559 | 1.5559 | 1.5559 | 1.5559 | 1.5559 | 1.5559
F2_Industrial_Other Industrial_New_Process_Natural Gas_Gas Boiler - Maintenance_A_Achievable Technical Potential | F2 | Industrial | Other Industrial | New | Process | Natural Gas | Gas Boiler - Maintenance | A | Original Unit Summer Peak Savings (kW) | Achievable Technical Potential | 0 | 0 | 0 | 0 | 0 | 0 | 0 | 0 | 0 | 0 | 0 | 0 | 0 | 0 | 0 | 0 | 0 | 0 | 0 | 0 | 0 | 0
F3_Industrial_Other Industrial_New_Process_Natural Gas_Gas Boiler - Maintenance_A_Achievable Technical Potential | F3 | Industrial | Other Industrial | New | Process | Natural Gas | Gas Boiler - Maintenance | A | Original Unit Winter Peak Savings (kW) | Achievable Technical Potential | 0 | 0 | 0 | 0 | 0 | 0 | 0 | 0 | 0 | 0 | 0 | 0 | 0 | 0 | 0 | 0 | 0 | 0 | 0 | 0 | 0 | 0
F4_Industrial_Other Industrial_New_Process_Natural Gas_Gas Boiler - Maintenance_A_Achievable Technical Potential | F4 | Industrial | Other Industrial | New | Process | Natural Gas | Gas Boiler - Maintenance | A | Standalone Impact on Baseline Energy (%) | Achievable Technical Potential | 0% | 0% | 0.01118% | 0.01424% | 0.01541% | 0.0124% | 0.0109% | 0.0096% | 0.008491% | 0.007515% | 0.006922% | 0.006347% | 0.005865% | 0.005391% | 0.005111% | 0.004807% | 0.004537% | 0.004259% | 0.004093% | 0.003906% | 0.00374% | 0.003587%
F5_Industrial_Other Industrial_New_Process_Natural Gas_Gas Boiler - Maintenance_A_Achievable Technical Potential | F5 | Industrial | Other Industrial | New | Process | Natural Gas | Gas Boiler - Maintenance | A | Standalone Impact on Baseline Summer Peak (%) | Achievable Technical Potential | bar: 2019 to 2040
F6_Industrial_Other Industrial_New_Process_Natural Gas_Gas Boiler - Maintenance_A_Achievable Technical Potential | F6 | Industrial | Other Industrial | New | Process | Natural Gas | Gas Boiler - Maintenance | A | Standalone Impact on Baseline Winter Peak (%) | Achievable Technical Potential | bar: 2019 to 2040
F7_Industrial_Other Industrial_New_Process_Natural Gas_Gas Boiler - Maintenance_A_Achievable Technical Potential | F7 | Industrial | Other Industrial | New | Process | Natural Gas | Gas Boiler - Maintenance | A | Incremental Energy Savings (MWh or mTherms) | Achievable Technical Potential | 0 | 0 | 0.011895 | 0.01455 | 0.014363 | 0.014931 | 0.015058 | 0.015015 | 0.014931 | 0.015058 | 0.015015 | 0.026826 | 0.029608 | 0.029379 | 0.053652 | 0.059217 | 0.058757 | 0.1073 | 0.11843 | 0.11751 | 0.21764 | 0.23738
F8_Industrial_Other Industrial_New_Process_Natural Gas_Gas Boiler - Maintenance_A_Achievable Technical Potential | F8 | Industrial | Other Industrial | New | Process | Natural Gas | Gas Boiler - Maintenance | A | Incremental Summer Peak Savings (MW) | Achievable Technical Potential | 0 | 0 | 0 | 0 | 0 | 0 | 0 | 0 | 0 | 0 | 0 | 0 | 0 | 0 | 0 | 0 | 0 | 0 | 0 | 0 | 0 | 0
F9_Industrial_Other Industrial_New_Process_Natural Gas_Gas Boiler - Maintenance_A_Achievable Technical Potential | F9 | Industrial | Other Industrial | New | Process | Natural Gas | Gas Boiler - Maintenance | A | Incremental Winter Peak Savings (MW) | Achievable Technical Potential | 0 | 0 | 0 | 0 | 0 | 0 | 0 | 0 | 0 | 0 | 0 | 0 | 0 | 0 | 0 | 0 | 0 | 0 | 0 | 0 | 0 | 0
F10_Industrial_Other Industrial_New_Process_Natural Gas_Gas Boiler - Maintenance_A_Achievable Technical Potential | F10 | Industrial | Other Industrial | New | Process | Natural Gas | Gas Boiler - Maintenance | A | Cumulative Energy Savings (MWh or mTherms) | Achievable Technical Potential | 0 | 0 | 0.011895 | 0.026445 | 0.040808 | 0.043845 | 0.044352 | 0.045005 | 0.045005 | 0.045005 | 0.045005 | 0.045005 | 0.045005 | 0.045005 | 0.045005 | 0.045005 | 0.045005 | 0.045005 | 0.045005 | 0.045005 | 0.045005 | 0.045005
F11_Industrial_Other Industrial_New_Process_Natural Gas_Gas Boiler - Maintenance_A_Achievable Technical Potential | F11 | Industrial | Other Industrial | New | Process | Natural Gas | Gas Boiler - Maintenance | A | Cumulative Summer Peak Savings (MW) | Achievable Technical Potential | 0 | 0 | 0 | 0 | 0 | 0 | 0 | 0 | 0 | 0 | 0 | 0 | 0 | 0 | 0 | 0 | 0 | 0 | 0 | 0 | 0 | 0
F12_Industrial_Other Industrial_New_Process_Natural Gas_Gas Boiler - Maintenance_A_Achievable Technical Potential | F12 | Industrial | Other Industrial | New | Process | Natural Gas | Gas Boiler - Maintenance | A | Cumulative Winter Peak Savings (MW) | Achievable Technical Potential | 0 | 0 | 0 | 0 | 0 | 0 | 0 | 0 | 0 | 0 | 0 | 0 | 0 | 0 | 0 | 0 | 0 | 0 | 0 | 0 | 0 | 0
F13_Industrial_Other Industrial_New_Process_Natural Gas_Gas Boiler - Maintenance_A_Achievable Technical Potential | F13 | Industrial | Other Industrial | New | Process | Natural Gas | Gas Boiler - Maintenance | A | Purchases (Incremental) | Achievable Technical Potential | 0 | 0 | 7.6451 | 9.3518 | 9.2315 | 9.5967 | 9.6782 | 9.6508 | 9.5967 | 9.6782 | 9.6508 | 17.2418 | 19.0301 | 18.8823 | 34.4836 | 38.0601 | 37.7647 | 68.9671 | 76.1203 | 75.5294 | 139.8858 | 152.567
F14_Industrial_Other Industrial_New_Process_Natural Gas_Gas Boiler - Maintenance_A_Achievable Technical Potential | F14 | Industrial | Other Industrial | New | Process | Natural Gas | Gas Boiler - Maintenance | A | Purchases (Cumulative) | Achievable Technical Potential | 0 | 0 | 7.6451 | 16.997 | 26.2285 | 28.18 | 28.5064 | 28.9257 | 28.9257 | 28.9257 | 28.9257 | 28.9257 | 28.9257 | 28.9257 | 28.9257 | 28.9257 | 28.9257 | 28.9257 | 28.9257 | 28.9257 | 28.9257 | 28.9257
F1_Industrial_Other Industrial_New_Space Heating_Natural Gas_Gas Furnace - Maintenance_A_Achievable Technical Potential | F1 | Industrial | Other Industrial | New | Space Heating | Natural Gas | Gas Furnace - Maintenance | A | Original Unit Energy Savings (kWh or therms) | Achievable Technical Potential | 0 | 0 | 0.0083129 | 0.0083129 | 0.0083129 | 0.0083129 | 0.0083129 | 0.0083129 | 0.0083129 | 0.0083129 | 0.0083129 | 0.0083129 | 0.0083129 | 0.0083129 | 0.0083129 | 0.0083129 | 0.0083129 | 0.0083129 | 0.0083129 | 0.0083129 | 0.0083129 | 0.0083129
F2_Industrial_Other Industrial_New_Space Heating_Natural Gas_Gas Furnace - Maintenance_A_Achievable Technical Potential | F2 | Industrial | Other Industrial | New | Space Heating | Natural Gas | Gas Furnace - Maintenance | A | Original Unit Summer Peak Savings (kW) | Achievable Technical Potential | 0 | 0 | 0 | 0 | 0 | 0 | 0 | 0 | 0 | 0 | 0 | 0 | 0 | 0 | 0 | 0 | 0 | 0 | 0 | 0 | 0 | 0
F3_Industrial_Other Industrial_New_Space Heating_Natural Gas_Gas Furnace - Maintenance_A_Achievable Technical Potential | F3 | Industrial | Other Industrial | New | Space Heating | Natural Gas | Gas Furnace - Maintenance | A | Original Unit Winter Peak Savings (kW) | Achievable Technical Potential | 0 | 0 | 0 | 0 | 0 | 0 | 0 | 0 | 0 | 0 | 0 | 0 | 0 | 0 | 0 | 0 | 0 | 0 | 0 | 0 | 0 | 0
F4_Industrial_Other Industrial_New_Space Heating_Natural Gas_Gas Furnace - Maintenance_A_Achievable Technical Potential | F4 | Industrial | Other Industrial | New | Space Heating | Natural Gas | Gas Furnace - Maintenance | A | Standalone Impact on Baseline Energy (%) | Achievable Technical Potential | 0% | 0% | 6.048e-05% | 7.705e-05% | 8.338e-05% | 6.711e-05% | 5.898e-05% | 5.193e-05% | 4.594e-05% | 4.066e-05% | 3.745e-05% | 3.434e-05% | 3.173e-05% | 2.917e-05% | 2.765e-05% | 2.601e-05% | 2.455e-05% | 2.304e-05% | 2.215e-05% | 2.113e-05% | 2.023e-05% | 1.941e-05%
F5_Industrial_Other Industrial_New_Space Heating_Natural Gas_Gas Furnace - Maintenance_A_Achievable Technical Potential | F5 | Industrial | Other Industrial | New | Space Heating | Natural Gas | Gas Furnace - Maintenance | A | Standalone Impact on Baseline Summer Peak (%) | Achievable Technical Potential | bar: 2019 to 2040
F6_Industrial_Other Industrial_New_Space Heating_Natural Gas_Gas Furnace - Maintenance_A_Achievable Technical Potential | F6 | Industrial | Other Industrial | New | Space Heating | Natural Gas | Gas Furnace - Maintenance | A | Standalone Impact on Baseline Winter Peak (%) | Achievable Technical Potential | bar: 2019 to 2040
F7_Industrial_Other Industrial_New_Space Heating_Natural Gas_Gas Furnace - Maintenance_A_Achievable Technical Potential | F7 | Industrial | Other Industrial | New | Space Heating | Natural Gas | Gas Furnace - Maintenance | A | Incremental Energy Savings (MWh or mTherms) | Achievable Technical Potential | 0 | 0 | 2.9636e-05 | 3.6252e-05 | 3.5786e-05 | 3.7201e-05 | 3.7517e-05 | 3.7411e-05 | 3.7201e-05 | 3.7517e-05 | 3.7411e-05 | 6.6837e-05 | 7.3769e-05 | 7.3197e-05 | 0.00013367 | 0.00014754 | 0.00014639 | 0.00026735 | 0.00029508 | 0.00029279 | 0.00054226 | 0.00059142
F8_Industrial_Other Industrial_New_Space Heating_Natural Gas_Gas Furnace - Maintenance_A_Achievable Technical Potential | F8 | Industrial | Other Industrial | New | Space Heating | Natural Gas | Gas Furnace - Maintenance | A | Incremental Summer Peak Savings (MW) | Achievable Technical Potential | 0 | 0 | 0 | 0 | 0 | 0 | 0 | 0 | 0 | 0 | 0 | 0 | 0 | 0 | 0 | 0 | 0 | 0 | 0 | 0 | 0 | 0
F9_Industrial_Other Industrial_New_Space Heating_Natural Gas_Gas Furnace - Maintenance_A_Achievable Technical Potential | F9 | Industrial | Other Industrial | New | Space Heating | Natural Gas | Gas Furnace - Maintenance | A | Incremental Winter Peak Savings (MW) | Achievable Technical Potential | 0 | 0 | 0 | 0 | 0 | 0 | 0 | 0 | 0 | 0 | 0 | 0 | 0 | 0 | 0 | 0 | 0 | 0 | 0 | 0 | 0 | 0
F10_Industrial_Other Industrial_New_Space Heating_Natural Gas_Gas Furnace - Maintenance_A_Achievable Technical Potential | F10 | Industrial | Other Industrial | New | Space Heating | Natural Gas | Gas Furnace - Maintenance | A | Cumulative Energy Savings (MWh or mTherms) | Achievable Technical Potential | 0 | 0 | 2.9636e-05 | 6.5888e-05 | 0.00010167 | 0.00010924 | 0.0001105 | 0.00011213 | 0.00011213 | 0.00011213 | 0.00011213 | 0.00011213 | 0.00011213 | 0.00011213 | 0.00011213 | 0.00011213 | 0.00011213 | 0.00011213 | 0.00011213 | 0.00011213 | 0.00011213 | 0.00011213
F11_Industrial_Other Industrial_New_Space Heating_Natural Gas_Gas Furnace - Maintenance_A_Achievable Technical Potential | F11 | Industrial | Other Industrial | New | Space Heating | Natural Gas | Gas Furnace - Maintenance | A | Cumulative Summer Peak Savings (MW) | Achievable Technical Potential | 0 | 0 | 0 | 0 | 0 | 0 | 0 | 0 | 0 | 0 | 0 | 0 | 0 | 0 | 0 | 0 | 0 | 0 | 0 | 0 | 0 | 0
F12_Industrial_Other Industrial_New_Space Heating_Natural Gas_Gas Furnace - Maintenance_A_Achievable Technical Potential | F12 | Industrial | Other Industrial | New | Space Heating | Natural Gas | Gas Furnace - Maintenance | A | Cumulative Winter Peak Savings (MW) | Achievable Technical Potential | 0 | 0 | 0 | 0 | 0 | 0 | 0 | 0 | 0 | 0 | 0 | 0 | 0 | 0 | 0 | 0 | 0 | 0 | 0 | 0 | 0 | 0
F13_Industrial_Other Industrial_New_Space Heating_Natural Gas_Gas Furnace - Maintenance_A_Achievable Technical Potential | F13 | Industrial | Other Industrial | New | Space Heating | Natural Gas | Gas Furnace - Maintenance | A | Purchases (Incremental) | Achievable Technical Potential | 0 | 0 | 3.5651 | 4.3609 | 4.3048 | 4.4751 | 4.5132 | 4.5004 | 4.4751 | 4.5132 | 4.5004 | 8.0402 | 8.8741 | 8.8052 | 16.0804 | 17.7482 | 17.6104 | 32.1607 | 35.4964 | 35.2208 | 65.2315 | 71.145
F14_Industrial_Other Industrial_New_Space Heating_Natural Gas_Gas Furnace - Maintenance_A_Achievable Technical Potential | F14 | Industrial | Other Industrial | New | Space Heating | Natural Gas | Gas Furnace - Maintenance | A | Purchases (Cumulative) | Achievable Technical Potential | 0 | 0 | 3.5651 | 7.926 | 12.2309 | 13.1409 | 13.2931 | 13.4886 | 13.4886 | 13.4886 | 13.4886 | 13.4886 | 13.4886 | 13.4886 | 13.4886 | 13.4886 | 13.4886 | 13.4886 | 13.4886 | 13.4886 | 13.4886 | 13.4886
F1_Industrial_Other Industrial_New_Space Heating_Natural Gas_Gas Boiler - Hot Water Reset_A_Achievable Technical Potential | F1 | Industrial | Other Industrial | New | Space Heating | Natural Gas | Gas Boiler - Hot Water Reset | A | Original Unit Energy Savings (kWh or therms) | Achievable Technical Potential | 0 | 0 | 7.0954 | 7.0954 | 7.0954 | 7.0954 | 7.0954 | 7.0954 | 7.0954 | 7.0954 | 7.0954 | 7.0954 | 7.0954 | 7.0954 | 7.0954 | 7.0954 | 7.0954 | 7.0954 | 7.0954 | 7.0954 | 7.0954 | 7.0954
F2_Industrial_Other Industrial_New_Space Heating_Natural Gas_Gas Boiler - Hot Water Reset_A_Achievable Technical Potential | F2 | Industrial | Other Industrial | New | Space Heating | Natural Gas | Gas Boiler - Hot Water Reset | A | Original Unit Summer Peak Savings (kW) | Achievable Technical Potential | 0 | 0 | 0 | 0 | 0 | 0 | 0 | 0 | 0 | 0 | 0 | 0 | 0 | 0 | 0 | 0 | 0 | 0 | 0 | 0 | 0 | 0
F3_Industrial_Other Industrial_New_Space Heating_Natural Gas_Gas Boiler - Hot Water Reset_A_Achievable Technical Potential | F3 | Industrial | Other Industrial | New | Space Heating | Natural Gas | Gas Boiler - Hot Water Reset | A | Original Unit Winter Peak Savings (kW) | Achievable Technical Potential | 0 | 0 | 0 | 0 | 0 | 0 | 0 | 0 | 0 | 0 | 0 | 0 | 0 | 0 | 0 | 0 | 0 | 0 | 0 | 0 | 0 | 0
F4_Industrial_Other Industrial_New_Space Heating_Natural Gas_Gas Boiler - Hot Water Reset_A_Achievable Technical Potential | F4 | Industrial | Other Industrial | New | Space Heating | Natural Gas | Gas Boiler - Hot Water Reset | A | Standalone Impact on Baseline Energy (%) | Achievable Technical Potential | 0% | 0% | 0.007431% | 0.01338% | 0.02055% | 0.02836% | 0.03942% | 0.05149% | 0.06451% | 0.07646% | 0.08869% | 0.097% | 0.1018% | 0.1016% | 0.101% | 0.09722% | 0.09271% | 0.08738% | 0.08398% | 0.08013% | 0.07672% | 0.07359%
F5_Industrial_Other Industrial_New_Space Heating_Natural Gas_Gas Boiler - Hot Water Reset_A_Achievable Technical Potential | F5 | Industrial | Other Industrial | New | Space Heating | Natural Gas | Gas Boiler - Hot Water Reset | A | Standalone Impact on Baseline Summer Peak (%) | Achievable Technical Potential | bar: 2019 to 2040
F6_Industrial_Other Industrial_New_Space Heating_Natural Gas_Gas Boiler - Hot Water Reset_A_Achievable Technical Potential | F6 | Industrial | Other Industrial | New | Space Heating | Natural Gas | Gas Boiler - Hot Water Reset | A | Standalone Impact on Baseline Winter Peak (%) | Achievable Technical Potential | bar: 2019 to 2040
F7_Industrial_Other Industrial_New_Space Heating_Natural Gas_Gas Boiler - Hot Water Reset_A_Achievable Technical Potential | F7 | Industrial | Other Industrial | New | Space Heating | Natural Gas | Gas Boiler - Hot Water Reset | A | Incremental Energy Savings (MWh or mTherms) | Achievable Technical Potential | 0 | 0 | 0.0036414 | 0.0078029 | 0.013616 | 0.021097 | 0.027699 | 0.037317 | 0.046282 | 0.053421 | 0.054653 | 0.05124 | 0.042905 | 0.030894 | 0.018923 | 0.009687 | 0.0043419 | 0.001682 | 0.0036414 | 0.0078029 | 0.013616 | 0.021097
F8_Industrial_Other Industrial_New_Space Heating_Natural Gas_Gas Boiler - Hot Water Reset_A_Achievable Technical Potential | F8 | Industrial | Other Industrial | New | Space Heating | Natural Gas | Gas Boiler - Hot Water Reset | A | Incremental Summer Peak Savings (MW) | Achievable Technical Potential | 0 | 0 | 0 | 0 | 0 | 0 | 0 | 0 | 0 | 0 | 0 | 0 | 0 | 0 | 0 | 0 | 0 | 0 | 0 | 0 | 0 | 0
F9_Industrial_Other Industrial_New_Space Heating_Natural Gas_Gas Boiler - Hot Water Reset_A_Achievable Technical Potential | F9 | Industrial | Other Industrial | New | Space Heating | Natural Gas | Gas Boiler - Hot Water Reset | A | Incremental Winter Peak Savings (MW) | Achievable Technical Potential | 0 | 0 | 0 | 0 | 0 | 0 | 0 | 0 | 0 | 0 | 0 | 0 | 0 | 0 | 0 | 0 | 0 | 0 | 0 | 0 | 0 | 0
F10_Industrial_Other Industrial_New_Space Heating_Natural Gas_Gas Boiler - Hot Water Reset_A_Achievable Technical Potential | F10 | Industrial | Other Industrial | New | Space Heating | Natural Gas | Gas Boiler - Hot Water Reset | A | Cumulative Energy Savings (MWh or mTherms) | Achievable Technical Potential | 0 | 0 | 0.0036414 | 0.011444 | 0.02506 | 0.046157 | 0.073857 | 0.11117 | 0.15746 | 0.21088 | 0.26553 | 0.31677 | 0.35968 | 0.39057 | 0.40949 | 0.41918 | 0.42352 | 0.4252 | 0.4252 | 0.4252 | 0.4252 | 0.4252
F11_Industrial_Other Industrial_New_Space Heating_Natural Gas_Gas Boiler - Hot Water Reset_A_Achievable Technical Potential | F11 | Industrial | Other Industrial | New | Space Heating | Natural Gas | Gas Boiler - Hot Water Reset | A | Cumulative Summer Peak Savings (MW) | Achievable Technical Potential | 0 | 0 | 0 | 0 | 0 | 0 | 0 | 0 | 0 | 0 | 0 | 0 | 0 | 0 | 0 | 0 | 0 | 0 | 0 | 0 | 0 | 0
F12_Industrial_Other Industrial_New_Space Heating_Natural Gas_Gas Boiler - Hot Water Reset_A_Achievable Technical Potential | F12 | Industrial | Other Industrial | New | Space Heating | Natural Gas | Gas Boiler - Hot Water Reset | A | Cumulative Winter Peak Savings (MW) | Achievable Technical Potential | 0 | 0 | 0 | 0 | 0 | 0 | 0 | 0 | 0 | 0 | 0 | 0 | 0 | 0 | 0 | 0 | 0 | 0 | 0 | 0 | 0 | 0
F13_Industrial_Other Industrial_New_Space Heating_Natural Gas_Gas Boiler - Hot Water Reset_A_Achievable Technical Potential | F13 | Industrial | Other Industrial | New | Space Heating | Natural Gas | Gas Boiler - Hot Water Reset | A | Purchases (Incremental) | Achievable Technical Potential | 0 | 0 | 0.51321 | 1.0997 | 1.9189 | 2.9734 | 3.9039 | 5.2594 | 6.5228 | 7.529 | 7.7026 | 7.2216 | 6.047 | 4.3541 | 2.6669 | 1.3653 | 0.61193 | 0.23705 | 0.51321 | 1.0997 | 1.9189 | 2.9734
F14_Industrial_Other Industrial_New_Space Heating_Natural Gas_Gas Boiler - Hot Water Reset_A_Achievable Technical Potential | F14 | Industrial | Other Industrial | New | Space Heating | Natural Gas | Gas Boiler - Hot Water Reset | A | Purchases (Cumulative) | Achievable Technical Potential | 0 | 0 | 0.51321 | 1.6129 | 3.5319 | 6.5053 | 10.4091 | 15.6685 | 22.1914 | 29.7204 | 37.423 | 44.6446 | 50.6916 | 55.0457 | 57.7126 | 59.0778 | 59.6898 | 59.9268 | 59.9268 | 59.9268 | 59.9268 | 59.9268
F1_Industrial_Other Industrial_New_Process_Natural Gas_Gas Boiler - Hot Water Reset_A_Achievable Technical Potential | F1 | Industrial | Other Industrial | New | Process | Natural Gas | Gas Boiler - Hot Water Reset | A | Original Unit Energy Savings (kWh or therms) | Achievable Technical Potential | 0 | 0 | 2.8289 | 2.8289 | 2.8289 | 2.8289 | 2.8289 | 2.8289 | 2.8289 | 2.8289 | 2.8289 | 2.8289 | 2.8289 | 2.8289 | 2.8289 | 2.8289 | 2.8289 | 2.8289 | 2.8289 | 2.8289 | 2.8289 | 2.8289
F2_Industrial_Other Industrial_New_Process_Natural Gas_Gas Boiler - Hot Water Reset_A_Achievable Technical Potential | F2 | Industrial | Other Industrial | New | Process | Natural Gas | Gas Boiler - Hot Water Reset | A | Original Unit Summer Peak Savings (kW) | Achievable Technical Potential | 0 | 0 | 0 | 0 | 0 | 0 | 0 | 0 | 0 | 0 | 0 | 0 | 0 | 0 | 0 | 0 | 0 | 0 | 0 | 0 | 0 | 0
F3_Industrial_Other Industrial_New_Process_Natural Gas_Gas Boiler - Hot Water Reset_A_Achievable Technical Potential | F3 | Industrial | Other Industrial | New | Process | Natural Gas | Gas Boiler - Hot Water Reset | A | Original Unit Winter Peak Savings (kW) | Achievable Technical Potential | 0 | 0 | 0 | 0 | 0 | 0 | 0 | 0 | 0 | 0 | 0 | 0 | 0 | 0 | 0 | 0 | 0 | 0 | 0 | 0 | 0 | 0
F4_Industrial_Other Industrial_New_Process_Natural Gas_Gas Boiler - Hot Water Reset_A_Achievable Technical Potential | F4 | Industrial | Other Industrial | New | Process | Natural Gas | Gas Boiler - Hot Water Reset | A | Standalone Impact on Baseline Energy (%) | Achievable Technical Potential | 0% | 0% | 0.01976% | 0.03558% | 0.05463% | 0.07539% | 0.1048% | 0.1369% | 0.1715% | 0.2033% | 0.2358% | 0.2579% | 0.2706% | 0.2701% | 0.2684% | 0.2584% | 0.2465% | 0.2323% | 0.2233% | 0.213% | 0.204% | 0.1956%
F5_Industrial_Other Industrial_New_Process_Natural Gas_Gas Boiler - Hot Water Reset_A_Achievable Technical Potential | F5 | Industrial | Other Industrial | New | Process | Natural Gas | Gas Boiler - Hot Water Reset | A | Standalone Impact on Baseline Summer Peak (%) | Achievable Technical Potential | bar: 2019 to 2040
F6_Industrial_Other Industrial_New_Process_Natural Gas_Gas Boiler - Hot Water Reset_A_Achievable Technical Potential | F6 | Industrial | Other Industrial | New | Process | Natural Gas | Gas Boiler - Hot Water Reset | A | Standalone Impact on Baseline Winter Peak (%) | Achievable Technical Potential | bar: 2019 to 2040
F7_Industrial_Other Industrial_New_Process_Natural Gas_Gas Boiler - Hot Water Reset_A_Achievable Technical Potential | F7 | Industrial | Other Industrial | New | Process | Natural Gas | Gas Boiler - Hot Water Reset | A | Incremental Energy Savings (MWh or mTherms) | Achievable Technical Potential | 0 | 0 | 0.021021 | 0.045044 | 0.078599 | 0.12179 | 0.1599 | 0.21542 | 0.26717 | 0.30839 | 0.3155 | 0.2958 | 0.24768 | 0.17834 | 0.10924 | 0.055921 | 0.025065 | 0.0097095 | 0.021021 | 0.045044 | 0.078599 | 0.12179
F8_Industrial_Other Industrial_New_Process_Natural Gas_Gas Boiler - Hot Water Reset_A_Achievable Technical Potential | F8 | Industrial | Other Industrial | New | Process | Natural Gas | Gas Boiler - Hot Water Reset | A | Incremental Summer Peak Savings (MW) | Achievable Technical Potential | 0 | 0 | 0 | 0 | 0 | 0 | 0 | 0 | 0 | 0 | 0 | 0 | 0 | 0 | 0 | 0 | 0 | 0 | 0 | 0 | 0 | 0
F9_Industrial_Other Industrial_New_Process_Natural Gas_Gas Boiler - Hot Water Reset_A_Achievable Technical Potential | F9 | Industrial | Other Industrial | New | Process | Natural Gas | Gas Boiler - Hot Water Reset | A | Incremental Winter Peak Savings (MW) | Achievable Technical Potential | 0 | 0 | 0 | 0 | 0 | 0 | 0 | 0 | 0 | 0 | 0 | 0 | 0 | 0 | 0 | 0 | 0 | 0 | 0 | 0 | 0 | 0
F10_Industrial_Other Industrial_New_Process_Natural Gas_Gas Boiler - Hot Water Reset_A_Achievable Technical Potential | F10 | Industrial | Other Industrial | New | Process | Natural Gas | Gas Boiler - Hot Water Reset | A | Cumulative Energy Savings (MWh or mTherms) | Achievable Technical Potential | 0 | 0 | 0.021021 | 0.066065 | 0.14466 | 0.26645 | 0.42636 | 0.64178 | 0.90895 | 1.2173 | 1.5328 | 1.8286 | 2.0763 | 2.2547 | 2.3639 | 2.4198 | 2.4449 | 2.4546 | 2.4546 | 2.4546 | 2.4546 | 2.4546
F11_Industrial_Other Industrial_New_Process_Natural Gas_Gas Boiler - Hot Water Reset_A_Achievable Technical Potential | F11 | Industrial | Other Industrial | New | Process | Natural Gas | Gas Boiler - Hot Water Reset | A | Cumulative Summer Peak Savings (MW) | Achievable Technical Potential | 0 | 0 | 0 | 0 | 0 | 0 | 0 | 0 | 0 | 0 | 0 | 0 | 0 | 0 | 0 | 0 | 0 | 0 | 0 | 0 | 0 | 0
F12_Industrial_Other Industrial_New_Process_Natural Gas_Gas Boiler - Hot Water Reset_A_Achievable Technical Potential | F12 | Industrial | Other Industrial | New | Process | Natural Gas | Gas Boiler - Hot Water Reset | A | Cumulative Winter Peak Savings (MW) | Achievable Technical Potential | 0 | 0 | 0 | 0 | 0 | 0 | 0 | 0 | 0 | 0 | 0 | 0 | 0 | 0 | 0 | 0 | 0 | 0 | 0 | 0 | 0 | 0
F13_Industrial_Other Industrial_New_Process_Natural Gas_Gas Boiler - Hot Water Reset_A_Achievable Technical Potential | F13 | Industrial | Other Industrial | New | Process | Natural Gas | Gas Boiler - Hot Water Reset | A | Purchases (Incremental) | Achievable Technical Potential | 0 | 0 | 7.4309 | 15.923 | 27.7847 | 43.0525 | 56.5249 | 76.1521 | 94.4453 | 109.0139 | 111.528 | 104.5633 | 87.5553 | 63.0435 | 38.6148 | 19.7678 | 8.8603 | 3.4323 | 7.4309 | 15.923 | 27.7847 | 43.0525
F14_Industrial_Other Industrial_New_Process_Natural Gas_Gas Boiler - Hot Water Reset_A_Achievable Technical Potential | F14 | Industrial | Other Industrial | New | Process | Natural Gas | Gas Boiler - Hot Water Reset | A | Purchases (Cumulative) | Achievable Technical Potential | 0 | 0 | 7.4309 | 23.3539 | 51.1386 | 94.1911 | 150.7159 | 226.868 | 321.3133 | 430.3272 | 541.8552 | 646.4186 | 733.9739 | 797.0174 | 835.6322 | 855.4 | 864.2603 | 867.6926 | 867.6926 | 867.6926 | 867.6926 | 867.6926
F1_Industrial_Other Industrial_New_Space Heating_Natural Gas_Steam Trap Maintenance_A_Achievable Technical Potential | F1 | Industrial | Other Industrial | New | Space Heating | Natural Gas | Steam Trap Maintenance | A | Original Unit Energy Savings (kWh or therms) | Achievable Technical Potential | 0 | 0 | 2.5066 | 2.5066 | 2.5066 | 2.5066 | 2.5066 | 2.5066 | 2.5066 | 2.5066 | 2.5066 | 2.5066 | 2.5066 | 2.5066 | 2.5066 | 2.5066 | 2.5066 | 2.5066 | 2.5066 | 2.5066 | 2.5066 | 2.5066
F2_Industrial_Other Industrial_New_Space Heating_Natural Gas_Steam Trap Maintenance_A_Achievable Technical Potential | F2 | Industrial | Other Industrial | New | Space Heating | Natural Gas | Steam Trap Maintenance | A | Original Unit Summer Peak Savings (kW) | Achievable Technical Potential | 0 | 0 | 0 | 0 | 0 | 0 | 0 | 0 | 0 | 0 | 0 | 0 | 0 | 0 | 0 | 0 | 0 | 0 | 0 | 0 | 0 | 0
F3_Industrial_Other Industrial_New_Space Heating_Natural Gas_Steam Trap Maintenance_A_Achievable Technical Potential | F3 | Industrial | Other Industrial | New | Space Heating | Natural Gas | Steam Trap Maintenance | A | Original Unit Winter Peak Savings (kW) | Achievable Technical Potential | 0 | 0 | 0 | 0 | 0 | 0 | 0 | 0 | 0 | 0 | 0 | 0 | 0 | 0 | 0 | 0 | 0 | 0 | 0 | 0 | 0 | 0
F4_Industrial_Other Industrial_New_Space Heating_Natural Gas_Steam Trap Maintenance_A_Achievable Technical Potential | F4 | Industrial | Other Industrial | New | Space Heating | Natural Gas | Steam Trap Maintenance | A | Standalone Impact on Baseline Energy (%) | Achievable Technical Potential | bar: 2019 to 2040
F5_Industrial_Other Industrial_New_Space Heating_Natural Gas_Steam Trap Maintenance_A_Achievable Technical Potential | F5 | Industrial | Other Industrial | New | Space Heating | Natural Gas | Steam Trap Maintenance | A | Standalone Impact on Baseline Summer Peak (%) | Achievable Technical Potential | bar: 2019 to 2040
F6_Industrial_Other Industrial_New_Space Heating_Natural Gas_Steam Trap Maintenance_A_Achievable Technical Potential | F6 | Industrial | Other Industrial | New | Space Heating | Natural Gas | Steam Trap Maintenance | A | Standalone Impact on Baseline Winter Peak (%) | Achievable Technical Potential | bar: 2019 to 2040
F7_Industrial_Other Industrial_New_Space Heating_Natural Gas_Steam Trap Maintenance_A_Achievable Technical Potential | F7 | Industrial | Other Industrial | New | Space Heating | Natural Gas | Steam Trap Maintenance | A | Incremental Energy Savings (MWh or mTherms) | Achievable Technical Potential | 0 | 0 | 0 | 0 | 0 | 0 | 0 | 0 | 0 | 0 | 0 | 0 | 0 | 0 | 0 | 0 | 0 | 0 | 0 | 0 | 0 | 0
F8_Industrial_Other Industrial_New_Space Heating_Natural Gas_Steam Trap Maintenance_A_Achievable Technical Potential | F8 | Industrial | Other Industrial | New | Space Heating | Natural Gas | Steam Trap Maintenance | A | Incremental Summer Peak Savings (MW) | Achievable Technical Potential | 0 | 0 | 0 | 0 | 0 | 0 | 0 | 0 | 0 | 0 | 0 | 0 | 0 | 0 | 0 | 0 | 0 | 0 | 0 | 0 | 0 | 0
F9_Industrial_Other Industrial_New_Space Heating_Natural Gas_Steam Trap Maintenance_A_Achievable Technical Potential | F9 | Industrial | Other Industrial | New | Space Heating | Natural Gas | Steam Trap Maintenance | A | Incremental Winter Peak Savings (MW) | Achievable Technical Potential | 0 | 0 | 0 | 0 | 0 | 0 | 0 | 0 | 0 | 0 | 0 | 0 | 0 | 0 | 0 | 0 | 0 | 0 | 0 | 0 | 0 | 0
F10_Industrial_Other Industrial_New_Space Heating_Natural Gas_Steam Trap Maintenance_A_Achievable Technical Potential | F10 | Industrial | Other Industrial | New | Space Heating | Natural Gas | Steam Trap Maintenance | A | Cumulative Energy Savings (MWh or mTherms) | Achievable Technical Potential | 0 | 0 | 0 | 0 | 0 | 0 | 0 | 0 | 0 | 0 | 0 | 0 | 0 | 0 | 0 | 0 | 0 | 0 | 0 | 0 | 0 | 0
F11_Industrial_Other Industrial_New_Space Heating_Natural Gas_Steam Trap Maintenance_A_Achievable Technical Potential | F11 | Industrial | Other Industrial | New | Space Heating | Natural Gas | Steam Trap Maintenance | A | Cumulative Summer Peak Savings (MW) | Achievable Technical Potential | 0 | 0 | 0 | 0 | 0 | 0 | 0 | 0 | 0 | 0 | 0 | 0 | 0 | 0 | 0 | 0 | 0 | 0 | 0 | 0 | 0 | 0
F12_Industrial_Other Industrial_New_Space Heating_Natural Gas_Steam Trap Maintenance_A_Achievable Technical Potential | F12 | Industrial | Other Industrial | New | Space Heating | Natural Gas | Steam Trap Maintenance | A | Cumulative Winter Peak Savings (MW) | Achievable Technical Potential | 0 | 0 | 0 | 0 | 0 | 0 | 0 | 0 | 0 | 0 | 0 | 0 | 0 | 0 | 0 | 0 | 0 | 0 | 0 | 0 | 0 | 0
F13_Industrial_Other Industrial_New_Space Heating_Natural Gas_Steam Trap Maintenance_A_Achievable Technical Potential | F13 | Industrial | Other Industrial | New | Space Heating | Natural Gas | Steam Trap Maintenance | A | Purchases (Incremental) | Achievable Technical Potential | 0 | 0 | 0 | 0 | 0 | 0 | 0 | 0 | 0 | 0 | 0 | 0 | 0 | 0 | 0 | 0 | 0 | 0 | 0 | 0 | 0 | 0
F14_Industrial_Other Industrial_New_Space Heating_Natural Gas_Steam Trap Maintenance_A_Achievable Technical Potential | F14 | Industrial | Other Industrial | New | Space Heating | Natural Gas | Steam Trap Maintenance | A | Purchases (Cumulative) | Achievable Technical Potential | 0 | 0 | 0 | 0 | 0 | 0 | 0 | 0 | 0 | 0 | 0 | 0 | 0 | 0 | 0 | 0 | 0 | 0 | 0 | 0 | 0 | 0
F1_Industrial_Other Industrial_New_Process_Natural Gas_Steam Trap Maintenance_A_Achievable Technical Potential | F1 | Industrial | Other Industrial | New | Process | Natural Gas | Steam Trap Maintenance | A | Original Unit Energy Savings (kWh or therms) | Achievable Technical Potential | 0 | 0 | 1.9988 | 1.9988 | 1.9988 | 1.9988 | 1.9988 | 1.9988 | 1.9988 | 1.9988 | 1.9988 | 1.9988 | 1.9988 | 1.9988 | 1.9988 | 1.9988 | 1.9988 | 1.9988 | 1.9988 | 1.9988 | 1.9988 | 1.9988
F2_Industrial_Other Industrial_New_Process_Natural Gas_Steam Trap Maintenance_A_Achievable Technical Potential | F2 | Industrial | Other Industrial | New | Process | Natural Gas | Steam Trap Maintenance | A | Original Unit Summer Peak Savings (kW) | Achievable Technical Potential | 0 | 0 | 0 | 0 | 0 | 0 | 0 | 0 | 0 | 0 | 0 | 0 | 0 | 0 | 0 | 0 | 0 | 0 | 0 | 0 | 0 | 0
F3_Industrial_Other Industrial_New_Process_Natural Gas_Steam Trap Maintenance_A_Achievable Technical Potential | F3 | Industrial | Other Industrial | New | Process | Natural Gas | Steam Trap Maintenance | A | Original Unit Winter Peak Savings (kW) | Achievable Technical Potential | 0 | 0 | 0 | 0 | 0 | 0 | 0 | 0 | 0 | 0 | 0 | 0 | 0 | 0 | 0 | 0 | 0 | 0 | 0 | 0 | 0 | 0
F4_Industrial_Other Industrial_New_Process_Natural Gas_Steam Trap Maintenance_A_Achievable Technical Potential | F4 | Industrial | Other Industrial | New | Process | Natural Gas | Steam Trap Maintenance | A | Standalone Impact on Baseline Energy (%) | Achievable Technical Potential | bar: 2019 to 2040
F5_Industrial_Other Industrial_New_Process_Natural Gas_Steam Trap Maintenance_A_Achievable Technical Potential | F5 | Industrial | Other Industrial | New | Process | Natural Gas | Steam Trap Maintenance | A | Standalone Impact on Baseline Summer Peak (%) | Achievable Technical Potential | bar: 2019 to 2040
F6_Industrial_Other Industrial_New_Process_Natural Gas_Steam Trap Maintenance_A_Achievable Technical Potential | F6 | Industrial | Other Industrial | New | Process | Natural Gas | Steam Trap Maintenance | A | Standalone Impact on Baseline Winter Peak (%) | Achievable Technical Potential | bar: 2019 to 2040
F7_Industrial_Other Industrial_New_Process_Natural Gas_Steam Trap Maintenance_A_Achievable Technical Potential | F7 | Industrial | Other Industrial | New | Process | Natural Gas | Steam Trap Maintenance | A | Incremental Energy Savings (MWh or mTherms) | Achievable Technical Potential | 0 | 0 | 0 | 0 | 0 | 0 | 0 | 0 | 0 | 0 | 0 | 0 | 0 | 0 | 0 | 0 | 0 | 0 | 0 | 0 | 0 | 0
F8_Industrial_Other Industrial_New_Process_Natural Gas_Steam Trap Maintenance_A_Achievable Technical Potential | F8 | Industrial | Other Industrial | New | Process | Natural Gas | Steam Trap Maintenance | A | Incremental Summer Peak Savings (MW) | Achievable Technical Potential | 0 | 0 | 0 | 0 | 0 | 0 | 0 | 0 | 0 | 0 | 0 | 0 | 0 | 0 | 0 | 0 | 0 | 0 | 0 | 0 | 0 | 0
F9_Industrial_Other Industrial_New_Process_Natural Gas_Steam Trap Maintenance_A_Achievable Technical Potential | F9 | Industrial | Other Industrial | New | Process | Natural Gas | Steam Trap Maintenance | A | Incremental Winter Peak Savings (MW) | Achievable Technical Potential | 0 | 0 | 0 | 0 | 0 | 0 | 0 | 0 | 0 | 0 | 0 | 0 | 0 | 0 | 0 | 0 | 0 | 0 | 0 | 0 | 0 | 0
F10_Industrial_Other Industrial_New_Process_Natural Gas_Steam Trap Maintenance_A_Achievable Technical Potential | F10 | Industrial | Other Industrial | New | Process | Natural Gas | Steam Trap Maintenance | A | Cumulative Energy Savings (MWh or mTherms) | Achievable Technical Potential | 0 | 0 | 0 | 0 | 0 | 0 | 0 | 0 | 0 | 0 | 0 | 0 | 0 | 0 | 0 | 0 | 0 | 0 | 0 | 0 | 0 | 0
F11_Industrial_Other Industrial_New_Process_Natural Gas_Steam Trap Maintenance_A_Achievable Technical Potential | F11 | Industrial | Other Industrial | New | Process | Natural Gas | Steam Trap Maintenance | A | Cumulative Summer Peak Savings (MW) | Achievable Technical Potential | 0 | 0 | 0 | 0 | 0 | 0 | 0 | 0 | 0 | 0 | 0 | 0 | 0 | 0 | 0 | 0 | 0 | 0 | 0 | 0 | 0 | 0
F12_Industrial_Other Industrial_New_Process_Natural Gas_Steam Trap Maintenance_A_Achievable Technical Potential | F12 | Industrial | Other Industrial | New | Process | Natural Gas | Steam Trap Maintenance | A | Cumulative Winter Peak Savings (MW) | Achievable Technical Potential | 0 | 0 | 0 | 0 | 0 | 0 | 0 | 0 | 0 | 0 | 0 | 0 | 0 | 0 | 0 | 0 | 0 | 0 | 0 | 0 | 0 | 0
F13_Industrial_Other Industrial_New_Process_Natural Gas_Steam Trap Maintenance_A_Achievable Technical Potential | F13 | Industrial | Other Industrial | New | Process | Natural Gas | Steam Trap Maintenance | A | Purchases (Incremental) | Achievable Technical Potential | 0 | 0 | 0 | 0 | 0 | 0 | 0 | 0 | 0 | 0 | 0 | 0 | 0 | 0 | 0 | 0 | 0 | 0 | 0 | 0 | 0 | 0
F14_Industrial_Other Industrial_New_Process_Natural Gas_Steam Trap Maintenance_A_Achievable Technical Potential | F14 | Industrial | Other Industrial | New | Process | Natural Gas | Steam Trap Maintenance | A | Purchases (Cumulative) | Achievable Technical Potential | 0 | 0 | 0 | 0 | 0 | 0 | 0 | 0 | 0 | 0 | 0 | 0 | 0 | 0 | 0 | 0 | 0 | 0 | 0 | 0 | 0 | 0
F1_Industrial_Other Industrial_New_Space Heating_Natural Gas_Gas Boiler - High Turndown_A_Achievable Technical Potential | F1 | Industrial | Other Industrial | New | Space Heating | Natural Gas | Gas Boiler - High Turndown | A | Original Unit Energy Savings (kWh or therms) | Achievable Technical Potential | 0 | 0 | 2.6608 | 2.6608 | 2.6608 | 2.6608 | 2.6608 | 2.6608 | 2.6608 | 2.6608 | 2.6608 | 2.6608 | 2.6608 | 2.6608 | 2.6608 | 2.6608 | 2.6608 | 2.6608 | 2.6608 | 2.6608 | 2.6608 | 2.6608
F2_Industrial_Other Industrial_New_Space Heating_Natural Gas_Gas Boiler - High Turndown_A_Achievable Technical Potential | F2 | Industrial | Other Industrial | New | Space Heating | Natural Gas | Gas Boiler - High Turndown | A | Original Unit Summer Peak Savings (kW) | Achievable Technical Potential | 0 | 0 | 0 | 0 | 0 | 0 | 0 | 0 | 0 | 0 | 0 | 0 | 0 | 0 | 0 | 0 | 0 | 0 | 0 | 0 | 0 | 0
F3_Industrial_Other Industrial_New_Space Heating_Natural Gas_Gas Boiler - High Turndown_A_Achievable Technical Potential | F3 | Industrial | Other Industrial | New | Space Heating | Natural Gas | Gas Boiler - High Turndown | A | Original Unit Winter Peak Savings (kW) | Achievable Technical Potential | 0 | 0 | 0 | 0 | 0 | 0 | 0 | 0 | 0 | 0 | 0 | 0 | 0 | 0 | 0 | 0 | 0 | 0 | 0 | 0 | 0 | 0
F4_Industrial_Other Industrial_New_Space Heating_Natural Gas_Gas Boiler - High Turndown_A_Achievable Technical Potential | F4 | Industrial | Other Industrial | New | Space Heating | Natural Gas | Gas Boiler - High Turndown | A | Standalone Impact on Baseline Energy (%) | Achievable Technical Potential | 0% | 0% | 0.004253% | 0.00669% | 0.008944% | 0.01095% | 0.01377% | 0.01578% | 0.01702% | 0.01751% | 0.01809% | 0.01815% | 0.01803% | 0.01758% | 0.01746% | 0.01707% | 0.01662% | 0.01561% | 0.015% | 0.01431% | 0.0137% | 0.01314%
F5_Industrial_Other Industrial_New_Space Heating_Natural Gas_Gas Boiler - High Turndown_A_Achievable Technical Potential | F5 | Industrial | Other Industrial | New | Space Heating | Natural Gas | Gas Boiler - High Turndown | A | Standalone Impact on Baseline Summer Peak (%) | Achievable Technical Potential | bar: 2019 to 2040
F6_Industrial_Other Industrial_New_Space Heating_Natural Gas_Gas Boiler - High Turndown_A_Achievable Technical Potential | F6 | Industrial | Other Industrial | New | Space Heating | Natural Gas | Gas Boiler - High Turndown | A | Standalone Impact on Baseline Winter Peak (%) | Achievable Technical Potential | bar: 2019 to 2040
F7_Industrial_Other Industrial_New_Space Heating_Natural Gas_Gas Boiler - High Turndown_A_Achievable Technical Potential | F7 | Industrial | Other Industrial | New | Space Heating | Natural Gas | Gas Boiler - High Turndown | A | Incremental Energy Savings (MWh or mTherms) | Achievable Technical Potential | 0 | 0 | 0.002084 | 0.003637 | 0.0051862 | 0.0069226 | 0.0079683 | 0.008264 | 0.0074742 | 0.006756 | 0.0058675 | 0.0051198 | 0.0044319 | 0.0038574 | 0.0032553 | 0.0027689 | 0.0023467 | 0.002084 | 0.003637 | 0.0051862 | 0.0069226 | 0.0079683
F8_Industrial_Other Industrial_New_Space Heating_Natural Gas_Gas Boiler - High Turndown_A_Achievable Technical Potential | F8 | Industrial | Other Industrial | New | Space Heating | Natural Gas | Gas Boiler - High Turndown | A | Incremental Summer Peak Savings (MW) | Achievable Technical Potential | 0 | 0 | 0 | 0 | 0 | 0 | 0 | 0 | 0 | 0 | 0 | 0 | 0 | 0 | 0 | 0 | 0 | 0 | 0 | 0 | 0 | 0
F9_Industrial_Other Industrial_New_Space Heating_Natural Gas_Gas Boiler - High Turndown_A_Achievable Technical Potential | F9 | Industrial | Other Industrial | New | Space Heating | Natural Gas | Gas Boiler - High Turndown | A | Incremental Winter Peak Savings (MW) | Achievable Technical Potential | 0 | 0 | 0 | 0 | 0 | 0 | 0 | 0 | 0 | 0 | 0 | 0 | 0 | 0 | 0 | 0 | 0 | 0 | 0 | 0 | 0 | 0
F10_Industrial_Other Industrial_New_Space Heating_Natural Gas_Gas Boiler - High Turndown_A_Achievable Technical Potential | F10 | Industrial | Other Industrial | New | Space Heating | Natural Gas | Gas Boiler - High Turndown | A | Cumulative Energy Savings (MWh or mTherms) | Achievable Technical Potential | 0 | 0 | 0.002084 | 0.005721 | 0.010907 | 0.01783 | 0.025798 | 0.034062 | 0.041536 | 0.048292 | 0.05416 | 0.059279 | 0.063711 | 0.067569 | 0.070824 | 0.073593 | 0.07594 | 0.07594 | 0.07594 | 0.07594 | 0.07594 | 0.07594
F11_Industrial_Other Industrial_New_Space Heating_Natural Gas_Gas Boiler - High Turndown_A_Achievable Technical Potential | F11 | Industrial | Other Industrial | New | Space Heating | Natural Gas | Gas Boiler - High Turndown | A | Cumulative Summer Peak Savings (MW) | Achievable Technical Potential | 0 | 0 | 0 | 0 | 0 | 0 | 0 | 0 | 0 | 0 | 0 | 0 | 0 | 0 | 0 | 0 | 0 | 0 | 0 | 0 | 0 | 0
F12_Industrial_Other Industrial_New_Space Heating_Natural Gas_Gas Boiler - High Turndown_A_Achievable Technical Potential | F12 | Industrial | Other Industrial | New | Space Heating | Natural Gas | Gas Boiler - High Turndown | A | Cumulative Winter Peak Savings (MW) | Achievable Technical Potential | 0 | 0 | 0 | 0 | 0 | 0 | 0 | 0 | 0 | 0 | 0 | 0 | 0 | 0 | 0 | 0 | 0 | 0 | 0 | 0 | 0 | 0
F13_Industrial_Other Industrial_New_Space Heating_Natural Gas_Gas Boiler - High Turndown_A_Achievable Technical Potential | F13 | Industrial | Other Industrial | New | Space Heating | Natural Gas | Gas Boiler - High Turndown | A | Purchases (Incremental) | Achievable Technical Potential | 0 | 0 | 0.78324 | 1.3669 | 1.9491 | 2.6017 | 2.9947 | 3.1059 | 2.809 | 2.5391 | 2.2052 | 1.9242 | 1.6657 | 1.4497 | 1.2234 | 1.0406 | 0.88198 | 0.78324 | 1.3669 | 1.9491 | 2.6017 | 2.9947
F14_Industrial_Other Industrial_New_Space Heating_Natural Gas_Gas Boiler - High Turndown_A_Achievable Technical Potential | F14 | Industrial | Other Industrial | New | Space Heating | Natural Gas | Gas Boiler - High Turndown | A | Purchases (Cumulative) | Achievable Technical Potential | 0 | 0 | 0.78324 | 2.1501 | 4.0993 | 6.701 | 9.6957 | 12.8016 | 15.6106 | 18.1498 | 20.355 | 22.2791 | 23.9448 | 25.3945 | 26.618 | 27.6586 | 28.5406 | 28.5406 | 28.5406 | 28.5406 | 28.5406 | 28.5406
F1_Industrial_Other Industrial_New_Process_Natural Gas_Gas Boiler - High Turndown_A_Achievable Technical Potential | F1 | Industrial | Other Industrial | New | Process | Natural Gas | Gas Boiler - High Turndown | A | Original Unit Energy Savings (kWh or therms) | Achievable Technical Potential | 0 | 0 | 2.1216 | 2.1216 | 2.1216 | 2.1216 | 2.1216 | 2.1216 | 2.1216 | 2.1216 | 2.1216 | 2.1216 | 2.1216 | 2.1216 | 2.1216 | 2.1216 | 2.1216 | 2.1216 | 2.1216 | 2.1216 | 2.1216 | 2.1216
F2_Industrial_Other Industrial_New_Process_Natural Gas_Gas Boiler - High Turndown_A_Achievable Technical Potential | F2 | Industrial | Other Industrial | New | Process | Natural Gas | Gas Boiler - High Turndown | A | Original Unit Summer Peak Savings (kW) | Achievable Technical Potential | 0 | 0 | 0 | 0 | 0 | 0 | 0 | 0 | 0 | 0 | 0 | 0 | 0 | 0 | 0 | 0 | 0 | 0 | 0 | 0 | 0 | 0
F3_Industrial_Other Industrial_New_Process_Natural Gas_Gas Boiler - High Turndown_A_Achievable Technical Potential | F3 | Industrial | Other Industrial | New | Process | Natural Gas | Gas Boiler - High Turndown | A | Original Unit Winter Peak Savings (kW) | Achievable Technical Potential | 0 | 0 | 0 | 0 | 0 | 0 | 0 | 0 | 0 | 0 | 0 | 0 | 0 | 0 | 0 | 0 | 0 | 0 | 0 | 0 | 0 | 0
F4_Industrial_Other Industrial_New_Process_Natural Gas_Gas Boiler - High Turndown_A_Achievable Technical Potential | F4 | Industrial | Other Industrial | New | Process | Natural Gas | Gas Boiler - High Turndown | A | Standalone Impact on Baseline Energy (%) | Achievable Technical Potential | 0% | 0% | 0.02261% | 0.03557% | 0.04756% | 0.05824% | 0.07321% | 0.08388% | 0.09048% | 0.0931% | 0.09618% | 0.09652% | 0.09587% | 0.09345% | 0.09286% | 0.09075% | 0.08839% | 0.08297% | 0.07974% | 0.0761% | 0.07285% | 0.06988%
F5_Industrial_Other Industrial_New_Process_Natural Gas_Gas Boiler - High Turndown_A_Achievable Technical Potential | F5 | Industrial | Other Industrial | New | Process | Natural Gas | Gas Boiler - High Turndown | A | Standalone Impact on Baseline Summer Peak (%) | Achievable Technical Potential | bar: 2019 to 2040
F6_Industrial_Other Industrial_New_Process_Natural Gas_Gas Boiler - High Turndown_A_Achievable Technical Potential | F6 | Industrial | Other Industrial | New | Process | Natural Gas | Gas Boiler - High Turndown | A | Standalone Impact on Baseline Winter Peak (%) | Achievable Technical Potential | bar: 2019 to 2040
F7_Industrial_Other Industrial_New_Process_Natural Gas_Gas Boiler - High Turndown_A_Achievable Technical Potential | F7 | Industrial | Other Industrial | New | Process | Natural Gas | Gas Boiler - High Turndown | A | Incremental Energy Savings (MWh or mTherms) | Achievable Technical Potential | 0 | 0 | 0.024061 | 0.041991 | 0.059877 | 0.079924 | 0.091998 | 0.095412 | 0.086293 | 0.078001 | 0.067743 | 0.05911 | 0.051169 | 0.044536 | 0.037584 | 0.031968 | 0.027094 | 0.024061 | 0.041991 | 0.059877 | 0.079924 | 0.091998
F8_Industrial_Other Industrial_New_Process_Natural Gas_Gas Boiler - High Turndown_A_Achievable Technical Potential | F8 | Industrial | Other Industrial | New | Process | Natural Gas | Gas Boiler - High Turndown | A | Incremental Summer Peak Savings (MW) | Achievable Technical Potential | 0 | 0 | 0 | 0 | 0 | 0 | 0 | 0 | 0 | 0 | 0 | 0 | 0 | 0 | 0 | 0 | 0 | 0 | 0 | 0 | 0 | 0
F9_Industrial_Other Industrial_New_Process_Natural Gas_Gas Boiler - High Turndown_A_Achievable Technical Potential | F9 | Industrial | Other Industrial | New | Process | Natural Gas | Gas Boiler - High Turndown | A | Incremental Winter Peak Savings (MW) | Achievable Technical Potential | 0 | 0 | 0 | 0 | 0 | 0 | 0 | 0 | 0 | 0 | 0 | 0 | 0 | 0 | 0 | 0 | 0 | 0 | 0 | 0 | 0 | 0
F10_Industrial_Other Industrial_New_Process_Natural Gas_Gas Boiler - High Turndown_A_Achievable Technical Potential | F10 | Industrial | Other Industrial | New | Process | Natural Gas | Gas Boiler - High Turndown | A | Cumulative Energy Savings (MWh or mTherms) | Achievable Technical Potential | 0 | 0 | 0.024061 | 0.066052 | 0.12593 | 0.20585 | 0.29785 | 0.39326 | 0.47956 | 0.55756 | 0.6253 | 0.68441 | 0.73558 | 0.78011 | 0.8177 | 0.84967 | 0.87676 | 0.87676 | 0.87676 | 0.87676 | 0.87676 | 0.87676
F11_Industrial_Other Industrial_New_Process_Natural Gas_Gas Boiler - High Turndown_A_Achievable Technical Potential | F11 | Industrial | Other Industrial | New | Process | Natural Gas | Gas Boiler - High Turndown | A | Cumulative Summer Peak Savings (MW) | Achievable Technical Potential | 0 | 0 | 0 | 0 | 0 | 0 | 0 | 0 | 0 | 0 | 0 | 0 | 0 | 0 | 0 | 0 | 0 | 0 | 0 | 0 | 0 | 0
F12_Industrial_Other Industrial_New_Process_Natural Gas_Gas Boiler - High Turndown_A_Achievable Technical Potential | F12 | Industrial | Other Industrial | New | Process | Natural Gas | Gas Boiler - High Turndown | A | Cumulative Winter Peak Savings (MW) | Achievable Technical Potential | 0 | 0 | 0 | 0 | 0 | 0 | 0 | 0 | 0 | 0 | 0 | 0 | 0 | 0 | 0 | 0 | 0 | 0 | 0 | 0 | 0 | 0
F13_Industrial_Other Industrial_New_Process_Natural Gas_Gas Boiler - High Turndown_A_Achievable Technical Potential | F13 | Industrial | Other Industrial | New | Process | Natural Gas | Gas Boiler - High Turndown | A | Purchases (Incremental) | Achievable Technical Potential | 0 | 0 | 11.3407 | 19.7916 | 28.2218 | 37.6708 | 43.3613 | 44.9705 | 40.6728 | 36.7644 | 31.9296 | 27.8606 | 24.1174 | 20.9912 | 17.7145 | 15.0677 | 12.7704 | 11.3407 | 19.7916 | 28.2218 | 37.6708 | 43.3613
F14_Industrial_Other Industrial_New_Process_Natural Gas_Gas Boiler - High Turndown_A_Achievable Technical Potential | F14 | Industrial | Other Industrial | New | Process | Natural Gas | Gas Boiler - High Turndown | A | Purchases (Cumulative) | Achievable Technical Potential | 0 | 0 | 11.3407 | 31.1323 | 59.3542 | 97.025 | 140.3863 | 185.3568 | 226.0296 | 262.794 | 294.7235 | 322.5841 | 346.7015 | 367.6927 | 385.4072 | 400.4749 | 413.2453 | 413.2453 | 413.2453 | 413.2453 | 413.2453 | 413.2453
F1_Industrial_Other Industrial_New_Space Heating_Natural Gas_Gas Boiler - Burner Control Optimization_A_Achievable Technical Potential | F1 | Industrial | Other Industrial | New | Space Heating | Natural Gas | Gas Boiler - Burner Control Optimization | A | Original Unit Energy Savings (kWh or therms) | Achievable Technical Potential | 0 | 0 | 0.77162 | 0.77162 | 0.77162 | 0.77162 | 0.77162 | 0.77162 | 0.77162 | 0.77162 | 0.77162 | 0.77162 | 0.77162 | 0.77162 | 0.77162 | 0.77162 | 0.77162 | 0.77162 | 0.77162 | 0.77162 | 0.77162 | 0.77162
F2_Industrial_Other Industrial_New_Space Heating_Natural Gas_Gas Boiler - Burner Control Optimization_A_Achievable Technical Potential | F2 | Industrial | Other Industrial | New | Space Heating | Natural Gas | Gas Boiler - Burner Control Optimization | A | Original Unit Summer Peak Savings (kW) | Achievable Technical Potential | 0 | 0 | 0 | 0 | 0 | 0 | 0 | 0 | 0 | 0 | 0 | 0 | 0 | 0 | 0 | 0 | 0 | 0 | 0 | 0 | 0 | 0
F3_Industrial_Other Industrial_New_Space Heating_Natural Gas_Gas Boiler - Burner Control Optimization_A_Achievable Technical Potential | F3 | Industrial | Other Industrial | New | Space Heating | Natural Gas | Gas Boiler - Burner Control Optimization | A | Original Unit Winter Peak Savings (kW) | Achievable Technical Potential | 0 | 0 | 0 | 0 | 0 | 0 | 0 | 0 | 0 | 0 | 0 | 0 | 0 | 0 | 0 | 0 | 0 | 0 | 0 | 0 | 0 | 0
F4_Industrial_Other Industrial_New_Space Heating_Natural Gas_Gas Boiler - Burner Control Optimization_A_Achievable Technical Potential | F4 | Industrial | Other Industrial | New | Space Heating | Natural Gas | Gas Boiler - Burner Control Optimization | A | Standalone Impact on Baseline Energy (%) | Achievable Technical Potential | 0% | 0% | 0.0003327% | 0.0007136% | 0.001546% | 0.002989% | 0.005444% | 0.00871% | 0.01278% | 0.01723% | 0.02224% | 0.02677% | 0.03069% | 0.03341% | 0.03596% | 0.03716% | 0.03753% | 0.03695% | 0.03666% | 0.03571% | 0.0346% | 0.03342%
F5_Industrial_Other Industrial_New_Space Heating_Natural Gas_Gas Boiler - Burner Control Optimization_A_Achievable Technical Potential | F5 | Industrial | Other Industrial | New | Space Heating | Natural Gas | Gas Boiler - Burner Control Optimization | A | Standalone Impact on Baseline Summer Peak (%) | Achievable Technical Potential | bar: 2019 to 2040
F6_Industrial_Other Industrial_New_Space Heating_Natural Gas_Gas Boiler - Burner Control Optimization_A_Achievable Technical Potential | F6 | Industrial | Other Industrial | New | Space Heating | Natural Gas | Gas Boiler - Burner Control Optimization | A | Standalone Impact on Baseline Winter Peak (%) | Achievable Technical Potential | bar: 2019 to 2040
F7_Industrial_Other Industrial_New_Space Heating_Natural Gas_Gas Boiler - Burner Control Optimization_A_Achievable Technical Potential | F7 | Industrial | Other Industrial | New | Space Heating | Natural Gas | Gas Boiler - Burner Control Optimization | A | Incremental Energy Savings (MWh or mTherms) | Achievable Technical Potential | 0 | 0 | 0.00016303 | 0.00044724 | 0.0012755 | 0.0029794 | 0.0053347 | 0.0086064 | 0.012383 | 0.016324 | 0.019085 | 0.020816 | 0.021022 | 0.020013 | 0.017385 | 0.014377 | 0.011223 | 0.0083691 | 0.0058053 | 0.0038714 | 0.0024614 | 0.0017374
F8_Industrial_Other Industrial_New_Space Heating_Natural Gas_Gas Boiler - Burner Control Optimization_A_Achievable Technical Potential | F8 | Industrial | Other Industrial | New | Space Heating | Natural Gas | Gas Boiler - Burner Control Optimization | A | Incremental Summer Peak Savings (MW) | Achievable Technical Potential | 0 | 0 | 0 | 0 | 0 | 0 | 0 | 0 | 0 | 0 | 0 | 0 | 0 | 0 | 0 | 0 | 0 | 0 | 0 | 0 | 0 | 0
F9_Industrial_Other Industrial_New_Space Heating_Natural Gas_Gas Boiler - Burner Control Optimization_A_Achievable Technical Potential | F9 | Industrial | Other Industrial | New | Space Heating | Natural Gas | Gas Boiler - Burner Control Optimization | A | Incremental Winter Peak Savings (MW) | Achievable Technical Potential | 0 | 0 | 0 | 0 | 0 | 0 | 0 | 0 | 0 | 0 | 0 | 0 | 0 | 0 | 0 | 0 | 0 | 0 | 0 | 0 | 0 | 0
F10_Industrial_Other Industrial_New_Space Heating_Natural Gas_Gas Boiler - Burner Control Optimization_A_Achievable Technical Potential | F10 | Industrial | Other Industrial | New | Space Heating | Natural Gas | Gas Boiler - Burner Control Optimization | A | Cumulative Energy Savings (MWh or mTherms) | Achievable Technical Potential | 0 | 0 | 0.00016303 | 0.00061027 | 0.0018857 | 0.0048651 | 0.0102 | 0.018806 | 0.03119 | 0.047514 | 0.066598 | 0.087414 | 0.10844 | 0.12845 | 0.14583 | 0.16021 | 0.17143 | 0.1798 | 0.18561 | 0.18948 | 0.19178 | 0.19307
F11_Industrial_Other Industrial_New_Space Heating_Natural Gas_Gas Boiler - Burner Control Optimization_A_Achievable Technical Potential | F11 | Industrial | Other Industrial | New | Space Heating | Natural Gas | Gas Boiler - Burner Control Optimization | A | Cumulative Summer Peak Savings (MW) | Achievable Technical Potential | 0 | 0 | 0 | 0 | 0 | 0 | 0 | 0 | 0 | 0 | 0 | 0 | 0 | 0 | 0 | 0 | 0 | 0 | 0 | 0 | 0 | 0
F12_Industrial_Other Industrial_New_Space Heating_Natural Gas_Gas Boiler - Burner Control Optimization_A_Achievable Technical Potential | F12 | Industrial | Other Industrial | New | Space Heating | Natural Gas | Gas Boiler - Burner Control Optimization | A | Cumulative Winter Peak Savings (MW) | Achievable Technical Potential | 0 | 0 | 0 | 0 | 0 | 0 | 0 | 0 | 0 | 0 | 0 | 0 | 0 | 0 | 0 | 0 | 0 | 0 | 0 | 0 | 0 | 0
F13_Industrial_Other Industrial_New_Space Heating_Natural Gas_Gas Boiler - Burner Control Optimization_A_Achievable Technical Potential | F13 | Industrial | Other Industrial | New | Space Heating | Natural Gas | Gas Boiler - Burner Control Optimization | A | Purchases (Incremental) | Achievable Technical Potential | 0 | 0 | 0.21128 | 0.57961 | 1.653 | 3.8612 | 6.9136 | 11.1537 | 16.0487 | 21.1553 | 24.7332 | 26.9765 | 27.2442 | 25.9358 | 22.531 | 18.6321 | 14.5447 | 10.8461 | 7.5235 | 5.0172 | 3.1899 | 2.2516
F14_Industrial_Other Industrial_New_Space Heating_Natural Gas_Gas Boiler - Burner Control Optimization_A_Achievable Technical Potential | F14 | Industrial | Other Industrial | New | Space Heating | Natural Gas | Gas Boiler - Burner Control Optimization | A | Purchases (Cumulative) | Achievable Technical Potential | 0 | 0 | 0.21128 | 0.79089 | 2.4439 | 6.3051 | 13.2187 | 24.3724 | 40.421 | 61.5763 | 86.3095 | 113.286 | 140.5302 | 166.466 | 188.997 | 207.6291 | 222.1738 | 233.0199 | 240.5434 | 245.5606 | 248.5392 | 250.2112
F1_Industrial_Other Industrial_New_Process_Natural Gas_Gas Boiler - Burner Control Optimization_A_Achievable Technical Potential | F1 | Industrial | Other Industrial | New | Process | Natural Gas | Gas Boiler - Burner Control Optimization | A | Original Unit Energy Savings (kWh or therms) | Achievable Technical Potential | 0 | 0 | 0.61528 | 0.61528 | 0.61528 | 0.61528 | 0.61528 | 0.61528 | 0.61528 | 0.61528 | 0.61528 | 0.61528 | 0.61528 | 0.61528 | 0.61528 | 0.61528 | 0.61528 | 0.61528 | 0.61528 | 0.61528 | 0.61528 | 0.61528
F2_Industrial_Other Industrial_New_Process_Natural Gas_Gas Boiler - Burner Control Optimization_A_Achievable Technical Potential | F2 | Industrial | Other Industrial | New | Process | Natural Gas | Gas Boiler - Burner Control Optimization | A | Original Unit Summer Peak Savings (kW) | Achievable Technical Potential | 0 | 0 | 0 | 0 | 0 | 0 | 0 | 0 | 0 | 0 | 0 | 0 | 0 | 0 | 0 | 0 | 0 | 0 | 0 | 0 | 0 | 0
F3_Industrial_Other Industrial_New_Process_Natural Gas_Gas Boiler - Burner Control Optimization_A_Achievable Technical Potential | F3 | Industrial | Other Industrial | New | Process | Natural Gas | Gas Boiler - Burner Control Optimization | A | Original Unit Winter Peak Savings (kW) | Achievable Technical Potential | 0 | 0 | 0 | 0 | 0 | 0 | 0 | 0 | 0 | 0 | 0 | 0 | 0 | 0 | 0 | 0 | 0 | 0 | 0 | 0 | 0 | 0
F4_Industrial_Other Industrial_New_Process_Natural Gas_Gas Boiler - Burner Control Optimization_A_Achievable Technical Potential | F4 | Industrial | Other Industrial | New | Process | Natural Gas | Gas Boiler - Burner Control Optimization | A | Standalone Impact on Baseline Energy (%) | Achievable Technical Potential | 0% | 0% | 0.001769% | 0.003794% | 0.008222% | 0.01589% | 0.02895% | 0.04631% | 0.06794% | 0.0916% | 0.1183% | 0.1423% | 0.1632% | 0.1776% | 0.1912% | 0.1976% | 0.1995% | 0.1965% | 0.1949% | 0.1899% | 0.184% | 0.1777%
F5_Industrial_Other Industrial_New_Process_Natural Gas_Gas Boiler - Burner Control Optimization_A_Achievable Technical Potential | F5 | Industrial | Other Industrial | New | Process | Natural Gas | Gas Boiler - Burner Control Optimization | A | Standalone Impact on Baseline Summer Peak (%) | Achievable Technical Potential | bar: 2019 to 2040
F6_Industrial_Other Industrial_New_Process_Natural Gas_Gas Boiler - Burner Control Optimization_A_Achievable Technical Potential | F6 | Industrial | Other Industrial | New | Process | Natural Gas | Gas Boiler - Burner Control Optimization | A | Standalone Impact on Baseline Winter Peak (%) | Achievable Technical Potential | bar: 2019 to 2040
F7_Industrial_Other Industrial_New_Process_Natural Gas_Gas Boiler - Burner Control Optimization_A_Achievable Technical Potential | F7 | Industrial | Other Industrial | New | Process | Natural Gas | Gas Boiler - Burner Control Optimization | A | Incremental Energy Savings (MWh or mTherms) | Achievable Technical Potential | 0 | 0 | 0.0018823 | 0.0051636 | 0.014726 | 0.034399 | 0.061592 | 0.099365 | 0.14297 | 0.18847 | 0.22034 | 0.24033 | 0.24271 | 0.23105 | 0.20072 | 0.16599 | 0.12958 | 0.096625 | 0.067025 | 0.044697 | 0.028418 | 0.020059
F8_Industrial_Other Industrial_New_Process_Natural Gas_Gas Boiler - Burner Control Optimization_A_Achievable Technical Potential | F8 | Industrial | Other Industrial | New | Process | Natural Gas | Gas Boiler - Burner Control Optimization | A | Incremental Summer Peak Savings (MW) | Achievable Technical Potential | 0 | 0 | 0 | 0 | 0 | 0 | 0 | 0 | 0 | 0 | 0 | 0 | 0 | 0 | 0 | 0 | 0 | 0 | 0 | 0 | 0 | 0
F9_Industrial_Other Industrial_New_Process_Natural Gas_Gas Boiler - Burner Control Optimization_A_Achievable Technical Potential | F9 | Industrial | Other Industrial | New | Process | Natural Gas | Gas Boiler - Burner Control Optimization | A | Incremental Winter Peak Savings (MW) | Achievable Technical Potential | 0 | 0 | 0 | 0 | 0 | 0 | 0 | 0 | 0 | 0 | 0 | 0 | 0 | 0 | 0 | 0 | 0 | 0 | 0 | 0 | 0 | 0
F10_Industrial_Other Industrial_New_Process_Natural Gas_Gas Boiler - Burner Control Optimization_A_Achievable Technical Potential | F10 | Industrial | Other Industrial | New | Process | Natural Gas | Gas Boiler - Burner Control Optimization | A | Cumulative Energy Savings (MWh or mTherms) | Achievable Technical Potential | 0 | 0 | 0.0018823 | 0.0070458 | 0.021772 | 0.05617 | 0.11776 | 0.21713 | 0.3601 | 0.54857 | 0.76891 | 1.0092 | 1.2519 | 1.483 | 1.6837 | 1.8497 | 1.9793 | 2.0759 | 2.1429 | 2.1876 | 2.2142 | 2.2291
F11_Industrial_Other Industrial_New_Process_Natural Gas_Gas Boiler - Burner Control Optimization_A_Achievable Technical Potential | F11 | Industrial | Other Industrial | New | Process | Natural Gas | Gas Boiler - Burner Control Optimization | A | Cumulative Summer Peak Savings (MW) | Achievable Technical Potential | 0 | 0 | 0 | 0 | 0 | 0 | 0 | 0 | 0 | 0 | 0 | 0 | 0 | 0 | 0 | 0 | 0 | 0 | 0 | 0 | 0 | 0
F12_Industrial_Other Industrial_New_Process_Natural Gas_Gas Boiler - Burner Control Optimization_A_Achievable Technical Potential | F12 | Industrial | Other Industrial | New | Process | Natural Gas | Gas Boiler - Burner Control Optimization | A | Cumulative Winter Peak Savings (MW) | Achievable Technical Potential | 0 | 0 | 0 | 0 | 0 | 0 | 0 | 0 | 0 | 0 | 0 | 0 | 0 | 0 | 0 | 0 | 0 | 0 | 0 | 0 | 0 | 0
F13_Industrial_Other Industrial_New_Process_Natural Gas_Gas Boiler - Burner Control Optimization_A_Achievable Technical Potential | F13 | Industrial | Other Industrial | New | Process | Natural Gas | Gas Boiler - Burner Control Optimization | A | Purchases (Incremental) | Achievable Technical Potential | 0 | 0 | 3.0592 | 8.3922 | 23.9337 | 55.9072 | 100.104 | 161.4963 | 232.3719 | 306.3116 | 358.1164 | 390.5989 | 394.4739 | 375.5291 | 326.2309 | 269.7781 | 210.5961 | 157.0429 | 108.934 | 72.6454 | 46.187 | 32.6011
F14_Industrial_Other Industrial_New_Process_Natural Gas_Gas Boiler - Burner Control Optimization_A_Achievable Technical Potential | F14 | Industrial | Other Industrial | New | Process | Natural Gas | Gas Boiler - Burner Control Optimization | A | Purchases (Cumulative) | Achievable Technical Potential | 0 | 0 | 3.0592 | 11.4514 | 35.3852 | 91.2924 | 191.3964 | 352.8926 | 585.2645 | 891.5761 | 1249.6925 | 1640.2914 | 2034.7653 | 2410.2944 | 2736.5253 | 3006.3034 | 3216.8995 | 3373.9424 | 3482.8764 | 3555.5218 | 3598.6496 | 3622.8585
F1_Industrial_Other Industrial_New_Space Heating_Natural Gas_HVAC - Demand Controlled Ventilation_A_Achievable Technical Potential | F1 | Industrial | Other Industrial | New | Space Heating | Natural Gas | HVAC - Demand Controlled Ventilation | A | Original Unit Energy Savings (kWh or therms) | Achievable Technical Potential | 0 | 0 | 0.067787 | 0.067787 | 0.067787 | 0.067787 | 0.067787 | 0.067787 | 0.067787 | 0.067787 | 0.067787 | 0.067787 | 0.067787 | 0.067787 | 0.067787 | 0.067787 | 0.067787 | 0.067787 | 0.067787 | 0.067787 | 0.067787 | 0.067787
F2_Industrial_Other Industrial_New_Space Heating_Natural Gas_HVAC - Demand Controlled Ventilation_A_Achievable Technical Potential | F2 | Industrial | Other Industrial | New | Space Heating | Natural Gas | HVAC - Demand Controlled Ventilation | A | Original Unit Summer Peak Savings (kW) | Achievable Technical Potential | 0 | 0 | 0 | 0 | 0 | 0 | 0 | 0 | 0 | 0 | 0 | 0 | 0 | 0 | 0 | 0 | 0 | 0 | 0 | 0 | 0 | 0
F3_Industrial_Other Industrial_New_Space Heating_Natural Gas_HVAC - Demand Controlled Ventilation_A_Achievable Technical Potential | F3 | Industrial | Other Industrial | New | Space Heating | Natural Gas | HVAC - Demand Controlled Ventilation | A | Original Unit Winter Peak Savings (kW) | Achievable Technical Potential | 0 | 0 | 0 | 0 | 0 | 0 | 0 | 0 | 0 | 0 | 0 | 0 | 0 | 0 | 0 | 0 | 0 | 0 | 0 | 0 | 0 | 0
F4_Industrial_Other Industrial_New_Space Heating_Natural Gas_HVAC - Demand Controlled Ventilation_A_Achievable Technical Potential | F4 | Industrial | Other Industrial | New | Space Heating | Natural Gas | HVAC - Demand Controlled Ventilation | A | Standalone Impact on Baseline Energy (%) | Achievable Technical Potential | 0% | 0% | 0.0396% | 0.06229% | 0.08329% | 0.102% | 0.1282% | 0.1509% | 0.173% | 0.1928% | 0.2172% | 0.2387% | 0.2602% | 0.2788% | 0.3039% | 0.3254% | 0.3467% | 0.3611% | 0.38% | 0.3931% | 0.4043% | 0.4146%
F5_Industrial_Other Industrial_New_Space Heating_Natural Gas_HVAC - Demand Controlled Ventilation_A_Achievable Technical Potential | F5 | Industrial | Other Industrial | New | Space Heating | Natural Gas | HVAC - Demand Controlled Ventilation | A | Standalone Impact on Baseline Summer Peak (%) | Achievable Technical Potential | bar: 2019 to 2040
F6_Industrial_Other Industrial_New_Space Heating_Natural Gas_HVAC - Demand Controlled Ventilation_A_Achievable Technical Potential | F6 | Industrial | Other Industrial | New | Space Heating | Natural Gas | HVAC - Demand Controlled Ventilation | A | Standalone Impact on Baseline Winter Peak (%) | Achievable Technical Potential | bar: 2019 to 2040
F7_Industrial_Other Industrial_New_Space Heating_Natural Gas_HVAC - Demand Controlled Ventilation_A_Achievable Technical Potential | F7 | Industrial | Other Industrial | New | Space Heating | Natural Gas | HVAC - Demand Controlled Ventilation | A | Incremental Energy Savings (MWh or mTherms) | Achievable Technical Potential | 0 | 0 | 0.019406 | 0.033867 | 0.048292 | 0.06446 | 0.074198 | 0.085502 | 0.096663 | 0.10922 | 0.11857 | 0.12932 | 0.13994 | 0.15225 | 0.1606 | 0.17075 | 0.1809 | 0.19271 | 0.20052 | 0.21013 | 0.21948 | 0.22881
F8_Industrial_Other Industrial_New_Space Heating_Natural Gas_HVAC - Demand Controlled Ventilation_A_Achievable Technical Potential | F8 | Industrial | Other Industrial | New | Space Heating | Natural Gas | HVAC - Demand Controlled Ventilation | A | Incremental Summer Peak Savings (MW) | Achievable Technical Potential | 0 | 0 | 0 | 0 | 0 | 0 | 0 | 0 | 0 | 0 | 0 | 0 | 0 | 0 | 0 | 0 | 0 | 0 | 0 | 0 | 0 | 0
F9_Industrial_Other Industrial_New_Space Heating_Natural Gas_HVAC - Demand Controlled Ventilation_A_Achievable Technical Potential | F9 | Industrial | Other Industrial | New | Space Heating | Natural Gas | HVAC - Demand Controlled Ventilation | A | Incremental Winter Peak Savings (MW) | Achievable Technical Potential | 0 | 0 | 0 | 0 | 0 | 0 | 0 | 0 | 0 | 0 | 0 | 0 | 0 | 0 | 0 | 0 | 0 | 0 | 0 | 0 | 0 | 0
F10_Industrial_Other Industrial_New_Space Heating_Natural Gas_HVAC - Demand Controlled Ventilation_A_Achievable Technical Potential | F10 | Industrial | Other Industrial | New | Space Heating | Natural Gas | HVAC - Demand Controlled Ventilation | A | Cumulative Energy Savings (MWh or mTherms) | Achievable Technical Potential | 0 | 0 | 0.019406 | 0.053272 | 0.10156 | 0.16602 | 0.24022 | 0.32572 | 0.42239 | 0.5316 | 0.65017 | 0.7795 | 0.91943 | 1.0717 | 1.2323 | 1.403 | 1.5839 | 1.7572 | 1.9239 | 2.0857 | 2.2407 | 2.3954
F11_Industrial_Other Industrial_New_Space Heating_Natural Gas_HVAC - Demand Controlled Ventilation_A_Achievable Technical Potential | F11 | Industrial | Other Industrial | New | Space Heating | Natural Gas | HVAC - Demand Controlled Ventilation | A | Cumulative Summer Peak Savings (MW) | Achievable Technical Potential | 0 | 0 | 0 | 0 | 0 | 0 | 0 | 0 | 0 | 0 | 0 | 0 | 0 | 0 | 0 | 0 | 0 | 0 | 0 | 0 | 0 | 0
F12_Industrial_Other Industrial_New_Space Heating_Natural Gas_HVAC - Demand Controlled Ventilation_A_Achievable Technical Potential | F12 | Industrial | Other Industrial | New | Space Heating | Natural Gas | HVAC - Demand Controlled Ventilation | A | Cumulative Winter Peak Savings (MW) | Achievable Technical Potential | 0 | 0 | 0 | 0 | 0 | 0 | 0 | 0 | 0 | 0 | 0 | 0 | 0 | 0 | 0 | 0 | 0 | 0 | 0 | 0 | 0 | 0
F13_Industrial_Other Industrial_New_Space Heating_Natural Gas_HVAC - Demand Controlled Ventilation_A_Achievable Technical Potential | F13 | Industrial | Other Industrial | New | Space Heating | Natural Gas | HVAC - Demand Controlled Ventilation | A | Purchases (Incremental) | Achievable Technical Potential | 0 | 0 | 286.2738 | 499.6018 | 712.4061 | 950.9263 | 1094.5728 | 1261.3273 | 1425.9803 | 1611.1895 | 1749.1322 | 1907.7853 | 2064.3342 | 2245.9352 | 2369.1886 | 2518.9859 | 2668.6697 | 2842.922 | 2958.0208 | 3099.8496 | 3237.8158 | 3375.3744
F14_Industrial_Other Industrial_New_Space Heating_Natural Gas_HVAC - Demand Controlled Ventilation_A_Achievable Technical Potential | F14 | Industrial | Other Industrial | New | Space Heating | Natural Gas | HVAC - Demand Controlled Ventilation | A | Purchases (Cumulative) | Achievable Technical Potential | 0 | 0 | 286.2738 | 785.8756 | 1498.2817 | 2449.2079 | 3543.7808 | 4805.1081 | 6231.0884 | 7842.2779 | 9591.4101 | 11499.1954 | 13563.5296 | 15809.4648 | 18178.6534 | 20697.6393 | 23366.309 | 25922.9573 | 28381.3762 | 30768.8198 | 33055.7093 | 35336.5108
F1_Industrial_Other Industrial_New_Space Heating_Natural Gas_Gas Boiler - Stack Economizer_A_Achievable Technical Potential | F1 | Industrial | Other Industrial | New | Space Heating | Natural Gas | Gas Boiler - Stack Economizer | A | Original Unit Energy Savings (kWh or therms) | Achievable Technical Potential | 0 | 0 | 1.9424 | 1.9424 | 1.9424 | 1.9424 | 1.9424 | 1.9424 | 1.9424 | 1.9424 | 1.9424 | 1.9424 | 1.9424 | 1.9424 | 1.9424 | 1.9424 | 1.9424 | 1.9424 | 1.9424 | 1.9424 | 1.9424 | 1.9424
F2_Industrial_Other Industrial_New_Space Heating_Natural Gas_Gas Boiler - Stack Economizer_A_Achievable Technical Potential | F2 | Industrial | Other Industrial | New | Space Heating | Natural Gas | Gas Boiler - Stack Economizer | A | Original Unit Summer Peak Savings (kW) | Achievable Technical Potential | 0 | 0 | 0 | 0 | 0 | 0 | 0 | 0 | 0 | 0 | 0 | 0 | 0 | 0 | 0 | 0 | 0 | 0 | 0 | 0 | 0 | 0
F3_Industrial_Other Industrial_New_Space Heating_Natural Gas_Gas Boiler - Stack Economizer_A_Achievable Technical Potential | F3 | Industrial | Other Industrial | New | Space Heating | Natural Gas | Gas Boiler - Stack Economizer | A | Original Unit Winter Peak Savings (kW) | Achievable Technical Potential | 0 | 0 | 0 | 0 | 0 | 0 | 0 | 0 | 0 | 0 | 0 | 0 | 0 | 0 | 0 | 0 | 0 | 0 | 0 | 0 | 0 | 0
F4_Industrial_Other Industrial_New_Space Heating_Natural Gas_Gas Boiler - Stack Economizer_A_Achievable Technical Potential | F4 | Industrial | Other Industrial | New | Space Heating | Natural Gas | Gas Boiler - Stack Economizer | A | Standalone Impact on Baseline Energy (%) | Achievable Technical Potential | 0% | 0% | 0.008279% | 0.01302% | 0.01741% | 0.02132% | 0.0268% | 0.03071% | 0.03313% | 0.03409% | 0.03521% | 0.03534% | 0.0351% | 0.03421% | 0.034% | 0.03323% | 0.03236% | 0.03038% | 0.0292% | 0.02786% | 0.02667% | 0.02559%
F5_Industrial_Other Industrial_New_Space Heating_Natural Gas_Gas Boiler - Stack Economizer_A_Achievable Technical Potential | F5 | Industrial | Other Industrial | New | Space Heating | Natural Gas | Gas Boiler - Stack Economizer | A | Standalone Impact on Baseline Summer Peak (%) | Achievable Technical Potential | bar: 2019 to 2040
F6_Industrial_Other Industrial_New_Space Heating_Natural Gas_Gas Boiler - Stack Economizer_A_Achievable Technical Potential | F6 | Industrial | Other Industrial | New | Space Heating | Natural Gas | Gas Boiler - Stack Economizer | A | Standalone Impact on Baseline Winter Peak (%) | Achievable Technical Potential | bar: 2019 to 2040
F7_Industrial_Other Industrial_New_Space Heating_Natural Gas_Gas Boiler - Stack Economizer_A_Achievable Technical Potential | F7 | Industrial | Other Industrial | New | Space Heating | Natural Gas | Gas Boiler - Stack Economizer | A | Incremental Energy Savings (MWh or mTherms) | Achievable Technical Potential | 0 | 0 | 0.0040569 | 0.00708 | 0.010096 | 0.013476 | 0.015512 | 0.016087 | 0.01455 | 0.013152 | 0.011422 | 0.0099665 | 0.0086275 | 0.0075091 | 0.006337 | 0.0053901 | 0.0045683 | 0.0040569 | 0.00708 | 0.010096 | 0.013476 | 0.015512
F8_Industrial_Other Industrial_New_Space Heating_Natural Gas_Gas Boiler - Stack Economizer_A_Achievable Technical Potential | F8 | Industrial | Other Industrial | New | Space Heating | Natural Gas | Gas Boiler - Stack Economizer | A | Incremental Summer Peak Savings (MW) | Achievable Technical Potential | 0 | 0 | 0 | 0 | 0 | 0 | 0 | 0 | 0 | 0 | 0 | 0 | 0 | 0 | 0 | 0 | 0 | 0 | 0 | 0 | 0 | 0
F9_Industrial_Other Industrial_New_Space Heating_Natural Gas_Gas Boiler - Stack Economizer_A_Achievable Technical Potential | F9 | Industrial | Other Industrial | New | Space Heating | Natural Gas | Gas Boiler - Stack Economizer | A | Incremental Winter Peak Savings (MW) | Achievable Technical Potential | 0 | 0 | 0 | 0 | 0 | 0 | 0 | 0 | 0 | 0 | 0 | 0 | 0 | 0 | 0 | 0 | 0 | 0 | 0 | 0 | 0 | 0
F10_Industrial_Other Industrial_New_Space Heating_Natural Gas_Gas Boiler - Stack Economizer_A_Achievable Technical Potential | F10 | Industrial | Other Industrial | New | Space Heating | Natural Gas | Gas Boiler - Stack Economizer | A | Cumulative Energy Savings (MWh or mTherms) | Achievable Technical Potential | 0 | 0 | 0.0040569 | 0.011137 | 0.021233 | 0.034709 | 0.05022 | 0.066307 | 0.080857 | 0.094009 | 0.10543 | 0.1154 | 0.12402 | 0.13153 | 0.13787 | 0.14326 | 0.14783 | 0.14783 | 0.14783 | 0.14783 | 0.14783 | 0.14783
F11_Industrial_Other Industrial_New_Space Heating_Natural Gas_Gas Boiler - Stack Economizer_A_Achievable Technical Potential | F11 | Industrial | Other Industrial | New | Space Heating | Natural Gas | Gas Boiler - Stack Economizer | A | Cumulative Summer Peak Savings (MW) | Achievable Technical Potential | 0 | 0 | 0 | 0 | 0 | 0 | 0 | 0 | 0 | 0 | 0 | 0 | 0 | 0 | 0 | 0 | 0 | 0 | 0 | 0 | 0 | 0
F12_Industrial_Other Industrial_New_Space Heating_Natural Gas_Gas Boiler - Stack Economizer_A_Achievable Technical Potential | F12 | Industrial | Other Industrial | New | Space Heating | Natural Gas | Gas Boiler - Stack Economizer | A | Cumulative Winter Peak Savings (MW) | Achievable Technical Potential | 0 | 0 | 0 | 0 | 0 | 0 | 0 | 0 | 0 | 0 | 0 | 0 | 0 | 0 | 0 | 0 | 0 | 0 | 0 | 0 | 0 | 0
F13_Industrial_Other Industrial_New_Space Heating_Natural Gas_Gas Boiler - Stack Economizer_A_Achievable Technical Potential | F13 | Industrial | Other Industrial | New | Space Heating | Natural Gas | Gas Boiler - Stack Economizer | A | Purchases (Incremental) | Achievable Technical Potential | 0 | 0 | 2.0886 | 3.6451 | 5.1977 | 6.9379 | 7.986 | 8.2823 | 7.4908 | 6.771 | 5.8805 | 5.1311 | 4.4418 | 3.866 | 3.2625 | 2.775 | 2.352 | 2.0886 | 3.6451 | 5.1977 | 6.9379 | 7.986
F14_Industrial_Other Industrial_New_Space Heating_Natural Gas_Gas Boiler - Stack Economizer_A_Achievable Technical Potential | F14 | Industrial | Other Industrial | New | Space Heating | Natural Gas | Gas Boiler - Stack Economizer | A | Purchases (Cumulative) | Achievable Technical Potential | 0 | 0 | 2.0886 | 5.7337 | 10.9314 | 17.8693 | 25.8553 | 34.1376 | 41.6284 | 48.3993 | 54.2799 | 59.411 | 63.8528 | 67.7188 | 70.9813 | 73.7563 | 76.1083 | 76.1083 | 76.1083 | 76.1083 | 76.1083 | 76.1083
F1_Industrial_Other Industrial_New_Process_Natural Gas_Gas Boiler - Stack Economizer_A_Achievable Technical Potential | F1 | Industrial | Other Industrial | New | Process | Natural Gas | Gas Boiler - Stack Economizer | A | Original Unit Energy Savings (kWh or therms) | Achievable Technical Potential | 0 | 0 | 2.0368 | 2.0368 | 2.0368 | 2.0368 | 2.0368 | 2.0368 | 2.0368 | 2.0368 | 2.0368 | 2.0368 | 2.0368 | 2.0368 | 2.0368 | 2.0368 | 2.0368 | 2.0368 | 2.0368 | 2.0368 | 2.0368 | 2.0368
F2_Industrial_Other Industrial_New_Process_Natural Gas_Gas Boiler - Stack Economizer_A_Achievable Technical Potential | F2 | Industrial | Other Industrial | New | Process | Natural Gas | Gas Boiler - Stack Economizer | A | Original Unit Summer Peak Savings (kW) | Achievable Technical Potential | 0 | 0 | 0 | 0 | 0 | 0 | 0 | 0 | 0 | 0 | 0 | 0 | 0 | 0 | 0 | 0 | 0 | 0 | 0 | 0 | 0 | 0
F3_Industrial_Other Industrial_New_Process_Natural Gas_Gas Boiler - Stack Economizer_A_Achievable Technical Potential | F3 | Industrial | Other Industrial | New | Process | Natural Gas | Gas Boiler - Stack Economizer | A | Original Unit Winter Peak Savings (kW) | Achievable Technical Potential | 0 | 0 | 0 | 0 | 0 | 0 | 0 | 0 | 0 | 0 | 0 | 0 | 0 | 0 | 0 | 0 | 0 | 0 | 0 | 0 | 0 | 0
F4_Industrial_Other Industrial_New_Process_Natural Gas_Gas Boiler - Stack Economizer_A_Achievable Technical Potential | F4 | Industrial | Other Industrial | New | Process | Natural Gas | Gas Boiler - Stack Economizer | A | Standalone Impact on Baseline Energy (%) | Achievable Technical Potential | 0% | 0% | 0.05789% | 0.09106% | 0.1217% | 0.1491% | 0.1874% | 0.2147% | 0.2316% | 0.2383% | 0.2462% | 0.2471% | 0.2454% | 0.2392% | 0.2377% | 0.2323% | 0.2263% | 0.2124% | 0.2041% | 0.1948% | 0.1865% | 0.1789%
F5_Industrial_Other Industrial_New_Process_Natural Gas_Gas Boiler - Stack Economizer_A_Achievable Technical Potential | F5 | Industrial | Other Industrial | New | Process | Natural Gas | Gas Boiler - Stack Economizer | A | Standalone Impact on Baseline Summer Peak (%) | Achievable Technical Potential | bar: 2019 to 2040
F6_Industrial_Other Industrial_New_Process_Natural Gas_Gas Boiler - Stack Economizer_A_Achievable Technical Potential | F6 | Industrial | Other Industrial | New | Process | Natural Gas | Gas Boiler - Stack Economizer | A | Standalone Impact on Baseline Winter Peak (%) | Achievable Technical Potential | bar: 2019 to 2040
F7_Industrial_Other Industrial_New_Process_Natural Gas_Gas Boiler - Stack Economizer_A_Achievable Technical Potential | F7 | Industrial | Other Industrial | New | Process | Natural Gas | Gas Boiler - Stack Economizer | A | Incremental Energy Savings (MWh or mTherms) | Achievable Technical Potential | 0 | 0 | 0.061596 | 0.1075 | 0.15328 | 0.20461 | 0.23551 | 0.24425 | 0.22091 | 0.19968 | 0.17342 | 0.15132 | 0.13099 | 0.11401 | 0.096215 | 0.081839 | 0.069362 | 0.061596 | 0.1075 | 0.15328 | 0.20461 | 0.23551
F8_Industrial_Other Industrial_New_Process_Natural Gas_Gas Boiler - Stack Economizer_A_Achievable Technical Potential | F8 | Industrial | Other Industrial | New | Process | Natural Gas | Gas Boiler - Stack Economizer | A | Incremental Summer Peak Savings (MW) | Achievable Technical Potential | 0 | 0 | 0 | 0 | 0 | 0 | 0 | 0 | 0 | 0 | 0 | 0 | 0 | 0 | 0 | 0 | 0 | 0 | 0 | 0 | 0 | 0
F9_Industrial_Other Industrial_New_Process_Natural Gas_Gas Boiler - Stack Economizer_A_Achievable Technical Potential | F9 | Industrial | Other Industrial | New | Process | Natural Gas | Gas Boiler - Stack Economizer | A | Incremental Winter Peak Savings (MW) | Achievable Technical Potential | 0 | 0 | 0 | 0 | 0 | 0 | 0 | 0 | 0 | 0 | 0 | 0 | 0 | 0 | 0 | 0 | 0 | 0 | 0 | 0 | 0 | 0
F10_Industrial_Other Industrial_New_Process_Natural Gas_Gas Boiler - Stack Economizer_A_Achievable Technical Potential | F10 | Industrial | Other Industrial | New | Process | Natural Gas | Gas Boiler - Stack Economizer | A | Cumulative Energy Savings (MWh or mTherms) | Achievable Technical Potential | 0 | 0 | 0.061596 | 0.16909 | 0.32238 | 0.52698 | 0.7625 | 1.0068 | 1.2277 | 1.4273 | 1.6008 | 1.7521 | 1.8831 | 1.9971 | 2.0933 | 2.1751 | 2.2445 | 2.2445 | 2.2445 | 2.2445 | 2.2445 | 2.2445
F11_Industrial_Other Industrial_New_Process_Natural Gas_Gas Boiler - Stack Economizer_A_Achievable Technical Potential | F11 | Industrial | Other Industrial | New | Process | Natural Gas | Gas Boiler - Stack Economizer | A | Cumulative Summer Peak Savings (MW) | Achievable Technical Potential | 0 | 0 | 0 | 0 | 0 | 0 | 0 | 0 | 0 | 0 | 0 | 0 | 0 | 0 | 0 | 0 | 0 | 0 | 0 | 0 | 0 | 0
F12_Industrial_Other Industrial_New_Process_Natural Gas_Gas Boiler - Stack Economizer_A_Achievable Technical Potential | F12 | Industrial | Other Industrial | New | Process | Natural Gas | Gas Boiler - Stack Economizer | A | Cumulative Winter Peak Savings (MW) | Achievable Technical Potential | 0 | 0 | 0 | 0 | 0 | 0 | 0 | 0 | 0 | 0 | 0 | 0 | 0 | 0 | 0 | 0 | 0 | 0 | 0 | 0 | 0 | 0
F13_Industrial_Other Industrial_New_Process_Natural Gas_Gas Boiler - Stack Economizer_A_Achievable Technical Potential | F13 | Industrial | Other Industrial | New | Process | Natural Gas | Gas Boiler - Stack Economizer | A | Purchases (Incremental) | Achievable Technical Potential | 0 | 0 | 30.2418 | 52.7777 | 75.2583 | 100.4554 | 115.6302 | 119.9215 | 108.4607 | 98.0383 | 85.1455 | 74.2948 | 64.313 | 55.9766 | 47.2388 | 40.1804 | 34.0544 | 30.2418 | 52.7777 | 75.2583 | 100.4554 | 115.6302
F14_Industrial_Other Industrial_New_Process_Natural Gas_Gas Boiler - Stack Economizer_A_Achievable Technical Potential | F14 | Industrial | Other Industrial | New | Process | Natural Gas | Gas Boiler - Stack Economizer | A | Purchases (Cumulative) | Achievable Technical Potential | 0 | 0 | 30.2418 | 83.0196 | 158.2778 | 258.7332 | 374.3634 | 494.2849 | 602.7456 | 700.7839 | 785.9294 | 860.2242 | 924.5373 | 980.5138 | 1027.7526 | 1067.9331 | 1101.9875 | 1101.9875 | 1101.9875 | 1101.9875 | 1101.9875 | 1101.9875
F1_Industrial_Other Industrial_New_Space Heating_Natural Gas_Gas Furnace Tube Inserts_A_Achievable Technical Potential | F1 | Industrial | Other Industrial | New | Space Heating | Natural Gas | Gas Furnace Tube Inserts | A | Original Unit Energy Savings (kWh or therms) | Achievable Technical Potential | 0 | 0 | 0.077933 | 0.077933 | 0.077933 | 0.077933 | 0.077933 | 0.077933 | 0.077933 | 0.077933 | 0.077933 | 0.077933 | 0.077933 | 0.077933 | 0.077933 | 0.077933 | 0.077933 | 0.077933 | 0.077933 | 0.077933 | 0.077933 | 0.077933
F2_Industrial_Other Industrial_New_Space Heating_Natural Gas_Gas Furnace Tube Inserts_A_Achievable Technical Potential | F2 | Industrial | Other Industrial | New | Space Heating | Natural Gas | Gas Furnace Tube Inserts | A | Original Unit Summer Peak Savings (kW) | Achievable Technical Potential | 0 | 0 | 0 | 0 | 0 | 0 | 0 | 0 | 0 | 0 | 0 | 0 | 0 | 0 | 0 | 0 | 0 | 0 | 0 | 0 | 0 | 0
F3_Industrial_Other Industrial_New_Space Heating_Natural Gas_Gas Furnace Tube Inserts_A_Achievable Technical Potential | F3 | Industrial | Other Industrial | New | Space Heating | Natural Gas | Gas Furnace Tube Inserts | A | Original Unit Winter Peak Savings (kW) | Achievable Technical Potential | 0 | 0 | 0 | 0 | 0 | 0 | 0 | 0 | 0 | 0 | 0 | 0 | 0 | 0 | 0 | 0 | 0 | 0 | 0 | 0 | 0 | 0
F4_Industrial_Other Industrial_New_Space Heating_Natural Gas_Gas Furnace Tube Inserts_A_Achievable Technical Potential | F4 | Industrial | Other Industrial | New | Space Heating | Natural Gas | Gas Furnace Tube Inserts | A | Standalone Impact on Baseline Energy (%) | Achievable Technical Potential | bar: 2019 to 2040
F5_Industrial_Other Industrial_New_Space Heating_Natural Gas_Gas Furnace Tube Inserts_A_Achievable Technical Potential | F5 | Industrial | Other Industrial | New | Space Heating | Natural Gas | Gas Furnace Tube Inserts | A | Standalone Impact on Baseline Summer Peak (%) | Achievable Technical Potential | bar: 2019 to 2040
F6_Industrial_Other Industrial_New_Space Heating_Natural Gas_Gas Furnace Tube Inserts_A_Achievable Technical Potential | F6 | Industrial | Other Industrial | New | Space Heating | Natural Gas | Gas Furnace Tube Inserts | A | Standalone Impact on Baseline Winter Peak (%) | Achievable Technical Potential | bar: 2019 to 2040
F7_Industrial_Other Industrial_New_Space Heating_Natural Gas_Gas Furnace Tube Inserts_A_Achievable Technical Potential | F7 | Industrial | Other Industrial | New | Space Heating | Natural Gas | Gas Furnace Tube Inserts | A | Incremental Energy Savings (MWh or mTherms) | Achievable Technical Potential | 0 | 0 | 0 | 0 | 0 | 0 | 0 | 0 | 0 | 0 | 0 | 0 | 0 | 0 | 0 | 0 | 0 | 0 | 0 | 0 | 0 | 0
F8_Industrial_Other Industrial_New_Space Heating_Natural Gas_Gas Furnace Tube Inserts_A_Achievable Technical Potential | F8 | Industrial | Other Industrial | New | Space Heating | Natural Gas | Gas Furnace Tube Inserts | A | Incremental Summer Peak Savings (MW) | Achievable Technical Potential | 0 | 0 | 0 | 0 | 0 | 0 | 0 | 0 | 0 | 0 | 0 | 0 | 0 | 0 | 0 | 0 | 0 | 0 | 0 | 0 | 0 | 0
F9_Industrial_Other Industrial_New_Space Heating_Natural Gas_Gas Furnace Tube Inserts_A_Achievable Technical Potential | F9 | Industrial | Other Industrial | New | Space Heating | Natural Gas | Gas Furnace Tube Inserts | A | Incremental Winter Peak Savings (MW) | Achievable Technical Potential | 0 | 0 | 0 | 0 | 0 | 0 | 0 | 0 | 0 | 0 | 0 | 0 | 0 | 0 | 0 | 0 | 0 | 0 | 0 | 0 | 0 | 0
F10_Industrial_Other Industrial_New_Space Heating_Natural Gas_Gas Furnace Tube Inserts_A_Achievable Technical Potential | F10 | Industrial | Other Industrial | New | Space Heating | Natural Gas | Gas Furnace Tube Inserts | A | Cumulative Energy Savings (MWh or mTherms) | Achievable Technical Potential | 0 | 0 | 0 | 0 | 0 | 0 | 0 | 0 | 0 | 0 | 0 | 0 | 0 | 0 | 0 | 0 | 0 | 0 | 0 | 0 | 0 | 0
F11_Industrial_Other Industrial_New_Space Heating_Natural Gas_Gas Furnace Tube Inserts_A_Achievable Technical Potential | F11 | Industrial | Other Industrial | New | Space Heating | Natural Gas | Gas Furnace Tube Inserts | A | Cumulative Summer Peak Savings (MW) | Achievable Technical Potential | 0 | 0 | 0 | 0 | 0 | 0 | 0 | 0 | 0 | 0 | 0 | 0 | 0 | 0 | 0 | 0 | 0 | 0 | 0 | 0 | 0 | 0
F12_Industrial_Other Industrial_New_Space Heating_Natural Gas_Gas Furnace Tube Inserts_A_Achievable Technical Potential | F12 | Industrial | Other Industrial | New | Space Heating | Natural Gas | Gas Furnace Tube Inserts | A | Cumulative Winter Peak Savings (MW) | Achievable Technical Potential | 0 | 0 | 0 | 0 | 0 | 0 | 0 | 0 | 0 | 0 | 0 | 0 | 0 | 0 | 0 | 0 | 0 | 0 | 0 | 0 | 0 | 0
F13_Industrial_Other Industrial_New_Space Heating_Natural Gas_Gas Furnace Tube Inserts_A_Achievable Technical Potential | F13 | Industrial | Other Industrial | New | Space Heating | Natural Gas | Gas Furnace Tube Inserts | A | Purchases (Incremental) | Achievable Technical Potential | 0 | 0 | 0 | 0 | 0 | 0 | 0 | 0 | 0 | 0 | 0 | 0 | 0 | 0 | 0 | 0 | 0 | 0 | 0 | 0 | 0 | 0
F14_Industrial_Other Industrial_New_Space Heating_Natural Gas_Gas Furnace Tube Inserts_A_Achievable Technical Potential | F14 | Industrial | Other Industrial | New | Space Heating | Natural Gas | Gas Furnace Tube Inserts | A | Purchases (Cumulative) | Achievable Technical Potential | 0 | 0 | 0 | 0 | 0 | 0 | 0 | 0 | 0 | 0 | 0 | 0 | 0 | 0 | 0 | 0 | 0 | 0 | 0 | 0 | 0 | 0
F1_Industrial_Other Industrial_New_Space Heating_Natural Gas_Space Heating - Heat Recovery Ventilator_A_Achievable Technical Potential | F1 | Industrial | Other Industrial | New | Space Heating | Natural Gas | Space Heating - Heat Recovery Ventilator | A | Original Unit Energy Savings (kWh or therms) | Achievable Technical Potential | 0 | 0 | 0.012707 | 0.012707 | 0.012707 | 0.012707 | 0.012707 | 0.012707 | 0.012707 | 0.012707 | 0.012707 | 0.012707 | 0.012707 | 0.012707 | 0.012707 | 0.012707 | 0.012707 | 0.012707 | 0.012707 | 0.012707 | 0.012707 | 0.012707
F2_Industrial_Other Industrial_New_Space Heating_Natural Gas_Space Heating - Heat Recovery Ventilator_A_Achievable Technical Potential | F2 | Industrial | Other Industrial | New | Space Heating | Natural Gas | Space Heating - Heat Recovery Ventilator | A | Original Unit Summer Peak Savings (kW) | Achievable Technical Potential | 0 | 0 | 0 | 0 | 0 | 0 | 0 | 0 | 0 | 0 | 0 | 0 | 0 | 0 | 0 | 0 | 0 | 0 | 0 | 0 | 0 | 0
F3_Industrial_Other Industrial_New_Space Heating_Natural Gas_Space Heating - Heat Recovery Ventilator_A_Achievable Technical Potential | F3 | Industrial | Other Industrial | New | Space Heating | Natural Gas | Space Heating - Heat Recovery Ventilator | A | Original Unit Winter Peak Savings (kW) | Achievable Technical Potential | 0 | 0 | 0 | 0 | 0 | 0 | 0 | 0 | 0 | 0 | 0 | 0 | 0 | 0 | 0 | 0 | 0 | 0 | 0 | 0 | 0 | 0
F4_Industrial_Other Industrial_New_Space Heating_Natural Gas_Space Heating - Heat Recovery Ventilator_A_Achievable Technical Potential | F4 | Industrial | Other Industrial | New | Space Heating | Natural Gas | Space Heating - Heat Recovery Ventilator | A | Standalone Impact on Baseline Energy (%) | Achievable Technical Potential | 0% | 0% | 0.01817% | 0.02858% | 0.03822% | 0.0468% | 0.05883% | 0.06922% | 0.0794% | 0.08845% | 0.09964% | 0.1095% | 0.1194% | 0.1279% | 0.1394% | 0.1493% | 0.1591% | 0.1657% | 0.1743% | 0.1804% | 0.1855% | 0.1902%
F5_Industrial_Other Industrial_New_Space Heating_Natural Gas_Space Heating - Heat Recovery Ventilator_A_Achievable Technical Potential | F5 | Industrial | Other Industrial | New | Space Heating | Natural Gas | Space Heating - Heat Recovery Ventilator | A | Standalone Impact on Baseline Summer Peak (%) | Achievable Technical Potential | bar: 2019 to 2040
F6_Industrial_Other Industrial_New_Space Heating_Natural Gas_Space Heating - Heat Recovery Ventilator_A_Achievable Technical Potential | F6 | Industrial | Other Industrial | New | Space Heating | Natural Gas | Space Heating - Heat Recovery Ventilator | A | Standalone Impact on Baseline Winter Peak (%) | Achievable Technical Potential | bar: 2019 to 2040
F7_Industrial_Other Industrial_New_Space Heating_Natural Gas_Space Heating - Heat Recovery Ventilator_A_Achievable Technical Potential | F7 | Industrial | Other Industrial | New | Space Heating | Natural Gas | Space Heating - Heat Recovery Ventilator | A | Incremental Energy Savings (MWh or mTherms) | Achievable Technical Potential | 0 | 0 | 0.0089043 | 0.01554 | 0.022159 | 0.029578 | 0.034046 | 0.039232 | 0.044354 | 0.050114 | 0.054405 | 0.05934 | 0.064209 | 0.069858 | 0.073691 | 0.07835 | 0.083006 | 0.088426 | 0.092006 | 0.096418 | 0.10071 | 0.10499
F8_Industrial_Other Industrial_New_Space Heating_Natural Gas_Space Heating - Heat Recovery Ventilator_A_Achievable Technical Potential | F8 | Industrial | Other Industrial | New | Space Heating | Natural Gas | Space Heating - Heat Recovery Ventilator | A | Incremental Summer Peak Savings (MW) | Achievable Technical Potential | 0 | 0 | 0 | 0 | 0 | 0 | 0 | 0 | 0 | 0 | 0 | 0 | 0 | 0 | 0 | 0 | 0 | 0 | 0 | 0 | 0 | 0
F9_Industrial_Other Industrial_New_Space Heating_Natural Gas_Space Heating - Heat Recovery Ventilator_A_Achievable Technical Potential | F9 | Industrial | Other Industrial | New | Space Heating | Natural Gas | Space Heating - Heat Recovery Ventilator | A | Incremental Winter Peak Savings (MW) | Achievable Technical Potential | 0 | 0 | 0 | 0 | 0 | 0 | 0 | 0 | 0 | 0 | 0 | 0 | 0 | 0 | 0 | 0 | 0 | 0 | 0 | 0 | 0 | 0
F10_Industrial_Other Industrial_New_Space Heating_Natural Gas_Space Heating - Heat Recovery Ventilator_A_Achievable Technical Potential | F10 | Industrial | Other Industrial | New | Space Heating | Natural Gas | Space Heating - Heat Recovery Ventilator | A | Cumulative Energy Savings (MWh or mTherms) | Achievable Technical Potential | 0 | 0 | 0.0089043 | 0.024444 | 0.046603 | 0.07618 | 0.11023 | 0.14946 | 0.19381 | 0.24393 | 0.29833 | 0.35767 | 0.42188 | 0.49174 | 0.56543 | 0.64378 | 0.72679 | 0.80631 | 0.88277 | 0.95703 | 1.0282 | 1.0991
F11_Industrial_Other Industrial_New_Space Heating_Natural Gas_Space Heating - Heat Recovery Ventilator_A_Achievable Technical Potential | F11 | Industrial | Other Industrial | New | Space Heating | Natural Gas | Space Heating - Heat Recovery Ventilator | A | Cumulative Summer Peak Savings (MW) | Achievable Technical Potential | 0 | 0 | 0 | 0 | 0 | 0 | 0 | 0 | 0 | 0 | 0 | 0 | 0 | 0 | 0 | 0 | 0 | 0 | 0 | 0 | 0 | 0
F12_Industrial_Other Industrial_New_Space Heating_Natural Gas_Space Heating - Heat Recovery Ventilator_A_Achievable Technical Potential | F12 | Industrial | Other Industrial | New | Space Heating | Natural Gas | Space Heating - Heat Recovery Ventilator | A | Cumulative Winter Peak Savings (MW) | Achievable Technical Potential | 0 | 0 | 0 | 0 | 0 | 0 | 0 | 0 | 0 | 0 | 0 | 0 | 0 | 0 | 0 | 0 | 0 | 0 | 0 | 0 | 0 | 0
F13_Industrial_Other Industrial_New_Space Heating_Natural Gas_Space Heating - Heat Recovery Ventilator_A_Achievable Technical Potential | F13 | Industrial | Other Industrial | New | Space Heating | Natural Gas | Space Heating - Heat Recovery Ventilator | A | Purchases (Incremental) | Achievable Technical Potential | 0 | 0 | 700.7199 | 1222.8887 | 1743.7752 | 2327.6074 | 2679.215 | 3087.3844 | 3490.4099 | 3943.7512 | 4281.3973 | 4669.7367 | 5052.9256 | 5497.4353 | 5799.1258 | 6165.7886 | 6532.1737 | 6958.6957 | 7240.426 | 7587.5843 | 7925.2877 | 8261.9935
F14_Industrial_Other Industrial_New_Space Heating_Natural Gas_Space Heating - Heat Recovery Ventilator_A_Achievable Technical Potential | F14 | Industrial | Other Industrial | New | Space Heating | Natural Gas | Space Heating - Heat Recovery Ventilator | A | Purchases (Cumulative) | Achievable Technical Potential | 0 | 0 | 700.7199 | 1923.6086 | 3667.3838 | 5994.9913 | 8674.2063 | 11761.5907 | 15252.0006 | 19195.7518 | 23477.1492 | 28146.8859 | 33199.8115 | 38697.2468 | 44496.3726 | 50662.1612 | 57194.335 | 63452.3108 | 69469.8481 | 75313.6571 | 80911.3373 | 86494.1158
F1_Industrial_Other Industrial_New_Space Heating_Natural Gas_Thermostat - Programmable_A_Achievable Technical Potential | F1 | Industrial | Other Industrial | New | Space Heating | Natural Gas | Thermostat - Programmable | A | Original Unit Energy Savings (kWh or therms) | Achievable Technical Potential | 0 | 0 | 0.0061474 | 0.0061474 | 0.0061474 | 0.0061474 | 0.0061474 | 0.0061474 | 0.0061474 | 0.0061474 | 0.0061474 | 0.0061474 | 0.0061474 | 0.0061474 | 0.0061474 | 0.0061474 | 0.0061474 | 0.0061474 | 0.0061474 | 0.0061474 | 0.0061474 | 0.0061474
F2_Industrial_Other Industrial_New_Space Heating_Natural Gas_Thermostat - Programmable_A_Achievable Technical Potential | F2 | Industrial | Other Industrial | New | Space Heating | Natural Gas | Thermostat - Programmable | A | Original Unit Summer Peak Savings (kW) | Achievable Technical Potential | 0 | 0 | 0 | 0 | 0 | 0 | 0 | 0 | 0 | 0 | 0 | 0 | 0 | 0 | 0 | 0 | 0 | 0 | 0 | 0 | 0 | 0
F3_Industrial_Other Industrial_New_Space Heating_Natural Gas_Thermostat - Programmable_A_Achievable Technical Potential | F3 | Industrial | Other Industrial | New | Space Heating | Natural Gas | Thermostat - Programmable | A | Original Unit Winter Peak Savings (kW) | Achievable Technical Potential | 0 | 0 | 0 | 0 | 0 | 0 | 0 | 0 | 0 | 0 | 0 | 0 | 0 | 0 | 0 | 0 | 0 | 0 | 0 | 0 | 0 | 0
F4_Industrial_Other Industrial_New_Space Heating_Natural Gas_Thermostat - Programmable_A_Achievable Technical Potential | F4 | Industrial | Other Industrial | New | Space Heating | Natural Gas | Thermostat - Programmable | A | Standalone Impact on Baseline Energy (%) | Achievable Technical Potential | 0% | 0% | 0.02637% | 0.04148% | 0.05546% | 0.06792% | 0.08538% | 0.1005% | 0.1152% | 0.1284% | 0.1446% | 0.159% | 0.1733% | 0.1823% | 0.1936% | 0.201% | 0.2067% | 0.2103% | 0.2172% | 0.2215% | 0.2253% | 0.2288%
F5_Industrial_Other Industrial_New_Space Heating_Natural Gas_Thermostat - Programmable_A_Achievable Technical Potential | F5 | Industrial | Other Industrial | New | Space Heating | Natural Gas | Thermostat - Programmable | A | Standalone Impact on Baseline Summer Peak (%) | Achievable Technical Potential | bar: 2019 to 2040
F6_Industrial_Other Industrial_New_Space Heating_Natural Gas_Thermostat - Programmable_A_Achievable Technical Potential | F6 | Industrial | Other Industrial | New | Space Heating | Natural Gas | Thermostat - Programmable | A | Standalone Impact on Baseline Winter Peak (%) | Achievable Technical Potential | bar: 2019 to 2040
F7_Industrial_Other Industrial_New_Space Heating_Natural Gas_Thermostat - Programmable_A_Achievable Technical Potential | F7 | Industrial | Other Industrial | New | Space Heating | Natural Gas | Thermostat - Programmable | A | Incremental Energy Savings (MWh or mTherms) | Achievable Technical Potential | 0 | 0 | 0.012923 | 0.022553 | 0.032159 | 0.042926 | 0.049411 | 0.056938 | 0.064371 | 0.072732 | 0.078959 | 0.08612 | 0.093187 | 0.10139 | 0.10695 | 0.11371 | 0.12047 | 0.12833 | 0.13353 | 0.13993 | 0.14616 | 0.15237
F8_Industrial_Other Industrial_New_Space Heating_Natural Gas_Thermostat - Programmable_A_Achievable Technical Potential | F8 | Industrial | Other Industrial | New | Space Heating | Natural Gas | Thermostat - Programmable | A | Incremental Summer Peak Savings (MW) | Achievable Technical Potential | 0 | 0 | 0 | 0 | 0 | 0 | 0 | 0 | 0 | 0 | 0 | 0 | 0 | 0 | 0 | 0 | 0 | 0 | 0 | 0 | 0 | 0
F9_Industrial_Other Industrial_New_Space Heating_Natural Gas_Thermostat - Programmable_A_Achievable Technical Potential | F9 | Industrial | Other Industrial | New | Space Heating | Natural Gas | Thermostat - Programmable | A | Incremental Winter Peak Savings (MW) | Achievable Technical Potential | 0 | 0 | 0 | 0 | 0 | 0 | 0 | 0 | 0 | 0 | 0 | 0 | 0 | 0 | 0 | 0 | 0 | 0 | 0 | 0 | 0 | 0
F10_Industrial_Other Industrial_New_Space Heating_Natural Gas_Thermostat - Programmable_A_Achievable Technical Potential | F10 | Industrial | Other Industrial | New | Space Heating | Natural Gas | Thermostat - Programmable | A | Cumulative Energy Savings (MWh or mTherms) | Achievable Technical Potential | 0 | 0 | 0.012923 | 0.035476 | 0.067635 | 0.11056 | 0.15997 | 0.21691 | 0.28128 | 0.35401 | 0.43297 | 0.51909 | 0.61228 | 0.70074 | 0.78514 | 0.86669 | 0.94423 | 1.0232 | 1.0997 | 1.1753 | 1.2487 | 1.3221
F11_Industrial_Other Industrial_New_Space Heating_Natural Gas_Thermostat - Programmable_A_Achievable Technical Potential | F11 | Industrial | Other Industrial | New | Space Heating | Natural Gas | Thermostat - Programmable | A | Cumulative Summer Peak Savings (MW) | Achievable Technical Potential | 0 | 0 | 0 | 0 | 0 | 0 | 0 | 0 | 0 | 0 | 0 | 0 | 0 | 0 | 0 | 0 | 0 | 0 | 0 | 0 | 0 | 0
F12_Industrial_Other Industrial_New_Space Heating_Natural Gas_Thermostat - Programmable_A_Achievable Technical Potential | F12 | Industrial | Other Industrial | New | Space Heating | Natural Gas | Thermostat - Programmable | A | Cumulative Winter Peak Savings (MW) | Achievable Technical Potential | 0 | 0 | 0 | 0 | 0 | 0 | 0 | 0 | 0 | 0 | 0 | 0 | 0 | 0 | 0 | 0 | 0 | 0 | 0 | 0 | 0 | 0
F13_Industrial_Other Industrial_New_Space Heating_Natural Gas_Thermostat - Programmable_A_Achievable Technical Potential | F13 | Industrial | Other Industrial | New | Space Heating | Natural Gas | Thermostat - Programmable | A | Purchases (Incremental) | Achievable Technical Potential | 0 | 0 | 2102.1597 | 3668.6661 | 5231.3257 | 6982.8223 | 8037.645 | 9262.1533 | 10471.2296 | 11831.2537 | 12844.192 | 14009.2102 | 15158.7767 | 16492.306 | 17397.3774 | 18497.3659 | 19596.5212 | 20876.0871 | 21721.2779 | 22762.7528 | 23775.863 | 24785.9804
F14_Industrial_Other Industrial_New_Space Heating_Natural Gas_Thermostat - Programmable_A_Achievable Technical Potential | F14 | Industrial | Other Industrial | New | Space Heating | Natural Gas | Thermostat - Programmable | A | Purchases (Cumulative) | Achievable Technical Potential | 0 | 0 | 2102.1597 | 5770.8258 | 11002.1515 | 17984.9738 | 26022.6189 | 35284.7721 | 45756.0018 | 57587.2555 | 70431.4475 | 84440.6577 | 99599.4344 | 113989.5807 | 127718.2921 | 140984.3322 | 153598.0312 | 166436.4733 | 178895.5979 | 191187.1211 | 203131.7304 | 215073.5187
F1_Industrial_Other Industrial_New_Space Heating_Natural Gas_ENERGY STAR Connected Thermostat_A_Achievable Technical Potential | F1 | Industrial | Other Industrial | New | Space Heating | Natural Gas | ENERGY STAR Connected Thermostat | A | Original Unit Energy Savings (kWh or therms) | Achievable Technical Potential | 0 | 0 | 0.01486 | 0.01486 | 0.01486 | 0.01486 | 0.01486 | 0.01486 | 0.01486 | 0.01486 | 0.01486 | 0.01486 | 0.01486 | 0.01486 | 0.01486 | 0.01486 | 0.01486 | 0.01486 | 0.01486 | 0.01486 | 0.01486 | 0.01486
F2_Industrial_Other Industrial_New_Space Heating_Natural Gas_ENERGY STAR Connected Thermostat_A_Achievable Technical Potential | F2 | Industrial | Other Industrial | New | Space Heating | Natural Gas | ENERGY STAR Connected Thermostat | A | Original Unit Summer Peak Savings (kW) | Achievable Technical Potential | 0 | 0 | 0 | 0 | 0 | 0 | 0 | 0 | 0 | 0 | 0 | 0 | 0 | 0 | 0 | 0 | 0 | 0 | 0 | 0 | 0 | 0
F3_Industrial_Other Industrial_New_Space Heating_Natural Gas_ENERGY STAR Connected Thermostat_A_Achievable Technical Potential | F3 | Industrial | Other Industrial | New | Space Heating | Natural Gas | ENERGY STAR Connected Thermostat | A | Original Unit Winter Peak Savings (kW) | Achievable Technical Potential | 0 | 0 | 0 | 0 | 0 | 0 | 0 | 0 | 0 | 0 | 0 | 0 | 0 | 0 | 0 | 0 | 0 | 0 | 0 | 0 | 0 | 0
F4_Industrial_Other Industrial_New_Space Heating_Natural Gas_ENERGY STAR Connected Thermostat_A_Achievable Technical Potential | F4 | Industrial | Other Industrial | New | Space Heating | Natural Gas | ENERGY STAR Connected Thermostat | A | Standalone Impact on Baseline Energy (%) | Achievable Technical Potential | 0% | 0% | 0.06375% | 0.1003% | 0.1341% | 0.1642% | 0.2064% | 0.2284% | 0.2434% | 0.251% | 0.2603% | 0.2658% | 0.2705% | 0.2719% | 0.2781% | 0.2811% | 0.2835% | 0.2771% | 0.2709% | 0.2589% | 0.2479% | 0.2378%
F5_Industrial_Other Industrial_New_Space Heating_Natural Gas_ENERGY STAR Connected Thermostat_A_Achievable Technical Potential | F5 | Industrial | Other Industrial | New | Space Heating | Natural Gas | ENERGY STAR Connected Thermostat | A | Standalone Impact on Baseline Summer Peak (%) | Achievable Technical Potential | bar: 2019 to 2040
F6_Industrial_Other Industrial_New_Space Heating_Natural Gas_ENERGY STAR Connected Thermostat_A_Achievable Technical Potential | F6 | Industrial | Other Industrial | New | Space Heating | Natural Gas | ENERGY STAR Connected Thermostat | A | Standalone Impact on Baseline Winter Peak (%) | Achievable Technical Potential | bar: 2019 to 2040
F7_Industrial_Other Industrial_New_Space Heating_Natural Gas_ENERGY STAR Connected Thermostat_A_Achievable Technical Potential | F7 | Industrial | Other Industrial | New | Space Heating | Natural Gas | ENERGY STAR Connected Thermostat | A | Incremental Energy Savings (MWh or mTherms) | Achievable Technical Potential | 0 | 0 | 0.031239 | 0.054518 | 0.07774 | 0.10377 | 0.11944 | 0.13764 | 0.15561 | 0.17582 | 0.19087 | 0.20818 | 0.22527 | 0.24508 | 0.25853 | 0.27488 | 0.29121 | 0.31023 | 0.32279 | 0.33827 | 0.37865 | 0.41066
F8_Industrial_Other Industrial_New_Space Heating_Natural Gas_ENERGY STAR Connected Thermostat_A_Achievable Technical Potential | F8 | Industrial | Other Industrial | New | Space Heating | Natural Gas | ENERGY STAR Connected Thermostat | A | Incremental Summer Peak Savings (MW) | Achievable Technical Potential | 0 | 0 | 0 | 0 | 0 | 0 | 0 | 0 | 0 | 0 | 0 | 0 | 0 | 0 | 0 | 0 | 0 | 0 | 0 | 0 | 0 | 0
F9_Industrial_Other Industrial_New_Space Heating_Natural Gas_ENERGY STAR Connected Thermostat_A_Achievable Technical Potential | F9 | Industrial | Other Industrial | New | Space Heating | Natural Gas | ENERGY STAR Connected Thermostat | A | Incremental Winter Peak Savings (MW) | Achievable Technical Potential | 0 | 0 | 0 | 0 | 0 | 0 | 0 | 0 | 0 | 0 | 0 | 0 | 0 | 0 | 0 | 0 | 0 | 0 | 0 | 0 | 0 | 0
F10_Industrial_Other Industrial_New_Space Heating_Natural Gas_ENERGY STAR Connected Thermostat_A_Achievable Technical Potential | F10 | Industrial | Other Industrial | New | Space Heating | Natural Gas | ENERGY STAR Connected Thermostat | A | Cumulative Energy Savings (MWh or mTherms) | Achievable Technical Potential | 0 | 0 | 0.031239 | 0.085757 | 0.1635 | 0.26727 | 0.38671 | 0.49311 | 0.5942 | 0.69228 | 0.77938 | 0.86812 | 0.95575 | 1.0452 | 1.1279 | 1.2119 | 1.295 | 1.3487 | 1.3719 | 1.3739 | 1.3739 | 1.3739
F11_Industrial_Other Industrial_New_Space Heating_Natural Gas_ENERGY STAR Connected Thermostat_A_Achievable Technical Potential | F11 | Industrial | Other Industrial | New | Space Heating | Natural Gas | ENERGY STAR Connected Thermostat | A | Cumulative Summer Peak Savings (MW) | Achievable Technical Potential | 0 | 0 | 0 | 0 | 0 | 0 | 0 | 0 | 0 | 0 | 0 | 0 | 0 | 0 | 0 | 0 | 0 | 0 | 0 | 0 | 0 | 0
F12_Industrial_Other Industrial_New_Space Heating_Natural Gas_ENERGY STAR Connected Thermostat_A_Achievable Technical Potential | F12 | Industrial | Other Industrial | New | Space Heating | Natural Gas | ENERGY STAR Connected Thermostat | A | Cumulative Winter Peak Savings (MW) | Achievable Technical Potential | 0 | 0 | 0 | 0 | 0 | 0 | 0 | 0 | 0 | 0 | 0 | 0 | 0 | 0 | 0 | 0 | 0 | 0 | 0 | 0 | 0 | 0
F13_Industrial_Other Industrial_New_Space Heating_Natural Gas_ENERGY STAR Connected Thermostat_A_Achievable Technical Potential | F13 | Industrial | Other Industrial | New | Space Heating | Natural Gas | ENERGY STAR Connected Thermostat | A | Purchases (Incremental) | Achievable Technical Potential | 0 | 0 | 2102.1597 | 3668.6661 | 5231.3257 | 6982.8223 | 8037.645 | 9262.1533 | 10471.2296 | 11831.2537 | 12844.192 | 14009.2102 | 15158.7767 | 16492.306 | 17397.3774 | 18497.3659 | 19596.5212 | 20876.0871 | 21721.2779 | 22762.7528 | 25480.1882 | 27634.1663
F14_Industrial_Other Industrial_New_Space Heating_Natural Gas_ENERGY STAR Connected Thermostat_A_Achievable Technical Potential | F14 | Industrial | Other Industrial | New | Space Heating | Natural Gas | ENERGY STAR Connected Thermostat | A | Purchases (Cumulative) | Achievable Technical Potential | 0 | 0 | 2102.1597 | 5770.8258 | 11002.1515 | 17984.9738 | 26022.6189 | 33182.6125 | 39985.176 | 46585.104 | 52446.4737 | 58418.0388 | 64314.6623 | 70335.7386 | 75901.8624 | 81555.0362 | 87142.3473 | 90757.498 | 92317.8038 | 92451.8535 | 92451.8535 | 92451.8535
F1_Industrial_Other Industrial_New_Space Heating_Natural Gas_Destratification Fans (HVLS)_A_Achievable Technical Potential | F1 | Industrial | Other Industrial | New | Space Heating | Natural Gas | Destratification Fans (HVLS) | A | Original Unit Energy Savings (kWh or therms) | Achievable Technical Potential | 0 | 0 | 0.01486 | 0.01486 | 0.01486 | 0.01486 | 0.01486 | 0.01486 | 0.01486 | 0.01486 | 0.01486 | 0.01486 | 0.01486 | 0.01486 | 0.01486 | 0.01486 | 0.01486 | 0.01486 | 0.01486 | 0.01486 | 0.01486 | 0.01486
F2_Industrial_Other Industrial_New_Space Heating_Natural Gas_Destratification Fans (HVLS)_A_Achievable Technical Potential | F2 | Industrial | Other Industrial | New | Space Heating | Natural Gas | Destratification Fans (HVLS) | A | Original Unit Summer Peak Savings (kW) | Achievable Technical Potential | 0 | 0 | 0 | 0 | 0 | 0 | 0 | 0 | 0 | 0 | 0 | 0 | 0 | 0 | 0 | 0 | 0 | 0 | 0 | 0 | 0 | 0
F3_Industrial_Other Industrial_New_Space Heating_Natural Gas_Destratification Fans (HVLS)_A_Achievable Technical Potential | F3 | Industrial | Other Industrial | New | Space Heating | Natural Gas | Destratification Fans (HVLS) | A | Original Unit Winter Peak Savings (kW) | Achievable Technical Potential | 0 | 0 | 0 | 0 | 0 | 0 | 0 | 0 | 0 | 0 | 0 | 0 | 0 | 0 | 0 | 0 | 0 | 0 | 0 | 0 | 0 | 0
F4_Industrial_Other Industrial_New_Space Heating_Natural Gas_Destratification Fans (HVLS)_A_Achievable Technical Potential | F4 | Industrial | Other Industrial | New | Space Heating | Natural Gas | Destratification Fans (HVLS) | A | Standalone Impact on Baseline Energy (%) | Achievable Technical Potential | 0% | 0% | 0.06375% | 0.1003% | 0.1341% | 0.1642% | 0.2064% | 0.2429% | 0.2786% | 0.3103% | 0.3496% | 0.3843% | 0.41% | 0.4264% | 0.4488% | 0.4618% | 0.4735% | 0.48% | 0.4943% | 0.5023% | 0.5102% | 0.5171%
F5_Industrial_Other Industrial_New_Space Heating_Natural Gas_Destratification Fans (HVLS)_A_Achievable Technical Potential | F5 | Industrial | Other Industrial | New | Space Heating | Natural Gas | Destratification Fans (HVLS) | A | Standalone Impact on Baseline Summer Peak (%) | Achievable Technical Potential | bar: 2019 to 2040
F6_Industrial_Other Industrial_New_Space Heating_Natural Gas_Destratification Fans (HVLS)_A_Achievable Technical Potential | F6 | Industrial | Other Industrial | New | Space Heating | Natural Gas | Destratification Fans (HVLS) | A | Standalone Impact on Baseline Winter Peak (%) | Achievable Technical Potential | bar: 2019 to 2040
F7_Industrial_Other Industrial_New_Space Heating_Natural Gas_Destratification Fans (HVLS)_A_Achievable Technical Potential | F7 | Industrial | Other Industrial | New | Space Heating | Natural Gas | Destratification Fans (HVLS) | A | Incremental Energy Savings (MWh or mTherms) | Achievable Technical Potential | 0 | 0 | 0.031239 | 0.054518 | 0.07774 | 0.10377 | 0.11944 | 0.13764 | 0.15561 | 0.17582 | 0.19087 | 0.20818 | 0.22527 | 0.24508 | 0.25853 | 0.27488 | 0.29121 | 0.31023 | 0.32279 | 0.33827 | 0.35332 | 0.36833
F8_Industrial_Other Industrial_New_Space Heating_Natural Gas_Destratification Fans (HVLS)_A_Achievable Technical Potential | F8 | Industrial | Other Industrial | New | Space Heating | Natural Gas | Destratification Fans (HVLS) | A | Incremental Summer Peak Savings (MW) | Achievable Technical Potential | 0 | 0 | 0 | 0 | 0 | 0 | 0 | 0 | 0 | 0 | 0 | 0 | 0 | 0 | 0 | 0 | 0 | 0 | 0 | 0 | 0 | 0
F9_Industrial_Other Industrial_New_Space Heating_Natural Gas_Destratification Fans (HVLS)_A_Achievable Technical Potential | F9 | Industrial | Other Industrial | New | Space Heating | Natural Gas | Destratification Fans (HVLS) | A | Incremental Winter Peak Savings (MW) | Achievable Technical Potential | 0 | 0 | 0 | 0 | 0 | 0 | 0 | 0 | 0 | 0 | 0 | 0 | 0 | 0 | 0 | 0 | 0 | 0 | 0 | 0 | 0 | 0
F10_Industrial_Other Industrial_New_Space Heating_Natural Gas_Destratification Fans (HVLS)_A_Achievable Technical Potential | F10 | Industrial | Other Industrial | New | Space Heating | Natural Gas | Destratification Fans (HVLS) | A | Cumulative Energy Savings (MWh or mTherms) | Achievable Technical Potential | 0 | 0 | 0.031239 | 0.085757 | 0.1635 | 0.26727 | 0.38671 | 0.52435 | 0.67996 | 0.85577 | 1.0466 | 1.2548 | 1.4489 | 1.6394 | 1.8202 | 1.9913 | 2.1631 | 2.3357 | 2.5029 | 2.6653 | 2.8278 | 2.9879
F11_Industrial_Other Industrial_New_Space Heating_Natural Gas_Destratification Fans (HVLS)_A_Achievable Technical Potential | F11 | Industrial | Other Industrial | New | Space Heating | Natural Gas | Destratification Fans (HVLS) | A | Cumulative Summer Peak Savings (MW) | Achievable Technical Potential | 0 | 0 | 0 | 0 | 0 | 0 | 0 | 0 | 0 | 0 | 0 | 0 | 0 | 0 | 0 | 0 | 0 | 0 | 0 | 0 | 0 | 0
F12_Industrial_Other Industrial_New_Space Heating_Natural Gas_Destratification Fans (HVLS)_A_Achievable Technical Potential | F12 | Industrial | Other Industrial | New | Space Heating | Natural Gas | Destratification Fans (HVLS) | A | Cumulative Winter Peak Savings (MW) | Achievable Technical Potential | 0 | 0 | 0 | 0 | 0 | 0 | 0 | 0 | 0 | 0 | 0 | 0 | 0 | 0 | 0 | 0 | 0 | 0 | 0 | 0 | 0 | 0
F13_Industrial_Other Industrial_New_Space Heating_Natural Gas_Destratification Fans (HVLS)_A_Achievable Technical Potential | F13 | Industrial | Other Industrial | New | Space Heating | Natural Gas | Destratification Fans (HVLS) | A | Purchases (Incremental) | Achievable Technical Potential | 0 | 0 | 2102.1597 | 3668.6661 | 5231.3257 | 6982.8223 | 8037.645 | 9262.1533 | 10471.2296 | 11831.2537 | 12844.192 | 14009.2102 | 15158.7767 | 16492.306 | 17397.3774 | 18497.3659 | 19596.5212 | 20876.0871 | 21721.2779 | 22762.7528 | 23775.863 | 24785.9804
F14_Industrial_Other Industrial_New_Space Heating_Natural Gas_Destratification Fans (HVLS)_A_Achievable Technical Potential | F14 | Industrial | Other Industrial | New | Space Heating | Natural Gas | Destratification Fans (HVLS) | A | Purchases (Cumulative) | Achievable Technical Potential | 0 | 0 | 2102.1597 | 5770.8258 | 11002.1515 | 17984.9738 | 26022.6189 | 35284.7721 | 45756.0018 | 57587.2555 | 70431.4475 | 84440.6577 | 97497.2747 | 110320.9146 | 122486.9664 | 134001.5099 | 145560.3861 | 157174.32 | 168424.3683 | 179355.8674 | 190287.5383 | 201064.3085
F1_Industrial_Other Industrial_New_Space Heating_Natural Gas_Gas Boiler - Insulate Steam Lines/Condensate Tank_A_Achievable Technical Potential | F1 | Industrial | Other Industrial | New | Space Heating | Natural Gas | Gas Boiler - Insulate Steam Lines/Condensate Tank | A | Original Unit Energy Savings (kWh or therms) | Achievable Technical Potential | 0 | 0 | 21.1315 | 21.1315 | 21.1315 | 21.1315 | 21.1315 | 21.1315 | 21.1315 | 21.1315 | 21.1315 | 21.1315 | 21.1315 | 21.1315 | 21.1315 | 21.1315 | 21.1315 | 21.1315 | 21.1315 | 21.1315 | 21.1315 | 21.1315
F2_Industrial_Other Industrial_New_Space Heating_Natural Gas_Gas Boiler - Insulate Steam Lines/Condensate Tank_A_Achievable Technical Potential | F2 | Industrial | Other Industrial | New | Space Heating | Natural Gas | Gas Boiler - Insulate Steam Lines/Condensate Tank | A | Original Unit Summer Peak Savings (kW) | Achievable Technical Potential | 0 | 0 | 0 | 0 | 0 | 0 | 0 | 0 | 0 | 0 | 0 | 0 | 0 | 0 | 0 | 0 | 0 | 0 | 0 | 0 | 0 | 0
F3_Industrial_Other Industrial_New_Space Heating_Natural Gas_Gas Boiler - Insulate Steam Lines/Condensate Tank_A_Achievable Technical Potential | F3 | Industrial | Other Industrial | New | Space Heating | Natural Gas | Gas Boiler - Insulate Steam Lines/Condensate Tank | A | Original Unit Winter Peak Savings (kW) | Achievable Technical Potential | 0 | 0 | 0 | 0 | 0 | 0 | 0 | 0 | 0 | 0 | 0 | 0 | 0 | 0 | 0 | 0 | 0 | 0 | 0 | 0 | 0 | 0
F4_Industrial_Other Industrial_New_Space Heating_Natural Gas_Gas Boiler - Insulate Steam Lines/Condensate Tank_A_Achievable Technical Potential | F4 | Industrial | Other Industrial | New | Space Heating | Natural Gas | Gas Boiler - Insulate Steam Lines/Condensate Tank | A | Standalone Impact on Baseline Energy (%) | Achievable Technical Potential | 0% | 0% | 0.005147% | 0.008096% | 0.01082% | 0.01326% | 0.01666% | 0.01961% | 0.02249% | 0.02505% | 0.02822% | 0.03102% | 0.03382% | 0.03623% | 0.03949% | 0.04229% | 0.04506% | 0.04745% | 0.05075% | 0.05357% | 0.05644% | 0.05929%
F5_Industrial_Other Industrial_New_Space Heating_Natural Gas_Gas Boiler - Insulate Steam Lines/Condensate Tank_A_Achievable Technical Potential | F5 | Industrial | Other Industrial | New | Space Heating | Natural Gas | Gas Boiler - Insulate Steam Lines/Condensate Tank | A | Standalone Impact on Baseline Summer Peak (%) | Achievable Technical Potential | bar: 2019 to 2040
F6_Industrial_Other Industrial_New_Space Heating_Natural Gas_Gas Boiler - Insulate Steam Lines/Condensate Tank_A_Achievable Technical Potential | F6 | Industrial | Other Industrial | New | Space Heating | Natural Gas | Gas Boiler - Insulate Steam Lines/Condensate Tank | A | Standalone Impact on Baseline Winter Peak (%) | Achievable Technical Potential | bar: 2019 to 2040
F7_Industrial_Other Industrial_New_Space Heating_Natural Gas_Gas Boiler - Insulate Steam Lines/Condensate Tank_A_Achievable Technical Potential | F7 | Industrial | Other Industrial | New | Space Heating | Natural Gas | Gas Boiler - Insulate Steam Lines/Condensate Tank | A | Incremental Energy Savings (MWh or mTherms) | Achievable Technical Potential | 0 | 0 | 0.0025221 | 0.0044015 | 0.0062763 | 0.0083777 | 0.0096432 | 0.011112 | 0.012563 | 0.014195 | 0.01541 | 0.016808 | 0.018187 | 0.019787 | 0.020873 | 0.022192 | 0.023511 | 0.025046 | 0.02606 | 0.02731 | 0.028525 | 0.029737
F8_Industrial_Other Industrial_New_Space Heating_Natural Gas_Gas Boiler - Insulate Steam Lines/Condensate Tank_A_Achievable Technical Potential | F8 | Industrial | Other Industrial | New | Space Heating | Natural Gas | Gas Boiler - Insulate Steam Lines/Condensate Tank | A | Incremental Summer Peak Savings (MW) | Achievable Technical Potential | 0 | 0 | 0 | 0 | 0 | 0 | 0 | 0 | 0 | 0 | 0 | 0 | 0 | 0 | 0 | 0 | 0 | 0 | 0 | 0 | 0 | 0
F9_Industrial_Other Industrial_New_Space Heating_Natural Gas_Gas Boiler - Insulate Steam Lines/Condensate Tank_A_Achievable Technical Potential | F9 | Industrial | Other Industrial | New | Space Heating | Natural Gas | Gas Boiler - Insulate Steam Lines/Condensate Tank | A | Incremental Winter Peak Savings (MW) | Achievable Technical Potential | 0 | 0 | 0 | 0 | 0 | 0 | 0 | 0 | 0 | 0 | 0 | 0 | 0 | 0 | 0 | 0 | 0 | 0 | 0 | 0 | 0 | 0
F10_Industrial_Other Industrial_New_Space Heating_Natural Gas_Gas Boiler - Insulate Steam Lines/Condensate Tank_A_Achievable Technical Potential | F10 | Industrial | Other Industrial | New | Space Heating | Natural Gas | Gas Boiler - Insulate Steam Lines/Condensate Tank | A | Cumulative Energy Savings (MWh or mTherms) | Achievable Technical Potential | 0 | 0 | 0.0025221 | 0.0069236 | 0.0132 | 0.021578 | 0.031221 | 0.042333 | 0.054896 | 0.06909 | 0.0845 | 0.10131 | 0.11949 | 0.13928 | 0.16015 | 0.18235 | 0.20586 | 0.2309 | 0.25696 | 0.28427 | 0.3128 | 0.34254
F11_Industrial_Other Industrial_New_Space Heating_Natural Gas_Gas Boiler - Insulate Steam Lines/Condensate Tank_A_Achievable Technical Potential | F11 | Industrial | Other Industrial | New | Space Heating | Natural Gas | Gas Boiler - Insulate Steam Lines/Condensate Tank | A | Cumulative Summer Peak Savings (MW) | Achievable Technical Potential | 0 | 0 | 0 | 0 | 0 | 0 | 0 | 0 | 0 | 0 | 0 | 0 | 0 | 0 | 0 | 0 | 0 | 0 | 0 | 0 | 0 | 0
F12_Industrial_Other Industrial_New_Space Heating_Natural Gas_Gas Boiler - Insulate Steam Lines/Condensate Tank_A_Achievable Technical Potential | F12 | Industrial | Other Industrial | New | Space Heating | Natural Gas | Gas Boiler - Insulate Steam Lines/Condensate Tank | A | Cumulative Winter Peak Savings (MW) | Achievable Technical Potential | 0 | 0 | 0 | 0 | 0 | 0 | 0 | 0 | 0 | 0 | 0 | 0 | 0 | 0 | 0 | 0 | 0 | 0 | 0 | 0 | 0 | 0
F13_Industrial_Other Industrial_New_Space Heating_Natural Gas_Gas Boiler - Insulate Steam Lines/Condensate Tank_A_Achievable Technical Potential | F13 | Industrial | Other Industrial | New | Space Heating | Natural Gas | Gas Boiler - Insulate Steam Lines/Condensate Tank | A | Purchases (Incremental) | Achievable Technical Potential | 0 | 0 | 0.11935 | 0.20829 | 0.29701 | 0.39645 | 0.45634 | 0.52586 | 0.59451 | 0.67173 | 0.72924 | 0.79538 | 0.86065 | 0.93636 | 0.98775 | 1.0502 | 1.1126 | 1.1853 | 1.2332 | 1.2924 | 1.3499 | 1.4072
F14_Industrial_Other Industrial_New_Space Heating_Natural Gas_Gas Boiler - Insulate Steam Lines/Condensate Tank_A_Achievable Technical Potential | F14 | Industrial | Other Industrial | New | Space Heating | Natural Gas | Gas Boiler - Insulate Steam Lines/Condensate Tank | A | Purchases (Cumulative) | Achievable Technical Potential | 0 | 0 | 0.11935 | 0.32764 | 0.62465 | 1.0211 | 1.4774 | 2.0033 | 2.5978 | 3.2695 | 3.9988 | 4.7942 | 5.6548 | 6.5912 | 7.5789 | 8.6291 | 9.7417 | 10.927 | 12.1602 | 13.4526 | 14.8025 | 16.2097
F1_Industrial_Other Industrial_New_Process_Natural Gas_Gas Boiler - Insulate Steam Lines/Condensate Tank_A_Achievable Technical Potential | F1 | Industrial | Other Industrial | New | Process | Natural Gas | Gas Boiler - Insulate Steam Lines/Condensate Tank | A | Original Unit Energy Savings (kWh or therms) | Achievable Technical Potential | 0 | 0 | 16.8499 | 16.8499 | 16.8499 | 16.8499 | 16.8499 | 16.8499 | 16.8499 | 16.8499 | 16.8499 | 16.8499 | 16.8499 | 16.8499 | 16.8499 | 16.8499 | 16.8499 | 16.8499 | 16.8499 | 16.8499 | 16.8499 | 16.8499
F2_Industrial_Other Industrial_New_Process_Natural Gas_Gas Boiler - Insulate Steam Lines/Condensate Tank_A_Achievable Technical Potential | F2 | Industrial | Other Industrial | New | Process | Natural Gas | Gas Boiler - Insulate Steam Lines/Condensate Tank | A | Original Unit Summer Peak Savings (kW) | Achievable Technical Potential | 0 | 0 | 0 | 0 | 0 | 0 | 0 | 0 | 0 | 0 | 0 | 0 | 0 | 0 | 0 | 0 | 0 | 0 | 0 | 0 | 0 | 0
F3_Industrial_Other Industrial_New_Process_Natural Gas_Gas Boiler - Insulate Steam Lines/Condensate Tank_A_Achievable Technical Potential | F3 | Industrial | Other Industrial | New | Process | Natural Gas | Gas Boiler - Insulate Steam Lines/Condensate Tank | A | Original Unit Winter Peak Savings (kW) | Achievable Technical Potential | 0 | 0 | 0 | 0 | 0 | 0 | 0 | 0 | 0 | 0 | 0 | 0 | 0 | 0 | 0 | 0 | 0 | 0 | 0 | 0 | 0 | 0
F4_Industrial_Other Industrial_New_Process_Natural Gas_Gas Boiler - Insulate Steam Lines/Condensate Tank_A_Achievable Technical Potential | F4 | Industrial | Other Industrial | New | Process | Natural Gas | Gas Boiler - Insulate Steam Lines/Condensate Tank | A | Standalone Impact on Baseline Energy (%) | Achievable Technical Potential | 0% | 0% | 0.02737% | 0.04305% | 0.05755% | 0.07048% | 0.0886% | 0.1043% | 0.1196% | 0.1332% | 0.1501% | 0.1649% | 0.1798% | 0.1926% | 0.21% | 0.2249% | 0.2396% | 0.2523% | 0.2698% | 0.2849% | 0.3001% | 0.3152%
F5_Industrial_Other Industrial_New_Process_Natural Gas_Gas Boiler - Insulate Steam Lines/Condensate Tank_A_Achievable Technical Potential | F5 | Industrial | Other Industrial | New | Process | Natural Gas | Gas Boiler - Insulate Steam Lines/Condensate Tank | A | Standalone Impact on Baseline Summer Peak (%) | Achievable Technical Potential | bar: 2019 to 2040
F6_Industrial_Other Industrial_New_Process_Natural Gas_Gas Boiler - Insulate Steam Lines/Condensate Tank_A_Achievable Technical Potential | F6 | Industrial | Other Industrial | New | Process | Natural Gas | Gas Boiler - Insulate Steam Lines/Condensate Tank | A | Standalone Impact on Baseline Winter Peak (%) | Achievable Technical Potential | bar: 2019 to 2040
F7_Industrial_Other Industrial_New_Process_Natural Gas_Gas Boiler - Insulate Steam Lines/Condensate Tank_A_Achievable Technical Potential | F7 | Industrial | Other Industrial | New | Process | Natural Gas | Gas Boiler - Insulate Steam Lines/Condensate Tank | A | Incremental Energy Savings (MWh or mTherms) | Achievable Technical Potential | 0 | 0 | 0.029119 | 0.050817 | 0.072463 | 0.096724 | 0.11134 | 0.1283 | 0.14504 | 0.16388 | 0.17791 | 0.19405 | 0.20998 | 0.22845 | 0.24098 | 0.25622 | 0.27145 | 0.28917 | 0.30088 | 0.3153 | 0.32934 | 0.34333
F8_Industrial_Other Industrial_New_Process_Natural Gas_Gas Boiler - Insulate Steam Lines/Condensate Tank_A_Achievable Technical Potential | F8 | Industrial | Other Industrial | New | Process | Natural Gas | Gas Boiler - Insulate Steam Lines/Condensate Tank | A | Incremental Summer Peak Savings (MW) | Achievable Technical Potential | 0 | 0 | 0 | 0 | 0 | 0 | 0 | 0 | 0 | 0 | 0 | 0 | 0 | 0 | 0 | 0 | 0 | 0 | 0 | 0 | 0 | 0
F9_Industrial_Other Industrial_New_Process_Natural Gas_Gas Boiler - Insulate Steam Lines/Condensate Tank_A_Achievable Technical Potential | F9 | Industrial | Other Industrial | New | Process | Natural Gas | Gas Boiler - Insulate Steam Lines/Condensate Tank | A | Incremental Winter Peak Savings (MW) | Achievable Technical Potential | 0 | 0 | 0 | 0 | 0 | 0 | 0 | 0 | 0 | 0 | 0 | 0 | 0 | 0 | 0 | 0 | 0 | 0 | 0 | 0 | 0 | 0
F10_Industrial_Other Industrial_New_Process_Natural Gas_Gas Boiler - Insulate Steam Lines/Condensate Tank_A_Achievable Technical Potential | F10 | Industrial | Other Industrial | New | Process | Natural Gas | Gas Boiler - Insulate Steam Lines/Condensate Tank | A | Cumulative Energy Savings (MWh or mTherms) | Achievable Technical Potential | 0 | 0 | 0.029119 | 0.079936 | 0.1524 | 0.24912 | 0.36046 | 0.48875 | 0.6338 | 0.79768 | 0.9756 | 1.1696 | 1.3796 | 1.6081 | 1.8491 | 2.1053 | 2.3767 | 2.6659 | 2.9668 | 3.2821 | 3.6114 | 3.9547
F11_Industrial_Other Industrial_New_Process_Natural Gas_Gas Boiler - Insulate Steam Lines/Condensate Tank_A_Achievable Technical Potential | F11 | Industrial | Other Industrial | New | Process | Natural Gas | Gas Boiler - Insulate Steam Lines/Condensate Tank | A | Cumulative Summer Peak Savings (MW) | Achievable Technical Potential | 0 | 0 | 0 | 0 | 0 | 0 | 0 | 0 | 0 | 0 | 0 | 0 | 0 | 0 | 0 | 0 | 0 | 0 | 0 | 0 | 0 | 0
F12_Industrial_Other Industrial_New_Process_Natural Gas_Gas Boiler - Insulate Steam Lines/Condensate Tank_A_Achievable Technical Potential | F12 | Industrial | Other Industrial | New | Process | Natural Gas | Gas Boiler - Insulate Steam Lines/Condensate Tank | A | Cumulative Winter Peak Savings (MW) | Achievable Technical Potential | 0 | 0 | 0 | 0 | 0 | 0 | 0 | 0 | 0 | 0 | 0 | 0 | 0 | 0 | 0 | 0 | 0 | 0 | 0 | 0 | 0 | 0
F13_Industrial_Other Industrial_New_Process_Natural Gas_Gas Boiler - Insulate Steam Lines/Condensate Tank_A_Achievable Technical Potential | F13 | Industrial | Other Industrial | New | Process | Natural Gas | Gas Boiler - Insulate Steam Lines/Condensate Tank | A | Purchases (Incremental) | Achievable Technical Potential | 0 | 0 | 1.7281 | 3.0159 | 4.3005 | 5.7403 | 6.6075 | 7.6141 | 8.608 | 9.7261 | 10.5588 | 11.5165 | 12.4615 | 13.5577 | 14.3018 | 15.206 | 16.1096 | 17.1615 | 17.8563 | 18.7125 | 19.5453 | 20.3757
F14_Industrial_Other Industrial_New_Process_Natural Gas_Gas Boiler - Insulate Steam Lines/Condensate Tank_A_Achievable Technical Potential | F14 | Industrial | Other Industrial | New | Process | Natural Gas | Gas Boiler - Insulate Steam Lines/Condensate Tank | A | Purchases (Cumulative) | Achievable Technical Potential | 0 | 0 | 1.7281 | 4.744 | 9.0445 | 14.7848 | 21.3923 | 29.0064 | 37.6144 | 47.3404 | 57.8992 | 69.4157 | 81.8772 | 95.4349 | 109.7367 | 124.9427 | 141.0523 | 158.2138 | 176.0701 | 194.7826 | 214.3279 | 234.7035
F1_Industrial_Other Industrial_New_Space Heating_Natural Gas_Gas Boiler - Insulate Hot Water Lines_A_Achievable Technical Potential | F1 | Industrial | Other Industrial | New | Space Heating | Natural Gas | Gas Boiler - Insulate Hot Water Lines | A | Original Unit Energy Savings (kWh or therms) | Achievable Technical Potential | 0 | 0 | 23.8852 | 23.8852 | 23.8852 | 23.8852 | 23.8852 | 23.8852 | 23.8852 | 23.8852 | 23.8852 | 23.8852 | 23.8852 | 23.8852 | 23.8852 | 23.8852 | 23.8852 | 23.8852 | 23.8852 | 23.8852 | 23.8852 | 23.8852
F2_Industrial_Other Industrial_New_Space Heating_Natural Gas_Gas Boiler - Insulate Hot Water Lines_A_Achievable Technical Potential | F2 | Industrial | Other Industrial | New | Space Heating | Natural Gas | Gas Boiler - Insulate Hot Water Lines | A | Original Unit Summer Peak Savings (kW) | Achievable Technical Potential | 0 | 0 | 0 | 0 | 0 | 0 | 0 | 0 | 0 | 0 | 0 | 0 | 0 | 0 | 0 | 0 | 0 | 0 | 0 | 0 | 0 | 0
F3_Industrial_Other Industrial_New_Space Heating_Natural Gas_Gas Boiler - Insulate Hot Water Lines_A_Achievable Technical Potential | F3 | Industrial | Other Industrial | New | Space Heating | Natural Gas | Gas Boiler - Insulate Hot Water Lines | A | Original Unit Winter Peak Savings (kW) | Achievable Technical Potential | 0 | 0 | 0 | 0 | 0 | 0 | 0 | 0 | 0 | 0 | 0 | 0 | 0 | 0 | 0 | 0 | 0 | 0 | 0 | 0 | 0 | 0
F4_Industrial_Other Industrial_New_Space Heating_Natural Gas_Gas Boiler - Insulate Hot Water Lines_A_Achievable Technical Potential | F4 | Industrial | Other Industrial | New | Space Heating | Natural Gas | Gas Boiler - Insulate Hot Water Lines | A | Standalone Impact on Baseline Energy (%) | Achievable Technical Potential | 0% | 0% | 0.005818% | 0.009151% | 0.01224% | 0.01498% | 0.01883% | 0.02216% | 0.02542% | 0.02832% | 0.0319% | 0.03507% | 0.03822% | 0.04095% | 0.04464% | 0.0478% | 0.05094% | 0.05363% | 0.05736% | 0.06056% | 0.06379% | 0.06701%
F5_Industrial_Other Industrial_New_Space Heating_Natural Gas_Gas Boiler - Insulate Hot Water Lines_A_Achievable Technical Potential | F5 | Industrial | Other Industrial | New | Space Heating | Natural Gas | Gas Boiler - Insulate Hot Water Lines | A | Standalone Impact on Baseline Summer Peak (%) | Achievable Technical Potential | bar: 2019 to 2040
F6_Industrial_Other Industrial_New_Space Heating_Natural Gas_Gas Boiler - Insulate Hot Water Lines_A_Achievable Technical Potential | F6 | Industrial | Other Industrial | New | Space Heating | Natural Gas | Gas Boiler - Insulate Hot Water Lines | A | Standalone Impact on Baseline Winter Peak (%) | Achievable Technical Potential | bar: 2019 to 2040
F7_Industrial_Other Industrial_New_Space Heating_Natural Gas_Gas Boiler - Insulate Hot Water Lines_A_Achievable Technical Potential | F7 | Industrial | Other Industrial | New | Space Heating | Natural Gas | Gas Boiler - Insulate Hot Water Lines | A | Incremental Energy Savings (MWh or mTherms) | Achievable Technical Potential | 0 | 0 | 0.0028507 | 0.0049751 | 0.0070942 | 0.0094694 | 0.0109 | 0.01256 | 0.0142 | 0.016044 | 0.017418 | 0.018998 | 0.020557 | 0.022365 | 0.023593 | 0.025084 | 0.026575 | 0.02831 | 0.029456 | 0.030869 | 0.032242 | 0.033612
F8_Industrial_Other Industrial_New_Space Heating_Natural Gas_Gas Boiler - Insulate Hot Water Lines_A_Achievable Technical Potential | F8 | Industrial | Other Industrial | New | Space Heating | Natural Gas | Gas Boiler - Insulate Hot Water Lines | A | Incremental Summer Peak Savings (MW) | Achievable Technical Potential | 0 | 0 | 0 | 0 | 0 | 0 | 0 | 0 | 0 | 0 | 0 | 0 | 0 | 0 | 0 | 0 | 0 | 0 | 0 | 0 | 0 | 0
F9_Industrial_Other Industrial_New_Space Heating_Natural Gas_Gas Boiler - Insulate Hot Water Lines_A_Achievable Technical Potential | F9 | Industrial | Other Industrial | New | Space Heating | Natural Gas | Gas Boiler - Insulate Hot Water Lines | A | Incremental Winter Peak Savings (MW) | Achievable Technical Potential | 0 | 0 | 0 | 0 | 0 | 0 | 0 | 0 | 0 | 0 | 0 | 0 | 0 | 0 | 0 | 0 | 0 | 0 | 0 | 0 | 0 | 0
F10_Industrial_Other Industrial_New_Space Heating_Natural Gas_Gas Boiler - Insulate Hot Water Lines_A_Achievable Technical Potential | F10 | Industrial | Other Industrial | New | Space Heating | Natural Gas | Gas Boiler - Insulate Hot Water Lines | A | Cumulative Energy Savings (MWh or mTherms) | Achievable Technical Potential | 0 | 0 | 0.0028507 | 0.0078258 | 0.01492 | 0.024389 | 0.035289 | 0.04785 | 0.06205 | 0.078094 | 0.095512 | 0.11451 | 0.13507 | 0.15743 | 0.18102 | 0.20611 | 0.23268 | 0.26099 | 0.29045 | 0.32132 | 0.35356 | 0.38717
F11_Industrial_Other Industrial_New_Space Heating_Natural Gas_Gas Boiler - Insulate Hot Water Lines_A_Achievable Technical Potential | F11 | Industrial | Other Industrial | New | Space Heating | Natural Gas | Gas Boiler - Insulate Hot Water Lines | A | Cumulative Summer Peak Savings (MW) | Achievable Technical Potential | 0 | 0 | 0 | 0 | 0 | 0 | 0 | 0 | 0 | 0 | 0 | 0 | 0 | 0 | 0 | 0 | 0 | 0 | 0 | 0 | 0 | 0
F12_Industrial_Other Industrial_New_Space Heating_Natural Gas_Gas Boiler - Insulate Hot Water Lines_A_Achievable Technical Potential | F12 | Industrial | Other Industrial | New | Space Heating | Natural Gas | Gas Boiler - Insulate Hot Water Lines | A | Cumulative Winter Peak Savings (MW) | Achievable Technical Potential | 0 | 0 | 0 | 0 | 0 | 0 | 0 | 0 | 0 | 0 | 0 | 0 | 0 | 0 | 0 | 0 | 0 | 0 | 0 | 0 | 0 | 0
F13_Industrial_Other Industrial_New_Space Heating_Natural Gas_Gas Boiler - Insulate Hot Water Lines_A_Achievable Technical Potential | F13 | Industrial | Other Industrial | New | Space Heating | Natural Gas | Gas Boiler - Insulate Hot Water Lines | A | Purchases (Incremental) | Achievable Technical Potential | 0 | 0 | 0.11935 | 0.20829 | 0.29701 | 0.39645 | 0.45634 | 0.52586 | 0.59451 | 0.67173 | 0.72924 | 0.79538 | 0.86065 | 0.93636 | 0.98775 | 1.0502 | 1.1126 | 1.1853 | 1.2332 | 1.2924 | 1.3499 | 1.4072
F14_Industrial_Other Industrial_New_Space Heating_Natural Gas_Gas Boiler - Insulate Hot Water Lines_A_Achievable Technical Potential | F14 | Industrial | Other Industrial | New | Space Heating | Natural Gas | Gas Boiler - Insulate Hot Water Lines | A | Purchases (Cumulative) | Achievable Technical Potential | 0 | 0 | 0.11935 | 0.32764 | 0.62465 | 1.0211 | 1.4774 | 2.0033 | 2.5978 | 3.2695 | 3.9988 | 4.7942 | 5.6548 | 6.5912 | 7.5789 | 8.6291 | 9.7417 | 10.927 | 12.1602 | 13.4526 | 14.8025 | 16.2097
F1_Industrial_Other Industrial_New_Process_Natural Gas_Gas Boiler - Insulate Hot Water Lines_A_Achievable Technical Potential | F1 | Industrial | Other Industrial | New | Process | Natural Gas | Gas Boiler - Insulate Hot Water Lines | A | Original Unit Energy Savings (kWh or therms) | Achievable Technical Potential | 0 | 0 | 19.0457 | 19.0457 | 19.0457 | 19.0457 | 19.0457 | 19.0457 | 19.0457 | 19.0457 | 19.0457 | 19.0457 | 19.0457 | 19.0457 | 19.0457 | 19.0457 | 19.0457 | 19.0457 | 19.0457 | 19.0457 | 19.0457 | 19.0457
F2_Industrial_Other Industrial_New_Process_Natural Gas_Gas Boiler - Insulate Hot Water Lines_A_Achievable Technical Potential | F2 | Industrial | Other Industrial | New | Process | Natural Gas | Gas Boiler - Insulate Hot Water Lines | A | Original Unit Summer Peak Savings (kW) | Achievable Technical Potential | 0 | 0 | 0 | 0 | 0 | 0 | 0 | 0 | 0 | 0 | 0 | 0 | 0 | 0 | 0 | 0 | 0 | 0 | 0 | 0 | 0 | 0
F3_Industrial_Other Industrial_New_Process_Natural Gas_Gas Boiler - Insulate Hot Water Lines_A_Achievable Technical Potential | F3 | Industrial | Other Industrial | New | Process | Natural Gas | Gas Boiler - Insulate Hot Water Lines | A | Original Unit Winter Peak Savings (kW) | Achievable Technical Potential | 0 | 0 | 0 | 0 | 0 | 0 | 0 | 0 | 0 | 0 | 0 | 0 | 0 | 0 | 0 | 0 | 0 | 0 | 0 | 0 | 0 | 0
F4_Industrial_Other Industrial_New_Process_Natural Gas_Gas Boiler - Insulate Hot Water Lines_A_Achievable Technical Potential | F4 | Industrial | Other Industrial | New | Process | Natural Gas | Gas Boiler - Insulate Hot Water Lines | A | Standalone Impact on Baseline Energy (%) | Achievable Technical Potential | 0% | 0% | 0.03093% | 0.04866% | 0.06505% | 0.07967% | 0.1001% | 0.1178% | 0.1352% | 0.1506% | 0.1696% | 0.1864% | 0.2032% | 0.2177% | 0.2373% | 0.2542% | 0.2708% | 0.2852% | 0.305% | 0.322% | 0.3392% | 0.3563%
F5_Industrial_Other Industrial_New_Process_Natural Gas_Gas Boiler - Insulate Hot Water Lines_A_Achievable Technical Potential | F5 | Industrial | Other Industrial | New | Process | Natural Gas | Gas Boiler - Insulate Hot Water Lines | A | Standalone Impact on Baseline Summer Peak (%) | Achievable Technical Potential | bar: 2019 to 2040
F6_Industrial_Other Industrial_New_Process_Natural Gas_Gas Boiler - Insulate Hot Water Lines_A_Achievable Technical Potential | F6 | Industrial | Other Industrial | New | Process | Natural Gas | Gas Boiler - Insulate Hot Water Lines | A | Standalone Impact on Baseline Winter Peak (%) | Achievable Technical Potential | bar: 2019 to 2040
F7_Industrial_Other Industrial_New_Process_Natural Gas_Gas Boiler - Insulate Hot Water Lines_A_Achievable Technical Potential | F7 | Industrial | Other Industrial | New | Process | Natural Gas | Gas Boiler - Insulate Hot Water Lines | A | Incremental Energy Savings (MWh or mTherms) | Achievable Technical Potential | 0 | 0 | 0.032913 | 0.05744 | 0.081906 | 0.10933 | 0.12584 | 0.14502 | 0.16395 | 0.18524 | 0.2011 | 0.21934 | 0.23734 | 0.25822 | 0.27239 | 0.28961 | 0.30682 | 0.32685 | 0.34009 | 0.35639 | 0.37225 | 0.38807
F8_Industrial_Other Industrial_New_Process_Natural Gas_Gas Boiler - Insulate Hot Water Lines_A_Achievable Technical Potential | F8 | Industrial | Other Industrial | New | Process | Natural Gas | Gas Boiler - Insulate Hot Water Lines | A | Incremental Summer Peak Savings (MW) | Achievable Technical Potential | 0 | 0 | 0 | 0 | 0 | 0 | 0 | 0 | 0 | 0 | 0 | 0 | 0 | 0 | 0 | 0 | 0 | 0 | 0 | 0 | 0 | 0
F9_Industrial_Other Industrial_New_Process_Natural Gas_Gas Boiler - Insulate Hot Water Lines_A_Achievable Technical Potential | F9 | Industrial | Other Industrial | New | Process | Natural Gas | Gas Boiler - Insulate Hot Water Lines | A | Incremental Winter Peak Savings (MW) | Achievable Technical Potential | 0 | 0 | 0 | 0 | 0 | 0 | 0 | 0 | 0 | 0 | 0 | 0 | 0 | 0 | 0 | 0 | 0 | 0 | 0 | 0 | 0 | 0
F10_Industrial_Other Industrial_New_Process_Natural Gas_Gas Boiler - Insulate Hot Water Lines_A_Achievable Technical Potential | F10 | Industrial | Other Industrial | New | Process | Natural Gas | Gas Boiler - Insulate Hot Water Lines | A | Cumulative Energy Savings (MWh or mTherms) | Achievable Technical Potential | 0 | 0 | 0.032913 | 0.090353 | 0.17226 | 0.28159 | 0.40743 | 0.55245 | 0.71639 | 0.90163 | 1.1027 | 1.3221 | 1.5594 | 1.8176 | 2.09 | 2.3796 | 2.6864 | 3.0133 | 3.3534 | 3.7098 | 4.082 | 4.4701
F11_Industrial_Other Industrial_New_Process_Natural Gas_Gas Boiler - Insulate Hot Water Lines_A_Achievable Technical Potential | F11 | Industrial | Other Industrial | New | Process | Natural Gas | Gas Boiler - Insulate Hot Water Lines | A | Cumulative Summer Peak Savings (MW) | Achievable Technical Potential | 0 | 0 | 0 | 0 | 0 | 0 | 0 | 0 | 0 | 0 | 0 | 0 | 0 | 0 | 0 | 0 | 0 | 0 | 0 | 0 | 0 | 0
F12_Industrial_Other Industrial_New_Process_Natural Gas_Gas Boiler - Insulate Hot Water Lines_A_Achievable Technical Potential | F12 | Industrial | Other Industrial | New | Process | Natural Gas | Gas Boiler - Insulate Hot Water Lines | A | Cumulative Winter Peak Savings (MW) | Achievable Technical Potential | 0 | 0 | 0 | 0 | 0 | 0 | 0 | 0 | 0 | 0 | 0 | 0 | 0 | 0 | 0 | 0 | 0 | 0 | 0 | 0 | 0 | 0
F13_Industrial_Other Industrial_New_Process_Natural Gas_Gas Boiler - Insulate Hot Water Lines_A_Achievable Technical Potential | F13 | Industrial | Other Industrial | New | Process | Natural Gas | Gas Boiler - Insulate Hot Water Lines | A | Purchases (Incremental) | Achievable Technical Potential | 0 | 0 | 1.7281 | 3.0159 | 4.3005 | 5.7403 | 6.6075 | 7.6141 | 8.608 | 9.7261 | 10.5588 | 11.5165 | 12.4615 | 13.5577 | 14.3018 | 15.206 | 16.1096 | 17.1615 | 17.8563 | 18.7125 | 19.5453 | 20.3757
F14_Industrial_Other Industrial_New_Process_Natural Gas_Gas Boiler - Insulate Hot Water Lines_A_Achievable Technical Potential | F14 | Industrial | Other Industrial | New | Process | Natural Gas | Gas Boiler - Insulate Hot Water Lines | A | Purchases (Cumulative) | Achievable Technical Potential | 0 | 0 | 1.7281 | 4.744 | 9.0445 | 14.7848 | 21.3923 | 29.0064 | 37.6144 | 47.3404 | 57.8992 | 69.4157 | 81.8772 | 95.4349 | 109.7367 | 124.9427 | 141.0523 | 158.2138 | 176.0701 | 194.7826 | 214.3279 | 234.7035
F1_Industrial_Other Industrial_New_Process_Natural Gas_Process - Insulate Heated Process Fluids_A_Achievable Technical Potential | F1 | Industrial | Other Industrial | New | Process | Natural Gas | Process - Insulate Heated Process Fluids | A | Original Unit Energy Savings (kWh or therms) | Achievable Technical Potential | 0 | 0 | 13.6092 | 13.6092 | 13.6092 | 13.6092 | 13.6092 | 13.6092 | 13.6092 | 13.6092 | 13.6092 | 13.6092 | 13.6092 | 13.6092 | 13.6092 | 13.6092 | 13.6092 | 13.6092 | 13.6092 | 13.6092 | 13.6092 | 13.6092
F2_Industrial_Other Industrial_New_Process_Natural Gas_Process - Insulate Heated Process Fluids_A_Achievable Technical Potential | F2 | Industrial | Other Industrial | New | Process | Natural Gas | Process - Insulate Heated Process Fluids | A | Original Unit Summer Peak Savings (kW) | Achievable Technical Potential | 0 | 0 | 0 | 0 | 0 | 0 | 0 | 0 | 0 | 0 | 0 | 0 | 0 | 0 | 0 | 0 | 0 | 0 | 0 | 0 | 0 | 0
F3_Industrial_Other Industrial_New_Process_Natural Gas_Process - Insulate Heated Process Fluids_A_Achievable Technical Potential | F3 | Industrial | Other Industrial | New | Process | Natural Gas | Process - Insulate Heated Process Fluids | A | Original Unit Winter Peak Savings (kW) | Achievable Technical Potential | 0 | 0 | 0 | 0 | 0 | 0 | 0 | 0 | 0 | 0 | 0 | 0 | 0 | 0 | 0 | 0 | 0 | 0 | 0 | 0 | 0 | 0
F4_Industrial_Other Industrial_New_Process_Natural Gas_Process - Insulate Heated Process Fluids_A_Achievable Technical Potential | F4 | Industrial | Other Industrial | New | Process | Natural Gas | Process - Insulate Heated Process Fluids | A | Standalone Impact on Baseline Energy (%) | Achievable Technical Potential | 0% | 0% | 0.04835% | 0.07605% | 0.1017% | 0.1245% | 0.1565% | 0.1794% | 0.1935% | 0.1991% | 0.2056% | 0.2064% | 0.205% | 0.1998% | 0.1985% | 0.194% | 0.189% | 0.1821% | 0.175% | 0.167% | 0.1599% | 0.1534%
F5_Industrial_Other Industrial_New_Process_Natural Gas_Process - Insulate Heated Process Fluids_A_Achievable Technical Potential | F5 | Industrial | Other Industrial | New | Process | Natural Gas | Process - Insulate Heated Process Fluids | A | Standalone Impact on Baseline Summer Peak (%) | Achievable Technical Potential | bar: 2019 to 2040
F6_Industrial_Other Industrial_New_Process_Natural Gas_Process - Insulate Heated Process Fluids_A_Achievable Technical Potential | F6 | Industrial | Other Industrial | New | Process | Natural Gas | Process - Insulate Heated Process Fluids | A | Standalone Impact on Baseline Winter Peak (%) | Achievable Technical Potential | bar: 2019 to 2040
F7_Industrial_Other Industrial_New_Process_Natural Gas_Process - Insulate Heated Process Fluids_A_Achievable Technical Potential | F7 | Industrial | Other Industrial | New | Process | Natural Gas | Process - Insulate Heated Process Fluids | A | Incremental Energy Savings (MWh or mTherms) | Achievable Technical Potential | 0 | 0 | 0.051446 | 0.089783 | 0.12803 | 0.17089 | 0.1967 | 0.204 | 0.18451 | 0.16678 | 0.14485 | 0.12639 | 0.10941 | 0.095225 | 0.08036 | 0.068353 | 0.057932 | 0.049372 | 0.00035039 | 0.00013114 | 4.6696e-05 | 1.5874e-05
F8_Industrial_Other Industrial_New_Process_Natural Gas_Process - Insulate Heated Process Fluids_A_Achievable Technical Potential | F8 | Industrial | Other Industrial | New | Process | Natural Gas | Process - Insulate Heated Process Fluids | A | Incremental Summer Peak Savings (MW) | Achievable Technical Potential | 0 | 0 | 0 | 0 | 0 | 0 | 0 | 0 | 0 | 0 | 0 | 0 | 0 | 0 | 0 | 0 | 0 | 0 | 0 | 0 | 0 | 0
F9_Industrial_Other Industrial_New_Process_Natural Gas_Process - Insulate Heated Process Fluids_A_Achievable Technical Potential | F9 | Industrial | Other Industrial | New | Process | Natural Gas | Process - Insulate Heated Process Fluids | A | Incremental Winter Peak Savings (MW) | Achievable Technical Potential | 0 | 0 | 0 | 0 | 0 | 0 | 0 | 0 | 0 | 0 | 0 | 0 | 0 | 0 | 0 | 0 | 0 | 0 | 0 | 0 | 0 | 0
F10_Industrial_Other Industrial_New_Process_Natural Gas_Process - Insulate Heated Process Fluids_A_Achievable Technical Potential | F10 | Industrial | Other Industrial | New | Process | Natural Gas | Process - Insulate Heated Process Fluids | A | Cumulative Energy Savings (MWh or mTherms) | Achievable Technical Potential | 0 | 0 | 0.051446 | 0.14123 | 0.26925 | 0.44014 | 0.63685 | 0.84085 | 1.0254 | 1.1921 | 1.337 | 1.4634 | 1.5728 | 1.668 | 1.7484 | 1.8167 | 1.8746 | 1.924 | 1.9244 | 1.9245 | 1.9245 | 1.9246
F11_Industrial_Other Industrial_New_Process_Natural Gas_Process - Insulate Heated Process Fluids_A_Achievable Technical Potential | F11 | Industrial | Other Industrial | New | Process | Natural Gas | Process - Insulate Heated Process Fluids | A | Cumulative Summer Peak Savings (MW) | Achievable Technical Potential | 0 | 0 | 0 | 0 | 0 | 0 | 0 | 0 | 0 | 0 | 0 | 0 | 0 | 0 | 0 | 0 | 0 | 0 | 0 | 0 | 0 | 0
F12_Industrial_Other Industrial_New_Process_Natural Gas_Process - Insulate Heated Process Fluids_A_Achievable Technical Potential | F12 | Industrial | Other Industrial | New | Process | Natural Gas | Process - Insulate Heated Process Fluids | A | Cumulative Winter Peak Savings (MW) | Achievable Technical Potential | 0 | 0 | 0 | 0 | 0 | 0 | 0 | 0 | 0 | 0 | 0 | 0 | 0 | 0 | 0 | 0 | 0 | 0 | 0 | 0 | 0 | 0
F13_Industrial_Other Industrial_New_Process_Natural Gas_Process - Insulate Heated Process Fluids_A_Achievable Technical Potential | F13 | Industrial | Other Industrial | New | Process | Natural Gas | Process - Insulate Heated Process Fluids | A | Purchases (Incremental) | Achievable Technical Potential | 0 | 0 | 3.7802 | 6.5972 | 9.4073 | 12.5569 | 14.4538 | 14.9902 | 13.5576 | 12.2548 | 10.6432 | 9.2869 | 8.0391 | 6.9971 | 5.9048 | 5.0226 | 4.2568 | 3.6278 | 0.025746 | 0.009636 | 0.0034312 | 0.0011664
F14_Industrial_Other Industrial_New_Process_Natural Gas_Process - Insulate Heated Process Fluids_A_Achievable Technical Potential | F14 | Industrial | Other Industrial | New | Process | Natural Gas | Process - Insulate Heated Process Fluids | A | Purchases (Cumulative) | Achievable Technical Potential | 0 | 0 | 3.7802 | 10.3774 | 19.7847 | 32.3417 | 46.7954 | 61.7856 | 75.3432 | 87.598 | 98.2412 | 107.528 | 115.5672 | 122.5642 | 128.4691 | 133.4916 | 137.7484 | 141.3762 | 141.402 | 141.4116 | 141.4151 | 141.4162
F1_Industrial_Other Industrial_New_Process_Natural Gas_Process Heat Recovery_A_Achievable Technical Potential | F1 | Industrial | Other Industrial | New | Process | Natural Gas | Process Heat Recovery | A | Original Unit Energy Savings (kWh or therms) | Achievable Technical Potential | 0 | 0 | 0.033147 | 0.033147 | 0.033147 | 0.033147 | 0.033147 | 0.033147 | 0.033147 | 0.033147 | 0.033147 | 0.033147 | 0.033147 | 0.033147 | 0.033147 | 0.033147 | 0.033147 | 0.033147 | 0.033147 | 0.033147 | 0.033147 | 0.033147
F2_Industrial_Other Industrial_New_Process_Natural Gas_Process Heat Recovery_A_Achievable Technical Potential | F2 | Industrial | Other Industrial | New | Process | Natural Gas | Process Heat Recovery | A | Original Unit Summer Peak Savings (kW) | Achievable Technical Potential | 0 | 0 | 0 | 0 | 0 | 0 | 0 | 0 | 0 | 0 | 0 | 0 | 0 | 0 | 0 | 0 | 0 | 0 | 0 | 0 | 0 | 0
F3_Industrial_Other Industrial_New_Process_Natural Gas_Process Heat Recovery_A_Achievable Technical Potential | F3 | Industrial | Other Industrial | New | Process | Natural Gas | Process Heat Recovery | A | Original Unit Winter Peak Savings (kW) | Achievable Technical Potential | 0 | 0 | 0 | 0 | 0 | 0 | 0 | 0 | 0 | 0 | 0 | 0 | 0 | 0 | 0 | 0 | 0 | 0 | 0 | 0 | 0 | 0
F4_Industrial_Other Industrial_New_Process_Natural Gas_Process Heat Recovery_A_Achievable Technical Potential | F4 | Industrial | Other Industrial | New | Process | Natural Gas | Process Heat Recovery | A | Standalone Impact on Baseline Energy (%) | Achievable Technical Potential | 0% | 0% | 0.004239% | 0.006669% | 0.008916% | 0.01092% | 0.01373% | 0.01573% | 0.01696% | 0.01745% | 0.01803% | 0.01809% | 0.01797% | 0.01752% | 0.01741% | 0.01701% | 0.01657% | 0.01556% | 0.01495% | 0.01427% | 0.01366% | 0.0131%
F5_Industrial_Other Industrial_New_Process_Natural Gas_Process Heat Recovery_A_Achievable Technical Potential | F5 | Industrial | Other Industrial | New | Process | Natural Gas | Process Heat Recovery | A | Standalone Impact on Baseline Summer Peak (%) | Achievable Technical Potential | bar: 2019 to 2040
F6_Industrial_Other Industrial_New_Process_Natural Gas_Process Heat Recovery_A_Achievable Technical Potential | F6 | Industrial | Other Industrial | New | Process | Natural Gas | Process Heat Recovery | A | Standalone Impact on Baseline Winter Peak (%) | Achievable Technical Potential | bar: 2019 to 2040
F7_Industrial_Other Industrial_New_Process_Natural Gas_Process Heat Recovery_A_Achievable Technical Potential | F7 | Industrial | Other Industrial | New | Process | Natural Gas | Process Heat Recovery | A | Incremental Energy Savings (MWh or mTherms) | Achievable Technical Potential | 0 | 0 | 0.0045109 | 0.0078724 | 0.011226 | 0.014984 | 0.017247 | 0.017888 | 0.016178 | 0.014623 | 0.0127 | 0.011082 | 0.009593 | 0.0083495 | 0.0070462 | 0.0059933 | 0.0050796 | 0.0045109 | 0.0078724 | 0.011226 | 0.014984 | 0.017247
F8_Industrial_Other Industrial_New_Process_Natural Gas_Process Heat Recovery_A_Achievable Technical Potential | F8 | Industrial | Other Industrial | New | Process | Natural Gas | Process Heat Recovery | A | Incremental Summer Peak Savings (MW) | Achievable Technical Potential | 0 | 0 | 0 | 0 | 0 | 0 | 0 | 0 | 0 | 0 | 0 | 0 | 0 | 0 | 0 | 0 | 0 | 0 | 0 | 0 | 0 | 0
F9_Industrial_Other Industrial_New_Process_Natural Gas_Process Heat Recovery_A_Achievable Technical Potential | F9 | Industrial | Other Industrial | New | Process | Natural Gas | Process Heat Recovery | A | Incremental Winter Peak Savings (MW) | Achievable Technical Potential | 0 | 0 | 0 | 0 | 0 | 0 | 0 | 0 | 0 | 0 | 0 | 0 | 0 | 0 | 0 | 0 | 0 | 0 | 0 | 0 | 0 | 0
F10_Industrial_Other Industrial_New_Process_Natural Gas_Process Heat Recovery_A_Achievable Technical Potential | F10 | Industrial | Other Industrial | New | Process | Natural Gas | Process Heat Recovery | A | Cumulative Energy Savings (MWh or mTherms) | Achievable Technical Potential | 0 | 0 | 0.0045109 | 0.012383 | 0.023609 | 0.038593 | 0.05584 | 0.073728 | 0.089906 | 0.10453 | 0.11723 | 0.12831 | 0.1379 | 0.14625 | 0.1533 | 0.15929 | 0.16437 | 0.16437 | 0.16437 | 0.16437 | 0.16437 | 0.16437
F11_Industrial_Other Industrial_New_Process_Natural Gas_Process Heat Recovery_A_Achievable Technical Potential | F11 | Industrial | Other Industrial | New | Process | Natural Gas | Process Heat Recovery | A | Cumulative Summer Peak Savings (MW) | Achievable Technical Potential | 0 | 0 | 0 | 0 | 0 | 0 | 0 | 0 | 0 | 0 | 0 | 0 | 0 | 0 | 0 | 0 | 0 | 0 | 0 | 0 | 0 | 0
F12_Industrial_Other Industrial_New_Process_Natural Gas_Process Heat Recovery_A_Achievable Technical Potential | F12 | Industrial | Other Industrial | New | Process | Natural Gas | Process Heat Recovery | A | Cumulative Winter Peak Savings (MW) | Achievable Technical Potential | 0 | 0 | 0 | 0 | 0 | 0 | 0 | 0 | 0 | 0 | 0 | 0 | 0 | 0 | 0 | 0 | 0 | 0 | 0 | 0 | 0 | 0
F13_Industrial_Other Industrial_New_Process_Natural Gas_Process Heat Recovery_A_Achievable Technical Potential | F13 | Industrial | Other Industrial | New | Process | Natural Gas | Process Heat Recovery | A | Purchases (Incremental) | Achievable Technical Potential | 0 | 0 | 136.0883 | 237.4997 | 338.6622 | 452.0494 | 520.3359 | 539.6466 | 488.0734 | 441.1722 | 383.1547 | 334.3267 | 289.4087 | 251.8945 | 212.5745 | 180.812 | 153.245 | 136.0883 | 237.4997 | 338.6622 | 452.0494 | 520.3359
F14_Industrial_Other Industrial_New_Process_Natural Gas_Process Heat Recovery_A_Achievable Technical Potential | F14 | Industrial | Other Industrial | New | Process | Natural Gas | Process Heat Recovery | A | Purchases (Cumulative) | Achievable Technical Potential | 0 | 0 | 136.0883 | 373.588 | 712.2502 | 1164.2996 | 1684.6355 | 2224.282 | 2712.3554 | 3153.5276 | 3536.6824 | 3871.0091 | 4160.4177 | 4412.3123 | 4624.8867 | 4805.6987 | 4958.9437 | 4958.9437 | 4958.9437 | 4958.9437 | 4958.9437 | 4958.9437
F1_Industrial_Other Industrial_New_Space Heating_Natural Gas_Building Automation System_A_Achievable Technical Potential | F1 | Industrial | Other Industrial | New | Space Heating | Natural Gas | Building Automation System | A | Original Unit Energy Savings (kWh or therms) | Achievable Technical Potential | 0 | 0 | 0.01486 | 0.01486 | 0.01486 | 0.01486 | 0.01486 | 0.01486 | 0.01486 | 0.01486 | 0.01486 | 0.01486 | 0.01486 | 0.01486 | 0.01486 | 0.01486 | 0.01486 | 0.01486 | 0.01486 | 0.01486 | 0.01486 | 0.01486
F2_Industrial_Other Industrial_New_Space Heating_Natural Gas_Building Automation System_A_Achievable Technical Potential | F2 | Industrial | Other Industrial | New | Space Heating | Natural Gas | Building Automation System | A | Original Unit Summer Peak Savings (kW) | Achievable Technical Potential | 0 | 0 | 0 | 0 | 0 | 0 | 0 | 0 | 0 | 0 | 0 | 0 | 0 | 0 | 0 | 0 | 0 | 0 | 0 | 0 | 0 | 0
F3_Industrial_Other Industrial_New_Space Heating_Natural Gas_Building Automation System_A_Achievable Technical Potential | F3 | Industrial | Other Industrial | New | Space Heating | Natural Gas | Building Automation System | A | Original Unit Winter Peak Savings (kW) | Achievable Technical Potential | 0 | 0 | 0 | 0 | 0 | 0 | 0 | 0 | 0 | 0 | 0 | 0 | 0 | 0 | 0 | 0 | 0 | 0 | 0 | 0 | 0 | 0
F4_Industrial_Other Industrial_New_Space Heating_Natural Gas_Building Automation System_A_Achievable Technical Potential | F4 | Industrial | Other Industrial | New | Space Heating | Natural Gas | Building Automation System | A | Standalone Impact on Baseline Energy (%) | Achievable Technical Potential | 0% | 0% | 0.01308% | 0.03364% | 0.07001% | 0.128% | 0.2258% | 0.3601% | 0.5418% | 0.7689% | 1.066% | 1.4% | 1.767% | 2.128% | 2.523% | 2.85% | 3.11% | 3.265% | 3.398% | 3.416% | 3.365% | 3.268%
F5_Industrial_Other Industrial_New_Space Heating_Natural Gas_Building Automation System_A_Achievable Technical Potential | F5 | Industrial | Other Industrial | New | Space Heating | Natural Gas | Building Automation System | A | Standalone Impact on Baseline Summer Peak (%) | Achievable Technical Potential | bar: 2019 to 2040
F6_Industrial_Other Industrial_New_Space Heating_Natural Gas_Building Automation System_A_Achievable Technical Potential | F6 | Industrial | Other Industrial | New | Space Heating | Natural Gas | Building Automation System | A | Standalone Impact on Baseline Winter Peak (%) | Achievable Technical Potential | bar: 2019 to 2040
F7_Industrial_Other Industrial_New_Space Heating_Natural Gas_Building Automation System_A_Achievable Technical Potential | F7 | Industrial | Other Industrial | New | Space Heating | Natural Gas | Building Automation System | A | Incremental Energy Savings (MWh or mTherms) | Achievable Technical Potential | 0 | 0 | 0.0064087 | 0.022357 | 0.056604 | 0.1229 | 0.21473 | 0.35439 | 0.54499 | 0.79827 | 1.0719 | 1.3786 | 1.6736 | 1.9371 | 2.0519 | 2.0566 | 1.9156 | 1.6876 | 1.3428 | 0.9742 | 0.65011 | 0.442
F8_Industrial_Other Industrial_New_Space Heating_Natural Gas_Building Automation System_A_Achievable Technical Potential | F8 | Industrial | Other Industrial | New | Space Heating | Natural Gas | Building Automation System | A | Incremental Summer Peak Savings (MW) | Achievable Technical Potential | 0 | 0 | 0 | 0 | 0 | 0 | 0 | 0 | 0 | 0 | 0 | 0 | 0 | 0 | 0 | 0 | 0 | 0 | 0 | 0 | 0 | 0
F9_Industrial_Other Industrial_New_Space Heating_Natural Gas_Building Automation System_A_Achievable Technical Potential | F9 | Industrial | Other Industrial | New | Space Heating | Natural Gas | Building Automation System | A | Incremental Winter Peak Savings (MW) | Achievable Technical Potential | 0 | 0 | 0 | 0 | 0 | 0 | 0 | 0 | 0 | 0 | 0 | 0 | 0 | 0 | 0 | 0 | 0 | 0 | 0 | 0 | 0 | 0
F10_Industrial_Other Industrial_New_Space Heating_Natural Gas_Building Automation System_A_Achievable Technical Potential | F10 | Industrial | Other Industrial | New | Space Heating | Natural Gas | Building Automation System | A | Cumulative Energy Savings (MWh or mTherms) | Achievable Technical Potential | 0 | 0 | 0.0064087 | 0.028766 | 0.08537 | 0.20827 | 0.423 | 0.77739 | 1.3224 | 2.1207 | 3.1925 | 4.5711 | 6.2448 | 8.1818 | 10.2338 | 12.2903 | 14.2059 | 15.8872 | 17.2076 | 18.1252 | 18.6524 | 18.8797
F11_Industrial_Other Industrial_New_Space Heating_Natural Gas_Building Automation System_A_Achievable Technical Potential | F11 | Industrial | Other Industrial | New | Space Heating | Natural Gas | Building Automation System | A | Cumulative Summer Peak Savings (MW) | Achievable Technical Potential | 0 | 0 | 0 | 0 | 0 | 0 | 0 | 0 | 0 | 0 | 0 | 0 | 0 | 0 | 0 | 0 | 0 | 0 | 0 | 0 | 0 | 0
F12_Industrial_Other Industrial_New_Space Heating_Natural Gas_Building Automation System_A_Achievable Technical Potential | F12 | Industrial | Other Industrial | New | Space Heating | Natural Gas | Building Automation System | A | Cumulative Winter Peak Savings (MW) | Achievable Technical Potential | 0 | 0 | 0 | 0 | 0 | 0 | 0 | 0 | 0 | 0 | 0 | 0 | 0 | 0 | 0 | 0 | 0 | 0 | 0 | 0 | 0 | 0
F13_Industrial_Other Industrial_New_Space Heating_Natural Gas_Building Automation System_A_Achievable Technical Potential | F13 | Industrial | Other Industrial | New | Space Heating | Natural Gas | Building Automation System | A | Purchases (Incremental) | Achievable Technical Potential | 0 | 0 | 431.2618 | 1504.4647 | 3809.0557 | 8270.4133 | 14449.6342 | 23847.772 | 36674.1559 | 53717.9245 | 72128.0904 | 92771.0766 | 112623.9622 | 130350.5302 | 138078.02 | 138391.595 | 128907.4969 | 113565.914 | 90360.5162 | 65556.7281 | 43747.5878 | 29743.1765
F14_Industrial_Other Industrial_New_Space Heating_Natural Gas_Building Automation System_A_Achievable Technical Potential | F14 | Industrial | Other Industrial | New | Space Heating | Natural Gas | Building Automation System | A | Purchases (Cumulative) | Achievable Technical Potential | 0 | 0 | 431.2618 | 1935.7264 | 5744.7821 | 14015.1954 | 28464.8295 | 52312.6016 | 88986.7574 | 142704.6819 | 214832.7723 | 307603.8489 | 420227.8112 | 550578.3414 | 688656.3614 | 827047.9564 | 955955.4533 | 1069090.1055 | 1157946.1571 | 1219693.8295 | 1255171.0041 | 1270464.5464
F1_Industrial_Other Industrial_New_Space Heating_Natural Gas_Steam System Efficiency Improvements_A_Achievable Technical Potential | F1 | Industrial | Other Industrial | New | Space Heating | Natural Gas | Steam System Efficiency Improvements | A | Original Unit Energy Savings (kWh or therms) | Achievable Technical Potential | 0 | 0 | 0.13322 | 0.13322 | 0.13322 | 0.13322 | 0.13322 | 0.13322 | 0.13322 | 0.13322 | 0.13322 | 0.13322 | 0.13322 | 0.13322 | 0.13322 | 0.13322 | 0.13322 | 0.13322 | 0.13322 | 0.13322 | 0.13322 | 0.13322
F2_Industrial_Other Industrial_New_Space Heating_Natural Gas_Steam System Efficiency Improvements_A_Achievable Technical Potential | F2 | Industrial | Other Industrial | New | Space Heating | Natural Gas | Steam System Efficiency Improvements | A | Original Unit Summer Peak Savings (kW) | Achievable Technical Potential | 0 | 0 | 0 | 0 | 0 | 0 | 0 | 0 | 0 | 0 | 0 | 0 | 0 | 0 | 0 | 0 | 0 | 0 | 0 | 0 | 0 | 0
F3_Industrial_Other Industrial_New_Space Heating_Natural Gas_Steam System Efficiency Improvements_A_Achievable Technical Potential | F3 | Industrial | Other Industrial | New | Space Heating | Natural Gas | Steam System Efficiency Improvements | A | Original Unit Winter Peak Savings (kW) | Achievable Technical Potential | 0 | 0 | 0 | 0 | 0 | 0 | 0 | 0 | 0 | 0 | 0 | 0 | 0 | 0 | 0 | 0 | 0 | 0 | 0 | 0 | 0 | 0
F4_Industrial_Other Industrial_New_Space Heating_Natural Gas_Steam System Efficiency Improvements_A_Achievable Technical Potential | F4 | Industrial | Other Industrial | New | Space Heating | Natural Gas | Steam System Efficiency Improvements | A | Standalone Impact on Baseline Energy (%) | Achievable Technical Potential | 0% | 0% | 0.0008309% | 0.002137% | 0.004448% | 0.008129% | 0.01434% | 0.02269% | 0.03367% | 0.04689% | 0.06333% | 0.08071% | 0.09831% | 0.1134% | 0.1271% | 0.1341% | 0.134% | 0.1259% | 0.121% | 0.1155% | 0.1105% | 0.106%
F5_Industrial_Other Industrial_New_Space Heating_Natural Gas_Steam System Efficiency Improvements_A_Achievable Technical Potential | F5 | Industrial | Other Industrial | New | Space Heating | Natural Gas | Steam System Efficiency Improvements | A | Standalone Impact on Baseline Summer Peak (%) | Achievable Technical Potential | bar: 2019 to 2040
F6_Industrial_Other Industrial_New_Space Heating_Natural Gas_Steam System Efficiency Improvements_A_Achievable Technical Potential | F6 | Industrial | Other Industrial | New | Space Heating | Natural Gas | Steam System Efficiency Improvements | A | Standalone Impact on Baseline Winter Peak (%) | Achievable Technical Potential | bar: 2019 to 2040
F7_Industrial_Other Industrial_New_Space Heating_Natural Gas_Steam System Efficiency Improvements_A_Achievable Technical Potential | F7 | Industrial | Other Industrial | New | Space Heating | Natural Gas | Steam System Efficiency Improvements | A | Incremental Energy Savings (MWh or mTherms) | Achievable Technical Potential | 0 | 0 | 0.00040718 | 0.0014205 | 0.0035964 | 0.0078086 | 0.013643 | 0.022516 | 0.034626 | 0.050719 | 0.068101 | 0.087591 | 0.10634 | 0.12307 | 0.13037 | 0.13066 | 0.12171 | 0.10722 | 0.12449 | 0.13396 | 0.13847 | 0.13535
F8_Industrial_Other Industrial_New_Space Heating_Natural Gas_Steam System Efficiency Improvements_A_Achievable Technical Potential | F8 | Industrial | Other Industrial | New | Space Heating | Natural Gas | Steam System Efficiency Improvements | A | Incremental Summer Peak Savings (MW) | Achievable Technical Potential | 0 | 0 | 0 | 0 | 0 | 0 | 0 | 0 | 0 | 0 | 0 | 0 | 0 | 0 | 0 | 0 | 0 | 0 | 0 | 0 | 0 | 0
F9_Industrial_Other Industrial_New_Space Heating_Natural Gas_Steam System Efficiency Improvements_A_Achievable Technical Potential | F9 | Industrial | Other Industrial | New | Space Heating | Natural Gas | Steam System Efficiency Improvements | A | Incremental Winter Peak Savings (MW) | Achievable Technical Potential | 0 | 0 | 0 | 0 | 0 | 0 | 0 | 0 | 0 | 0 | 0 | 0 | 0 | 0 | 0 | 0 | 0 | 0 | 0 | 0 | 0 | 0
F10_Industrial_Other Industrial_New_Space Heating_Natural Gas_Steam System Efficiency Improvements_A_Achievable Technical Potential | F10 | Industrial | Other Industrial | New | Space Heating | Natural Gas | Steam System Efficiency Improvements | A | Cumulative Energy Savings (MWh or mTherms) | Achievable Technical Potential | 0 | 0 | 0.00040718 | 0.0018276 | 0.005424 | 0.013233 | 0.026875 | 0.048985 | 0.08219 | 0.12931 | 0.1896 | 0.26355 | 0.34737 | 0.43582 | 0.51547 | 0.57803 | 0.61215 | 0.61263 | 0.61263 | 0.61263 | 0.61263 | 0.61263
F11_Industrial_Other Industrial_New_Space Heating_Natural Gas_Steam System Efficiency Improvements_A_Achievable Technical Potential | F11 | Industrial | Other Industrial | New | Space Heating | Natural Gas | Steam System Efficiency Improvements | A | Cumulative Summer Peak Savings (MW) | Achievable Technical Potential | 0 | 0 | 0 | 0 | 0 | 0 | 0 | 0 | 0 | 0 | 0 | 0 | 0 | 0 | 0 | 0 | 0 | 0 | 0 | 0 | 0 | 0
F12_Industrial_Other Industrial_New_Space Heating_Natural Gas_Steam System Efficiency Improvements_A_Achievable Technical Potential | F12 | Industrial | Other Industrial | New | Space Heating | Natural Gas | Steam System Efficiency Improvements | A | Cumulative Winter Peak Savings (MW) | Achievable Technical Potential | 0 | 0 | 0 | 0 | 0 | 0 | 0 | 0 | 0 | 0 | 0 | 0 | 0 | 0 | 0 | 0 | 0 | 0 | 0 | 0 | 0 | 0
F13_Industrial_Other Industrial_New_Space Heating_Natural Gas_Steam System Efficiency Improvements_A_Achievable Technical Potential | F13 | Industrial | Other Industrial | New | Space Heating | Natural Gas | Steam System Efficiency Improvements | A | Purchases (Incremental) | Achievable Technical Potential | 0 | 0 | 3.0564 | 10.6623 | 26.9952 | 58.6134 | 102.4063 | 169.0121 | 259.9142 | 380.7055 | 511.1806 | 657.48 | 798.1798 | 923.8102 | 978.5758 | 980.7982 | 913.5832 | 804.8555 | 934.4725 | 1005.5711 | 1039.4116 | 1015.9895
F14_Industrial_Other Industrial_New_Space Heating_Natural Gas_Steam System Efficiency Improvements_A_Achievable Technical Potential | F14 | Industrial | Other Industrial | New | Space Heating | Natural Gas | Steam System Efficiency Improvements | A | Purchases (Cumulative) | Achievable Technical Potential | 0 | 0 | 3.0564 | 13.7187 | 40.714 | 99.3274 | 201.7337 | 367.6894 | 616.9413 | 970.6516 | 1423.2187 | 1978.2924 | 2607.4601 | 3271.356 | 3869.2263 | 4338.8439 | 4594.9471 | 4598.5664 | 4598.5664 | 4598.5664 | 4598.5664 | 4598.5664
F1_Industrial_Other Industrial_New_Process_Natural Gas_Steam System Efficiency Improvements_A_Achievable Technical Potential | F1 | Industrial | Other Industrial | New | Process | Natural Gas | Steam System Efficiency Improvements | A | Original Unit Energy Savings (kWh or therms) | Achievable Technical Potential | 0 | 0 | 0.10623 | 0.10623 | 0.10623 | 0.10623 | 0.10623 | 0.10623 | 0.10623 | 0.10623 | 0.10623 | 0.10623 | 0.10623 | 0.10623 | 0.10623 | 0.10623 | 0.10623 | 0.10623 | 0.10623 | 0.10623 | 0.10623 | 0.10623
F2_Industrial_Other Industrial_New_Process_Natural Gas_Steam System Efficiency Improvements_A_Achievable Technical Potential | F2 | Industrial | Other Industrial | New | Process | Natural Gas | Steam System Efficiency Improvements | A | Original Unit Summer Peak Savings (kW) | Achievable Technical Potential | 0 | 0 | 0 | 0 | 0 | 0 | 0 | 0 | 0 | 0 | 0 | 0 | 0 | 0 | 0 | 0 | 0 | 0 | 0 | 0 | 0 | 0
F3_Industrial_Other Industrial_New_Process_Natural Gas_Steam System Efficiency Improvements_A_Achievable Technical Potential | F3 | Industrial | Other Industrial | New | Process | Natural Gas | Steam System Efficiency Improvements | A | Original Unit Winter Peak Savings (kW) | Achievable Technical Potential | 0 | 0 | 0 | 0 | 0 | 0 | 0 | 0 | 0 | 0 | 0 | 0 | 0 | 0 | 0 | 0 | 0 | 0 | 0 | 0 | 0 | 0
F4_Industrial_Other Industrial_New_Process_Natural Gas_Steam System Efficiency Improvements_A_Achievable Technical Potential | F4 | Industrial | Other Industrial | New | Process | Natural Gas | Steam System Efficiency Improvements | A | Standalone Impact on Baseline Energy (%) | Achievable Technical Potential | 0% | 0% | 5.309e-05% | 0.0001365% | 0.0002842% | 0.0005194% | 0.0009165% | 0.00145% | 0.002151% | 0.002996% | 0.004046% | 0.005156% | 0.006281% | 0.007243% | 0.008121% | 0.008565% | 0.008562% | 0.008044% | 0.007731% | 0.007377% | 0.007063% | 0.006775%
F5_Industrial_Other Industrial_New_Process_Natural Gas_Steam System Efficiency Improvements_A_Achievable Technical Potential | F5 | Industrial | Other Industrial | New | Process | Natural Gas | Steam System Efficiency Improvements | A | Standalone Impact on Baseline Summer Peak (%) | Achievable Technical Potential | bar: 2019 to 2040
F6_Industrial_Other Industrial_New_Process_Natural Gas_Steam System Efficiency Improvements_A_Achievable Technical Potential | F6 | Industrial | Other Industrial | New | Process | Natural Gas | Steam System Efficiency Improvements | A | Standalone Impact on Baseline Winter Peak (%) | Achievable Technical Potential | bar: 2019 to 2040
F7_Industrial_Other Industrial_New_Process_Natural Gas_Steam System Efficiency Improvements_A_Achievable Technical Potential | F7 | Industrial | Other Industrial | New | Process | Natural Gas | Steam System Efficiency Improvements | A | Incremental Energy Savings (MWh or mTherms) | Achievable Technical Potential | 0 | 0 | 5.6492e-05 | 0.00019707 | 0.00049895 | 0.0010834 | 0.0018928 | 0.0031238 | 0.004804 | 0.0070366 | 0.0094481 | 0.012152 | 0.014753 | 0.017075 | 0.018087 | 0.018128 | 0.016886 | 0.014876 | 0.017272 | 0.018586 | 0.019211 | 0.018779
F8_Industrial_Other Industrial_New_Process_Natural Gas_Steam System Efficiency Improvements_A_Achievable Technical Potential | F8 | Industrial | Other Industrial | New | Process | Natural Gas | Steam System Efficiency Improvements | A | Incremental Summer Peak Savings (MW) | Achievable Technical Potential | 0 | 0 | 0 | 0 | 0 | 0 | 0 | 0 | 0 | 0 | 0 | 0 | 0 | 0 | 0 | 0 | 0 | 0 | 0 | 0 | 0 | 0
F9_Industrial_Other Industrial_New_Process_Natural Gas_Steam System Efficiency Improvements_A_Achievable Technical Potential | F9 | Industrial | Other Industrial | New | Process | Natural Gas | Steam System Efficiency Improvements | A | Incremental Winter Peak Savings (MW) | Achievable Technical Potential | 0 | 0 | 0 | 0 | 0 | 0 | 0 | 0 | 0 | 0 | 0 | 0 | 0 | 0 | 0 | 0 | 0 | 0 | 0 | 0 | 0 | 0
F10_Industrial_Other Industrial_New_Process_Natural Gas_Steam System Efficiency Improvements_A_Achievable Technical Potential | F10 | Industrial | Other Industrial | New | Process | Natural Gas | Steam System Efficiency Improvements | A | Cumulative Energy Savings (MWh or mTherms) | Achievable Technical Potential | 0 | 0 | 5.6492e-05 | 0.00025356 | 0.00075252 | 0.0018359 | 0.0037286 | 0.006796 | 0.011403 | 0.017941 | 0.026305 | 0.036565 | 0.048194 | 0.060464 | 0.071515 | 0.080195 | 0.084928 | 0.084995 | 0.084995 | 0.084995 | 0.084995 | 0.084995
F11_Industrial_Other Industrial_New_Process_Natural Gas_Steam System Efficiency Improvements_A_Achievable Technical Potential | F11 | Industrial | Other Industrial | New | Process | Natural Gas | Steam System Efficiency Improvements | A | Cumulative Summer Peak Savings (MW) | Achievable Technical Potential | 0 | 0 | 0 | 0 | 0 | 0 | 0 | 0 | 0 | 0 | 0 | 0 | 0 | 0 | 0 | 0 | 0 | 0 | 0 | 0 | 0 | 0
F12_Industrial_Other Industrial_New_Process_Natural Gas_Steam System Efficiency Improvements_A_Achievable Technical Potential | F12 | Industrial | Other Industrial | New | Process | Natural Gas | Steam System Efficiency Improvements | A | Cumulative Winter Peak Savings (MW) | Achievable Technical Potential | 0 | 0 | 0 | 0 | 0 | 0 | 0 | 0 | 0 | 0 | 0 | 0 | 0 | 0 | 0 | 0 | 0 | 0 | 0 | 0 | 0 | 0
F13_Industrial_Other Industrial_New_Process_Natural Gas_Steam System Efficiency Improvements_A_Achievable Technical Potential | F13 | Industrial | Other Industrial | New | Process | Natural Gas | Steam System Efficiency Improvements | A | Purchases (Incremental) | Achievable Technical Potential | 0 | 0 | 0.53179 | 1.8552 | 4.6969 | 10.1982 | 17.8178 | 29.4066 | 45.2228 | 66.2394 | 88.9409 | 114.3957 | 138.8763 | 160.7348 | 170.2636 | 170.6503 | 158.9554 | 140.0378 | 162.59 | 174.9605 | 180.8485 | 176.7732
F14_Industrial_Other Industrial_New_Process_Natural Gas_Steam System Efficiency Improvements_A_Achievable Technical Potential | F14 | Industrial | Other Industrial | New | Process | Natural Gas | Steam System Efficiency Improvements | A | Purchases (Cumulative) | Achievable Technical Potential | 0 | 0 | 0.53179 | 2.3869 | 7.0839 | 17.2821 | 35.0999 | 63.9747 | 107.3424 | 168.8848 | 247.6276 | 344.2055 | 453.6751 | 569.1872 | 673.2114 | 754.9207 | 799.4804 | 800.1101 | 800.1101 | 800.1101 | 800.1101 | 800.1101
F1_Industrial_Other Industrial_New_Space Heating_Natural Gas_Strategic Energy Management_A_Achievable Technical Potential | F1 | Industrial | Other Industrial | New | Space Heating | Natural Gas | Strategic Energy Management | A | Original Unit Energy Savings (kWh or therms) | Achievable Technical Potential | 0 | 0 | 3.0133 | 3.0133 | 3.0133 | 3.0133 | 3.0133 | 3.0133 | 3.0133 | 3.0133 | 3.0133 | 3.0133 | 3.0133 | 3.0133 | 3.0133 | 3.0133 | 3.0133 | 3.0133 | 3.0133 | 3.0133 | 3.0133 | 3.0133
F2_Industrial_Other Industrial_New_Space Heating_Natural Gas_Strategic Energy Management_A_Achievable Technical Potential | F2 | Industrial | Other Industrial | New | Space Heating | Natural Gas | Strategic Energy Management | A | Original Unit Summer Peak Savings (kW) | Achievable Technical Potential | 0 | 0 | 0 | 0 | 0 | 0 | 0 | 0 | 0 | 0 | 0 | 0 | 0 | 0 | 0 | 0 | 0 | 0 | 0 | 0 | 0 | 0
F3_Industrial_Other Industrial_New_Space Heating_Natural Gas_Strategic Energy Management_A_Achievable Technical Potential | F3 | Industrial | Other Industrial | New | Space Heating | Natural Gas | Strategic Energy Management | A | Original Unit Winter Peak Savings (kW) | Achievable Technical Potential | 0 | 0 | 0 | 0 | 0 | 0 | 0 | 0 | 0 | 0 | 0 | 0 | 0 | 0 | 0 | 0 | 0 | 0 | 0 | 0 | 0 | 0
F4_Industrial_Other Industrial_New_Space Heating_Natural Gas_Strategic Energy Management_A_Achievable Technical Potential | F4 | Industrial | Other Industrial | New | Space Heating | Natural Gas | Strategic Energy Management | A | Standalone Impact on Baseline Energy (%) | Achievable Technical Potential | 0% | 0% | 0.08224% | 0.1294% | 0.173% | 0.2118% | 0.2663% | 0.2946% | 0.314% | 0.3238% | 0.3358% | 0.3429% | 0.3489% | 0.3507% | 0.3588% | 0.3626% | 0.3657% | 0.3575% | 0.3495% | 0.334% | 0.3198% | 0.3067%
F5_Industrial_Other Industrial_New_Space Heating_Natural Gas_Strategic Energy Management_A_Achievable Technical Potential | F5 | Industrial | Other Industrial | New | Space Heating | Natural Gas | Strategic Energy Management | A | Standalone Impact on Baseline Summer Peak (%) | Achievable Technical Potential | bar: 2019 to 2040
F6_Industrial_Other Industrial_New_Space Heating_Natural Gas_Strategic Energy Management_A_Achievable Technical Potential | F6 | Industrial | Other Industrial | New | Space Heating | Natural Gas | Strategic Energy Management | A | Standalone Impact on Baseline Winter Peak (%) | Achievable Technical Potential | bar: 2019 to 2040
F7_Industrial_Other Industrial_New_Space Heating_Natural Gas_Strategic Energy Management_A_Achievable Technical Potential | F7 | Industrial | Other Industrial | New | Space Heating | Natural Gas | Strategic Energy Management | A | Incremental Energy Savings (MWh or mTherms) | Achievable Technical Potential | 0 | 0 | 0.040298 | 0.070328 | 0.10028 | 0.13386 | 0.15408 | 0.17756 | 0.20073 | 0.22681 | 0.24622 | 0.26856 | 0.29059 | 0.31616 | 0.33351 | 0.35459 | 0.37567 | 0.40019 | 0.4164 | 0.43636 | 0.48846 | 0.52975
F8_Industrial_Other Industrial_New_Space Heating_Natural Gas_Strategic Energy Management_A_Achievable Technical Potential | F8 | Industrial | Other Industrial | New | Space Heating | Natural Gas | Strategic Energy Management | A | Incremental Summer Peak Savings (MW) | Achievable Technical Potential | 0 | 0 | 0 | 0 | 0 | 0 | 0 | 0 | 0 | 0 | 0 | 0 | 0 | 0 | 0 | 0 | 0 | 0 | 0 | 0 | 0 | 0
F9_Industrial_Other Industrial_New_Space Heating_Natural Gas_Strategic Energy Management_A_Achievable Technical Potential | F9 | Industrial | Other Industrial | New | Space Heating | Natural Gas | Strategic Energy Management | A | Incremental Winter Peak Savings (MW) | Achievable Technical Potential | 0 | 0 | 0 | 0 | 0 | 0 | 0 | 0 | 0 | 0 | 0 | 0 | 0 | 0 | 0 | 0 | 0 | 0 | 0 | 0 | 0 | 0
F10_Industrial_Other Industrial_New_Space Heating_Natural Gas_Strategic Energy Management_A_Achievable Technical Potential | F10 | Industrial | Other Industrial | New | Space Heating | Natural Gas | Strategic Energy Management | A | Cumulative Energy Savings (MWh or mTherms) | Achievable Technical Potential | 0 | 0 | 0.040298 | 0.11063 | 0.21091 | 0.34477 | 0.49885 | 0.63611 | 0.76652 | 0.89304 | 1.0054 | 1.1199 | 1.2329 | 1.3483 | 1.455 | 1.5634 | 1.6705 | 1.7398 | 1.7697 | 1.7723 | 1.7723 | 1.7723
F11_Industrial_Other Industrial_New_Space Heating_Natural Gas_Strategic Energy Management_A_Achievable Technical Potential | F11 | Industrial | Other Industrial | New | Space Heating | Natural Gas | Strategic Energy Management | A | Cumulative Summer Peak Savings (MW) | Achievable Technical Potential | 0 | 0 | 0 | 0 | 0 | 0 | 0 | 0 | 0 | 0 | 0 | 0 | 0 | 0 | 0 | 0 | 0 | 0 | 0 | 0 | 0 | 0
F12_Industrial_Other Industrial_New_Space Heating_Natural Gas_Strategic Energy Management_A_Achievable Technical Potential | F12 | Industrial | Other Industrial | New | Space Heating | Natural Gas | Strategic Energy Management | A | Cumulative Winter Peak Savings (MW) | Achievable Technical Potential | 0 | 0 | 0 | 0 | 0 | 0 | 0 | 0 | 0 | 0 | 0 | 0 | 0 | 0 | 0 | 0 | 0 | 0 | 0 | 0 | 0 | 0
F13_Industrial_Other Industrial_New_Space Heating_Natural Gas_Strategic Energy Management_A_Achievable Technical Potential | F13 | Industrial | Other Industrial | New | Space Heating | Natural Gas | Strategic Energy Management | A | Purchases (Incremental) | Achievable Technical Potential | 0 | 0 | 13.3736 | 23.3395 | 33.281 | 44.4237 | 51.1344 | 58.9245 | 66.6165 | 75.2688 | 81.713 | 89.1246 | 96.438 | 104.9217 | 110.6797 | 117.6777 | 124.6703 | 132.8108 | 138.1877 | 144.8135 | 162.1014 | 175.8047
F14_Industrial_Other Industrial_New_Space Heating_Natural Gas_Strategic Energy Management_A_Achievable Technical Potential | F14 | Industrial | Other Industrial | New | Space Heating | Natural Gas | Strategic Energy Management | A | Purchases (Cumulative) | Achievable Technical Potential | 0 | 0 | 13.3736 | 36.7132 | 69.9942 | 114.4179 | 165.5523 | 211.1031 | 254.3801 | 296.3679 | 333.6571 | 371.6474 | 409.1609 | 447.4661 | 482.8771 | 518.8418 | 554.3874 | 577.3865 | 587.313 | 588.1658 | 588.1658 | 588.1658
F1_Industrial_Other Industrial_New_Process_Natural Gas_Strategic Energy Management_A_Achievable Technical Potential | F1 | Industrial | Other Industrial | New | Process | Natural Gas | Strategic Energy Management | A | Original Unit Energy Savings (kWh or therms) | Achievable Technical Potential | 0 | 0 | 1.4066 | 1.4066 | 1.4066 | 1.4066 | 1.4066 | 1.4066 | 1.4066 | 1.4066 | 1.4066 | 1.4066 | 1.4066 | 1.4066 | 1.4066 | 1.4066 | 1.4066 | 1.4066 | 1.4066 | 1.4066 | 1.4066 | 1.4066
F2_Industrial_Other Industrial_New_Process_Natural Gas_Strategic Energy Management_A_Achievable Technical Potential | F2 | Industrial | Other Industrial | New | Process | Natural Gas | Strategic Energy Management | A | Original Unit Summer Peak Savings (kW) | Achievable Technical Potential | 0 | 0 | 0 | 0 | 0 | 0 | 0 | 0 | 0 | 0 | 0 | 0 | 0 | 0 | 0 | 0 | 0 | 0 | 0 | 0 | 0 | 0
F3_Industrial_Other Industrial_New_Process_Natural Gas_Strategic Energy Management_A_Achievable Technical Potential | F3 | Industrial | Other Industrial | New | Process | Natural Gas | Strategic Energy Management | A | Original Unit Winter Peak Savings (kW) | Achievable Technical Potential | 0 | 0 | 0 | 0 | 0 | 0 | 0 | 0 | 0 | 0 | 0 | 0 | 0 | 0 | 0 | 0 | 0 | 0 | 0 | 0 | 0 | 0
F4_Industrial_Other Industrial_New_Process_Natural Gas_Strategic Energy Management_A_Achievable Technical Potential | F4 | Industrial | Other Industrial | New | Process | Natural Gas | Strategic Energy Management | A | Standalone Impact on Baseline Energy (%) | Achievable Technical Potential | 0% | 0% | 0.08224% | 0.1294% | 0.173% | 0.2118% | 0.2663% | 0.2946% | 0.314% | 0.3238% | 0.3358% | 0.3429% | 0.3489% | 0.3507% | 0.3588% | 0.3626% | 0.3657% | 0.3575% | 0.3495% | 0.334% | 0.3198% | 0.3067%
F5_Industrial_Other Industrial_New_Process_Natural Gas_Strategic Energy Management_A_Achievable Technical Potential | F5 | Industrial | Other Industrial | New | Process | Natural Gas | Strategic Energy Management | A | Standalone Impact on Baseline Summer Peak (%) | Achievable Technical Potential | bar: 2019 to 2040
F6_Industrial_Other Industrial_New_Process_Natural Gas_Strategic Energy Management_A_Achievable Technical Potential | F6 | Industrial | Other Industrial | New | Process | Natural Gas | Strategic Energy Management | A | Standalone Impact on Baseline Winter Peak (%) | Achievable Technical Potential | bar: 2019 to 2040
F7_Industrial_Other Industrial_New_Process_Natural Gas_Strategic Energy Management_A_Achievable Technical Potential | F7 | Industrial | Other Industrial | New | Process | Natural Gas | Strategic Energy Management | A | Incremental Energy Savings (MWh or mTherms) | Achievable Technical Potential | 0 | 0 | 0.087505 | 0.15271 | 0.21776 | 0.29067 | 0.33458 | 0.38555 | 0.43588 | 0.49249 | 0.53465 | 0.58315 | 0.631 | 0.68651 | 0.72419 | 0.76997 | 0.81573 | 0.86899 | 0.90417 | 0.94753 | 1.0606 | 1.1503
F8_Industrial_Other Industrial_New_Process_Natural Gas_Strategic Energy Management_A_Achievable Technical Potential | F8 | Industrial | Other Industrial | New | Process | Natural Gas | Strategic Energy Management | A | Incremental Summer Peak Savings (MW) | Achievable Technical Potential | 0 | 0 | 0 | 0 | 0 | 0 | 0 | 0 | 0 | 0 | 0 | 0 | 0 | 0 | 0 | 0 | 0 | 0 | 0 | 0 | 0 | 0
F9_Industrial_Other Industrial_New_Process_Natural Gas_Strategic Energy Management_A_Achievable Technical Potential | F9 | Industrial | Other Industrial | New | Process | Natural Gas | Strategic Energy Management | A | Incremental Winter Peak Savings (MW) | Achievable Technical Potential | 0 | 0 | 0 | 0 | 0 | 0 | 0 | 0 | 0 | 0 | 0 | 0 | 0 | 0 | 0 | 0 | 0 | 0 | 0 | 0 | 0 | 0
F10_Industrial_Other Industrial_New_Process_Natural Gas_Strategic Energy Management_A_Achievable Technical Potential | F10 | Industrial | Other Industrial | New | Process | Natural Gas | Strategic Energy Management | A | Cumulative Energy Savings (MWh or mTherms) | Achievable Technical Potential | 0 | 0 | 0.087505 | 0.24022 | 0.45798 | 0.74865 | 1.0832 | 1.3813 | 1.6644 | 1.9392 | 2.1831 | 2.4317 | 2.6772 | 2.9278 | 3.1595 | 3.3948 | 3.6274 | 3.7779 | 3.8428 | 3.8484 | 3.8484 | 3.8484
F11_Industrial_Other Industrial_New_Process_Natural Gas_Strategic Energy Management_A_Achievable Technical Potential | F11 | Industrial | Other Industrial | New | Process | Natural Gas | Strategic Energy Management | A | Cumulative Summer Peak Savings (MW) | Achievable Technical Potential | 0 | 0 | 0 | 0 | 0 | 0 | 0 | 0 | 0 | 0 | 0 | 0 | 0 | 0 | 0 | 0 | 0 | 0 | 0 | 0 | 0 | 0
F12_Industrial_Other Industrial_New_Process_Natural Gas_Strategic Energy Management_A_Achievable Technical Potential | F12 | Industrial | Other Industrial | New | Process | Natural Gas | Strategic Energy Management | A | Cumulative Winter Peak Savings (MW) | Achievable Technical Potential | 0 | 0 | 0 | 0 | 0 | 0 | 0 | 0 | 0 | 0 | 0 | 0 | 0 | 0 | 0 | 0 | 0 | 0 | 0 | 0 | 0 | 0
F13_Industrial_Other Industrial_New_Process_Natural Gas_Strategic Energy Management_A_Achievable Technical Potential | F13 | Industrial | Other Industrial | New | Process | Natural Gas | Strategic Energy Management | A | Purchases (Incremental) | Achievable Technical Potential | 0 | 0 | 62.212 | 108.5717 | 154.8176 | 206.6519 | 237.8687 | 274.1072 | 309.889 | 350.138 | 380.1152 | 414.5932 | 448.6138 | 488.0787 | 514.8637 | 547.4171 | 579.9459 | 617.8138 | 642.8266 | 673.6484 | 754.069 | 817.8146
F14_Industrial_Other Industrial_New_Process_Natural Gas_Strategic Energy Management_A_Achievable Technical Potential | F14 | Industrial | Other Industrial | New | Process | Natural Gas | Strategic Energy Management | A | Purchases (Cumulative) | Achievable Technical Potential | 0 | 0 | 62.212 | 170.7837 | 325.6013 | 532.2532 | 770.1219 | 982.0171 | 1183.3344 | 1378.6548 | 1552.1181 | 1728.8426 | 1903.3492 | 2081.5389 | 2246.2646 | 2413.5665 | 2578.9192 | 2685.9072 | 2732.0834 | 2736.0505 | 2736.0505 | 2736.0505
F1_Industrial_Other Industrial_New_Miscellaneous_Natural Gas_Strategic Energy Management_A_Achievable Technical Potential | F1 | Industrial | Other Industrial | New | Miscellaneous | Natural Gas | Strategic Energy Management | A | Original Unit Energy Savings (kWh or therms) | Achievable Technical Potential | 0 | 0 | 0.89787 | 0.89787 | 0.89787 | 0.89787 | 0.89787 | 0.89787 | 0.89787 | 0.89787 | 0.89787 | 0.89787 | 0.89787 | 0.89787 | 0.89787 | 0.89787 | 0.89787 | 0.89787 | 0.89787 | 0.89787 | 0.89787 | 0.89787
F2_Industrial_Other Industrial_New_Miscellaneous_Natural Gas_Strategic Energy Management_A_Achievable Technical Potential | F2 | Industrial | Other Industrial | New | Miscellaneous | Natural Gas | Strategic Energy Management | A | Original Unit Summer Peak Savings (kW) | Achievable Technical Potential | 0 | 0 | 0 | 0 | 0 | 0 | 0 | 0 | 0 | 0 | 0 | 0 | 0 | 0 | 0 | 0 | 0 | 0 | 0 | 0 | 0 | 0
F3_Industrial_Other Industrial_New_Miscellaneous_Natural Gas_Strategic Energy Management_A_Achievable Technical Potential | F3 | Industrial | Other Industrial | New | Miscellaneous | Natural Gas | Strategic Energy Management | A | Original Unit Winter Peak Savings (kW) | Achievable Technical Potential | 0 | 0 | 0 | 0 | 0 | 0 | 0 | 0 | 0 | 0 | 0 | 0 | 0 | 0 | 0 | 0 | 0 | 0 | 0 | 0 | 0 | 0
F4_Industrial_Other Industrial_New_Miscellaneous_Natural Gas_Strategic Energy Management_A_Achievable Technical Potential | F4 | Industrial | Other Industrial | New | Miscellaneous | Natural Gas | Strategic Energy Management | A | Standalone Impact on Baseline Energy (%) | Achievable Technical Potential | 0% | 0% | 0.08224% | 0.1294% | 0.173% | 0.2118% | 0.2663% | 0.2946% | 0.314% | 0.3238% | 0.3358% | 0.3429% | 0.3489% | 0.3507% | 0.3588% | 0.3626% | 0.3657% | 0.3575% | 0.3495% | 0.334% | 0.3198% | 0.3067%
F5_Industrial_Other Industrial_New_Miscellaneous_Natural Gas_Strategic Energy Management_A_Achievable Technical Potential | F5 | Industrial | Other Industrial | New | Miscellaneous | Natural Gas | Strategic Energy Management | A | Standalone Impact on Baseline Summer Peak (%) | Achievable Technical Potential | bar: 2019 to 2040
F6_Industrial_Other Industrial_New_Miscellaneous_Natural Gas_Strategic Energy Management_A_Achievable Technical Potential | F6 | Industrial | Other Industrial | New | Miscellaneous | Natural Gas | Strategic Energy Management | A | Standalone Impact on Baseline Winter Peak (%) | Achievable Technical Potential | bar: 2019 to 2040
F7_Industrial_Other Industrial_New_Miscellaneous_Natural Gas_Strategic Energy Management_A_Achievable Technical Potential | F7 | Industrial | Other Industrial | New | Miscellaneous | Natural Gas | Strategic Energy Management | A | Incremental Energy Savings (MWh or mTherms) | Achievable Technical Potential | 0 | 0 | 0.013965 | 0.024371 | 0.034752 | 0.046387 | 0.053394 | 0.061528 | 0.06956 | 0.078595 | 0.085324 | 0.093063 | 0.1007 | 0.10956 | 0.11557 | 0.12288 | 0.13018 | 0.13868 | 0.14429 | 0.15121 | 0.16926 | 0.18357
F8_Industrial_Other Industrial_New_Miscellaneous_Natural Gas_Strategic Energy Management_A_Achievable Technical Potential | F8 | Industrial | Other Industrial | New | Miscellaneous | Natural Gas | Strategic Energy Management | A | Incremental Summer Peak Savings (MW) | Achievable Technical Potential | 0 | 0 | 0 | 0 | 0 | 0 | 0 | 0 | 0 | 0 | 0 | 0 | 0 | 0 | 0 | 0 | 0 | 0 | 0 | 0 | 0 | 0
F9_Industrial_Other Industrial_New_Miscellaneous_Natural Gas_Strategic Energy Management_A_Achievable Technical Potential | F9 | Industrial | Other Industrial | New | Miscellaneous | Natural Gas | Strategic Energy Management | A | Incremental Winter Peak Savings (MW) | Achievable Technical Potential | 0 | 0 | 0 | 0 | 0 | 0 | 0 | 0 | 0 | 0 | 0 | 0 | 0 | 0 | 0 | 0 | 0 | 0 | 0 | 0 | 0 | 0
F10_Industrial_Other Industrial_New_Miscellaneous_Natural Gas_Strategic Energy Management_A_Achievable Technical Potential | F10 | Industrial | Other Industrial | New | Miscellaneous | Natural Gas | Strategic Energy Management | A | Cumulative Energy Savings (MWh or mTherms) | Achievable Technical Potential | 0 | 0 | 0.013965 | 0.038335 | 0.073087 | 0.11947 | 0.17287 | 0.22043 | 0.26562 | 0.30946 | 0.3484 | 0.38807 | 0.42724 | 0.46724 | 0.50421 | 0.54177 | 0.57888 | 0.6029 | 0.61326 | 0.61415 | 0.61415 | 0.61415
F11_Industrial_Other Industrial_New_Miscellaneous_Natural Gas_Strategic Energy Management_A_Achievable Technical Potential | F11 | Industrial | Other Industrial | New | Miscellaneous | Natural Gas | Strategic Energy Management | A | Cumulative Summer Peak Savings (MW) | Achievable Technical Potential | 0 | 0 | 0 | 0 | 0 | 0 | 0 | 0 | 0 | 0 | 0 | 0 | 0 | 0 | 0 | 0 | 0 | 0 | 0 | 0 | 0 | 0
F12_Industrial_Other Industrial_New_Miscellaneous_Natural Gas_Strategic Energy Management_A_Achievable Technical Potential | F12 | Industrial | Other Industrial | New | Miscellaneous | Natural Gas | Strategic Energy Management | A | Cumulative Winter Peak Savings (MW) | Achievable Technical Potential | 0 | 0 | 0 | 0 | 0 | 0 | 0 | 0 | 0 | 0 | 0 | 0 | 0 | 0 | 0 | 0 | 0 | 0 | 0 | 0 | 0 | 0
F13_Industrial_Other Industrial_New_Miscellaneous_Natural Gas_Strategic Energy Management_A_Achievable Technical Potential | F13 | Industrial | Other Industrial | New | Miscellaneous | Natural Gas | Strategic Energy Management | A | Purchases (Incremental) | Achievable Technical Potential | 0 | 0 | 15.553 | 27.1429 | 38.7044 | 51.663 | 59.4672 | 68.5268 | 77.4723 | 87.5345 | 95.0288 | 103.6483 | 112.1535 | 122.0197 | 128.7159 | 136.8543 | 144.9865 | 154.4534 | 160.7067 | 168.4121 | 188.5173 | 204.4536
F14_Industrial_Other Industrial_New_Miscellaneous_Natural Gas_Strategic Energy Management_A_Achievable Technical Potential | F14 | Industrial | Other Industrial | New | Miscellaneous | Natural Gas | Strategic Energy Management | A | Purchases (Cumulative) | Achievable Technical Potential | 0 | 0 | 15.553 | 42.6959 | 81.4003 | 133.0633 | 192.5305 | 245.5043 | 295.8336 | 344.6637 | 388.0295 | 432.2107 | 475.8373 | 520.3847 | 561.5662 | 603.3916 | 644.7298 | 671.4768 | 683.0208 | 684.0126 | 684.0126 | 684.0126
F1_Industrial_Other Industrial_New_Space Heating_Natural Gas_Commissioning_A_Achievable Technical Potential | F1 | Industrial | Other Industrial | New | Space Heating | Natural Gas | Commissioning | A | Original Unit Energy Savings (kWh or therms) | Achievable Technical Potential | 0 | 0 | 3.6154 | 3.6154 | 3.6154 | 3.6154 | 3.6154 | 3.6154 | 3.6154 | 3.6154 | 3.6154 | 3.6154 | 3.6154 | 3.6154 | 3.6154 | 3.6154 | 3.6154 | 3.6154 | 3.6154 | 3.6154 | 3.6154 | 3.6154
F2_Industrial_Other Industrial_New_Space Heating_Natural Gas_Commissioning_A_Achievable Technical Potential | F2 | Industrial | Other Industrial | New | Space Heating | Natural Gas | Commissioning | A | Original Unit Summer Peak Savings (kW) | Achievable Technical Potential | 0 | 0 | 0 | 0 | 0 | 0 | 0 | 0 | 0 | 0 | 0 | 0 | 0 | 0 | 0 | 0 | 0 | 0 | 0 | 0 | 0 | 0
F3_Industrial_Other Industrial_New_Space Heating_Natural Gas_Commissioning_A_Achievable Technical Potential | F3 | Industrial | Other Industrial | New | Space Heating | Natural Gas | Commissioning | A | Original Unit Winter Peak Savings (kW) | Achievable Technical Potential | 0 | 0 | 0 | 0 | 0 | 0 | 0 | 0 | 0 | 0 | 0 | 0 | 0 | 0 | 0 | 0 | 0 | 0 | 0 | 0 | 0 | 0
F4_Industrial_Other Industrial_New_Space Heating_Natural Gas_Commissioning_A_Achievable Technical Potential | F4 | Industrial | Other Industrial | New | Space Heating | Natural Gas | Commissioning | A | Standalone Impact on Baseline Energy (%) | Achievable Technical Potential | bar: 2019 to 2040
F5_Industrial_Other Industrial_New_Space Heating_Natural Gas_Commissioning_A_Achievable Technical Potential | F5 | Industrial | Other Industrial | New | Space Heating | Natural Gas | Commissioning | A | Standalone Impact on Baseline Summer Peak (%) | Achievable Technical Potential | bar: 2019 to 2040
F6_Industrial_Other Industrial_New_Space Heating_Natural Gas_Commissioning_A_Achievable Technical Potential | F6 | Industrial | Other Industrial | New | Space Heating | Natural Gas | Commissioning | A | Standalone Impact on Baseline Winter Peak (%) | Achievable Technical Potential | bar: 2019 to 2040
F7_Industrial_Other Industrial_New_Space Heating_Natural Gas_Commissioning_A_Achievable Technical Potential | F7 | Industrial | Other Industrial | New | Space Heating | Natural Gas | Commissioning | A | Incremental Energy Savings (MWh or mTherms) | Achievable Technical Potential | 0 | 0 | 0 | 0 | 0 | 0 | 0 | 0 | 0 | 0 | 0 | 0 | 0 | 0 | 0 | 0 | 0 | 0 | 0 | 0 | 0 | 0
F8_Industrial_Other Industrial_New_Space Heating_Natural Gas_Commissioning_A_Achievable Technical Potential | F8 | Industrial | Other Industrial | New | Space Heating | Natural Gas | Commissioning | A | Incremental Summer Peak Savings (MW) | Achievable Technical Potential | 0 | 0 | 0 | 0 | 0 | 0 | 0 | 0 | 0 | 0 | 0 | 0 | 0 | 0 | 0 | 0 | 0 | 0 | 0 | 0 | 0 | 0
F9_Industrial_Other Industrial_New_Space Heating_Natural Gas_Commissioning_A_Achievable Technical Potential | F9 | Industrial | Other Industrial | New | Space Heating | Natural Gas | Commissioning | A | Incremental Winter Peak Savings (MW) | Achievable Technical Potential | 0 | 0 | 0 | 0 | 0 | 0 | 0 | 0 | 0 | 0 | 0 | 0 | 0 | 0 | 0 | 0 | 0 | 0 | 0 | 0 | 0 | 0
F10_Industrial_Other Industrial_New_Space Heating_Natural Gas_Commissioning_A_Achievable Technical Potential | F10 | Industrial | Other Industrial | New | Space Heating | Natural Gas | Commissioning | A | Cumulative Energy Savings (MWh or mTherms) | Achievable Technical Potential | 0 | 0 | 0 | 0 | 0 | 0 | 0 | 0 | 0 | 0 | 0 | 0 | 0 | 0 | 0 | 0 | 0 | 0 | 0 | 0 | 0 | 0
F11_Industrial_Other Industrial_New_Space Heating_Natural Gas_Commissioning_A_Achievable Technical Potential | F11 | Industrial | Other Industrial | New | Space Heating | Natural Gas | Commissioning | A | Cumulative Summer Peak Savings (MW) | Achievable Technical Potential | 0 | 0 | 0 | 0 | 0 | 0 | 0 | 0 | 0 | 0 | 0 | 0 | 0 | 0 | 0 | 0 | 0 | 0 | 0 | 0 | 0 | 0
F12_Industrial_Other Industrial_New_Space Heating_Natural Gas_Commissioning_A_Achievable Technical Potential | F12 | Industrial | Other Industrial | New | Space Heating | Natural Gas | Commissioning | A | Cumulative Winter Peak Savings (MW) | Achievable Technical Potential | 0 | 0 | 0 | 0 | 0 | 0 | 0 | 0 | 0 | 0 | 0 | 0 | 0 | 0 | 0 | 0 | 0 | 0 | 0 | 0 | 0 | 0
F13_Industrial_Other Industrial_New_Space Heating_Natural Gas_Commissioning_A_Achievable Technical Potential | F13 | Industrial | Other Industrial | New | Space Heating | Natural Gas | Commissioning | A | Purchases (Incremental) | Achievable Technical Potential | 0 | 0 | 0 | 0 | 0 | 0 | 0 | 0 | 0 | 0 | 0 | 0 | 0 | 0 | 0 | 0 | 0 | 0 | 0 | 0 | 0 | 0
F14_Industrial_Other Industrial_New_Space Heating_Natural Gas_Commissioning_A_Achievable Technical Potential | F14 | Industrial | Other Industrial | New | Space Heating | Natural Gas | Commissioning | A | Purchases (Cumulative) | Achievable Technical Potential | 0 | 0 | 0 | 0 | 0 | 0 | 0 | 0 | 0 | 0 | 0 | 0 | 0 | 0 | 0 | 0 | 0 | 0 | 0 | 0 | 0 | 0
F1_Industrial_Other Industrial_New_Process_Natural Gas_Commissioning_A_Achievable Technical Potential | F1 | Industrial | Other Industrial | New | Process | Natural Gas | Commissioning | A | Original Unit Energy Savings (kWh or therms) | Achievable Technical Potential | 0 | 0 | 7.8506 | 7.8506 | 7.8506 | 7.8506 | 7.8506 | 7.8506 | 7.8506 | 7.8506 | 7.8506 | 7.8506 | 7.8506 | 7.8506 | 7.8506 | 7.8506 | 7.8506 | 7.8506 | 7.8506 | 7.8506 | 7.8506 | 7.8506
F2_Industrial_Other Industrial_New_Process_Natural Gas_Commissioning_A_Achievable Technical Potential | F2 | Industrial | Other Industrial | New | Process | Natural Gas | Commissioning | A | Original Unit Summer Peak Savings (kW) | Achievable Technical Potential | 0 | 0 | 0 | 0 | 0 | 0 | 0 | 0 | 0 | 0 | 0 | 0 | 0 | 0 | 0 | 0 | 0 | 0 | 0 | 0 | 0 | 0
F3_Industrial_Other Industrial_New_Process_Natural Gas_Commissioning_A_Achievable Technical Potential | F3 | Industrial | Other Industrial | New | Process | Natural Gas | Commissioning | A | Original Unit Winter Peak Savings (kW) | Achievable Technical Potential | 0 | 0 | 0 | 0 | 0 | 0 | 0 | 0 | 0 | 0 | 0 | 0 | 0 | 0 | 0 | 0 | 0 | 0 | 0 | 0 | 0 | 0
F4_Industrial_Other Industrial_New_Process_Natural Gas_Commissioning_A_Achievable Technical Potential | F4 | Industrial | Other Industrial | New | Process | Natural Gas | Commissioning | A | Standalone Impact on Baseline Energy (%) | Achievable Technical Potential | bar: 2019 to 2040
F5_Industrial_Other Industrial_New_Process_Natural Gas_Commissioning_A_Achievable Technical Potential | F5 | Industrial | Other Industrial | New | Process | Natural Gas | Commissioning | A | Standalone Impact on Baseline Summer Peak (%) | Achievable Technical Potential | bar: 2019 to 2040
F6_Industrial_Other Industrial_New_Process_Natural Gas_Commissioning_A_Achievable Technical Potential | F6 | Industrial | Other Industrial | New | Process | Natural Gas | Commissioning | A | Standalone Impact on Baseline Winter Peak (%) | Achievable Technical Potential | bar: 2019 to 2040
F7_Industrial_Other Industrial_New_Process_Natural Gas_Commissioning_A_Achievable Technical Potential | F7 | Industrial | Other Industrial | New | Process | Natural Gas | Commissioning | A | Incremental Energy Savings (MWh or mTherms) | Achievable Technical Potential | 0 | 0 | 0 | 0 | 0 | 0 | 0 | 0 | 0 | 0 | 0 | 0 | 0 | 0 | 0 | 0 | 0 | 0 | 0 | 0 | 0 | 0
F8_Industrial_Other Industrial_New_Process_Natural Gas_Commissioning_A_Achievable Technical Potential | F8 | Industrial | Other Industrial | New | Process | Natural Gas | Commissioning | A | Incremental Summer Peak Savings (MW) | Achievable Technical Potential | 0 | 0 | 0 | 0 | 0 | 0 | 0 | 0 | 0 | 0 | 0 | 0 | 0 | 0 | 0 | 0 | 0 | 0 | 0 | 0 | 0 | 0
F9_Industrial_Other Industrial_New_Process_Natural Gas_Commissioning_A_Achievable Technical Potential | F9 | Industrial | Other Industrial | New | Process | Natural Gas | Commissioning | A | Incremental Winter Peak Savings (MW) | Achievable Technical Potential | 0 | 0 | 0 | 0 | 0 | 0 | 0 | 0 | 0 | 0 | 0 | 0 | 0 | 0 | 0 | 0 | 0 | 0 | 0 | 0 | 0 | 0
F10_Industrial_Other Industrial_New_Process_Natural Gas_Commissioning_A_Achievable Technical Potential | F10 | Industrial | Other Industrial | New | Process | Natural Gas | Commissioning | A | Cumulative Energy Savings (MWh or mTherms) | Achievable Technical Potential | 0 | 0 | 0 | 0 | 0 | 0 | 0 | 0 | 0 | 0 | 0 | 0 | 0 | 0 | 0 | 0 | 0 | 0 | 0 | 0 | 0 | 0
F11_Industrial_Other Industrial_New_Process_Natural Gas_Commissioning_A_Achievable Technical Potential | F11 | Industrial | Other Industrial | New | Process | Natural Gas | Commissioning | A | Cumulative Summer Peak Savings (MW) | Achievable Technical Potential | 0 | 0 | 0 | 0 | 0 | 0 | 0 | 0 | 0 | 0 | 0 | 0 | 0 | 0 | 0 | 0 | 0 | 0 | 0 | 0 | 0 | 0
F12_Industrial_Other Industrial_New_Process_Natural Gas_Commissioning_A_Achievable Technical Potential | F12 | Industrial | Other Industrial | New | Process | Natural Gas | Commissioning | A | Cumulative Winter Peak Savings (MW) | Achievable Technical Potential | 0 | 0 | 0 | 0 | 0 | 0 | 0 | 0 | 0 | 0 | 0 | 0 | 0 | 0 | 0 | 0 | 0 | 0 | 0 | 0 | 0 | 0
F13_Industrial_Other Industrial_New_Process_Natural Gas_Commissioning_A_Achievable Technical Potential | F13 | Industrial | Other Industrial | New | Process | Natural Gas | Commissioning | A | Purchases (Incremental) | Achievable Technical Potential | 0 | 0 | 0 | 0 | 0 | 0 | 0 | 0 | 0 | 0 | 0 | 0 | 0 | 0 | 0 | 0 | 0 | 0 | 0 | 0 | 0 | 0
F14_Industrial_Other Industrial_New_Process_Natural Gas_Commissioning_A_Achievable Technical Potential | F14 | Industrial | Other Industrial | New | Process | Natural Gas | Commissioning | A | Purchases (Cumulative) | Achievable Technical Potential | 0 | 0 | 0 | 0 | 0 | 0 | 0 | 0 | 0 | 0 | 0 | 0 | 0 | 0 | 0 | 0 | 0 | 0 | 0 | 0 | 0 | 0
F1_Industrial_Other Industrial_New_Space Heating_Natural Gas_Retrocommissioning_A_Achievable Technical Potential | F1 | Industrial | Other Industrial | New | Space Heating | Natural Gas | Retrocommissioning | A | Original Unit Energy Savings (kWh or therms) | Achievable Technical Potential | 0 | 0 | 0 | 0 | 0 | 0 | 0 | 0 | 0 | 0 | 0 | 0 | 0 | 0 | 0 | 0 | 0 | 0 | 0 | 0 | 0 | 0
F2_Industrial_Other Industrial_New_Space Heating_Natural Gas_Retrocommissioning_A_Achievable Technical Potential | F2 | Industrial | Other Industrial | New | Space Heating | Natural Gas | Retrocommissioning | A | Original Unit Summer Peak Savings (kW) | Achievable Technical Potential | 0 | 0 | 0 | 0 | 0 | 0 | 0 | 0 | 0 | 0 | 0 | 0 | 0 | 0 | 0 | 0 | 0 | 0 | 0 | 0 | 0 | 0
F3_Industrial_Other Industrial_New_Space Heating_Natural Gas_Retrocommissioning_A_Achievable Technical Potential | F3 | Industrial | Other Industrial | New | Space Heating | Natural Gas | Retrocommissioning | A | Original Unit Winter Peak Savings (kW) | Achievable Technical Potential | 0 | 0 | 0 | 0 | 0 | 0 | 0 | 0 | 0 | 0 | 0 | 0 | 0 | 0 | 0 | 0 | 0 | 0 | 0 | 0 | 0 | 0
F4_Industrial_Other Industrial_New_Space Heating_Natural Gas_Retrocommissioning_A_Achievable Technical Potential | F4 | Industrial | Other Industrial | New | Space Heating | Natural Gas | Retrocommissioning | A | Standalone Impact on Baseline Energy (%) | Achievable Technical Potential | bar: 2019 to 2040
F5_Industrial_Other Industrial_New_Space Heating_Natural Gas_Retrocommissioning_A_Achievable Technical Potential | F5 | Industrial | Other Industrial | New | Space Heating | Natural Gas | Retrocommissioning | A | Standalone Impact on Baseline Summer Peak (%) | Achievable Technical Potential | bar: 2019 to 2040
F6_Industrial_Other Industrial_New_Space Heating_Natural Gas_Retrocommissioning_A_Achievable Technical Potential | F6 | Industrial | Other Industrial | New | Space Heating | Natural Gas | Retrocommissioning | A | Standalone Impact on Baseline Winter Peak (%) | Achievable Technical Potential | bar: 2019 to 2040
F7_Industrial_Other Industrial_New_Space Heating_Natural Gas_Retrocommissioning_A_Achievable Technical Potential | F7 | Industrial | Other Industrial | New | Space Heating | Natural Gas | Retrocommissioning | A | Incremental Energy Savings (MWh or mTherms) | Achievable Technical Potential | 0 | 0 | 0 | 0 | 0 | 0 | 0 | 0 | 0 | 0 | 0 | 0 | 0 | 0 | 0 | 0 | 0 | 0 | 0 | 0 | 0 | 0
F8_Industrial_Other Industrial_New_Space Heating_Natural Gas_Retrocommissioning_A_Achievable Technical Potential | F8 | Industrial | Other Industrial | New | Space Heating | Natural Gas | Retrocommissioning | A | Incremental Summer Peak Savings (MW) | Achievable Technical Potential | 0 | 0 | 0 | 0 | 0 | 0 | 0 | 0 | 0 | 0 | 0 | 0 | 0 | 0 | 0 | 0 | 0 | 0 | 0 | 0 | 0 | 0
F9_Industrial_Other Industrial_New_Space Heating_Natural Gas_Retrocommissioning_A_Achievable Technical Potential | F9 | Industrial | Other Industrial | New | Space Heating | Natural Gas | Retrocommissioning | A | Incremental Winter Peak Savings (MW) | Achievable Technical Potential | 0 | 0 | 0 | 0 | 0 | 0 | 0 | 0 | 0 | 0 | 0 | 0 | 0 | 0 | 0 | 0 | 0 | 0 | 0 | 0 | 0 | 0
F10_Industrial_Other Industrial_New_Space Heating_Natural Gas_Retrocommissioning_A_Achievable Technical Potential | F10 | Industrial | Other Industrial | New | Space Heating | Natural Gas | Retrocommissioning | A | Cumulative Energy Savings (MWh or mTherms) | Achievable Technical Potential | 0 | 0 | 0 | 0 | 0 | 0 | 0 | 0 | 0 | 0 | 0 | 0 | 0 | 0 | 0 | 0 | 0 | 0 | 0 | 0 | 0 | 0
F11_Industrial_Other Industrial_New_Space Heating_Natural Gas_Retrocommissioning_A_Achievable Technical Potential | F11 | Industrial | Other Industrial | New | Space Heating | Natural Gas | Retrocommissioning | A | Cumulative Summer Peak Savings (MW) | Achievable Technical Potential | 0 | 0 | 0 | 0 | 0 | 0 | 0 | 0 | 0 | 0 | 0 | 0 | 0 | 0 | 0 | 0 | 0 | 0 | 0 | 0 | 0 | 0
F12_Industrial_Other Industrial_New_Space Heating_Natural Gas_Retrocommissioning_A_Achievable Technical Potential | F12 | Industrial | Other Industrial | New | Space Heating | Natural Gas | Retrocommissioning | A | Cumulative Winter Peak Savings (MW) | Achievable Technical Potential | 0 | 0 | 0 | 0 | 0 | 0 | 0 | 0 | 0 | 0 | 0 | 0 | 0 | 0 | 0 | 0 | 0 | 0 | 0 | 0 | 0 | 0
F13_Industrial_Other Industrial_New_Space Heating_Natural Gas_Retrocommissioning_A_Achievable Technical Potential | F13 | Industrial | Other Industrial | New | Space Heating | Natural Gas | Retrocommissioning | A | Purchases (Incremental) | Achievable Technical Potential | 0 | 0 | 0 | 0 | 0 | 0 | 0 | 0 | 0 | 0 | 0 | 0 | 0 | 0 | 0 | 0 | 0 | 0 | 0 | 0 | 0 | 0
F14_Industrial_Other Industrial_New_Space Heating_Natural Gas_Retrocommissioning_A_Achievable Technical Potential | F14 | Industrial | Other Industrial | New | Space Heating | Natural Gas | Retrocommissioning | A | Purchases (Cumulative) | Achievable Technical Potential | 0 | 0 | 0 | 0 | 0 | 0 | 0 | 0 | 0 | 0 | 0 | 0 | 0 | 0 | 0 | 0 | 0 | 0 | 0 | 0 | 0 | 0
F1_Industrial_Other Industrial_New_Process_Natural Gas_Retrocommissioning_A_Achievable Technical Potential | F1 | Industrial | Other Industrial | New | Process | Natural Gas | Retrocommissioning | A | Original Unit Energy Savings (kWh or therms) | Achievable Technical Potential | 0 | 0 | 0 | 0 | 0 | 0 | 0 | 0 | 0 | 0 | 0 | 0 | 0 | 0 | 0 | 0 | 0 | 0 | 0 | 0 | 0 | 0
F2_Industrial_Other Industrial_New_Process_Natural Gas_Retrocommissioning_A_Achievable Technical Potential | F2 | Industrial | Other Industrial | New | Process | Natural Gas | Retrocommissioning | A | Original Unit Summer Peak Savings (kW) | Achievable Technical Potential | 0 | 0 | 0 | 0 | 0 | 0 | 0 | 0 | 0 | 0 | 0 | 0 | 0 | 0 | 0 | 0 | 0 | 0 | 0 | 0 | 0 | 0
F3_Industrial_Other Industrial_New_Process_Natural Gas_Retrocommissioning_A_Achievable Technical Potential | F3 | Industrial | Other Industrial | New | Process | Natural Gas | Retrocommissioning | A | Original Unit Winter Peak Savings (kW) | Achievable Technical Potential | 0 | 0 | 0 | 0 | 0 | 0 | 0 | 0 | 0 | 0 | 0 | 0 | 0 | 0 | 0 | 0 | 0 | 0 | 0 | 0 | 0 | 0
F4_Industrial_Other Industrial_New_Process_Natural Gas_Retrocommissioning_A_Achievable Technical Potential | F4 | Industrial | Other Industrial | New | Process | Natural Gas | Retrocommissioning | A | Standalone Impact on Baseline Energy (%) | Achievable Technical Potential | bar: 2019 to 2040
F5_Industrial_Other Industrial_New_Process_Natural Gas_Retrocommissioning_A_Achievable Technical Potential | F5 | Industrial | Other Industrial | New | Process | Natural Gas | Retrocommissioning | A | Standalone Impact on Baseline Summer Peak (%) | Achievable Technical Potential | bar: 2019 to 2040
F6_Industrial_Other Industrial_New_Process_Natural Gas_Retrocommissioning_A_Achievable Technical Potential | F6 | Industrial | Other Industrial | New | Process | Natural Gas | Retrocommissioning | A | Standalone Impact on Baseline Winter Peak (%) | Achievable Technical Potential | bar: 2019 to 2040
F7_Industrial_Other Industrial_New_Process_Natural Gas_Retrocommissioning_A_Achievable Technical Potential | F7 | Industrial | Other Industrial | New | Process | Natural Gas | Retrocommissioning | A | Incremental Energy Savings (MWh or mTherms) | Achievable Technical Potential | 0 | 0 | 0 | 0 | 0 | 0 | 0 | 0 | 0 | 0 | 0 | 0 | 0 | 0 | 0 | 0 | 0 | 0 | 0 | 0 | 0 | 0
F8_Industrial_Other Industrial_New_Process_Natural Gas_Retrocommissioning_A_Achievable Technical Potential | F8 | Industrial | Other Industrial | New | Process | Natural Gas | Retrocommissioning | A | Incremental Summer Peak Savings (MW) | Achievable Technical Potential | 0 | 0 | 0 | 0 | 0 | 0 | 0 | 0 | 0 | 0 | 0 | 0 | 0 | 0 | 0 | 0 | 0 | 0 | 0 | 0 | 0 | 0
F9_Industrial_Other Industrial_New_Process_Natural Gas_Retrocommissioning_A_Achievable Technical Potential | F9 | Industrial | Other Industrial | New | Process | Natural Gas | Retrocommissioning | A | Incremental Winter Peak Savings (MW) | Achievable Technical Potential | 0 | 0 | 0 | 0 | 0 | 0 | 0 | 0 | 0 | 0 | 0 | 0 | 0 | 0 | 0 | 0 | 0 | 0 | 0 | 0 | 0 | 0
F10_Industrial_Other Industrial_New_Process_Natural Gas_Retrocommissioning_A_Achievable Technical Potential | F10 | Industrial | Other Industrial | New | Process | Natural Gas | Retrocommissioning | A | Cumulative Energy Savings (MWh or mTherms) | Achievable Technical Potential | 0 | 0 | 0 | 0 | 0 | 0 | 0 | 0 | 0 | 0 | 0 | 0 | 0 | 0 | 0 | 0 | 0 | 0 | 0 | 0 | 0 | 0
F11_Industrial_Other Industrial_New_Process_Natural Gas_Retrocommissioning_A_Achievable Technical Potential | F11 | Industrial | Other Industrial | New | Process | Natural Gas | Retrocommissioning | A | Cumulative Summer Peak Savings (MW) | Achievable Technical Potential | 0 | 0 | 0 | 0 | 0 | 0 | 0 | 0 | 0 | 0 | 0 | 0 | 0 | 0 | 0 | 0 | 0 | 0 | 0 | 0 | 0 | 0
F12_Industrial_Other Industrial_New_Process_Natural Gas_Retrocommissioning_A_Achievable Technical Potential | F12 | Industrial | Other Industrial | New | Process | Natural Gas | Retrocommissioning | A | Cumulative Winter Peak Savings (MW) | Achievable Technical Potential | 0 | 0 | 0 | 0 | 0 | 0 | 0 | 0 | 0 | 0 | 0 | 0 | 0 | 0 | 0 | 0 | 0 | 0 | 0 | 0 | 0 | 0
F13_Industrial_Other Industrial_New_Process_Natural Gas_Retrocommissioning_A_Achievable Technical Potential | F13 | Industrial | Other Industrial | New | Process | Natural Gas | Retrocommissioning | A | Purchases (Incremental) | Achievable Technical Potential | 0 | 0 | 0 | 0 | 0 | 0 | 0 | 0 | 0 | 0 | 0 | 0 | 0 | 0 | 0 | 0 | 0 | 0 | 0 | 0 | 0 | 0
F14_Industrial_Other Industrial_New_Process_Natural Gas_Retrocommissioning_A_Achievable Technical Potential | F14 | Industrial | Other Industrial | New | Process | Natural Gas | Retrocommissioning | A | Purchases (Cumulative) | Achievable Technical Potential | 0 | 0 | 0 | 0 | 0 | 0 | 0 | 0 | 0 | 0 | 0 | 0 | 0 | 0 | 0 | 0 | 0 | 0 | 0 | 0 | 0 | 0
F1_Industrial_Food Products_Existing_Space Heating_Natural Gas_Condensing RTU_A_Achievable Technical Potential | F1 | Industrial | Food Products | Existing | Space Heating | Natural Gas | Condensing RTU | A | Original Unit Energy Savings (kWh or therms) | Achievable Technical Potential | 0 | 0 | 24.1945 | 24.0607 | 23.9271 | 23.7949 | 23.6649 | 23.5383 | 23.4158 | 23.2984 | 23.1867 | 23.0817 | 22.9828 | 22.8897 | 22.8021 | 22.7197 | 22.6421 | 22.5691 | 22.5004 | 22.4357 | 22.3748 | 22.3175
F2_Industrial_Food Products_Existing_Space Heating_Natural Gas_Condensing RTU_A_Achievable Technical Potential | F2 | Industrial | Food Products | Existing | Space Heating | Natural Gas | Condensing RTU | A | Original Unit Summer Peak Savings (kW) | Achievable Technical Potential | 0 | 0 | 0 | 0 | 0 | 0 | 0 | 0 | 0 | 0 | 0 | 0 | 0 | 0 | 0 | 0 | 0 | 0 | 0 | 0 | 0 | 0
F3_Industrial_Food Products_Existing_Space Heating_Natural Gas_Condensing RTU_A_Achievable Technical Potential | F3 | Industrial | Food Products | Existing | Space Heating | Natural Gas | Condensing RTU | A | Original Unit Winter Peak Savings (kW) | Achievable Technical Potential | 0 | 0 | 0 | 0 | 0 | 0 | 0 | 0 | 0 | 0 | 0 | 0 | 0 | 0 | 0 | 0 | 0 | 0 | 0 | 0 | 0 | 0
F4_Industrial_Food Products_Existing_Space Heating_Natural Gas_Condensing RTU_A_Achievable Technical Potential | F4 | Industrial | Food Products | Existing | Space Heating | Natural Gas | Condensing RTU | A | Standalone Impact on Baseline Energy (%) | Achievable Technical Potential | bar: 2019 to 2040
F5_Industrial_Food Products_Existing_Space Heating_Natural Gas_Condensing RTU_A_Achievable Technical Potential | F5 | Industrial | Food Products | Existing | Space Heating | Natural Gas | Condensing RTU | A | Standalone Impact on Baseline Summer Peak (%) | Achievable Technical Potential | bar: 2019 to 2040
F6_Industrial_Food Products_Existing_Space Heating_Natural Gas_Condensing RTU_A_Achievable Technical Potential | F6 | Industrial | Food Products | Existing | Space Heating | Natural Gas | Condensing RTU | A | Standalone Impact on Baseline Winter Peak (%) | Achievable Technical Potential | bar: 2019 to 2040
F7_Industrial_Food Products_Existing_Space Heating_Natural Gas_Condensing RTU_A_Achievable Technical Potential | F7 | Industrial | Food Products | Existing | Space Heating | Natural Gas | Condensing RTU | A | Incremental Energy Savings (MWh or mTherms) | Achievable Technical Potential | 0 | 0 | 0 | 0 | 0 | 0 | 0 | 0 | 0 | 0 | 0 | 0 | 0 | 0 | 0 | 0 | 0 | 0 | 0 | 0 | 0 | 0
F8_Industrial_Food Products_Existing_Space Heating_Natural Gas_Condensing RTU_A_Achievable Technical Potential | F8 | Industrial | Food Products | Existing | Space Heating | Natural Gas | Condensing RTU | A | Incremental Summer Peak Savings (MW) | Achievable Technical Potential | 0 | 0 | 0 | 0 | 0 | 0 | 0 | 0 | 0 | 0 | 0 | 0 | 0 | 0 | 0 | 0 | 0 | 0 | 0 | 0 | 0 | 0
F9_Industrial_Food Products_Existing_Space Heating_Natural Gas_Condensing RTU_A_Achievable Technical Potential | F9 | Industrial | Food Products | Existing | Space Heating | Natural Gas | Condensing RTU | A | Incremental Winter Peak Savings (MW) | Achievable Technical Potential | 0 | 0 | 0 | 0 | 0 | 0 | 0 | 0 | 0 | 0 | 0 | 0 | 0 | 0 | 0 | 0 | 0 | 0 | 0 | 0 | 0 | 0
F10_Industrial_Food Products_Existing_Space Heating_Natural Gas_Condensing RTU_A_Achievable Technical Potential | F10 | Industrial | Food Products | Existing | Space Heating | Natural Gas | Condensing RTU | A | Cumulative Energy Savings (MWh or mTherms) | Achievable Technical Potential | 0 | 0 | 0 | 0 | 0 | 0 | 0 | 0 | 0 | 0 | 0 | 0 | 0 | 0 | 0 | 0 | 0 | 0 | 0 | 0 | 0 | 0
F11_Industrial_Food Products_Existing_Space Heating_Natural Gas_Condensing RTU_A_Achievable Technical Potential | F11 | Industrial | Food Products | Existing | Space Heating | Natural Gas | Condensing RTU | A | Cumulative Summer Peak Savings (MW) | Achievable Technical Potential | 0 | 0 | 0 | 0 | 0 | 0 | 0 | 0 | 0 | 0 | 0 | 0 | 0 | 0 | 0 | 0 | 0 | 0 | 0 | 0 | 0 | 0
F12_Industrial_Food Products_Existing_Space Heating_Natural Gas_Condensing RTU_A_Achievable Technical Potential | F12 | Industrial | Food Products | Existing | Space Heating | Natural Gas | Condensing RTU | A | Cumulative Winter Peak Savings (MW) | Achievable Technical Potential | 0 | 0 | 0 | 0 | 0 | 0 | 0 | 0 | 0 | 0 | 0 | 0 | 0 | 0 | 0 | 0 | 0 | 0 | 0 | 0 | 0 | 0
F13_Industrial_Food Products_Existing_Space Heating_Natural Gas_Condensing RTU_A_Achievable Technical Potential | F13 | Industrial | Food Products | Existing | Space Heating | Natural Gas | Condensing RTU | A | Purchases (Incremental) | Achievable Technical Potential | 0 | 0 | 0 | 0 | 0 | 0 | 0 | 0 | 0 | 0 | 0 | 0 | 0 | 0 | 0 | 0 | 0 | 0 | 0 | 0 | 0 | 0
F14_Industrial_Food Products_Existing_Space Heating_Natural Gas_Condensing RTU_A_Achievable Technical Potential | F14 | Industrial | Food Products | Existing | Space Heating | Natural Gas | Condensing RTU | A | Purchases (Cumulative) | Achievable Technical Potential | 0 | 0 | 0 | 0 | 0 | 0 | 0 | 0 | 0 | 0 | 0 | 0 | 0 | 0 | 0 | 0 | 0 | 0 | 0 | 0 | 0 | 0
F1_Industrial_Food Products_New_Space Heating_Natural Gas_Condensing RTU_A_Achievable Technical Potential | F1 | Industrial | Food Products | New | Space Heating | Natural Gas | Condensing RTU | A | Original Unit Energy Savings (kWh or therms) | Achievable Technical Potential | 0 | 0 | 21.4021 | 21.4021 | 21.4021 | 21.4021 | 21.4021 | 21.4021 | 21.4021 | 21.4021 | 21.4021 | 21.4021 | 21.4021 | 21.4021 | 21.4021 | 21.4021 | 21.4021 | 21.4021 | 21.4021 | 21.4021 | 21.4021 | 21.4021
F2_Industrial_Food Products_New_Space Heating_Natural Gas_Condensing RTU_A_Achievable Technical Potential | F2 | Industrial | Food Products | New | Space Heating | Natural Gas | Condensing RTU | A | Original Unit Summer Peak Savings (kW) | Achievable Technical Potential | 0 | 0 | 0 | 0 | 0 | 0 | 0 | 0 | 0 | 0 | 0 | 0 | 0 | 0 | 0 | 0 | 0 | 0 | 0 | 0 | 0 | 0
F3_Industrial_Food Products_New_Space Heating_Natural Gas_Condensing RTU_A_Achievable Technical Potential | F3 | Industrial | Food Products | New | Space Heating | Natural Gas | Condensing RTU | A | Original Unit Winter Peak Savings (kW) | Achievable Technical Potential | 0 | 0 | 0 | 0 | 0 | 0 | 0 | 0 | 0 | 0 | 0 | 0 | 0 | 0 | 0 | 0 | 0 | 0 | 0 | 0 | 0 | 0
F4_Industrial_Food Products_New_Space Heating_Natural Gas_Condensing RTU_A_Achievable Technical Potential | F4 | Industrial | Food Products | New | Space Heating | Natural Gas | Condensing RTU | A | Standalone Impact on Baseline Energy (%) | Achievable Technical Potential | bar: 2019 to 2040
F5_Industrial_Food Products_New_Space Heating_Natural Gas_Condensing RTU_A_Achievable Technical Potential | F5 | Industrial | Food Products | New | Space Heating | Natural Gas | Condensing RTU | A | Standalone Impact on Baseline Summer Peak (%) | Achievable Technical Potential | bar: 2019 to 2040
F6_Industrial_Food Products_New_Space Heating_Natural Gas_Condensing RTU_A_Achievable Technical Potential | F6 | Industrial | Food Products | New | Space Heating | Natural Gas | Condensing RTU | A | Standalone Impact on Baseline Winter Peak (%) | Achievable Technical Potential | bar: 2019 to 2040
F7_Industrial_Food Products_New_Space Heating_Natural Gas_Condensing RTU_A_Achievable Technical Potential | F7 | Industrial | Food Products | New | Space Heating | Natural Gas | Condensing RTU | A | Incremental Energy Savings (MWh or mTherms) | Achievable Technical Potential | 0 | 0 | 0 | 0 | 0 | 0 | 0 | 0 | 0 | 0 | 0 | 0 | 0 | 0 | 0 | 0 | 0 | 0 | 0 | 0 | 0 | 0
F8_Industrial_Food Products_New_Space Heating_Natural Gas_Condensing RTU_A_Achievable Technical Potential | F8 | Industrial | Food Products | New | Space Heating | Natural Gas | Condensing RTU | A | Incremental Summer Peak Savings (MW) | Achievable Technical Potential | 0 | 0 | 0 | 0 | 0 | 0 | 0 | 0 | 0 | 0 | 0 | 0 | 0 | 0 | 0 | 0 | 0 | 0 | 0 | 0 | 0 | 0
F9_Industrial_Food Products_New_Space Heating_Natural Gas_Condensing RTU_A_Achievable Technical Potential | F9 | Industrial | Food Products | New | Space Heating | Natural Gas | Condensing RTU | A | Incremental Winter Peak Savings (MW) | Achievable Technical Potential | 0 | 0 | 0 | 0 | 0 | 0 | 0 | 0 | 0 | 0 | 0 | 0 | 0 | 0 | 0 | 0 | 0 | 0 | 0 | 0 | 0 | 0
F10_Industrial_Food Products_New_Space Heating_Natural Gas_Condensing RTU_A_Achievable Technical Potential | F10 | Industrial | Food Products | New | Space Heating | Natural Gas | Condensing RTU | A | Cumulative Energy Savings (MWh or mTherms) | Achievable Technical Potential | 0 | 0 | 0 | 0 | 0 | 0 | 0 | 0 | 0 | 0 | 0 | 0 | 0 | 0 | 0 | 0 | 0 | 0 | 0 | 0 | 0 | 0
F11_Industrial_Food Products_New_Space Heating_Natural Gas_Condensing RTU_A_Achievable Technical Potential | F11 | Industrial | Food Products | New | Space Heating | Natural Gas | Condensing RTU | A | Cumulative Summer Peak Savings (MW) | Achievable Technical Potential | 0 | 0 | 0 | 0 | 0 | 0 | 0 | 0 | 0 | 0 | 0 | 0 | 0 | 0 | 0 | 0 | 0 | 0 | 0 | 0 | 0 | 0
F12_Industrial_Food Products_New_Space Heating_Natural Gas_Condensing RTU_A_Achievable Technical Potential | F12 | Industrial | Food Products | New | Space Heating | Natural Gas | Condensing RTU | A | Cumulative Winter Peak Savings (MW) | Achievable Technical Potential | 0 | 0 | 0 | 0 | 0 | 0 | 0 | 0 | 0 | 0 | 0 | 0 | 0 | 0 | 0 | 0 | 0 | 0 | 0 | 0 | 0 | 0
F13_Industrial_Food Products_New_Space Heating_Natural Gas_Condensing RTU_A_Achievable Technical Potential | F13 | Industrial | Food Products | New | Space Heating | Natural Gas | Condensing RTU | A | Purchases (Incremental) | Achievable Technical Potential | 0 | 0 | 0 | 0 | 0 | 0 | 0 | 0 | 0 | 0 | 0 | 0 | 0 | 0 | 0 | 0 | 0 | 0 | 0 | 0 | 0 | 0
F14_Industrial_Food Products_New_Space Heating_Natural Gas_Condensing RTU_A_Achievable Technical Potential | F14 | Industrial | Food Products | New | Space Heating | Natural Gas | Condensing RTU | A | Purchases (Cumulative) | Achievable Technical Potential | 0 | 0 | 0 | 0 | 0 | 0 | 0 | 0 | 0 | 0 | 0 | 0 | 0 | 0 | 0 | 0 | 0 | 0 | 0 | 0 | 0 | 0
F1_Industrial_Agriculture_Existing_Space Heating_Natural Gas_Condensing RTU_A_Achievable Technical Potential | F1 | Industrial | Agriculture | Existing | Space Heating | Natural Gas | Condensing RTU | A | Original Unit Energy Savings (kWh or therms) | Achievable Technical Potential | 0 | 0 | 11.7068 | 11.6421 | 11.5774 | 11.5135 | 11.4506 | 11.3893 | 11.33 | 11.2732 | 11.2192 | 11.1684 | 11.1205 | 11.0755 | 11.0331 | 10.9932 | 10.9557 | 10.9203 | 10.8871 | 10.8558 | 10.8263 | 10.7986
F2_Industrial_Agriculture_Existing_Space Heating_Natural Gas_Condensing RTU_A_Achievable Technical Potential | F2 | Industrial | Agriculture | Existing | Space Heating | Natural Gas | Condensing RTU | A | Original Unit Summer Peak Savings (kW) | Achievable Technical Potential | 0 | 0 | 0 | 0 | 0 | 0 | 0 | 0 | 0 | 0 | 0 | 0 | 0 | 0 | 0 | 0 | 0 | 0 | 0 | 0 | 0 | 0
F3_Industrial_Agriculture_Existing_Space Heating_Natural Gas_Condensing RTU_A_Achievable Technical Potential | F3 | Industrial | Agriculture | Existing | Space Heating | Natural Gas | Condensing RTU | A | Original Unit Winter Peak Savings (kW) | Achievable Technical Potential | 0 | 0 | 0 | 0 | 0 | 0 | 0 | 0 | 0 | 0 | 0 | 0 | 0 | 0 | 0 | 0 | 0 | 0 | 0 | 0 | 0 | 0
F4_Industrial_Agriculture_Existing_Space Heating_Natural Gas_Condensing RTU_A_Achievable Technical Potential | F4 | Industrial | Agriculture | Existing | Space Heating | Natural Gas | Condensing RTU | A | Standalone Impact on Baseline Energy (%) | Achievable Technical Potential | bar: 2019 to 2040
F5_Industrial_Agriculture_Existing_Space Heating_Natural Gas_Condensing RTU_A_Achievable Technical Potential | F5 | Industrial | Agriculture | Existing | Space Heating | Natural Gas | Condensing RTU | A | Standalone Impact on Baseline Summer Peak (%) | Achievable Technical Potential | bar: 2019 to 2040
F6_Industrial_Agriculture_Existing_Space Heating_Natural Gas_Condensing RTU_A_Achievable Technical Potential | F6 | Industrial | Agriculture | Existing | Space Heating | Natural Gas | Condensing RTU | A | Standalone Impact on Baseline Winter Peak (%) | Achievable Technical Potential | bar: 2019 to 2040
F7_Industrial_Agriculture_Existing_Space Heating_Natural Gas_Condensing RTU_A_Achievable Technical Potential | F7 | Industrial | Agriculture | Existing | Space Heating | Natural Gas | Condensing RTU | A | Incremental Energy Savings (MWh or mTherms) | Achievable Technical Potential | 0 | 0 | 0 | 0 | 0 | 0 | 0 | 0 | 0 | 0 | 0 | 0 | 0 | 0 | 0 | 0 | 0 | 0 | 0 | 0 | 0 | 0
F8_Industrial_Agriculture_Existing_Space Heating_Natural Gas_Condensing RTU_A_Achievable Technical Potential | F8 | Industrial | Agriculture | Existing | Space Heating | Natural Gas | Condensing RTU | A | Incremental Summer Peak Savings (MW) | Achievable Technical Potential | 0 | 0 | 0 | 0 | 0 | 0 | 0 | 0 | 0 | 0 | 0 | 0 | 0 | 0 | 0 | 0 | 0 | 0 | 0 | 0 | 0 | 0
F9_Industrial_Agriculture_Existing_Space Heating_Natural Gas_Condensing RTU_A_Achievable Technical Potential | F9 | Industrial | Agriculture | Existing | Space Heating | Natural Gas | Condensing RTU | A | Incremental Winter Peak Savings (MW) | Achievable Technical Potential | 0 | 0 | 0 | 0 | 0 | 0 | 0 | 0 | 0 | 0 | 0 | 0 | 0 | 0 | 0 | 0 | 0 | 0 | 0 | 0 | 0 | 0
F10_Industrial_Agriculture_Existing_Space Heating_Natural Gas_Condensing RTU_A_Achievable Technical Potential | F10 | Industrial | Agriculture | Existing | Space Heating | Natural Gas | Condensing RTU | A | Cumulative Energy Savings (MWh or mTherms) | Achievable Technical Potential | 0 | 0 | 0 | 0 | 0 | 0 | 0 | 0 | 0 | 0 | 0 | 0 | 0 | 0 | 0 | 0 | 0 | 0 | 0 | 0 | 0 | 0
F11_Industrial_Agriculture_Existing_Space Heating_Natural Gas_Condensing RTU_A_Achievable Technical Potential | F11 | Industrial | Agriculture | Existing | Space Heating | Natural Gas | Condensing RTU | A | Cumulative Summer Peak Savings (MW) | Achievable Technical Potential | 0 | 0 | 0 | 0 | 0 | 0 | 0 | 0 | 0 | 0 | 0 | 0 | 0 | 0 | 0 | 0 | 0 | 0 | 0 | 0 | 0 | 0
F12_Industrial_Agriculture_Existing_Space Heating_Natural Gas_Condensing RTU_A_Achievable Technical Potential | F12 | Industrial | Agriculture | Existing | Space Heating | Natural Gas | Condensing RTU | A | Cumulative Winter Peak Savings (MW) | Achievable Technical Potential | 0 | 0 | 0 | 0 | 0 | 0 | 0 | 0 | 0 | 0 | 0 | 0 | 0 | 0 | 0 | 0 | 0 | 0 | 0 | 0 | 0 | 0
F13_Industrial_Agriculture_Existing_Space Heating_Natural Gas_Condensing RTU_A_Achievable Technical Potential | F13 | Industrial | Agriculture | Existing | Space Heating | Natural Gas | Condensing RTU | A | Purchases (Incremental) | Achievable Technical Potential | 0 | 0 | 0 | 0 | 0 | 0 | 0 | 0 | 0 | 0 | 0 | 0 | 0 | 0 | 0 | 0 | 0 | 0 | 0 | 0 | 0 | 0
F14_Industrial_Agriculture_Existing_Space Heating_Natural Gas_Condensing RTU_A_Achievable Technical Potential | F14 | Industrial | Agriculture | Existing | Space Heating | Natural Gas | Condensing RTU | A | Purchases (Cumulative) | Achievable Technical Potential | 0 | 0 | 0 | 0 | 0 | 0 | 0 | 0 | 0 | 0 | 0 | 0 | 0 | 0 | 0 | 0 | 0 | 0 | 0 | 0 | 0 | 0
F1_Industrial_Agriculture_New_Space Heating_Natural Gas_Condensing RTU_A_Achievable Technical Potential | F1 | Industrial | Agriculture | New | Space Heating | Natural Gas | Condensing RTU | A | Original Unit Energy Savings (kWh or therms) | Achievable Technical Potential | 0 | 0 | 10.3557 | 10.3557 | 10.3557 | 10.3557 | 10.3557 | 10.3557 | 10.3557 | 10.3557 | 10.3557 | 10.3557 | 10.3557 | 10.3557 | 10.3557 | 10.3557 | 10.3557 | 10.3557 | 10.3557 | 10.3557 | 10.3557 | 10.3557
F2_Industrial_Agriculture_New_Space Heating_Natural Gas_Condensing RTU_A_Achievable Technical Potential | F2 | Industrial | Agriculture | New | Space Heating | Natural Gas | Condensing RTU | A | Original Unit Summer Peak Savings (kW) | Achievable Technical Potential | 0 | 0 | 0 | 0 | 0 | 0 | 0 | 0 | 0 | 0 | 0 | 0 | 0 | 0 | 0 | 0 | 0 | 0 | 0 | 0 | 0 | 0
F3_Industrial_Agriculture_New_Space Heating_Natural Gas_Condensing RTU_A_Achievable Technical Potential | F3 | Industrial | Agriculture | New | Space Heating | Natural Gas | Condensing RTU | A | Original Unit Winter Peak Savings (kW) | Achievable Technical Potential | 0 | 0 | 0 | 0 | 0 | 0 | 0 | 0 | 0 | 0 | 0 | 0 | 0 | 0 | 0 | 0 | 0 | 0 | 0 | 0 | 0 | 0
F4_Industrial_Agriculture_New_Space Heating_Natural Gas_Condensing RTU_A_Achievable Technical Potential | F4 | Industrial | Agriculture | New | Space Heating | Natural Gas | Condensing RTU | A | Standalone Impact on Baseline Energy (%) | Achievable Technical Potential | bar: 2019 to 2040
F5_Industrial_Agriculture_New_Space Heating_Natural Gas_Condensing RTU_A_Achievable Technical Potential | F5 | Industrial | Agriculture | New | Space Heating | Natural Gas | Condensing RTU | A | Standalone Impact on Baseline Summer Peak (%) | Achievable Technical Potential | bar: 2019 to 2040
F6_Industrial_Agriculture_New_Space Heating_Natural Gas_Condensing RTU_A_Achievable Technical Potential | F6 | Industrial | Agriculture | New | Space Heating | Natural Gas | Condensing RTU | A | Standalone Impact on Baseline Winter Peak (%) | Achievable Technical Potential | bar: 2019 to 2040
F7_Industrial_Agriculture_New_Space Heating_Natural Gas_Condensing RTU_A_Achievable Technical Potential | F7 | Industrial | Agriculture | New | Space Heating | Natural Gas | Condensing RTU | A | Incremental Energy Savings (MWh or mTherms) | Achievable Technical Potential | 0 | 0 | 0 | 0 | 0 | 0 | 0 | 0 | 0 | 0 | 0 | 0 | 0 | 0 | 0 | 0 | 0 | 0 | 0 | 0 | 0 | 0
F8_Industrial_Agriculture_New_Space Heating_Natural Gas_Condensing RTU_A_Achievable Technical Potential | F8 | Industrial | Agriculture | New | Space Heating | Natural Gas | Condensing RTU | A | Incremental Summer Peak Savings (MW) | Achievable Technical Potential | 0 | 0 | 0 | 0 | 0 | 0 | 0 | 0 | 0 | 0 | 0 | 0 | 0 | 0 | 0 | 0 | 0 | 0 | 0 | 0 | 0 | 0
F9_Industrial_Agriculture_New_Space Heating_Natural Gas_Condensing RTU_A_Achievable Technical Potential | F9 | Industrial | Agriculture | New | Space Heating | Natural Gas | Condensing RTU | A | Incremental Winter Peak Savings (MW) | Achievable Technical Potential | 0 | 0 | 0 | 0 | 0 | 0 | 0 | 0 | 0 | 0 | 0 | 0 | 0 | 0 | 0 | 0 | 0 | 0 | 0 | 0 | 0 | 0
F10_Industrial_Agriculture_New_Space Heating_Natural Gas_Condensing RTU_A_Achievable Technical Potential | F10 | Industrial | Agriculture | New | Space Heating | Natural Gas | Condensing RTU | A | Cumulative Energy Savings (MWh or mTherms) | Achievable Technical Potential | 0 | 0 | 0 | 0 | 0 | 0 | 0 | 0 | 0 | 0 | 0 | 0 | 0 | 0 | 0 | 0 | 0 | 0 | 0 | 0 | 0 | 0
F11_Industrial_Agriculture_New_Space Heating_Natural Gas_Condensing RTU_A_Achievable Technical Potential | F11 | Industrial | Agriculture | New | Space Heating | Natural Gas | Condensing RTU | A | Cumulative Summer Peak Savings (MW) | Achievable Technical Potential | 0 | 0 | 0 | 0 | 0 | 0 | 0 | 0 | 0 | 0 | 0 | 0 | 0 | 0 | 0 | 0 | 0 | 0 | 0 | 0 | 0 | 0
F12_Industrial_Agriculture_New_Space Heating_Natural Gas_Condensing RTU_A_Achievable Technical Potential | F12 | Industrial | Agriculture | New | Space Heating | Natural Gas | Condensing RTU | A | Cumulative Winter Peak Savings (MW) | Achievable Technical Potential | 0 | 0 | 0 | 0 | 0 | 0 | 0 | 0 | 0 | 0 | 0 | 0 | 0 | 0 | 0 | 0 | 0 | 0 | 0 | 0 | 0 | 0
F13_Industrial_Agriculture_New_Space Heating_Natural Gas_Condensing RTU_A_Achievable Technical Potential | F13 | Industrial | Agriculture | New | Space Heating | Natural Gas | Condensing RTU | A | Purchases (Incremental) | Achievable Technical Potential | 0 | 0 | 0 | 0 | 0 | 0 | 0 | 0 | 0 | 0 | 0 | 0 | 0 | 0 | 0 | 0 | 0 | 0 | 0 | 0 | 0 | 0
F14_Industrial_Agriculture_New_Space Heating_Natural Gas_Condensing RTU_A_Achievable Technical Potential | F14 | Industrial | Agriculture | New | Space Heating | Natural Gas | Condensing RTU | A | Purchases (Cumulative) | Achievable Technical Potential | 0 | 0 | 0 | 0 | 0 | 0 | 0 | 0 | 0 | 0 | 0 | 0 | 0 | 0 | 0 | 0 | 0 | 0 | 0 | 0 | 0 | 0
F1_Industrial_Primary Metals_Existing_Space Heating_Natural Gas_Condensing RTU_A_Achievable Technical Potential | F1 | Industrial | Primary Metals | Existing | Space Heating | Natural Gas | Condensing RTU | A | Original Unit Energy Savings (kWh or therms) | Achievable Technical Potential | 0 | 0 | 38.3734 | 38.1612 | 37.9493 | 37.7395 | 37.5335 | 37.3326 | 37.1383 | 36.9521 | 36.775 | 36.6084 | 36.4516 | 36.304 | 36.165 | 36.0343 | 35.9112 | 35.7954 | 35.6864 | 35.5838 | 35.4873 | 35.3964
F2_Industrial_Primary Metals_Existing_Space Heating_Natural Gas_Condensing RTU_A_Achievable Technical Potential | F2 | Industrial | Primary Metals | Existing | Space Heating | Natural Gas | Condensing RTU | A | Original Unit Summer Peak Savings (kW) | Achievable Technical Potential | 0 | 0 | 0 | 0 | 0 | 0 | 0 | 0 | 0 | 0 | 0 | 0 | 0 | 0 | 0 | 0 | 0 | 0 | 0 | 0 | 0 | 0
F3_Industrial_Primary Metals_Existing_Space Heating_Natural Gas_Condensing RTU_A_Achievable Technical Potential | F3 | Industrial | Primary Metals | Existing | Space Heating | Natural Gas | Condensing RTU | A | Original Unit Winter Peak Savings (kW) | Achievable Technical Potential | 0 | 0 | 0 | 0 | 0 | 0 | 0 | 0 | 0 | 0 | 0 | 0 | 0 | 0 | 0 | 0 | 0 | 0 | 0 | 0 | 0 | 0
F4_Industrial_Primary Metals_Existing_Space Heating_Natural Gas_Condensing RTU_A_Achievable Technical Potential | F4 | Industrial | Primary Metals | Existing | Space Heating | Natural Gas | Condensing RTU | A | Standalone Impact on Baseline Energy (%) | Achievable Technical Potential | bar: 2019 to 2040
F5_Industrial_Primary Metals_Existing_Space Heating_Natural Gas_Condensing RTU_A_Achievable Technical Potential | F5 | Industrial | Primary Metals | Existing | Space Heating | Natural Gas | Condensing RTU | A | Standalone Impact on Baseline Summer Peak (%) | Achievable Technical Potential | bar: 2019 to 2040
F6_Industrial_Primary Metals_Existing_Space Heating_Natural Gas_Condensing RTU_A_Achievable Technical Potential | F6 | Industrial | Primary Metals | Existing | Space Heating | Natural Gas | Condensing RTU | A | Standalone Impact on Baseline Winter Peak (%) | Achievable Technical Potential | bar: 2019 to 2040
F7_Industrial_Primary Metals_Existing_Space Heating_Natural Gas_Condensing RTU_A_Achievable Technical Potential | F7 | Industrial | Primary Metals | Existing | Space Heating | Natural Gas | Condensing RTU | A | Incremental Energy Savings (MWh or mTherms) | Achievable Technical Potential | 0 | 0 | 0 | 0 | 0 | 0 | 0 | 0 | 0 | 0 | 0 | 0 | 0 | 0 | 0 | 0 | 0 | 0 | 0 | 0 | 0 | 0
F8_Industrial_Primary Metals_Existing_Space Heating_Natural Gas_Condensing RTU_A_Achievable Technical Potential | F8 | Industrial | Primary Metals | Existing | Space Heating | Natural Gas | Condensing RTU | A | Incremental Summer Peak Savings (MW) | Achievable Technical Potential | 0 | 0 | 0 | 0 | 0 | 0 | 0 | 0 | 0 | 0 | 0 | 0 | 0 | 0 | 0 | 0 | 0 | 0 | 0 | 0 | 0 | 0
F9_Industrial_Primary Metals_Existing_Space Heating_Natural Gas_Condensing RTU_A_Achievable Technical Potential | F9 | Industrial | Primary Metals | Existing | Space Heating | Natural Gas | Condensing RTU | A | Incremental Winter Peak Savings (MW) | Achievable Technical Potential | 0 | 0 | 0 | 0 | 0 | 0 | 0 | 0 | 0 | 0 | 0 | 0 | 0 | 0 | 0 | 0 | 0 | 0 | 0 | 0 | 0 | 0
F10_Industrial_Primary Metals_Existing_Space Heating_Natural Gas_Condensing RTU_A_Achievable Technical Potential | F10 | Industrial | Primary Metals | Existing | Space Heating | Natural Gas | Condensing RTU | A | Cumulative Energy Savings (MWh or mTherms) | Achievable Technical Potential | 0 | 0 | 0 | 0 | 0 | 0 | 0 | 0 | 0 | 0 | 0 | 0 | 0 | 0 | 0 | 0 | 0 | 0 | 0 | 0 | 0 | 0
F11_Industrial_Primary Metals_Existing_Space Heating_Natural Gas_Condensing RTU_A_Achievable Technical Potential | F11 | Industrial | Primary Metals | Existing | Space Heating | Natural Gas | Condensing RTU | A | Cumulative Summer Peak Savings (MW) | Achievable Technical Potential | 0 | 0 | 0 | 0 | 0 | 0 | 0 | 0 | 0 | 0 | 0 | 0 | 0 | 0 | 0 | 0 | 0 | 0 | 0 | 0 | 0 | 0
F12_Industrial_Primary Metals_Existing_Space Heating_Natural Gas_Condensing RTU_A_Achievable Technical Potential | F12 | Industrial | Primary Metals | Existing | Space Heating | Natural Gas | Condensing RTU | A | Cumulative Winter Peak Savings (MW) | Achievable Technical Potential | 0 | 0 | 0 | 0 | 0 | 0 | 0 | 0 | 0 | 0 | 0 | 0 | 0 | 0 | 0 | 0 | 0 | 0 | 0 | 0 | 0 | 0
F13_Industrial_Primary Metals_Existing_Space Heating_Natural Gas_Condensing RTU_A_Achievable Technical Potential | F13 | Industrial | Primary Metals | Existing | Space Heating | Natural Gas | Condensing RTU | A | Purchases (Incremental) | Achievable Technical Potential | 0 | 0 | 0 | 0 | 0 | 0 | 0 | 0 | 0 | 0 | 0 | 0 | 0 | 0 | 0 | 0 | 0 | 0 | 0 | 0 | 0 | 0
F14_Industrial_Primary Metals_Existing_Space Heating_Natural Gas_Condensing RTU_A_Achievable Technical Potential | F14 | Industrial | Primary Metals | Existing | Space Heating | Natural Gas | Condensing RTU | A | Purchases (Cumulative) | Achievable Technical Potential | 0 | 0 | 0 | 0 | 0 | 0 | 0 | 0 | 0 | 0 | 0 | 0 | 0 | 0 | 0 | 0 | 0 | 0 | 0 | 0 | 0 | 0
F1_Industrial_Primary Metals_New_Space Heating_Natural Gas_Condensing RTU_A_Achievable Technical Potential | F1 | Industrial | Primary Metals | New | Space Heating | Natural Gas | Condensing RTU | A | Original Unit Energy Savings (kWh or therms) | Achievable Technical Potential | 0 | 0 | 33.9445 | 33.9445 | 33.9445 | 33.9445 | 33.9445 | 33.9445 | 33.9445 | 33.9445 | 33.9445 | 33.9445 | 33.9445 | 33.9445 | 33.9445 | 33.9445 | 33.9445 | 33.9445 | 33.9445 | 33.9445 | 33.9445 | 33.9445
F2_Industrial_Primary Metals_New_Space Heating_Natural Gas_Condensing RTU_A_Achievable Technical Potential | F2 | Industrial | Primary Metals | New | Space Heating | Natural Gas | Condensing RTU | A | Original Unit Summer Peak Savings (kW) | Achievable Technical Potential | 0 | 0 | 0 | 0 | 0 | 0 | 0 | 0 | 0 | 0 | 0 | 0 | 0 | 0 | 0 | 0 | 0 | 0 | 0 | 0 | 0 | 0
F3_Industrial_Primary Metals_New_Space Heating_Natural Gas_Condensing RTU_A_Achievable Technical Potential | F3 | Industrial | Primary Metals | New | Space Heating | Natural Gas | Condensing RTU | A | Original Unit Winter Peak Savings (kW) | Achievable Technical Potential | 0 | 0 | 0 | 0 | 0 | 0 | 0 | 0 | 0 | 0 | 0 | 0 | 0 | 0 | 0 | 0 | 0 | 0 | 0 | 0 | 0 | 0
F4_Industrial_Primary Metals_New_Space Heating_Natural Gas_Condensing RTU_A_Achievable Technical Potential | F4 | Industrial | Primary Metals | New | Space Heating | Natural Gas | Condensing RTU | A | Standalone Impact on Baseline Energy (%) | Achievable Technical Potential | bar: 2019 to 2040
F5_Industrial_Primary Metals_New_Space Heating_Natural Gas_Condensing RTU_A_Achievable Technical Potential | F5 | Industrial | Primary Metals | New | Space Heating | Natural Gas | Condensing RTU | A | Standalone Impact on Baseline Summer Peak (%) | Achievable Technical Potential | bar: 2019 to 2040
F6_Industrial_Primary Metals_New_Space Heating_Natural Gas_Condensing RTU_A_Achievable Technical Potential | F6 | Industrial | Primary Metals | New | Space Heating | Natural Gas | Condensing RTU | A | Standalone Impact on Baseline Winter Peak (%) | Achievable Technical Potential | bar: 2019 to 2040
F7_Industrial_Primary Metals_New_Space Heating_Natural Gas_Condensing RTU_A_Achievable Technical Potential | F7 | Industrial | Primary Metals | New | Space Heating | Natural Gas | Condensing RTU | A | Incremental Energy Savings (MWh or mTherms) | Achievable Technical Potential | 0 | 0 | 0 | 0 | 0 | 0 | 0 | 0 | 0 | 0 | 0 | 0 | 0 | 0 | 0 | 0 | 0 | 0 | 0 | 0 | 0 | 0
F8_Industrial_Primary Metals_New_Space Heating_Natural Gas_Condensing RTU_A_Achievable Technical Potential | F8 | Industrial | Primary Metals | New | Space Heating | Natural Gas | Condensing RTU | A | Incremental Summer Peak Savings (MW) | Achievable Technical Potential | 0 | 0 | 0 | 0 | 0 | 0 | 0 | 0 | 0 | 0 | 0 | 0 | 0 | 0 | 0 | 0 | 0 | 0 | 0 | 0 | 0 | 0
F9_Industrial_Primary Metals_New_Space Heating_Natural Gas_Condensing RTU_A_Achievable Technical Potential | F9 | Industrial | Primary Metals | New | Space Heating | Natural Gas | Condensing RTU | A | Incremental Winter Peak Savings (MW) | Achievable Technical Potential | 0 | 0 | 0 | 0 | 0 | 0 | 0 | 0 | 0 | 0 | 0 | 0 | 0 | 0 | 0 | 0 | 0 | 0 | 0 | 0 | 0 | 0
F10_Industrial_Primary Metals_New_Space Heating_Natural Gas_Condensing RTU_A_Achievable Technical Potential | F10 | Industrial | Primary Metals | New | Space Heating | Natural Gas | Condensing RTU | A | Cumulative Energy Savings (MWh or mTherms) | Achievable Technical Potential | 0 | 0 | 0 | 0 | 0 | 0 | 0 | 0 | 0 | 0 | 0 | 0 | 0 | 0 | 0 | 0 | 0 | 0 | 0 | 0 | 0 | 0
F11_Industrial_Primary Metals_New_Space Heating_Natural Gas_Condensing RTU_A_Achievable Technical Potential | F11 | Industrial | Primary Metals | New | Space Heating | Natural Gas | Condensing RTU | A | Cumulative Summer Peak Savings (MW) | Achievable Technical Potential | 0 | 0 | 0 | 0 | 0 | 0 | 0 | 0 | 0 | 0 | 0 | 0 | 0 | 0 | 0 | 0 | 0 | 0 | 0 | 0 | 0 | 0
F12_Industrial_Primary Metals_New_Space Heating_Natural Gas_Condensing RTU_A_Achievable Technical Potential | F12 | Industrial | Primary Metals | New | Space Heating | Natural Gas | Condensing RTU | A | Cumulative Winter Peak Savings (MW) | Achievable Technical Potential | 0 | 0 | 0 | 0 | 0 | 0 | 0 | 0 | 0 | 0 | 0 | 0 | 0 | 0 | 0 | 0 | 0 | 0 | 0 | 0 | 0 | 0
F13_Industrial_Primary Metals_New_Space Heating_Natural Gas_Condensing RTU_A_Achievable Technical Potential | F13 | Industrial | Primary Metals | New | Space Heating | Natural Gas | Condensing RTU | A | Purchases (Incremental) | Achievable Technical Potential | 0 | 0 | 0 | 0 | 0 | 0 | 0 | 0 | 0 | 0 | 0 | 0 | 0 | 0 | 0 | 0 | 0 | 0 | 0 | 0 | 0 | 0
F14_Industrial_Primary Metals_New_Space Heating_Natural Gas_Condensing RTU_A_Achievable Technical Potential | F14 | Industrial | Primary Metals | New | Space Heating | Natural Gas | Condensing RTU | A | Purchases (Cumulative) | Achievable Technical Potential | 0 | 0 | 0 | 0 | 0 | 0 | 0 | 0 | 0 | 0 | 0 | 0 | 0 | 0 | 0 | 0 | 0 | 0 | 0 | 0 | 0 | 0
F1_Industrial_Stone, Clay, and Glass_Existing_Space Heating_Natural Gas_Condensing RTU_A_Achievable Technical Potential | F1 | Industrial | Stone, Clay, and Glass | Existing | Space Heating | Natural Gas | Condensing RTU | A | Original Unit Energy Savings (kWh or therms) | Achievable Technical Potential | 0 | 0 | 45.1281 | 44.8785 | 44.6294 | 44.3827 | 44.1403 | 43.9041 | 43.6756 | 43.4566 | 43.2484 | 43.0524 | 42.868 | 42.6944 | 42.531 | 42.3773 | 42.2325 | 42.0963 | 41.9681 | 41.8475 | 41.7339 | 41.6271
F2_Industrial_Stone, Clay, and Glass_Existing_Space Heating_Natural Gas_Condensing RTU_A_Achievable Technical Potential | F2 | Industrial | Stone, Clay, and Glass | Existing | Space Heating | Natural Gas | Condensing RTU | A | Original Unit Summer Peak Savings (kW) | Achievable Technical Potential | 0 | 0 | 0 | 0 | 0 | 0 | 0 | 0 | 0 | 0 | 0 | 0 | 0 | 0 | 0 | 0 | 0 | 0 | 0 | 0 | 0 | 0
F3_Industrial_Stone, Clay, and Glass_Existing_Space Heating_Natural Gas_Condensing RTU_A_Achievable Technical Potential | F3 | Industrial | Stone, Clay, and Glass | Existing | Space Heating | Natural Gas | Condensing RTU | A | Original Unit Winter Peak Savings (kW) | Achievable Technical Potential | 0 | 0 | 0 | 0 | 0 | 0 | 0 | 0 | 0 | 0 | 0 | 0 | 0 | 0 | 0 | 0 | 0 | 0 | 0 | 0 | 0 | 0
F4_Industrial_Stone, Clay, and Glass_Existing_Space Heating_Natural Gas_Condensing RTU_A_Achievable Technical Potential | F4 | Industrial | Stone, Clay, and Glass | Existing | Space Heating | Natural Gas | Condensing RTU | A | Standalone Impact on Baseline Energy (%) | Achievable Technical Potential | bar: 2019 to 2040
F5_Industrial_Stone, Clay, and Glass_Existing_Space Heating_Natural Gas_Condensing RTU_A_Achievable Technical Potential | F5 | Industrial | Stone, Clay, and Glass | Existing | Space Heating | Natural Gas | Condensing RTU | A | Standalone Impact on Baseline Summer Peak (%) | Achievable Technical Potential | bar: 2019 to 2040
F6_Industrial_Stone, Clay, and Glass_Existing_Space Heating_Natural Gas_Condensing RTU_A_Achievable Technical Potential | F6 | Industrial | Stone, Clay, and Glass | Existing | Space Heating | Natural Gas | Condensing RTU | A | Standalone Impact on Baseline Winter Peak (%) | Achievable Technical Potential | bar: 2019 to 2040
F7_Industrial_Stone, Clay, and Glass_Existing_Space Heating_Natural Gas_Condensing RTU_A_Achievable Technical Potential | F7 | Industrial | Stone, Clay, and Glass | Existing | Space Heating | Natural Gas | Condensing RTU | A | Incremental Energy Savings (MWh or mTherms) | Achievable Technical Potential | 0 | 0 | 0 | 0 | 0 | 0 | 0 | 0 | 0 | 0 | 0 | 0 | 0 | 0 | 0 | 0 | 0 | 0 | 0 | 0 | 0 | 0
F8_Industrial_Stone, Clay, and Glass_Existing_Space Heating_Natural Gas_Condensing RTU_A_Achievable Technical Potential | F8 | Industrial | Stone, Clay, and Glass | Existing | Space Heating | Natural Gas | Condensing RTU | A | Incremental Summer Peak Savings (MW) | Achievable Technical Potential | 0 | 0 | 0 | 0 | 0 | 0 | 0 | 0 | 0 | 0 | 0 | 0 | 0 | 0 | 0 | 0 | 0 | 0 | 0 | 0 | 0 | 0
F9_Industrial_Stone, Clay, and Glass_Existing_Space Heating_Natural Gas_Condensing RTU_A_Achievable Technical Potential | F9 | Industrial | Stone, Clay, and Glass | Existing | Space Heating | Natural Gas | Condensing RTU | A | Incremental Winter Peak Savings (MW) | Achievable Technical Potential | 0 | 0 | 0 | 0 | 0 | 0 | 0 | 0 | 0 | 0 | 0 | 0 | 0 | 0 | 0 | 0 | 0 | 0 | 0 | 0 | 0 | 0
F10_Industrial_Stone, Clay, and Glass_Existing_Space Heating_Natural Gas_Condensing RTU_A_Achievable Technical Potential | F10 | Industrial | Stone, Clay, and Glass | Existing | Space Heating | Natural Gas | Condensing RTU | A | Cumulative Energy Savings (MWh or mTherms) | Achievable Technical Potential | 0 | 0 | 0 | 0 | 0 | 0 | 0 | 0 | 0 | 0 | 0 | 0 | 0 | 0 | 0 | 0 | 0 | 0 | 0 | 0 | 0 | 0
F11_Industrial_Stone, Clay, and Glass_Existing_Space Heating_Natural Gas_Condensing RTU_A_Achievable Technical Potential | F11 | Industrial | Stone, Clay, and Glass | Existing | Space Heating | Natural Gas | Condensing RTU | A | Cumulative Summer Peak Savings (MW) | Achievable Technical Potential | 0 | 0 | 0 | 0 | 0 | 0 | 0 | 0 | 0 | 0 | 0 | 0 | 0 | 0 | 0 | 0 | 0 | 0 | 0 | 0 | 0 | 0
F12_Industrial_Stone, Clay, and Glass_Existing_Space Heating_Natural Gas_Condensing RTU_A_Achievable Technical Potential | F12 | Industrial | Stone, Clay, and Glass | Existing | Space Heating | Natural Gas | Condensing RTU | A | Cumulative Winter Peak Savings (MW) | Achievable Technical Potential | 0 | 0 | 0 | 0 | 0 | 0 | 0 | 0 | 0 | 0 | 0 | 0 | 0 | 0 | 0 | 0 | 0 | 0 | 0 | 0 | 0 | 0
F13_Industrial_Stone, Clay, and Glass_Existing_Space Heating_Natural Gas_Condensing RTU_A_Achievable Technical Potential | F13 | Industrial | Stone, Clay, and Glass | Existing | Space Heating | Natural Gas | Condensing RTU | A | Purchases (Incremental) | Achievable Technical Potential | 0 | 0 | 0 | 0 | 0 | 0 | 0 | 0 | 0 | 0 | 0 | 0 | 0 | 0 | 0 | 0 | 0 | 0 | 0 | 0 | 0 | 0
F14_Industrial_Stone, Clay, and Glass_Existing_Space Heating_Natural Gas_Condensing RTU_A_Achievable Technical Potential | F14 | Industrial | Stone, Clay, and Glass | Existing | Space Heating | Natural Gas | Condensing RTU | A | Purchases (Cumulative) | Achievable Technical Potential | 0 | 0 | 0 | 0 | 0 | 0 | 0 | 0 | 0 | 0 | 0 | 0 | 0 | 0 | 0 | 0 | 0 | 0 | 0 | 0 | 0 | 0
F1_Industrial_Stone, Clay, and Glass_New_Space Heating_Natural Gas_Condensing RTU_A_Achievable Technical Potential | F1 | Industrial | Stone, Clay, and Glass | New | Space Heating | Natural Gas | Condensing RTU | A | Original Unit Energy Savings (kWh or therms) | Achievable Technical Potential | 0 | 0 | 39.9196 | 39.9196 | 39.9196 | 39.9196 | 39.9196 | 39.9196 | 39.9196 | 39.9196 | 39.9196 | 39.9196 | 39.9196 | 39.9196 | 39.9196 | 39.9196 | 39.9196 | 39.9196 | 39.9196 | 39.9196 | 39.9196 | 39.9196
F2_Industrial_Stone, Clay, and Glass_New_Space Heating_Natural Gas_Condensing RTU_A_Achievable Technical Potential | F2 | Industrial | Stone, Clay, and Glass | New | Space Heating | Natural Gas | Condensing RTU | A | Original Unit Summer Peak Savings (kW) | Achievable Technical Potential | 0 | 0 | 0 | 0 | 0 | 0 | 0 | 0 | 0 | 0 | 0 | 0 | 0 | 0 | 0 | 0 | 0 | 0 | 0 | 0 | 0 | 0
F3_Industrial_Stone, Clay, and Glass_New_Space Heating_Natural Gas_Condensing RTU_A_Achievable Technical Potential | F3 | Industrial | Stone, Clay, and Glass | New | Space Heating | Natural Gas | Condensing RTU | A | Original Unit Winter Peak Savings (kW) | Achievable Technical Potential | 0 | 0 | 0 | 0 | 0 | 0 | 0 | 0 | 0 | 0 | 0 | 0 | 0 | 0 | 0 | 0 | 0 | 0 | 0 | 0 | 0 | 0
F4_Industrial_Stone, Clay, and Glass_New_Space Heating_Natural Gas_Condensing RTU_A_Achievable Technical Potential | F4 | Industrial | Stone, Clay, and Glass | New | Space Heating | Natural Gas | Condensing RTU | A | Standalone Impact on Baseline Energy (%) | Achievable Technical Potential | bar: 2019 to 2040
F5_Industrial_Stone, Clay, and Glass_New_Space Heating_Natural Gas_Condensing RTU_A_Achievable Technical Potential | F5 | Industrial | Stone, Clay, and Glass | New | Space Heating | Natural Gas | Condensing RTU | A | Standalone Impact on Baseline Summer Peak (%) | Achievable Technical Potential | bar: 2019 to 2040
F6_Industrial_Stone, Clay, and Glass_New_Space Heating_Natural Gas_Condensing RTU_A_Achievable Technical Potential | F6 | Industrial | Stone, Clay, and Glass | New | Space Heating | Natural Gas | Condensing RTU | A | Standalone Impact on Baseline Winter Peak (%) | Achievable Technical Potential | bar: 2019 to 2040
F7_Industrial_Stone, Clay, and Glass_New_Space Heating_Natural Gas_Condensing RTU_A_Achievable Technical Potential | F7 | Industrial | Stone, Clay, and Glass | New | Space Heating | Natural Gas | Condensing RTU | A | Incremental Energy Savings (MWh or mTherms) | Achievable Technical Potential | 0 | 0 | 0 | 0 | 0 | 0 | 0 | 0 | 0 | 0 | 0 | 0 | 0 | 0 | 0 | 0 | 0 | 0 | 0 | 0 | 0 | 0
F8_Industrial_Stone, Clay, and Glass_New_Space Heating_Natural Gas_Condensing RTU_A_Achievable Technical Potential | F8 | Industrial | Stone, Clay, and Glass | New | Space Heating | Natural Gas | Condensing RTU | A | Incremental Summer Peak Savings (MW) | Achievable Technical Potential | 0 | 0 | 0 | 0 | 0 | 0 | 0 | 0 | 0 | 0 | 0 | 0 | 0 | 0 | 0 | 0 | 0 | 0 | 0 | 0 | 0 | 0
F9_Industrial_Stone, Clay, and Glass_New_Space Heating_Natural Gas_Condensing RTU_A_Achievable Technical Potential | F9 | Industrial | Stone, Clay, and Glass | New | Space Heating | Natural Gas | Condensing RTU | A | Incremental Winter Peak Savings (MW) | Achievable Technical Potential | 0 | 0 | 0 | 0 | 0 | 0 | 0 | 0 | 0 | 0 | 0 | 0 | 0 | 0 | 0 | 0 | 0 | 0 | 0 | 0 | 0 | 0
F10_Industrial_Stone, Clay, and Glass_New_Space Heating_Natural Gas_Condensing RTU_A_Achievable Technical Potential | F10 | Industrial | Stone, Clay, and Glass | New | Space Heating | Natural Gas | Condensing RTU | A | Cumulative Energy Savings (MWh or mTherms) | Achievable Technical Potential | 0 | 0 | 0 | 0 | 0 | 0 | 0 | 0 | 0 | 0 | 0 | 0 | 0 | 0 | 0 | 0 | 0 | 0 | 0 | 0 | 0 | 0
F11_Industrial_Stone, Clay, and Glass_New_Space Heating_Natural Gas_Condensing RTU_A_Achievable Technical Potential | F11 | Industrial | Stone, Clay, and Glass | New | Space Heating | Natural Gas | Condensing RTU | A | Cumulative Summer Peak Savings (MW) | Achievable Technical Potential | 0 | 0 | 0 | 0 | 0 | 0 | 0 | 0 | 0 | 0 | 0 | 0 | 0 | 0 | 0 | 0 | 0 | 0 | 0 | 0 | 0 | 0
F12_Industrial_Stone, Clay, and Glass_New_Space Heating_Natural Gas_Condensing RTU_A_Achievable Technical Potential | F12 | Industrial | Stone, Clay, and Glass | New | Space Heating | Natural Gas | Condensing RTU | A | Cumulative Winter Peak Savings (MW) | Achievable Technical Potential | 0 | 0 | 0 | 0 | 0 | 0 | 0 | 0 | 0 | 0 | 0 | 0 | 0 | 0 | 0 | 0 | 0 | 0 | 0 | 0 | 0 | 0
F13_Industrial_Stone, Clay, and Glass_New_Space Heating_Natural Gas_Condensing RTU_A_Achievable Technical Potential | F13 | Industrial | Stone, Clay, and Glass | New | Space Heating | Natural Gas | Condensing RTU | A | Purchases (Incremental) | Achievable Technical Potential | 0 | 0 | 0 | 0 | 0 | 0 | 0 | 0 | 0 | 0 | 0 | 0 | 0 | 0 | 0 | 0 | 0 | 0 | 0 | 0 | 0 | 0
F14_Industrial_Stone, Clay, and Glass_New_Space Heating_Natural Gas_Condensing RTU_A_Achievable Technical Potential | F14 | Industrial | Stone, Clay, and Glass | New | Space Heating | Natural Gas | Condensing RTU | A | Purchases (Cumulative) | Achievable Technical Potential | 0 | 0 | 0 | 0 | 0 | 0 | 0 | 0 | 0 | 0 | 0 | 0 | 0 | 0 | 0 | 0 | 0 | 0 | 0 | 0 | 0 | 0
F1_Industrial_Petroleum_Existing_Space Heating_Natural Gas_Condensing RTU_A_Achievable Technical Potential | F1 | Industrial | Petroleum | Existing | Space Heating | Natural Gas | Condensing RTU | A | Original Unit Energy Savings (kWh or therms) | Achievable Technical Potential | 0 | 0 | 9532.3154 | 9479.5915 | 9426.9629 | 9374.8533 | 9323.6617 | 9273.7636 | 9225.5122 | 9179.2403 | 9135.2607 | 9093.8682 | 9054.9106 | 9018.2446 | 8983.7354 | 8951.2561 | 8920.6874 | 8891.9169 | 8864.8387 | 8839.3534 | 8815.3672 | 8792.792
F2_Industrial_Petroleum_Existing_Space Heating_Natural Gas_Condensing RTU_A_Achievable Technical Potential | F2 | Industrial | Petroleum | Existing | Space Heating | Natural Gas | Condensing RTU | A | Original Unit Summer Peak Savings (kW) | Achievable Technical Potential | 0 | 0 | 0 | 0 | 0 | 0 | 0 | 0 | 0 | 0 | 0 | 0 | 0 | 0 | 0 | 0 | 0 | 0 | 0 | 0 | 0 | 0
F3_Industrial_Petroleum_Existing_Space Heating_Natural Gas_Condensing RTU_A_Achievable Technical Potential | F3 | Industrial | Petroleum | Existing | Space Heating | Natural Gas | Condensing RTU | A | Original Unit Winter Peak Savings (kW) | Achievable Technical Potential | 0 | 0 | 0 | 0 | 0 | 0 | 0 | 0 | 0 | 0 | 0 | 0 | 0 | 0 | 0 | 0 | 0 | 0 | 0 | 0 | 0 | 0
F4_Industrial_Petroleum_Existing_Space Heating_Natural Gas_Condensing RTU_A_Achievable Technical Potential | F4 | Industrial | Petroleum | Existing | Space Heating | Natural Gas | Condensing RTU | A | Standalone Impact on Baseline Energy (%) | Achievable Technical Potential | bar: 2019 to 2040
F5_Industrial_Petroleum_Existing_Space Heating_Natural Gas_Condensing RTU_A_Achievable Technical Potential | F5 | Industrial | Petroleum | Existing | Space Heating | Natural Gas | Condensing RTU | A | Standalone Impact on Baseline Summer Peak (%) | Achievable Technical Potential | bar: 2019 to 2040
F6_Industrial_Petroleum_Existing_Space Heating_Natural Gas_Condensing RTU_A_Achievable Technical Potential | F6 | Industrial | Petroleum | Existing | Space Heating | Natural Gas | Condensing RTU | A | Standalone Impact on Baseline Winter Peak (%) | Achievable Technical Potential | bar: 2019 to 2040
F7_Industrial_Petroleum_Existing_Space Heating_Natural Gas_Condensing RTU_A_Achievable Technical Potential | F7 | Industrial | Petroleum | Existing | Space Heating | Natural Gas | Condensing RTU | A | Incremental Energy Savings (MWh or mTherms) | Achievable Technical Potential | 0 | 0 | 0 | 0 | 0 | 0 | 0 | 0 | 0 | 0 | 0 | 0 | 0 | 0 | 0 | 0 | 0 | 0 | 0 | 0 | 0 | 0
F8_Industrial_Petroleum_Existing_Space Heating_Natural Gas_Condensing RTU_A_Achievable Technical Potential | F8 | Industrial | Petroleum | Existing | Space Heating | Natural Gas | Condensing RTU | A | Incremental Summer Peak Savings (MW) | Achievable Technical Potential | 0 | 0 | 0 | 0 | 0 | 0 | 0 | 0 | 0 | 0 | 0 | 0 | 0 | 0 | 0 | 0 | 0 | 0 | 0 | 0 | 0 | 0
F9_Industrial_Petroleum_Existing_Space Heating_Natural Gas_Condensing RTU_A_Achievable Technical Potential | F9 | Industrial | Petroleum | Existing | Space Heating | Natural Gas | Condensing RTU | A | Incremental Winter Peak Savings (MW) | Achievable Technical Potential | 0 | 0 | 0 | 0 | 0 | 0 | 0 | 0 | 0 | 0 | 0 | 0 | 0 | 0 | 0 | 0 | 0 | 0 | 0 | 0 | 0 | 0
F10_Industrial_Petroleum_Existing_Space Heating_Natural Gas_Condensing RTU_A_Achievable Technical Potential | F10 | Industrial | Petroleum | Existing | Space Heating | Natural Gas | Condensing RTU | A | Cumulative Energy Savings (MWh or mTherms) | Achievable Technical Potential | 0 | 0 | 0 | 0 | 0 | 0 | 0 | 0 | 0 | 0 | 0 | 0 | 0 | 0 | 0 | 0 | 0 | 0 | 0 | 0 | 0 | 0
F11_Industrial_Petroleum_Existing_Space Heating_Natural Gas_Condensing RTU_A_Achievable Technical Potential | F11 | Industrial | Petroleum | Existing | Space Heating | Natural Gas | Condensing RTU | A | Cumulative Summer Peak Savings (MW) | Achievable Technical Potential | 0 | 0 | 0 | 0 | 0 | 0 | 0 | 0 | 0 | 0 | 0 | 0 | 0 | 0 | 0 | 0 | 0 | 0 | 0 | 0 | 0 | 0
F12_Industrial_Petroleum_Existing_Space Heating_Natural Gas_Condensing RTU_A_Achievable Technical Potential | F12 | Industrial | Petroleum | Existing | Space Heating | Natural Gas | Condensing RTU | A | Cumulative Winter Peak Savings (MW) | Achievable Technical Potential | 0 | 0 | 0 | 0 | 0 | 0 | 0 | 0 | 0 | 0 | 0 | 0 | 0 | 0 | 0 | 0 | 0 | 0 | 0 | 0 | 0 | 0
F13_Industrial_Petroleum_Existing_Space Heating_Natural Gas_Condensing RTU_A_Achievable Technical Potential | F13 | Industrial | Petroleum | Existing | Space Heating | Natural Gas | Condensing RTU | A | Purchases (Incremental) | Achievable Technical Potential | 0 | 0 | 0 | 0 | 0 | 0 | 0 | 0 | 0 | 0 | 0 | 0 | 0 | 0 | 0 | 0 | 0 | 0 | 0 | 0 | 0 | 0
F14_Industrial_Petroleum_Existing_Space Heating_Natural Gas_Condensing RTU_A_Achievable Technical Potential | F14 | Industrial | Petroleum | Existing | Space Heating | Natural Gas | Condensing RTU | A | Purchases (Cumulative) | Achievable Technical Potential | 0 | 0 | 0 | 0 | 0 | 0 | 0 | 0 | 0 | 0 | 0 | 0 | 0 | 0 | 0 | 0 | 0 | 0 | 0 | 0 | 0 | 0
F1_Industrial_Petroleum_New_Space Heating_Natural Gas_Condensing RTU_A_Achievable Technical Potential | F1 | Industrial | Petroleum | New | Space Heating | Natural Gas | Condensing RTU | A | Original Unit Energy Savings (kWh or therms) | Achievable Technical Potential | 0 | 0 | 8432.1223 | 8432.1223 | 8432.1223 | 8432.1223 | 8432.1223 | 8432.1223 | 8432.1223 | 8432.1223 | 8432.1223 | 8432.1223 | 8432.1223 | 8432.1223 | 8432.1223 | 8432.1223 | 8432.1223 | 8432.1223 | 8432.1223 | 8432.1223 | 8432.1223 | 8432.1223
F2_Industrial_Petroleum_New_Space Heating_Natural Gas_Condensing RTU_A_Achievable Technical Potential | F2 | Industrial | Petroleum | New | Space Heating | Natural Gas | Condensing RTU | A | Original Unit Summer Peak Savings (kW) | Achievable Technical Potential | 0 | 0 | 0 | 0 | 0 | 0 | 0 | 0 | 0 | 0 | 0 | 0 | 0 | 0 | 0 | 0 | 0 | 0 | 0 | 0 | 0 | 0
F3_Industrial_Petroleum_New_Space Heating_Natural Gas_Condensing RTU_A_Achievable Technical Potential | F3 | Industrial | Petroleum | New | Space Heating | Natural Gas | Condensing RTU | A | Original Unit Winter Peak Savings (kW) | Achievable Technical Potential | 0 | 0 | 0 | 0 | 0 | 0 | 0 | 0 | 0 | 0 | 0 | 0 | 0 | 0 | 0 | 0 | 0 | 0 | 0 | 0 | 0 | 0
F4_Industrial_Petroleum_New_Space Heating_Natural Gas_Condensing RTU_A_Achievable Technical Potential | F4 | Industrial | Petroleum | New | Space Heating | Natural Gas | Condensing RTU | A | Standalone Impact on Baseline Energy (%) | Achievable Technical Potential | bar: 2019 to 2040
F5_Industrial_Petroleum_New_Space Heating_Natural Gas_Condensing RTU_A_Achievable Technical Potential | F5 | Industrial | Petroleum | New | Space Heating | Natural Gas | Condensing RTU | A | Standalone Impact on Baseline Summer Peak (%) | Achievable Technical Potential | bar: 2019 to 2040
F6_Industrial_Petroleum_New_Space Heating_Natural Gas_Condensing RTU_A_Achievable Technical Potential | F6 | Industrial | Petroleum | New | Space Heating | Natural Gas | Condensing RTU | A | Standalone Impact on Baseline Winter Peak (%) | Achievable Technical Potential | bar: 2019 to 2040
F7_Industrial_Petroleum_New_Space Heating_Natural Gas_Condensing RTU_A_Achievable Technical Potential | F7 | Industrial | Petroleum | New | Space Heating | Natural Gas | Condensing RTU | A | Incremental Energy Savings (MWh or mTherms) | Achievable Technical Potential | 0 | 0 | 0 | 0 | 0 | 0 | 0 | 0 | 0 | 0 | 0 | 0 | 0 | 0 | 0 | 0 | 0 | 0 | 0 | 0 | 0 | 0
F8_Industrial_Petroleum_New_Space Heating_Natural Gas_Condensing RTU_A_Achievable Technical Potential | F8 | Industrial | Petroleum | New | Space Heating | Natural Gas | Condensing RTU | A | Incremental Summer Peak Savings (MW) | Achievable Technical Potential | 0 | 0 | 0 | 0 | 0 | 0 | 0 | 0 | 0 | 0 | 0 | 0 | 0 | 0 | 0 | 0 | 0 | 0 | 0 | 0 | 0 | 0
F9_Industrial_Petroleum_New_Space Heating_Natural Gas_Condensing RTU_A_Achievable Technical Potential | F9 | Industrial | Petroleum | New | Space Heating | Natural Gas | Condensing RTU | A | Incremental Winter Peak Savings (MW) | Achievable Technical Potential | 0 | 0 | 0 | 0 | 0 | 0 | 0 | 0 | 0 | 0 | 0 | 0 | 0 | 0 | 0 | 0 | 0 | 0 | 0 | 0 | 0 | 0
F10_Industrial_Petroleum_New_Space Heating_Natural Gas_Condensing RTU_A_Achievable Technical Potential | F10 | Industrial | Petroleum | New | Space Heating | Natural Gas | Condensing RTU | A | Cumulative Energy Savings (MWh or mTherms) | Achievable Technical Potential | 0 | 0 | 0 | 0 | 0 | 0 | 0 | 0 | 0 | 0 | 0 | 0 | 0 | 0 | 0 | 0 | 0 | 0 | 0 | 0 | 0 | 0
F11_Industrial_Petroleum_New_Space Heating_Natural Gas_Condensing RTU_A_Achievable Technical Potential | F11 | Industrial | Petroleum | New | Space Heating | Natural Gas | Condensing RTU | A | Cumulative Summer Peak Savings (MW) | Achievable Technical Potential | 0 | 0 | 0 | 0 | 0 | 0 | 0 | 0 | 0 | 0 | 0 | 0 | 0 | 0 | 0 | 0 | 0 | 0 | 0 | 0 | 0 | 0
F12_Industrial_Petroleum_New_Space Heating_Natural Gas_Condensing RTU_A_Achievable Technical Potential | F12 | Industrial | Petroleum | New | Space Heating | Natural Gas | Condensing RTU | A | Cumulative Winter Peak Savings (MW) | Achievable Technical Potential | 0 | 0 | 0 | 0 | 0 | 0 | 0 | 0 | 0 | 0 | 0 | 0 | 0 | 0 | 0 | 0 | 0 | 0 | 0 | 0 | 0 | 0
F13_Industrial_Petroleum_New_Space Heating_Natural Gas_Condensing RTU_A_Achievable Technical Potential | F13 | Industrial | Petroleum | New | Space Heating | Natural Gas | Condensing RTU | A | Purchases (Incremental) | Achievable Technical Potential | 0 | 0 | 0 | 0 | 0 | 0 | 0 | 0 | 0 | 0 | 0 | 0 | 0 | 0 | 0 | 0 | 0 | 0 | 0 | 0 | 0 | 0
F14_Industrial_Petroleum_New_Space Heating_Natural Gas_Condensing RTU_A_Achievable Technical Potential | F14 | Industrial | Petroleum | New | Space Heating | Natural Gas | Condensing RTU | A | Purchases (Cumulative) | Achievable Technical Potential | 0 | 0 | 0 | 0 | 0 | 0 | 0 | 0 | 0 | 0 | 0 | 0 | 0 | 0 | 0 | 0 | 0 | 0 | 0 | 0 | 0 | 0
F1_Industrial_Paper and Printing_Existing_Space Heating_Natural Gas_Condensing RTU_A_Achievable Technical Potential | F1 | Industrial | Paper and Printing | Existing | Space Heating | Natural Gas | Condensing RTU | A | Original Unit Energy Savings (kWh or therms) | Achievable Technical Potential | 0 | 0 | 135.1704 | 134.4227 | 133.6765 | 132.9375 | 132.2116 | 131.5041 | 130.8198 | 130.1637 | 129.5401 | 128.9531 | 128.4007 | 127.8807 | 127.3914 | 126.9308 | 126.4974 | 126.0894 | 125.7054 | 125.344 | 125.0039 | 124.6838
F2_Industrial_Paper and Printing_Existing_Space Heating_Natural Gas_Condensing RTU_A_Achievable Technical Potential | F2 | Industrial | Paper and Printing | Existing | Space Heating | Natural Gas | Condensing RTU | A | Original Unit Summer Peak Savings (kW) | Achievable Technical Potential | 0 | 0 | 0 | 0 | 0 | 0 | 0 | 0 | 0 | 0 | 0 | 0 | 0 | 0 | 0 | 0 | 0 | 0 | 0 | 0 | 0 | 0
F3_Industrial_Paper and Printing_Existing_Space Heating_Natural Gas_Condensing RTU_A_Achievable Technical Potential | F3 | Industrial | Paper and Printing | Existing | Space Heating | Natural Gas | Condensing RTU | A | Original Unit Winter Peak Savings (kW) | Achievable Technical Potential | 0 | 0 | 0 | 0 | 0 | 0 | 0 | 0 | 0 | 0 | 0 | 0 | 0 | 0 | 0 | 0 | 0 | 0 | 0 | 0 | 0 | 0
F4_Industrial_Paper and Printing_Existing_Space Heating_Natural Gas_Condensing RTU_A_Achievable Technical Potential | F4 | Industrial | Paper and Printing | Existing | Space Heating | Natural Gas | Condensing RTU | A | Standalone Impact on Baseline Energy (%) | Achievable Technical Potential | bar: 2019 to 2040
F5_Industrial_Paper and Printing_Existing_Space Heating_Natural Gas_Condensing RTU_A_Achievable Technical Potential | F5 | Industrial | Paper and Printing | Existing | Space Heating | Natural Gas | Condensing RTU | A | Standalone Impact on Baseline Summer Peak (%) | Achievable Technical Potential | bar: 2019 to 2040
F6_Industrial_Paper and Printing_Existing_Space Heating_Natural Gas_Condensing RTU_A_Achievable Technical Potential | F6 | Industrial | Paper and Printing | Existing | Space Heating | Natural Gas | Condensing RTU | A | Standalone Impact on Baseline Winter Peak (%) | Achievable Technical Potential | bar: 2019 to 2040
F7_Industrial_Paper and Printing_Existing_Space Heating_Natural Gas_Condensing RTU_A_Achievable Technical Potential | F7 | Industrial | Paper and Printing | Existing | Space Heating | Natural Gas | Condensing RTU | A | Incremental Energy Savings (MWh or mTherms) | Achievable Technical Potential | 0 | 0 | 0 | 0 | 0 | 0 | 0 | 0 | 0 | 0 | 0 | 0 | 0 | 0 | 0 | 0 | 0 | 0 | 0 | 0 | 0 | 0
F8_Industrial_Paper and Printing_Existing_Space Heating_Natural Gas_Condensing RTU_A_Achievable Technical Potential | F8 | Industrial | Paper and Printing | Existing | Space Heating | Natural Gas | Condensing RTU | A | Incremental Summer Peak Savings (MW) | Achievable Technical Potential | 0 | 0 | 0 | 0 | 0 | 0 | 0 | 0 | 0 | 0 | 0 | 0 | 0 | 0 | 0 | 0 | 0 | 0 | 0 | 0 | 0 | 0
F9_Industrial_Paper and Printing_Existing_Space Heating_Natural Gas_Condensing RTU_A_Achievable Technical Potential | F9 | Industrial | Paper and Printing | Existing | Space Heating | Natural Gas | Condensing RTU | A | Incremental Winter Peak Savings (MW) | Achievable Technical Potential | 0 | 0 | 0 | 0 | 0 | 0 | 0 | 0 | 0 | 0 | 0 | 0 | 0 | 0 | 0 | 0 | 0 | 0 | 0 | 0 | 0 | 0
F10_Industrial_Paper and Printing_Existing_Space Heating_Natural Gas_Condensing RTU_A_Achievable Technical Potential | F10 | Industrial | Paper and Printing | Existing | Space Heating | Natural Gas | Condensing RTU | A | Cumulative Energy Savings (MWh or mTherms) | Achievable Technical Potential | 0 | 0 | 0 | 0 | 0 | 0 | 0 | 0 | 0 | 0 | 0 | 0 | 0 | 0 | 0 | 0 | 0 | 0 | 0 | 0 | 0 | 0
F11_Industrial_Paper and Printing_Existing_Space Heating_Natural Gas_Condensing RTU_A_Achievable Technical Potential | F11 | Industrial | Paper and Printing | Existing | Space Heating | Natural Gas | Condensing RTU | A | Cumulative Summer Peak Savings (MW) | Achievable Technical Potential | 0 | 0 | 0 | 0 | 0 | 0 | 0 | 0 | 0 | 0 | 0 | 0 | 0 | 0 | 0 | 0 | 0 | 0 | 0 | 0 | 0 | 0
F12_Industrial_Paper and Printing_Existing_Space Heating_Natural Gas_Condensing RTU_A_Achievable Technical Potential | F12 | Industrial | Paper and Printing | Existing | Space Heating | Natural Gas | Condensing RTU | A | Cumulative Winter Peak Savings (MW) | Achievable Technical Potential | 0 | 0 | 0 | 0 | 0 | 0 | 0 | 0 | 0 | 0 | 0 | 0 | 0 | 0 | 0 | 0 | 0 | 0 | 0 | 0 | 0 | 0
F13_Industrial_Paper and Printing_Existing_Space Heating_Natural Gas_Condensing RTU_A_Achievable Technical Potential | F13 | Industrial | Paper and Printing | Existing | Space Heating | Natural Gas | Condensing RTU | A | Purchases (Incremental) | Achievable Technical Potential | 0 | 0 | 0 | 0 | 0 | 0 | 0 | 0 | 0 | 0 | 0 | 0 | 0 | 0 | 0 | 0 | 0 | 0 | 0 | 0 | 0 | 0
F14_Industrial_Paper and Printing_Existing_Space Heating_Natural Gas_Condensing RTU_A_Achievable Technical Potential | F14 | Industrial | Paper and Printing | Existing | Space Heating | Natural Gas | Condensing RTU | A | Purchases (Cumulative) | Achievable Technical Potential | 0 | 0 | 0 | 0 | 0 | 0 | 0 | 0 | 0 | 0 | 0 | 0 | 0 | 0 | 0 | 0 | 0 | 0 | 0 | 0 | 0 | 0
F1_Industrial_Paper and Printing_New_Space Heating_Natural Gas_Condensing RTU_A_Achievable Technical Potential | F1 | Industrial | Paper and Printing | New | Space Heating | Natural Gas | Condensing RTU | A | Original Unit Energy Savings (kWh or therms) | Achievable Technical Potential | 0 | 0 | 119.5694 | 119.5694 | 119.5694 | 119.5694 | 119.5694 | 119.5694 | 119.5694 | 119.5694 | 119.5694 | 119.5694 | 119.5694 | 119.5694 | 119.5694 | 119.5694 | 119.5694 | 119.5694 | 119.5694 | 119.5694 | 119.5694 | 119.5694
F2_Industrial_Paper and Printing_New_Space Heating_Natural Gas_Condensing RTU_A_Achievable Technical Potential | F2 | Industrial | Paper and Printing | New | Space Heating | Natural Gas | Condensing RTU | A | Original Unit Summer Peak Savings (kW) | Achievable Technical Potential | 0 | 0 | 0 | 0 | 0 | 0 | 0 | 0 | 0 | 0 | 0 | 0 | 0 | 0 | 0 | 0 | 0 | 0 | 0 | 0 | 0 | 0
F3_Industrial_Paper and Printing_New_Space Heating_Natural Gas_Condensing RTU_A_Achievable Technical Potential | F3 | Industrial | Paper and Printing | New | Space Heating | Natural Gas | Condensing RTU | A | Original Unit Winter Peak Savings (kW) | Achievable Technical Potential | 0 | 0 | 0 | 0 | 0 | 0 | 0 | 0 | 0 | 0 | 0 | 0 | 0 | 0 | 0 | 0 | 0 | 0 | 0 | 0 | 0 | 0
F4_Industrial_Paper and Printing_New_Space Heating_Natural Gas_Condensing RTU_A_Achievable Technical Potential | F4 | Industrial | Paper and Printing | New | Space Heating | Natural Gas | Condensing RTU | A | Standalone Impact on Baseline Energy (%) | Achievable Technical Potential | bar: 2019 to 2040
F5_Industrial_Paper and Printing_New_Space Heating_Natural Gas_Condensing RTU_A_Achievable Technical Potential | F5 | Industrial | Paper and Printing | New | Space Heating | Natural Gas | Condensing RTU | A | Standalone Impact on Baseline Summer Peak (%) | Achievable Technical Potential | bar: 2019 to 2040
F6_Industrial_Paper and Printing_New_Space Heating_Natural Gas_Condensing RTU_A_Achievable Technical Potential | F6 | Industrial | Paper and Printing | New | Space Heating | Natural Gas | Condensing RTU | A | Standalone Impact on Baseline Winter Peak (%) | Achievable Technical Potential | bar: 2019 to 2040
F7_Industrial_Paper and Printing_New_Space Heating_Natural Gas_Condensing RTU_A_Achievable Technical Potential | F7 | Industrial | Paper and Printing | New | Space Heating | Natural Gas | Condensing RTU | A | Incremental Energy Savings (MWh or mTherms) | Achievable Technical Potential | 0 | 0 | 0 | 0 | 0 | 0 | 0 | 0 | 0 | 0 | 0 | 0 | 0 | 0 | 0 | 0 | 0 | 0 | 0 | 0 | 0 | 0
F8_Industrial_Paper and Printing_New_Space Heating_Natural Gas_Condensing RTU_A_Achievable Technical Potential | F8 | Industrial | Paper and Printing | New | Space Heating | Natural Gas | Condensing RTU | A | Incremental Summer Peak Savings (MW) | Achievable Technical Potential | 0 | 0 | 0 | 0 | 0 | 0 | 0 | 0 | 0 | 0 | 0 | 0 | 0 | 0 | 0 | 0 | 0 | 0 | 0 | 0 | 0 | 0
F9_Industrial_Paper and Printing_New_Space Heating_Natural Gas_Condensing RTU_A_Achievable Technical Potential | F9 | Industrial | Paper and Printing | New | Space Heating | Natural Gas | Condensing RTU | A | Incremental Winter Peak Savings (MW) | Achievable Technical Potential | 0 | 0 | 0 | 0 | 0 | 0 | 0 | 0 | 0 | 0 | 0 | 0 | 0 | 0 | 0 | 0 | 0 | 0 | 0 | 0 | 0 | 0
F10_Industrial_Paper and Printing_New_Space Heating_Natural Gas_Condensing RTU_A_Achievable Technical Potential | F10 | Industrial | Paper and Printing | New | Space Heating | Natural Gas | Condensing RTU | A | Cumulative Energy Savings (MWh or mTherms) | Achievable Technical Potential | 0 | 0 | 0 | 0 | 0 | 0 | 0 | 0 | 0 | 0 | 0 | 0 | 0 | 0 | 0 | 0 | 0 | 0 | 0 | 0 | 0 | 0
F11_Industrial_Paper and Printing_New_Space Heating_Natural Gas_Condensing RTU_A_Achievable Technical Potential | F11 | Industrial | Paper and Printing | New | Space Heating | Natural Gas | Condensing RTU | A | Cumulative Summer Peak Savings (MW) | Achievable Technical Potential | 0 | 0 | 0 | 0 | 0 | 0 | 0 | 0 | 0 | 0 | 0 | 0 | 0 | 0 | 0 | 0 | 0 | 0 | 0 | 0 | 0 | 0
F12_Industrial_Paper and Printing_New_Space Heating_Natural Gas_Condensing RTU_A_Achievable Technical Potential | F12 | Industrial | Paper and Printing | New | Space Heating | Natural Gas | Condensing RTU | A | Cumulative Winter Peak Savings (MW) | Achievable Technical Potential | 0 | 0 | 0 | 0 | 0 | 0 | 0 | 0 | 0 | 0 | 0 | 0 | 0 | 0 | 0 | 0 | 0 | 0 | 0 | 0 | 0 | 0
F13_Industrial_Paper and Printing_New_Space Heating_Natural Gas_Condensing RTU_A_Achievable Technical Potential | F13 | Industrial | Paper and Printing | New | Space Heating | Natural Gas | Condensing RTU | A | Purchases (Incremental) | Achievable Technical Potential | 0 | 0 | 0 | 0 | 0 | 0 | 0 | 0 | 0 | 0 | 0 | 0 | 0 | 0 | 0 | 0 | 0 | 0 | 0 | 0 | 0 | 0
F14_Industrial_Paper and Printing_New_Space Heating_Natural Gas_Condensing RTU_A_Achievable Technical Potential | F14 | Industrial | Paper and Printing | New | Space Heating | Natural Gas | Condensing RTU | A | Purchases (Cumulative) | Achievable Technical Potential | 0 | 0 | 0 | 0 | 0 | 0 | 0 | 0 | 0 | 0 | 0 | 0 | 0 | 0 | 0 | 0 | 0 | 0 | 0 | 0 | 0 | 0
F1_Industrial_Instruments_Existing_Space Heating_Natural Gas_Condensing RTU_A_Achievable Technical Potential | F1 | Industrial | Instruments | Existing | Space Heating | Natural Gas | Condensing RTU | A | Original Unit Energy Savings (kWh or therms) | Achievable Technical Potential | 0 | 0 | 6.9491 | 6.9106 | 6.8723 | 6.8343 | 6.797 | 6.7606 | 6.7254 | 6.6917 | 6.6596 | 6.6294 | 6.601 | 6.5743 | 6.5491 | 6.5255 | 6.5032 | 6.4822 | 6.4625 | 6.4439 | 6.4264 | 6.41
F2_Industrial_Instruments_Existing_Space Heating_Natural Gas_Condensing RTU_A_Achievable Technical Potential | F2 | Industrial | Instruments | Existing | Space Heating | Natural Gas | Condensing RTU | A | Original Unit Summer Peak Savings (kW) | Achievable Technical Potential | 0 | 0 | 0 | 0 | 0 | 0 | 0 | 0 | 0 | 0 | 0 | 0 | 0 | 0 | 0 | 0 | 0 | 0 | 0 | 0 | 0 | 0
F3_Industrial_Instruments_Existing_Space Heating_Natural Gas_Condensing RTU_A_Achievable Technical Potential | F3 | Industrial | Instruments | Existing | Space Heating | Natural Gas | Condensing RTU | A | Original Unit Winter Peak Savings (kW) | Achievable Technical Potential | 0 | 0 | 0 | 0 | 0 | 0 | 0 | 0 | 0 | 0 | 0 | 0 | 0 | 0 | 0 | 0 | 0 | 0 | 0 | 0 | 0 | 0
F4_Industrial_Instruments_Existing_Space Heating_Natural Gas_Condensing RTU_A_Achievable Technical Potential | F4 | Industrial | Instruments | Existing | Space Heating | Natural Gas | Condensing RTU | A | Standalone Impact on Baseline Energy (%) | Achievable Technical Potential | bar: 2019 to 2040
F5_Industrial_Instruments_Existing_Space Heating_Natural Gas_Condensing RTU_A_Achievable Technical Potential | F5 | Industrial | Instruments | Existing | Space Heating | Natural Gas | Condensing RTU | A | Standalone Impact on Baseline Summer Peak (%) | Achievable Technical Potential | bar: 2019 to 2040
F6_Industrial_Instruments_Existing_Space Heating_Natural Gas_Condensing RTU_A_Achievable Technical Potential | F6 | Industrial | Instruments | Existing | Space Heating | Natural Gas | Condensing RTU | A | Standalone Impact on Baseline Winter Peak (%) | Achievable Technical Potential | bar: 2019 to 2040
F7_Industrial_Instruments_Existing_Space Heating_Natural Gas_Condensing RTU_A_Achievable Technical Potential | F7 | Industrial | Instruments | Existing | Space Heating | Natural Gas | Condensing RTU | A | Incremental Energy Savings (MWh or mTherms) | Achievable Technical Potential | 0 | 0 | 0 | 0 | 0 | 0 | 0 | 0 | 0 | 0 | 0 | 0 | 0 | 0 | 0 | 0 | 0 | 0 | 0 | 0 | 0 | 0
F8_Industrial_Instruments_Existing_Space Heating_Natural Gas_Condensing RTU_A_Achievable Technical Potential | F8 | Industrial | Instruments | Existing | Space Heating | Natural Gas | Condensing RTU | A | Incremental Summer Peak Savings (MW) | Achievable Technical Potential | 0 | 0 | 0 | 0 | 0 | 0 | 0 | 0 | 0 | 0 | 0 | 0 | 0 | 0 | 0 | 0 | 0 | 0 | 0 | 0 | 0 | 0
F9_Industrial_Instruments_Existing_Space Heating_Natural Gas_Condensing RTU_A_Achievable Technical Potential | F9 | Industrial | Instruments | Existing | Space Heating | Natural Gas | Condensing RTU | A | Incremental Winter Peak Savings (MW) | Achievable Technical Potential | 0 | 0 | 0 | 0 | 0 | 0 | 0 | 0 | 0 | 0 | 0 | 0 | 0 | 0 | 0 | 0 | 0 | 0 | 0 | 0 | 0 | 0
F10_Industrial_Instruments_Existing_Space Heating_Natural Gas_Condensing RTU_A_Achievable Technical Potential | F10 | Industrial | Instruments | Existing | Space Heating | Natural Gas | Condensing RTU | A | Cumulative Energy Savings (MWh or mTherms) | Achievable Technical Potential | 0 | 0 | 0 | 0 | 0 | 0 | 0 | 0 | 0 | 0 | 0 | 0 | 0 | 0 | 0 | 0 | 0 | 0 | 0 | 0 | 0 | 0
F11_Industrial_Instruments_Existing_Space Heating_Natural Gas_Condensing RTU_A_Achievable Technical Potential | F11 | Industrial | Instruments | Existing | Space Heating | Natural Gas | Condensing RTU | A | Cumulative Summer Peak Savings (MW) | Achievable Technical Potential | 0 | 0 | 0 | 0 | 0 | 0 | 0 | 0 | 0 | 0 | 0 | 0 | 0 | 0 | 0 | 0 | 0 | 0 | 0 | 0 | 0 | 0
F12_Industrial_Instruments_Existing_Space Heating_Natural Gas_Condensing RTU_A_Achievable Technical Potential | F12 | Industrial | Instruments | Existing | Space Heating | Natural Gas | Condensing RTU | A | Cumulative Winter Peak Savings (MW) | Achievable Technical Potential | 0 | 0 | 0 | 0 | 0 | 0 | 0 | 0 | 0 | 0 | 0 | 0 | 0 | 0 | 0 | 0 | 0 | 0 | 0 | 0 | 0 | 0
F13_Industrial_Instruments_Existing_Space Heating_Natural Gas_Condensing RTU_A_Achievable Technical Potential | F13 | Industrial | Instruments | Existing | Space Heating | Natural Gas | Condensing RTU | A | Purchases (Incremental) | Achievable Technical Potential | 0 | 0 | 0 | 0 | 0 | 0 | 0 | 0 | 0 | 0 | 0 | 0 | 0 | 0 | 0 | 0 | 0 | 0 | 0 | 0 | 0 | 0
F14_Industrial_Instruments_Existing_Space Heating_Natural Gas_Condensing RTU_A_Achievable Technical Potential | F14 | Industrial | Instruments | Existing | Space Heating | Natural Gas | Condensing RTU | A | Purchases (Cumulative) | Achievable Technical Potential | 0 | 0 | 0 | 0 | 0 | 0 | 0 | 0 | 0 | 0 | 0 | 0 | 0 | 0 | 0 | 0 | 0 | 0 | 0 | 0 | 0 | 0
F1_Industrial_Instruments_New_Space Heating_Natural Gas_Condensing RTU_A_Achievable Technical Potential | F1 | Industrial | Instruments | New | Space Heating | Natural Gas | Condensing RTU | A | Original Unit Energy Savings (kWh or therms) | Achievable Technical Potential | 0 | 0 | 6.147 | 6.147 | 6.147 | 6.147 | 6.147 | 6.147 | 6.147 | 6.147 | 6.147 | 6.147 | 6.147 | 6.147 | 6.147 | 6.147 | 6.147 | 6.147 | 6.147 | 6.147 | 6.147 | 6.147
F2_Industrial_Instruments_New_Space Heating_Natural Gas_Condensing RTU_A_Achievable Technical Potential | F2 | Industrial | Instruments | New | Space Heating | Natural Gas | Condensing RTU | A | Original Unit Summer Peak Savings (kW) | Achievable Technical Potential | 0 | 0 | 0 | 0 | 0 | 0 | 0 | 0 | 0 | 0 | 0 | 0 | 0 | 0 | 0 | 0 | 0 | 0 | 0 | 0 | 0 | 0
F3_Industrial_Instruments_New_Space Heating_Natural Gas_Condensing RTU_A_Achievable Technical Potential | F3 | Industrial | Instruments | New | Space Heating | Natural Gas | Condensing RTU | A | Original Unit Winter Peak Savings (kW) | Achievable Technical Potential | 0 | 0 | 0 | 0 | 0 | 0 | 0 | 0 | 0 | 0 | 0 | 0 | 0 | 0 | 0 | 0 | 0 | 0 | 0 | 0 | 0 | 0
F4_Industrial_Instruments_New_Space Heating_Natural Gas_Condensing RTU_A_Achievable Technical Potential | F4 | Industrial | Instruments | New | Space Heating | Natural Gas | Condensing RTU | A | Standalone Impact on Baseline Energy (%) | Achievable Technical Potential | bar: 2019 to 2040
F5_Industrial_Instruments_New_Space Heating_Natural Gas_Condensing RTU_A_Achievable Technical Potential | F5 | Industrial | Instruments | New | Space Heating | Natural Gas | Condensing RTU | A | Standalone Impact on Baseline Summer Peak (%) | Achievable Technical Potential | bar: 2019 to 2040
F6_Industrial_Instruments_New_Space Heating_Natural Gas_Condensing RTU_A_Achievable Technical Potential | F6 | Industrial | Instruments | New | Space Heating | Natural Gas | Condensing RTU | A | Standalone Impact on Baseline Winter Peak (%) | Achievable Technical Potential | bar: 2019 to 2040
F7_Industrial_Instruments_New_Space Heating_Natural Gas_Condensing RTU_A_Achievable Technical Potential | F7 | Industrial | Instruments | New | Space Heating | Natural Gas | Condensing RTU | A | Incremental Energy Savings (MWh or mTherms) | Achievable Technical Potential | 0 | 0 | 0 | 0 | 0 | 0 | 0 | 0 | 0 | 0 | 0 | 0 | 0 | 0 | 0 | 0 | 0 | 0 | 0 | 0 | 0 | 0
F8_Industrial_Instruments_New_Space Heating_Natural Gas_Condensing RTU_A_Achievable Technical Potential | F8 | Industrial | Instruments | New | Space Heating | Natural Gas | Condensing RTU | A | Incremental Summer Peak Savings (MW) | Achievable Technical Potential | 0 | 0 | 0 | 0 | 0 | 0 | 0 | 0 | 0 | 0 | 0 | 0 | 0 | 0 | 0 | 0 | 0 | 0 | 0 | 0 | 0 | 0
F9_Industrial_Instruments_New_Space Heating_Natural Gas_Condensing RTU_A_Achievable Technical Potential | F9 | Industrial | Instruments | New | Space Heating | Natural Gas | Condensing RTU | A | Incremental Winter Peak Savings (MW) | Achievable Technical Potential | 0 | 0 | 0 | 0 | 0 | 0 | 0 | 0 | 0 | 0 | 0 | 0 | 0 | 0 | 0 | 0 | 0 | 0 | 0 | 0 | 0 | 0
F10_Industrial_Instruments_New_Space Heating_Natural Gas_Condensing RTU_A_Achievable Technical Potential | F10 | Industrial | Instruments | New | Space Heating | Natural Gas | Condensing RTU | A | Cumulative Energy Savings (MWh or mTherms) | Achievable Technical Potential | 0 | 0 | 0 | 0 | 0 | 0 | 0 | 0 | 0 | 0 | 0 | 0 | 0 | 0 | 0 | 0 | 0 | 0 | 0 | 0 | 0 | 0
F11_Industrial_Instruments_New_Space Heating_Natural Gas_Condensing RTU_A_Achievable Technical Potential | F11 | Industrial | Instruments | New | Space Heating | Natural Gas | Condensing RTU | A | Cumulative Summer Peak Savings (MW) | Achievable Technical Potential | 0 | 0 | 0 | 0 | 0 | 0 | 0 | 0 | 0 | 0 | 0 | 0 | 0 | 0 | 0 | 0 | 0 | 0 | 0 | 0 | 0 | 0
F12_Industrial_Instruments_New_Space Heating_Natural Gas_Condensing RTU_A_Achievable Technical Potential | F12 | Industrial | Instruments | New | Space Heating | Natural Gas | Condensing RTU | A | Cumulative Winter Peak Savings (MW) | Achievable Technical Potential | 0 | 0 | 0 | 0 | 0 | 0 | 0 | 0 | 0 | 0 | 0 | 0 | 0 | 0 | 0 | 0 | 0 | 0 | 0 | 0 | 0 | 0
F13_Industrial_Instruments_New_Space Heating_Natural Gas_Condensing RTU_A_Achievable Technical Potential | F13 | Industrial | Instruments | New | Space Heating | Natural Gas | Condensing RTU | A | Purchases (Incremental) | Achievable Technical Potential | 0 | 0 | 0 | 0 | 0 | 0 | 0 | 0 | 0 | 0 | 0 | 0 | 0 | 0 | 0 | 0 | 0 | 0 | 0 | 0 | 0 | 0
F14_Industrial_Instruments_New_Space Heating_Natural Gas_Condensing RTU_A_Achievable Technical Potential | F14 | Industrial | Instruments | New | Space Heating | Natural Gas | Condensing RTU | A | Purchases (Cumulative) | Achievable Technical Potential | 0 | 0 | 0 | 0 | 0 | 0 | 0 | 0 | 0 | 0 | 0 | 0 | 0 | 0 | 0 | 0 | 0 | 0 | 0 | 0 | 0 | 0
F1_Industrial_Wood and Lumber Products_Existing_Space Heating_Natural Gas_Condensing RTU_A_Achievable Technical Potential | F1 | Industrial | Wood and Lumber Products | Existing | Space Heating | Natural Gas | Condensing RTU | A | Original Unit Energy Savings (kWh or therms) | Achievable Technical Potential | 0 | 0 | 10.7527 | 10.6932 | 10.6338 | 10.5751 | 10.5173 | 10.461 | 10.4066 | 10.3544 | 10.3048 | 10.2581 | 10.2142 | 10.1728 | 10.1339 | 10.0972 | 10.0628 | 10.0303 | 9.9998 | 9.971 | 9.9439 | 9.9185
F2_Industrial_Wood and Lumber Products_Existing_Space Heating_Natural Gas_Condensing RTU_A_Achievable Technical Potential | F2 | Industrial | Wood and Lumber Products | Existing | Space Heating | Natural Gas | Condensing RTU | A | Original Unit Summer Peak Savings (kW) | Achievable Technical Potential | 0 | 0 | 0 | 0 | 0 | 0 | 0 | 0 | 0 | 0 | 0 | 0 | 0 | 0 | 0 | 0 | 0 | 0 | 0 | 0 | 0 | 0
F3_Industrial_Wood and Lumber Products_Existing_Space Heating_Natural Gas_Condensing RTU_A_Achievable Technical Potential | F3 | Industrial | Wood and Lumber Products | Existing | Space Heating | Natural Gas | Condensing RTU | A | Original Unit Winter Peak Savings (kW) | Achievable Technical Potential | 0 | 0 | 0 | 0 | 0 | 0 | 0 | 0 | 0 | 0 | 0 | 0 | 0 | 0 | 0 | 0 | 0 | 0 | 0 | 0 | 0 | 0
F4_Industrial_Wood and Lumber Products_Existing_Space Heating_Natural Gas_Condensing RTU_A_Achievable Technical Potential | F4 | Industrial | Wood and Lumber Products | Existing | Space Heating | Natural Gas | Condensing RTU | A | Standalone Impact on Baseline Energy (%) | Achievable Technical Potential | bar: 2019 to 2040
F5_Industrial_Wood and Lumber Products_Existing_Space Heating_Natural Gas_Condensing RTU_A_Achievable Technical Potential | F5 | Industrial | Wood and Lumber Products | Existing | Space Heating | Natural Gas | Condensing RTU | A | Standalone Impact on Baseline Summer Peak (%) | Achievable Technical Potential | bar: 2019 to 2040
F6_Industrial_Wood and Lumber Products_Existing_Space Heating_Natural Gas_Condensing RTU_A_Achievable Technical Potential | F6 | Industrial | Wood and Lumber Products | Existing | Space Heating | Natural Gas | Condensing RTU | A | Standalone Impact on Baseline Winter Peak (%) | Achievable Technical Potential | bar: 2019 to 2040
F7_Industrial_Wood and Lumber Products_Existing_Space Heating_Natural Gas_Condensing RTU_A_Achievable Technical Potential | F7 | Industrial | Wood and Lumber Products | Existing | Space Heating | Natural Gas | Condensing RTU | A | Incremental Energy Savings (MWh or mTherms) | Achievable Technical Potential | 0 | 0 | 0 | 0 | 0 | 0 | 0 | 0 | 0 | 0 | 0 | 0 | 0 | 0 | 0 | 0 | 0 | 0 | 0 | 0 | 0 | 0
F8_Industrial_Wood and Lumber Products_Existing_Space Heating_Natural Gas_Condensing RTU_A_Achievable Technical Potential | F8 | Industrial | Wood and Lumber Products | Existing | Space Heating | Natural Gas | Condensing RTU | A | Incremental Summer Peak Savings (MW) | Achievable Technical Potential | 0 | 0 | 0 | 0 | 0 | 0 | 0 | 0 | 0 | 0 | 0 | 0 | 0 | 0 | 0 | 0 | 0 | 0 | 0 | 0 | 0 | 0
F9_Industrial_Wood and Lumber Products_Existing_Space Heating_Natural Gas_Condensing RTU_A_Achievable Technical Potential | F9 | Industrial | Wood and Lumber Products | Existing | Space Heating | Natural Gas | Condensing RTU | A | Incremental Winter Peak Savings (MW) | Achievable Technical Potential | 0 | 0 | 0 | 0 | 0 | 0 | 0 | 0 | 0 | 0 | 0 | 0 | 0 | 0 | 0 | 0 | 0 | 0 | 0 | 0 | 0 | 0
F10_Industrial_Wood and Lumber Products_Existing_Space Heating_Natural Gas_Condensing RTU_A_Achievable Technical Potential | F10 | Industrial | Wood and Lumber Products | Existing | Space Heating | Natural Gas | Condensing RTU | A | Cumulative Energy Savings (MWh or mTherms) | Achievable Technical Potential | 0 | 0 | 0 | 0 | 0 | 0 | 0 | 0 | 0 | 0 | 0 | 0 | 0 | 0 | 0 | 0 | 0 | 0 | 0 | 0 | 0 | 0
F11_Industrial_Wood and Lumber Products_Existing_Space Heating_Natural Gas_Condensing RTU_A_Achievable Technical Potential | F11 | Industrial | Wood and Lumber Products | Existing | Space Heating | Natural Gas | Condensing RTU | A | Cumulative Summer Peak Savings (MW) | Achievable Technical Potential | 0 | 0 | 0 | 0 | 0 | 0 | 0 | 0 | 0 | 0 | 0 | 0 | 0 | 0 | 0 | 0 | 0 | 0 | 0 | 0 | 0 | 0
F12_Industrial_Wood and Lumber Products_Existing_Space Heating_Natural Gas_Condensing RTU_A_Achievable Technical Potential | F12 | Industrial | Wood and Lumber Products | Existing | Space Heating | Natural Gas | Condensing RTU | A | Cumulative Winter Peak Savings (MW) | Achievable Technical Potential | 0 | 0 | 0 | 0 | 0 | 0 | 0 | 0 | 0 | 0 | 0 | 0 | 0 | 0 | 0 | 0 | 0 | 0 | 0 | 0 | 0 | 0
F13_Industrial_Wood and Lumber Products_Existing_Space Heating_Natural Gas_Condensing RTU_A_Achievable Technical Potential | F13 | Industrial | Wood and Lumber Products | Existing | Space Heating | Natural Gas | Condensing RTU | A | Purchases (Incremental) | Achievable Technical Potential | 0 | 0 | 0 | 0 | 0 | 0 | 0 | 0 | 0 | 0 | 0 | 0 | 0 | 0 | 0 | 0 | 0 | 0 | 0 | 0 | 0 | 0
F14_Industrial_Wood and Lumber Products_Existing_Space Heating_Natural Gas_Condensing RTU_A_Achievable Technical Potential | F14 | Industrial | Wood and Lumber Products | Existing | Space Heating | Natural Gas | Condensing RTU | A | Purchases (Cumulative) | Achievable Technical Potential | 0 | 0 | 0 | 0 | 0 | 0 | 0 | 0 | 0 | 0 | 0 | 0 | 0 | 0 | 0 | 0 | 0 | 0 | 0 | 0 | 0 | 0
F1_Industrial_Wood and Lumber Products_New_Space Heating_Natural Gas_Condensing RTU_A_Achievable Technical Potential | F1 | Industrial | Wood and Lumber Products | New | Space Heating | Natural Gas | Condensing RTU | A | Original Unit Energy Savings (kWh or therms) | Achievable Technical Potential | 0 | 0 | 9.5116 | 9.5116 | 9.5116 | 9.5116 | 9.5116 | 9.5116 | 9.5116 | 9.5116 | 9.5116 | 9.5116 | 9.5116 | 9.5116 | 9.5116 | 9.5116 | 9.5116 | 9.5116 | 9.5116 | 9.5116 | 9.5116 | 9.5116
F2_Industrial_Wood and Lumber Products_New_Space Heating_Natural Gas_Condensing RTU_A_Achievable Technical Potential | F2 | Industrial | Wood and Lumber Products | New | Space Heating | Natural Gas | Condensing RTU | A | Original Unit Summer Peak Savings (kW) | Achievable Technical Potential | 0 | 0 | 0 | 0 | 0 | 0 | 0 | 0 | 0 | 0 | 0 | 0 | 0 | 0 | 0 | 0 | 0 | 0 | 0 | 0 | 0 | 0
F3_Industrial_Wood and Lumber Products_New_Space Heating_Natural Gas_Condensing RTU_A_Achievable Technical Potential | F3 | Industrial | Wood and Lumber Products | New | Space Heating | Natural Gas | Condensing RTU | A | Original Unit Winter Peak Savings (kW) | Achievable Technical Potential | 0 | 0 | 0 | 0 | 0 | 0 | 0 | 0 | 0 | 0 | 0 | 0 | 0 | 0 | 0 | 0 | 0 | 0 | 0 | 0 | 0 | 0
F4_Industrial_Wood and Lumber Products_New_Space Heating_Natural Gas_Condensing RTU_A_Achievable Technical Potential | F4 | Industrial | Wood and Lumber Products | New | Space Heating | Natural Gas | Condensing RTU | A | Standalone Impact on Baseline Energy (%) | Achievable Technical Potential | bar: 2019 to 2040
F5_Industrial_Wood and Lumber Products_New_Space Heating_Natural Gas_Condensing RTU_A_Achievable Technical Potential | F5 | Industrial | Wood and Lumber Products | New | Space Heating | Natural Gas | Condensing RTU | A | Standalone Impact on Baseline Summer Peak (%) | Achievable Technical Potential | bar: 2019 to 2040
F6_Industrial_Wood and Lumber Products_New_Space Heating_Natural Gas_Condensing RTU_A_Achievable Technical Potential | F6 | Industrial | Wood and Lumber Products | New | Space Heating | Natural Gas | Condensing RTU | A | Standalone Impact on Baseline Winter Peak (%) | Achievable Technical Potential | bar: 2019 to 2040
F7_Industrial_Wood and Lumber Products_New_Space Heating_Natural Gas_Condensing RTU_A_Achievable Technical Potential | F7 | Industrial | Wood and Lumber Products | New | Space Heating | Natural Gas | Condensing RTU | A | Incremental Energy Savings (MWh or mTherms) | Achievable Technical Potential | 0 | 0 | 0 | 0 | 0 | 0 | 0 | 0 | 0 | 0 | 0 | 0 | 0 | 0 | 0 | 0 | 0 | 0 | 0 | 0 | 0 | 0
F8_Industrial_Wood and Lumber Products_New_Space Heating_Natural Gas_Condensing RTU_A_Achievable Technical Potential | F8 | Industrial | Wood and Lumber Products | New | Space Heating | Natural Gas | Condensing RTU | A | Incremental Summer Peak Savings (MW) | Achievable Technical Potential | 0 | 0 | 0 | 0 | 0 | 0 | 0 | 0 | 0 | 0 | 0 | 0 | 0 | 0 | 0 | 0 | 0 | 0 | 0 | 0 | 0 | 0
F9_Industrial_Wood and Lumber Products_New_Space Heating_Natural Gas_Condensing RTU_A_Achievable Technical Potential | F9 | Industrial | Wood and Lumber Products | New | Space Heating | Natural Gas | Condensing RTU | A | Incremental Winter Peak Savings (MW) | Achievable Technical Potential | 0 | 0 | 0 | 0 | 0 | 0 | 0 | 0 | 0 | 0 | 0 | 0 | 0 | 0 | 0 | 0 | 0 | 0 | 0 | 0 | 0 | 0
F10_Industrial_Wood and Lumber Products_New_Space Heating_Natural Gas_Condensing RTU_A_Achievable Technical Potential | F10 | Industrial | Wood and Lumber Products | New | Space Heating | Natural Gas | Condensing RTU | A | Cumulative Energy Savings (MWh or mTherms) | Achievable Technical Potential | 0 | 0 | 0 | 0 | 0 | 0 | 0 | 0 | 0 | 0 | 0 | 0 | 0 | 0 | 0 | 0 | 0 | 0 | 0 | 0 | 0 | 0
F11_Industrial_Wood and Lumber Products_New_Space Heating_Natural Gas_Condensing RTU_A_Achievable Technical Potential | F11 | Industrial | Wood and Lumber Products | New | Space Heating | Natural Gas | Condensing RTU | A | Cumulative Summer Peak Savings (MW) | Achievable Technical Potential | 0 | 0 | 0 | 0 | 0 | 0 | 0 | 0 | 0 | 0 | 0 | 0 | 0 | 0 | 0 | 0 | 0 | 0 | 0 | 0 | 0 | 0
F12_Industrial_Wood and Lumber Products_New_Space Heating_Natural Gas_Condensing RTU_A_Achievable Technical Potential | F12 | Industrial | Wood and Lumber Products | New | Space Heating | Natural Gas | Condensing RTU | A | Cumulative Winter Peak Savings (MW) | Achievable Technical Potential | 0 | 0 | 0 | 0 | 0 | 0 | 0 | 0 | 0 | 0 | 0 | 0 | 0 | 0 | 0 | 0 | 0 | 0 | 0 | 0 | 0 | 0
F13_Industrial_Wood and Lumber Products_New_Space Heating_Natural Gas_Condensing RTU_A_Achievable Technical Potential | F13 | Industrial | Wood and Lumber Products | New | Space Heating | Natural Gas | Condensing RTU | A | Purchases (Incremental) | Achievable Technical Potential | 0 | 0 | 0 | 0 | 0 | 0 | 0 | 0 | 0 | 0 | 0 | 0 | 0 | 0 | 0 | 0 | 0 | 0 | 0 | 0 | 0 | 0
F14_Industrial_Wood and Lumber Products_New_Space Heating_Natural Gas_Condensing RTU_A_Achievable Technical Potential | F14 | Industrial | Wood and Lumber Products | New | Space Heating | Natural Gas | Condensing RTU | A | Purchases (Cumulative) | Achievable Technical Potential | 0 | 0 | 0 | 0 | 0 | 0 | 0 | 0 | 0 | 0 | 0 | 0 | 0 | 0 | 0 | 0 | 0 | 0 | 0 | 0 | 0 | 0
F1_Industrial_Other Industrial_Existing_Space Heating_Natural Gas_Condensing RTU_A_Achievable Technical Potential | F1 | Industrial | Other Industrial | Existing | Space Heating | Natural Gas | Condensing RTU | A | Original Unit Energy Savings (kWh or therms) | Achievable Technical Potential | 0 | 0 | 6.1344 | 6.1005 | 6.0666 | 6.0331 | 6.0002 | 5.9681 | 5.937 | 5.9072 | 5.8789 | 5.8523 | 5.8272 | 5.8036 | 5.7814 | 5.7605 | 5.7408 | 5.7223 | 5.7049 | 5.6885 | 5.6731 | 5.6585
F2_Industrial_Other Industrial_Existing_Space Heating_Natural Gas_Condensing RTU_A_Achievable Technical Potential | F2 | Industrial | Other Industrial | Existing | Space Heating | Natural Gas | Condensing RTU | A | Original Unit Summer Peak Savings (kW) | Achievable Technical Potential | 0 | 0 | 0 | 0 | 0 | 0 | 0 | 0 | 0 | 0 | 0 | 0 | 0 | 0 | 0 | 0 | 0 | 0 | 0 | 0 | 0 | 0
F3_Industrial_Other Industrial_Existing_Space Heating_Natural Gas_Condensing RTU_A_Achievable Technical Potential | F3 | Industrial | Other Industrial | Existing | Space Heating | Natural Gas | Condensing RTU | A | Original Unit Winter Peak Savings (kW) | Achievable Technical Potential | 0 | 0 | 0 | 0 | 0 | 0 | 0 | 0 | 0 | 0 | 0 | 0 | 0 | 0 | 0 | 0 | 0 | 0 | 0 | 0 | 0 | 0
F4_Industrial_Other Industrial_Existing_Space Heating_Natural Gas_Condensing RTU_A_Achievable Technical Potential | F4 | Industrial | Other Industrial | Existing | Space Heating | Natural Gas | Condensing RTU | A | Standalone Impact on Baseline Energy (%) | Achievable Technical Potential | bar: 2019 to 2040
F5_Industrial_Other Industrial_Existing_Space Heating_Natural Gas_Condensing RTU_A_Achievable Technical Potential | F5 | Industrial | Other Industrial | Existing | Space Heating | Natural Gas | Condensing RTU | A | Standalone Impact on Baseline Summer Peak (%) | Achievable Technical Potential | bar: 2019 to 2040
F6_Industrial_Other Industrial_Existing_Space Heating_Natural Gas_Condensing RTU_A_Achievable Technical Potential | F6 | Industrial | Other Industrial | Existing | Space Heating | Natural Gas | Condensing RTU | A | Standalone Impact on Baseline Winter Peak (%) | Achievable Technical Potential | bar: 2019 to 2040
F7_Industrial_Other Industrial_Existing_Space Heating_Natural Gas_Condensing RTU_A_Achievable Technical Potential | F7 | Industrial | Other Industrial | Existing | Space Heating | Natural Gas | Condensing RTU | A | Incremental Energy Savings (MWh or mTherms) | Achievable Technical Potential | 0 | 0 | 0 | 0 | 0 | 0 | 0 | 0 | 0 | 0 | 0 | 0 | 0 | 0 | 0 | 0 | 0 | 0 | 0 | 0 | 0 | 0
F8_Industrial_Other Industrial_Existing_Space Heating_Natural Gas_Condensing RTU_A_Achievable Technical Potential | F8 | Industrial | Other Industrial | Existing | Space Heating | Natural Gas | Condensing RTU | A | Incremental Summer Peak Savings (MW) | Achievable Technical Potential | 0 | 0 | 0 | 0 | 0 | 0 | 0 | 0 | 0 | 0 | 0 | 0 | 0 | 0 | 0 | 0 | 0 | 0 | 0 | 0 | 0 | 0
F9_Industrial_Other Industrial_Existing_Space Heating_Natural Gas_Condensing RTU_A_Achievable Technical Potential | F9 | Industrial | Other Industrial | Existing | Space Heating | Natural Gas | Condensing RTU | A | Incremental Winter Peak Savings (MW) | Achievable Technical Potential | 0 | 0 | 0 | 0 | 0 | 0 | 0 | 0 | 0 | 0 | 0 | 0 | 0 | 0 | 0 | 0 | 0 | 0 | 0 | 0 | 0 | 0
F10_Industrial_Other Industrial_Existing_Space Heating_Natural Gas_Condensing RTU_A_Achievable Technical Potential | F10 | Industrial | Other Industrial | Existing | Space Heating | Natural Gas | Condensing RTU | A | Cumulative Energy Savings (MWh or mTherms) | Achievable Technical Potential | 0 | 0 | 0 | 0 | 0 | 0 | 0 | 0 | 0 | 0 | 0 | 0 | 0 | 0 | 0 | 0 | 0 | 0 | 0 | 0 | 0 | 0
F11_Industrial_Other Industrial_Existing_Space Heating_Natural Gas_Condensing RTU_A_Achievable Technical Potential | F11 | Industrial | Other Industrial | Existing | Space Heating | Natural Gas | Condensing RTU | A | Cumulative Summer Peak Savings (MW) | Achievable Technical Potential | 0 | 0 | 0 | 0 | 0 | 0 | 0 | 0 | 0 | 0 | 0 | 0 | 0 | 0 | 0 | 0 | 0 | 0 | 0 | 0 | 0 | 0
F12_Industrial_Other Industrial_Existing_Space Heating_Natural Gas_Condensing RTU_A_Achievable Technical Potential | F12 | Industrial | Other Industrial | Existing | Space Heating | Natural Gas | Condensing RTU | A | Cumulative Winter Peak Savings (MW) | Achievable Technical Potential | 0 | 0 | 0 | 0 | 0 | 0 | 0 | 0 | 0 | 0 | 0 | 0 | 0 | 0 | 0 | 0 | 0 | 0 | 0 | 0 | 0 | 0
F13_Industrial_Other Industrial_Existing_Space Heating_Natural Gas_Condensing RTU_A_Achievable Technical Potential | F13 | Industrial | Other Industrial | Existing | Space Heating | Natural Gas | Condensing RTU | A | Purchases (Incremental) | Achievable Technical Potential | 0 | 0 | 0 | 0 | 0 | 0 | 0 | 0 | 0 | 0 | 0 | 0 | 0 | 0 | 0 | 0 | 0 | 0 | 0 | 0 | 0 | 0
F14_Industrial_Other Industrial_Existing_Space Heating_Natural Gas_Condensing RTU_A_Achievable Technical Potential | F14 | Industrial | Other Industrial | Existing | Space Heating | Natural Gas | Condensing RTU | A | Purchases (Cumulative) | Achievable Technical Potential | 0 | 0 | 0 | 0 | 0 | 0 | 0 | 0 | 0 | 0 | 0 | 0 | 0 | 0 | 0 | 0 | 0 | 0 | 0 | 0 | 0 | 0
F1_Industrial_Other Industrial_New_Space Heating_Natural Gas_Condensing RTU_A_Achievable Technical Potential | F1 | Industrial | Other Industrial | New | Space Heating | Natural Gas | Condensing RTU | A | Original Unit Energy Savings (kWh or therms) | Achievable Technical Potential | 0 | 0 | 5.4264 | 5.4264 | 5.4264 | 5.4264 | 5.4264 | 5.4264 | 5.4264 | 5.4264 | 5.4264 | 5.4264 | 5.4264 | 5.4264 | 5.4264 | 5.4264 | 5.4264 | 5.4264 | 5.4264 | 5.4264 | 5.4264 | 5.4264
F2_Industrial_Other Industrial_New_Space Heating_Natural Gas_Condensing RTU_A_Achievable Technical Potential | F2 | Industrial | Other Industrial | New | Space Heating | Natural Gas | Condensing RTU | A | Original Unit Summer Peak Savings (kW) | Achievable Technical Potential | 0 | 0 | 0 | 0 | 0 | 0 | 0 | 0 | 0 | 0 | 0 | 0 | 0 | 0 | 0 | 0 | 0 | 0 | 0 | 0 | 0 | 0
F3_Industrial_Other Industrial_New_Space Heating_Natural Gas_Condensing RTU_A_Achievable Technical Potential | F3 | Industrial | Other Industrial | New | Space Heating | Natural Gas | Condensing RTU | A | Original Unit Winter Peak Savings (kW) | Achievable Technical Potential | 0 | 0 | 0 | 0 | 0 | 0 | 0 | 0 | 0 | 0 | 0 | 0 | 0 | 0 | 0 | 0 | 0 | 0 | 0 | 0 | 0 | 0
F4_Industrial_Other Industrial_New_Space Heating_Natural Gas_Condensing RTU_A_Achievable Technical Potential | F4 | Industrial | Other Industrial | New | Space Heating | Natural Gas | Condensing RTU | A | Standalone Impact on Baseline Energy (%) | Achievable Technical Potential | bar: 2019 to 2040
F5_Industrial_Other Industrial_New_Space Heating_Natural Gas_Condensing RTU_A_Achievable Technical Potential | F5 | Industrial | Other Industrial | New | Space Heating | Natural Gas | Condensing RTU | A | Standalone Impact on Baseline Summer Peak (%) | Achievable Technical Potential | bar: 2019 to 2040
F6_Industrial_Other Industrial_New_Space Heating_Natural Gas_Condensing RTU_A_Achievable Technical Potential | F6 | Industrial | Other Industrial | New | Space Heating | Natural Gas | Condensing RTU | A | Standalone Impact on Baseline Winter Peak (%) | Achievable Technical Potential | bar: 2019 to 2040
F7_Industrial_Other Industrial_New_Space Heating_Natural Gas_Condensing RTU_A_Achievable Technical Potential | F7 | Industrial | Other Industrial | New | Space Heating | Natural Gas | Condensing RTU | A | Incremental Energy Savings (MWh or mTherms) | Achievable Technical Potential | 0 | 0 | 0 | 0 | 0 | 0 | 0 | 0 | 0 | 0 | 0 | 0 | 0 | 0 | 0 | 0 | 0 | 0 | 0 | 0 | 0 | 0
F8_Industrial_Other Industrial_New_Space Heating_Natural Gas_Condensing RTU_A_Achievable Technical Potential | F8 | Industrial | Other Industrial | New | Space Heating | Natural Gas | Condensing RTU | A | Incremental Summer Peak Savings (MW) | Achievable Technical Potential | 0 | 0 | 0 | 0 | 0 | 0 | 0 | 0 | 0 | 0 | 0 | 0 | 0 | 0 | 0 | 0 | 0 | 0 | 0 | 0 | 0 | 0
F9_Industrial_Other Industrial_New_Space Heating_Natural Gas_Condensing RTU_A_Achievable Technical Potential | F9 | Industrial | Other Industrial | New | Space Heating | Natural Gas | Condensing RTU | A | Incremental Winter Peak Savings (MW) | Achievable Technical Potential | 0 | 0 | 0 | 0 | 0 | 0 | 0 | 0 | 0 | 0 | 0 | 0 | 0 | 0 | 0 | 0 | 0 | 0 | 0 | 0 | 0 | 0
F10_Industrial_Other Industrial_New_Space Heating_Natural Gas_Condensing RTU_A_Achievable Technical Potential | F10 | Industrial | Other Industrial | New | Space Heating | Natural Gas | Condensing RTU | A | Cumulative Energy Savings (MWh or mTherms) | Achievable Technical Potential | 0 | 0 | 0 | 0 | 0 | 0 | 0 | 0 | 0 | 0 | 0 | 0 | 0 | 0 | 0 | 0 | 0 | 0 | 0 | 0 | 0 | 0
F11_Industrial_Other Industrial_New_Space Heating_Natural Gas_Condensing RTU_A_Achievable Technical Potential | F11 | Industrial | Other Industrial | New | Space Heating | Natural Gas | Condensing RTU | A | Cumulative Summer Peak Savings (MW) | Achievable Technical Potential | 0 | 0 | 0 | 0 | 0 | 0 | 0 | 0 | 0 | 0 | 0 | 0 | 0 | 0 | 0 | 0 | 0 | 0 | 0 | 0 | 0 | 0
F12_Industrial_Other Industrial_New_Space Heating_Natural Gas_Condensing RTU_A_Achievable Technical Potential | F12 | Industrial | Other Industrial | New | Space Heating | Natural Gas | Condensing RTU | A | Cumulative Winter Peak Savings (MW) | Achievable Technical Potential | 0 | 0 | 0 | 0 | 0 | 0 | 0 | 0 | 0 | 0 | 0 | 0 | 0 | 0 | 0 | 0 | 0 | 0 | 0 | 0 | 0 | 0
F13_Industrial_Other Industrial_New_Space Heating_Natural Gas_Condensing RTU_A_Achievable Technical Potential | F13 | Industrial | Other Industrial | New | Space Heating | Natural Gas | Condensing RTU | A | Purchases (Incremental) | Achievable Technical Potential | 0 | 0 | 0 | 0 | 0 | 0 | 0 | 0 | 0 | 0 | 0 | 0 | 0 | 0 | 0 | 0 | 0 | 0 | 0 | 0 | 0 | 0
F14_Industrial_Other Industrial_New_Space Heating_Natural Gas_Condensing RTU_A_Achievable Technical Potential | F14 | Industrial | Other Industrial | New | Space Heating | Natural Gas | Condensing RTU | A | Purchases (Cumulative) | Achievable Technical Potential | 0 | 0 | 0 | 0 | 0 | 0 | 0 | 0 | 0 | 0 | 0 | 0 | 0 | 0 | 0 | 0 | 0 | 0 | 0 | 0 | 0 | 0
F1_Industrial_Food Products_Existing_Space Heating_Natural Gas_Furnace_A_Achievable Economic TRC Potential | F1 | Industrial | Food Products | Existing | Space Heating | Natural Gas | Furnace | A | Original Unit Energy Savings (kWh or therms) | Achievable Economic TRC Potential | 0 | 1443.5459 | 1443.5459 | 1443.5459 | 1443.5459 | 1443.5459 | 1443.5459 | 1443.5459 | 1443.5459 | 1443.5459 | 1443.5459 | 1443.5459 | 1443.5459 | 1443.5459 | 1443.5459 | 1443.5459 | 1443.5459 | 1443.5459 | 1443.5459 | 1443.5459 | 1443.5459 | 1443.5459
F2_Industrial_Food Products_Existing_Space Heating_Natural Gas_Furnace_A_Achievable Economic TRC Potential | F2 | Industrial | Food Products | Existing | Space Heating | Natural Gas | Furnace | A | Original Unit Summer Peak Savings (kW) | Achievable Economic TRC Potential | 0 | 0 | 0 | 0 | 0 | 0 | 0 | 0 | 0 | 0 | 0 | 0 | 0 | 0 | 0 | 0 | 0 | 0 | 0 | 0 | 0 | 0
F3_Industrial_Food Products_Existing_Space Heating_Natural Gas_Furnace_A_Achievable Economic TRC Potential | F3 | Industrial | Food Products | Existing | Space Heating | Natural Gas | Furnace | A | Original Unit Winter Peak Savings (kW) | Achievable Economic TRC Potential | 0 | 0 | 0 | 0 | 0 | 0 | 0 | 0 | 0 | 0 | 0 | 0 | 0 | 0 | 0 | 0 | 0 | 0 | 0 | 0 | 0 | 0
F4_Industrial_Food Products_Existing_Space Heating_Natural Gas_Furnace_A_Achievable Economic TRC Potential | F4 | Industrial | Food Products | Existing | Space Heating | Natural Gas | Furnace | A | Standalone Impact on Baseline Energy (%) | Achievable Economic TRC Potential | 0% | 0% | 0.00132% | 0.004149% | 0.008663% | 0.01503% | 0.02342% | 0.03382% | 0.04604% | 0.05991% | 0.07531% | 0.0921% | 0.1089% | 0.1255% | 0.1419% | 0.158% | 0.1738% | 0.1893% | 0.2044% | 0.22% | 0.2361% | 0.2528%
F5_Industrial_Food Products_Existing_Space Heating_Natural Gas_Furnace_A_Achievable Economic TRC Potential | F5 | Industrial | Food Products | Existing | Space Heating | Natural Gas | Furnace | A | Standalone Impact on Baseline Summer Peak (%) | Achievable Economic TRC Potential | bar: 2019 to 2040
F6_Industrial_Food Products_Existing_Space Heating_Natural Gas_Furnace_A_Achievable Economic TRC Potential | F6 | Industrial | Food Products | Existing | Space Heating | Natural Gas | Furnace | A | Standalone Impact on Baseline Winter Peak (%) | Achievable Economic TRC Potential | bar: 2019 to 2040
F7_Industrial_Food Products_Existing_Space Heating_Natural Gas_Furnace_A_Achievable Economic TRC Potential | F7 | Industrial | Food Products | Existing | Space Heating | Natural Gas | Furnace | A | Incremental Energy Savings (MWh or mTherms) | Achievable Economic TRC Potential | 0 | 0 | 0.0054214 | 0.011278 | 0.01749 | 0.023983 | 0.030693 | 0.036937 | 0.042125 | 0.046403 | 0.049904 | 0.052743 | 0.050577 | 0.048108 | 0.045479 | 0.042792 | 0.040118 | 0.037505 | 0.034693 | 0.034742 | 0.034867 | 0.035049
F8_Industrial_Food Products_Existing_Space Heating_Natural Gas_Furnace_A_Achievable Economic TRC Potential | F8 | Industrial | Food Products | Existing | Space Heating | Natural Gas | Furnace | A | Incremental Summer Peak Savings (MW) | Achievable Economic TRC Potential | 0 | 0 | 0 | 0 | 0 | 0 | 0 | 0 | 0 | 0 | 0 | 0 | 0 | 0 | 0 | 0 | 0 | 0 | 0 | 0 | 0 | 0
F9_Industrial_Food Products_Existing_Space Heating_Natural Gas_Furnace_A_Achievable Economic TRC Potential | F9 | Industrial | Food Products | Existing | Space Heating | Natural Gas | Furnace | A | Incremental Winter Peak Savings (MW) | Achievable Economic TRC Potential | 0 | 0 | 0 | 0 | 0 | 0 | 0 | 0 | 0 | 0 | 0 | 0 | 0 | 0 | 0 | 0 | 0 | 0 | 0 | 0 | 0 | 0
F10_Industrial_Food Products_Existing_Space Heating_Natural Gas_Furnace_A_Achievable Economic TRC Potential | F10 | Industrial | Food Products | Existing | Space Heating | Natural Gas | Furnace | A | Cumulative Energy Savings (MWh or mTherms) | Achievable Economic TRC Potential | 0 | 0 | 0.0054214 | 0.0167 | 0.03419 | 0.058172 | 0.088865 | 0.1258 | 0.16793 | 0.21433 | 0.26423 | 0.31698 | 0.36756 | 0.41566 | 0.46114 | 0.50393 | 0.54405 | 0.58156 | 0.61625 | 0.65099 | 0.68586 | 0.72091
F11_Industrial_Food Products_Existing_Space Heating_Natural Gas_Furnace_A_Achievable Economic TRC Potential | F11 | Industrial | Food Products | Existing | Space Heating | Natural Gas | Furnace | A | Cumulative Summer Peak Savings (MW) | Achievable Economic TRC Potential | 0 | 0 | 0 | 0 | 0 | 0 | 0 | 0 | 0 | 0 | 0 | 0 | 0 | 0 | 0 | 0 | 0 | 0 | 0 | 0 | 0 | 0
F12_Industrial_Food Products_Existing_Space Heating_Natural Gas_Furnace_A_Achievable Economic TRC Potential | F12 | Industrial | Food Products | Existing | Space Heating | Natural Gas | Furnace | A | Cumulative Winter Peak Savings (MW) | Achievable Economic TRC Potential | 0 | 0 | 0 | 0 | 0 | 0 | 0 | 0 | 0 | 0 | 0 | 0 | 0 | 0 | 0 | 0 | 0 | 0 | 0 | 0 | 0 | 0
F13_Industrial_Food Products_Existing_Space Heating_Natural Gas_Furnace_A_Achievable Economic TRC Potential | F13 | Industrial | Food Products | Existing | Space Heating | Natural Gas | Furnace | A | Purchases (Incremental) | Achievable Economic TRC Potential | 0 | 0 | 0.0037556 | 0.007813 | 0.012116 | 0.016614 | 0.021262 | 0.025588 | 0.029182 | 0.032145 | 0.03457 | 0.036537 | 0.035037 | 0.033326 | 0.031505 | 0.029644 | 0.027791 | 0.025981 | 0.024033 | 0.024067 | 0.024154 | 0.02428
F14_Industrial_Food Products_Existing_Space Heating_Natural Gas_Furnace_A_Achievable Economic TRC Potential | F14 | Industrial | Food Products | Existing | Space Heating | Natural Gas | Furnace | A | Purchases (Cumulative) | Achievable Economic TRC Potential | 0 | 0 | 0.0037556 | 0.011569 | 0.023684 | 0.040298 | 0.06156 | 0.087148 | 0.11633 | 0.14848 | 0.18305 | 0.21958 | 0.25462 | 0.28795 | 0.31945 | 0.34909 | 0.37689 | 0.40287 | 0.4269 | 0.45097 | 0.47512 | 0.4994
F1_Industrial_Food Products_Existing_Space Heating_Natural Gas_Boiler_A_Achievable Economic TRC Potential | F1 | Industrial | Food Products | Existing | Space Heating | Natural Gas | Boiler | A | Original Unit Energy Savings (kWh or therms) | Achievable Economic TRC Potential | 0 | 6227.3193 | 6227.3193 | 6227.3193 | 6227.3193 | 6227.3193 | 6227.3193 | 6227.3193 | 6227.3193 | 6227.3193 | 6227.3193 | 6227.3193 | 6227.3193 | 6227.3193 | 6227.3193 | 6227.3193 | 6227.3193 | 6227.3193 | 6227.3193 | 6227.3193 | 6227.3193 | 6227.3193
F2_Industrial_Food Products_Existing_Space Heating_Natural Gas_Boiler_A_Achievable Economic TRC Potential | F2 | Industrial | Food Products | Existing | Space Heating | Natural Gas | Boiler | A | Original Unit Summer Peak Savings (kW) | Achievable Economic TRC Potential | 0 | 0 | 0 | 0 | 0 | 0 | 0 | 0 | 0 | 0 | 0 | 0 | 0 | 0 | 0 | 0 | 0 | 0 | 0 | 0 | 0 | 0
F3_Industrial_Food Products_Existing_Space Heating_Natural Gas_Boiler_A_Achievable Economic TRC Potential | F3 | Industrial | Food Products | Existing | Space Heating | Natural Gas | Boiler | A | Original Unit Winter Peak Savings (kW) | Achievable Economic TRC Potential | 0 | 0 | 0 | 0 | 0 | 0 | 0 | 0 | 0 | 0 | 0 | 0 | 0 | 0 | 0 | 0 | 0 | 0 | 0 | 0 | 0 | 0
F4_Industrial_Food Products_Existing_Space Heating_Natural Gas_Boiler_A_Achievable Economic TRC Potential | F4 | Industrial | Food Products | Existing | Space Heating | Natural Gas | Boiler | A | Standalone Impact on Baseline Energy (%) | Achievable Economic TRC Potential | 0% | 0% | 0.01982% | 0.0496% | 0.08655% | 0.1286% | 0.1746% | 0.2232% | 0.2737% | 0.3257% | 0.3791% | 0.4338% | 0.4897% | 0.5469% | 0.6053% | 0.665% | 0.7259% | 0.7881% | 0.8516% | 0.9163% | 0.9823% | 1.05%
F5_Industrial_Food Products_Existing_Space Heating_Natural Gas_Boiler_A_Achievable Economic TRC Potential | F5 | Industrial | Food Products | Existing | Space Heating | Natural Gas | Boiler | A | Standalone Impact on Baseline Summer Peak (%) | Achievable Economic TRC Potential | bar: 2019 to 2040
F6_Industrial_Food Products_Existing_Space Heating_Natural Gas_Boiler_A_Achievable Economic TRC Potential | F6 | Industrial | Food Products | Existing | Space Heating | Natural Gas | Boiler | A | Standalone Impact on Baseline Winter Peak (%) | Achievable Economic TRC Potential | bar: 2019 to 2040
F7_Industrial_Food Products_Existing_Space Heating_Natural Gas_Boiler_A_Achievable Economic TRC Potential | F7 | Industrial | Food Products | Existing | Space Heating | Natural Gas | Boiler | A | Incremental Energy Savings (MWh or mTherms) | Achievable Economic TRC Potential | 0 | 0 | 0.081386 | 0.11827 | 0.14193 | 0.1562 | 0.16477 | 0.16791 | 0.16807 | 0.16679 | 0.16489 | 0.16268 | 0.1604 | 0.15811 | 0.1558 | 0.15349 | 0.15118 | 0.14888 | 0.14658 | 0.14429 | 0.14202 | 0.13976
F8_Industrial_Food Products_Existing_Space Heating_Natural Gas_Boiler_A_Achievable Economic TRC Potential | F8 | Industrial | Food Products | Existing | Space Heating | Natural Gas | Boiler | A | Incremental Summer Peak Savings (MW) | Achievable Economic TRC Potential | 0 | 0 | 0 | 0 | 0 | 0 | 0 | 0 | 0 | 0 | 0 | 0 | 0 | 0 | 0 | 0 | 0 | 0 | 0 | 0 | 0 | 0
F9_Industrial_Food Products_Existing_Space Heating_Natural Gas_Boiler_A_Achievable Economic TRC Potential | F9 | Industrial | Food Products | Existing | Space Heating | Natural Gas | Boiler | A | Incremental Winter Peak Savings (MW) | Achievable Economic TRC Potential | 0 | 0 | 0 | 0 | 0 | 0 | 0 | 0 | 0 | 0 | 0 | 0 | 0 | 0 | 0 | 0 | 0 | 0 | 0 | 0 | 0 | 0
F10_Industrial_Food Products_Existing_Space Heating_Natural Gas_Boiler_A_Achievable Economic TRC Potential | F10 | Industrial | Food Products | Existing | Space Heating | Natural Gas | Boiler | A | Cumulative Energy Savings (MWh or mTherms) | Achievable Economic TRC Potential | 0 | 0 | 0.081386 | 0.19966 | 0.34158 | 0.49778 | 0.66255 | 0.83046 | 0.99853 | 1.1653 | 1.3302 | 1.4929 | 1.6533 | 1.8114 | 1.9672 | 2.1207 | 2.2719 | 2.4207 | 2.5673 | 2.7116 | 2.8536 | 2.9934
F11_Industrial_Food Products_Existing_Space Heating_Natural Gas_Boiler_A_Achievable Economic TRC Potential | F11 | Industrial | Food Products | Existing | Space Heating | Natural Gas | Boiler | A | Cumulative Summer Peak Savings (MW) | Achievable Economic TRC Potential | 0 | 0 | 0 | 0 | 0 | 0 | 0 | 0 | 0 | 0 | 0 | 0 | 0 | 0 | 0 | 0 | 0 | 0 | 0 | 0 | 0 | 0
F12_Industrial_Food Products_Existing_Space Heating_Natural Gas_Boiler_A_Achievable Economic TRC Potential | F12 | Industrial | Food Products | Existing | Space Heating | Natural Gas | Boiler | A | Cumulative Winter Peak Savings (MW) | Achievable Economic TRC Potential | 0 | 0 | 0 | 0 | 0 | 0 | 0 | 0 | 0 | 0 | 0 | 0 | 0 | 0 | 0 | 0 | 0 | 0 | 0 | 0 | 0 | 0
F13_Industrial_Food Products_Existing_Space Heating_Natural Gas_Boiler_A_Achievable Economic TRC Potential | F13 | Industrial | Food Products | Existing | Space Heating | Natural Gas | Boiler | A | Purchases (Incremental) | Achievable Economic TRC Potential | 0 | 0 | 0.013069 | 0.018992 | 0.022791 | 0.025084 | 0.026459 | 0.026963 | 0.026989 | 0.026783 | 0.026479 | 0.026123 | 0.025758 | 0.025389 | 0.025019 | 0.024648 | 0.024277 | 0.023907 | 0.023538 | 0.023171 | 0.022805 | 0.022443
F14_Industrial_Food Products_Existing_Space Heating_Natural Gas_Boiler_A_Achievable Economic TRC Potential | F14 | Industrial | Food Products | Existing | Space Heating | Natural Gas | Boiler | A | Purchases (Cumulative) | Achievable Economic TRC Potential | 0 | 0 | 0.013069 | 0.032061 | 0.054852 | 0.079936 | 0.10639 | 0.13336 | 0.16035 | 0.18713 | 0.21361 | 0.23973 | 0.26549 | 0.29088 | 0.3159 | 0.34055 | 0.36482 | 0.38873 | 0.41227 | 0.43544 | 0.45824 | 0.48069
F1_Industrial_Food Products_Existing_Space Heating_Natural Gas_Unit Heater_A_Achievable Economic TRC Potential | F1 | Industrial | Food Products | Existing | Space Heating | Natural Gas | Unit Heater | A | Original Unit Energy Savings (kWh or therms) | Achievable Economic TRC Potential | 0 | 43660.7244 | 43660.7244 | 43660.7244 | 43660.7244 | 43660.7244 | 43660.7244 | 43660.7244 | 43660.7244 | 43660.7244 | 43660.7244 | 43660.7244 | 43660.7244 | 43660.7244 | 43660.7244 | 43660.7244 | 43660.7244 | 43660.7244 | 43660.7244 | 43660.7244 | 43660.7244 | 43660.7244
F2_Industrial_Food Products_Existing_Space Heating_Natural Gas_Unit Heater_A_Achievable Economic TRC Potential | F2 | Industrial | Food Products | Existing | Space Heating | Natural Gas | Unit Heater | A | Original Unit Summer Peak Savings (kW) | Achievable Economic TRC Potential | 0 | 0 | 0 | 0 | 0 | 0 | 0 | 0 | 0 | 0 | 0 | 0 | 0 | 0 | 0 | 0 | 0 | 0 | 0 | 0 | 0 | 0
F3_Industrial_Food Products_Existing_Space Heating_Natural Gas_Unit Heater_A_Achievable Economic TRC Potential | F3 | Industrial | Food Products | Existing | Space Heating | Natural Gas | Unit Heater | A | Original Unit Winter Peak Savings (kW) | Achievable Economic TRC Potential | 0 | 0 | 0 | 0 | 0 | 0 | 0 | 0 | 0 | 0 | 0 | 0 | 0 | 0 | 0 | 0 | 0 | 0 | 0 | 0 | 0 | 0
F4_Industrial_Food Products_Existing_Space Heating_Natural Gas_Unit Heater_A_Achievable Economic TRC Potential | F4 | Industrial | Food Products | Existing | Space Heating | Natural Gas | Unit Heater | A | Standalone Impact on Baseline Energy (%) | Achievable Economic TRC Potential | 0% | 0% | 0.001758% | 0.008631% | 0.02544% | 0.05832% | 0.1147% | 0.2015% | 0.3244% | 0.4883% | 0.693% | 0.9373% | 1.221% | 1.543% | 1.903% | 2.297% | 2.722% | 3.121% | 3.489% | 3.822% | 4.121% | 4.383%
F5_Industrial_Food Products_Existing_Space Heating_Natural Gas_Unit Heater_A_Achievable Economic TRC Potential | F5 | Industrial | Food Products | Existing | Space Heating | Natural Gas | Unit Heater | A | Standalone Impact on Baseline Summer Peak (%) | Achievable Economic TRC Potential | bar: 2019 to 2040
F6_Industrial_Food Products_Existing_Space Heating_Natural Gas_Unit Heater_A_Achievable Economic TRC Potential | F6 | Industrial | Food Products | Existing | Space Heating | Natural Gas | Unit Heater | A | Standalone Impact on Baseline Winter Peak (%) | Achievable Economic TRC Potential | bar: 2019 to 2040
F7_Industrial_Food Products_Existing_Space Heating_Natural Gas_Unit Heater_A_Achievable Economic TRC Potential | F7 | Industrial | Food Products | Existing | Space Heating | Natural Gas | Unit Heater | A | Incremental Energy Savings (MWh or mTherms) | Achievable Economic TRC Potential | 0 | 0 | 0.0072174 | 0.027526 | 0.065642 | 0.12529 | 0.20935 | 0.31463 | 0.43378 | 0.56352 | 0.68446 | 0.79418 | 0.89521 | 0.99008 | 1.0738 | 1.1422 | 1.192 | 1.068 | 0.93062 | 0.79321 | 0.66035 | 0.52953
F8_Industrial_Food Products_Existing_Space Heating_Natural Gas_Unit Heater_A_Achievable Economic TRC Potential | F8 | Industrial | Food Products | Existing | Space Heating | Natural Gas | Unit Heater | A | Incremental Summer Peak Savings (MW) | Achievable Economic TRC Potential | 0 | 0 | 0 | 0 | 0 | 0 | 0 | 0 | 0 | 0 | 0 | 0 | 0 | 0 | 0 | 0 | 0 | 0 | 0 | 0 | 0 | 0
F9_Industrial_Food Products_Existing_Space Heating_Natural Gas_Unit Heater_A_Achievable Economic TRC Potential | F9 | Industrial | Food Products | Existing | Space Heating | Natural Gas | Unit Heater | A | Incremental Winter Peak Savings (MW) | Achievable Economic TRC Potential | 0 | 0 | 0 | 0 | 0 | 0 | 0 | 0 | 0 | 0 | 0 | 0 | 0 | 0 | 0 | 0 | 0 | 0 | 0 | 0 | 0 | 0
F10_Industrial_Food Products_Existing_Space Heating_Natural Gas_Unit Heater_A_Achievable Economic TRC Potential | F10 | Industrial | Food Products | Existing | Space Heating | Natural Gas | Unit Heater | A | Cumulative Energy Savings (MWh or mTherms) | Achievable Economic TRC Potential | 0 | 0 | 0.0072174 | 0.034743 | 0.10038 | 0.22568 | 0.43502 | 0.74966 | 1.1834 | 1.747 | 2.4314 | 3.2256 | 4.1208 | 5.1109 | 6.1847 | 7.3269 | 8.5189 | 9.5868 | 10.5175 | 11.3107 | 11.971 | 12.5006
F11_Industrial_Food Products_Existing_Space Heating_Natural Gas_Unit Heater_A_Achievable Economic TRC Potential | F11 | Industrial | Food Products | Existing | Space Heating | Natural Gas | Unit Heater | A | Cumulative Summer Peak Savings (MW) | Achievable Economic TRC Potential | 0 | 0 | 0 | 0 | 0 | 0 | 0 | 0 | 0 | 0 | 0 | 0 | 0 | 0 | 0 | 0 | 0 | 0 | 0 | 0 | 0 | 0
F12_Industrial_Food Products_Existing_Space Heating_Natural Gas_Unit Heater_A_Achievable Economic TRC Potential | F12 | Industrial | Food Products | Existing | Space Heating | Natural Gas | Unit Heater | A | Cumulative Winter Peak Savings (MW) | Achievable Economic TRC Potential | 0 | 0 | 0 | 0 | 0 | 0 | 0 | 0 | 0 | 0 | 0 | 0 | 0 | 0 | 0 | 0 | 0 | 0 | 0 | 0 | 0 | 0
F13_Industrial_Food Products_Existing_Space Heating_Natural Gas_Unit Heater_A_Achievable Economic TRC Potential | F13 | Industrial | Food Products | Existing | Space Heating | Natural Gas | Unit Heater | A | Purchases (Incremental) | Achievable Economic TRC Potential | 0 | 0 | 0.00016531 | 0.00063044 | 0.0015034 | 0.0028697 | 0.0047949 | 0.0072063 | 0.0099351 | 0.012907 | 0.015677 | 0.01819 | 0.020504 | 0.022677 | 0.024759 | 0.026792 | 0.028804 | 0.027331 | 0.02611 | 0.025374 | 0.02506 | 0.025035
F14_Industrial_Food Products_Existing_Space Heating_Natural Gas_Unit Heater_A_Achievable Economic TRC Potential | F14 | Industrial | Food Products | Existing | Space Heating | Natural Gas | Unit Heater | A | Purchases (Cumulative) | Achievable Economic TRC Potential | 0 | 0 | 0.00016531 | 0.00079575 | 0.0022992 | 0.0051688 | 0.0099638 | 0.01717 | 0.027105 | 0.040012 | 0.055689 | 0.073879 | 0.094383 | 0.11706 | 0.14165 | 0.16781 | 0.19511 | 0.21958 | 0.24089 | 0.25906 | 0.27418 | 0.28631
F1_Industrial_Food Products_New_Space Heating_Natural Gas_Furnace_A_Achievable Economic TRC Potential | F1 | Industrial | Food Products | New | Space Heating | Natural Gas | Furnace | A | Original Unit Energy Savings (kWh or therms) | Achievable Economic TRC Potential | 0 | 1443.5073 | 1443.5073 | 1443.5073 | 1443.5073 | 1443.5073 | 1443.5073 | 1443.5073 | 1443.5073 | 1443.5073 | 1443.5073 | 1443.5073 | 1443.5073 | 1443.5073 | 1443.5073 | 1443.5073 | 1443.5073 | 1443.5073 | 1443.5073 | 1443.5073 | 1443.5073 | 1443.5073
F2_Industrial_Food Products_New_Space Heating_Natural Gas_Furnace_A_Achievable Economic TRC Potential | F2 | Industrial | Food Products | New | Space Heating | Natural Gas | Furnace | A | Original Unit Summer Peak Savings (kW) | Achievable Economic TRC Potential | 0 | 0 | 0 | 0 | 0 | 0 | 0 | 0 | 0 | 0 | 0 | 0 | 0 | 0 | 0 | 0 | 0 | 0 | 0 | 0 | 0 | 0
F3_Industrial_Food Products_New_Space Heating_Natural Gas_Furnace_A_Achievable Economic TRC Potential | F3 | Industrial | Food Products | New | Space Heating | Natural Gas | Furnace | A | Original Unit Winter Peak Savings (kW) | Achievable Economic TRC Potential | 0 | 0 | 0 | 0 | 0 | 0 | 0 | 0 | 0 | 0 | 0 | 0 | 0 | 0 | 0 | 0 | 0 | 0 | 0 | 0 | 0 | 0
F4_Industrial_Food Products_New_Space Heating_Natural Gas_Furnace_A_Achievable Economic TRC Potential | F4 | Industrial | Food Products | New | Space Heating | Natural Gas | Furnace | A | Standalone Impact on Baseline Energy (%) | Achievable Economic TRC Potential | 0% | 0% | 0.001165% | 0.0432% | 0.07493% | 0.1061% | 0.1249% | 0.1472% | 0.1683% | 0.1901% | 0.2052% | 0.2214% | 0.236% | 0.2514% | 0.261% | 0.2718% | 0.2818% | 0.2923% | 0.2986% | 0.3089% | 0.3179% | 0.3282%
F5_Industrial_Food Products_New_Space Heating_Natural Gas_Furnace_A_Achievable Economic TRC Potential | F5 | Industrial | Food Products | New | Space Heating | Natural Gas | Furnace | A | Standalone Impact on Baseline Summer Peak (%) | Achievable Economic TRC Potential | bar: 2019 to 2040
F6_Industrial_Food Products_New_Space Heating_Natural Gas_Furnace_A_Achievable Economic TRC Potential | F6 | Industrial | Food Products | New | Space Heating | Natural Gas | Furnace | A | Standalone Impact on Baseline Winter Peak (%) | Achievable Economic TRC Potential | bar: 2019 to 2040
F7_Industrial_Food Products_New_Space Heating_Natural Gas_Furnace_A_Achievable Economic TRC Potential | F7 | Industrial | Food Products | New | Space Heating | Natural Gas | Furnace | A | Incremental Energy Savings (MWh or mTherms) | Achievable Economic TRC Potential | 0 | 0 | 0.00025157 | 0.016034 | 0.023992 | 0.035856 | 0.026992 | 0.036975 | 0.040964 | 0.050087 | 0.039693 | 0.047851 | 0.048951 | 0.058395 | 0.040507 | 0.050081 | 0.050723 | 0.059681 | 0.039424 | 0.055947 | 0.054234 | 0.059179
F8_Industrial_Food Products_New_Space Heating_Natural Gas_Furnace_A_Achievable Economic TRC Potential | F8 | Industrial | Food Products | New | Space Heating | Natural Gas | Furnace | A | Incremental Summer Peak Savings (MW) | Achievable Economic TRC Potential | 0 | 0 | 0 | 0 | 0 | 0 | 0 | 0 | 0 | 0 | 0 | 0 | 0 | 0 | 0 | 0 | 0 | 0 | 0 | 0 | 0 | 0
F9_Industrial_Food Products_New_Space Heating_Natural Gas_Furnace_A_Achievable Economic TRC Potential | F9 | Industrial | Food Products | New | Space Heating | Natural Gas | Furnace | A | Incremental Winter Peak Savings (MW) | Achievable Economic TRC Potential | 0 | 0 | 0 | 0 | 0 | 0 | 0 | 0 | 0 | 0 | 0 | 0 | 0 | 0 | 0 | 0 | 0 | 0 | 0 | 0 | 0 | 0
F10_Industrial_Food Products_New_Space Heating_Natural Gas_Furnace_A_Achievable Economic TRC Potential | F10 | Industrial | Food Products | New | Space Heating | Natural Gas | Furnace | A | Cumulative Energy Savings (MWh or mTherms) | Achievable Economic TRC Potential | 0 | 0 | 0.00025157 | 0.016286 | 0.040278 | 0.076134 | 0.10313 | 0.1401 | 0.18106 | 0.23115 | 0.27085 | 0.3187 | 0.36765 | 0.42604 | 0.46655 | 0.51663 | 0.56735 | 0.62703 | 0.66646 | 0.72241 | 0.77664 | 0.83582
F11_Industrial_Food Products_New_Space Heating_Natural Gas_Furnace_A_Achievable Economic TRC Potential | F11 | Industrial | Food Products | New | Space Heating | Natural Gas | Furnace | A | Cumulative Summer Peak Savings (MW) | Achievable Economic TRC Potential | 0 | 0 | 0 | 0 | 0 | 0 | 0 | 0 | 0 | 0 | 0 | 0 | 0 | 0 | 0 | 0 | 0 | 0 | 0 | 0 | 0 | 0
F12_Industrial_Food Products_New_Space Heating_Natural Gas_Furnace_A_Achievable Economic TRC Potential | F12 | Industrial | Food Products | New | Space Heating | Natural Gas | Furnace | A | Cumulative Winter Peak Savings (MW) | Achievable Economic TRC Potential | 0 | 0 | 0 | 0 | 0 | 0 | 0 | 0 | 0 | 0 | 0 | 0 | 0 | 0 | 0 | 0 | 0 | 0 | 0 | 0 | 0 | 0
F13_Industrial_Food Products_New_Space Heating_Natural Gas_Furnace_A_Achievable Economic TRC Potential | F13 | Industrial | Food Products | New | Space Heating | Natural Gas | Furnace | A | Purchases (Incremental) | Achievable Economic TRC Potential | 0 | 0 | 0.00017428 | 0.011108 | 0.016621 | 0.024839 | 0.018699 | 0.025614 | 0.028378 | 0.034698 | 0.027498 | 0.033149 | 0.033911 | 0.040454 | 0.028062 | 0.034694 | 0.035138 | 0.041344 | 0.027311 | 0.038758 | 0.037571 | 0.040997
F14_Industrial_Food Products_New_Space Heating_Natural Gas_Furnace_A_Achievable Economic TRC Potential | F14 | Industrial | Food Products | New | Space Heating | Natural Gas | Furnace | A | Purchases (Cumulative) | Achievable Economic TRC Potential | 0 | 0 | 0.00017428 | 0.011282 | 0.027903 | 0.052742 | 0.071441 | 0.097056 | 0.12543 | 0.16013 | 0.18763 | 0.22078 | 0.25469 | 0.29514 | 0.32321 | 0.3579 | 0.39304 | 0.43438 | 0.46169 | 0.50045 | 0.53802 | 0.57902
F1_Industrial_Food Products_New_Space Heating_Natural Gas_Boiler_A_Achievable Economic TRC Potential | F1 | Industrial | Food Products | New | Space Heating | Natural Gas | Boiler | A | Original Unit Energy Savings (kWh or therms) | Achievable Economic TRC Potential | 0 | 6223.5803 | 6223.5803 | 6223.5803 | 6223.5803 | 6223.5803 | 6223.5803 | 6223.5803 | 6223.5803 | 6223.5803 | 6223.5803 | 6223.5803 | 6223.5803 | 6223.5803 | 6223.5803 | 6223.5803 | 6223.5803 | 6223.5803 | 6223.5803 | 6223.5803 | 6223.5803 | 6223.5803
F2_Industrial_Food Products_New_Space Heating_Natural Gas_Boiler_A_Achievable Economic TRC Potential | F2 | Industrial | Food Products | New | Space Heating | Natural Gas | Boiler | A | Original Unit Summer Peak Savings (kW) | Achievable Economic TRC Potential | 0 | 0 | 0 | 0 | 0 | 0 | 0 | 0 | 0 | 0 | 0 | 0 | 0 | 0 | 0 | 0 | 0 | 0 | 0 | 0 | 0 | 0
F3_Industrial_Food Products_New_Space Heating_Natural Gas_Boiler_A_Achievable Economic TRC Potential | F3 | Industrial | Food Products | New | Space Heating | Natural Gas | Boiler | A | Original Unit Winter Peak Savings (kW) | Achievable Economic TRC Potential | 0 | 0 | 0 | 0 | 0 | 0 | 0 | 0 | 0 | 0 | 0 | 0 | 0 | 0 | 0 | 0 | 0 | 0 | 0 | 0 | 0 | 0
F4_Industrial_Food Products_New_Space Heating_Natural Gas_Boiler_A_Achievable Economic TRC Potential | F4 | Industrial | Food Products | New | Space Heating | Natural Gas | Boiler | A | Standalone Impact on Baseline Energy (%) | Achievable Economic TRC Potential | 0% | 0% | 0.01593% | 0.4357% | 0.6673% | 0.8378% | 0.9165% | 0.9913% | 1.05% | 1.103% | 1.136% | 1.167% | 1.193% | 1.219% | 1.235% | 1.251% | 1.266% | 1.281% | 1.29% | 1.3% | 1.309% | 1.318%
F5_Industrial_Food Products_New_Space Heating_Natural Gas_Boiler_A_Achievable Economic TRC Potential | F5 | Industrial | Food Products | New | Space Heating | Natural Gas | Boiler | A | Standalone Impact on Baseline Summer Peak (%) | Achievable Economic TRC Potential | bar: 2019 to 2040
F6_Industrial_Food Products_New_Space Heating_Natural Gas_Boiler_A_Achievable Economic TRC Potential | F6 | Industrial | Food Products | New | Space Heating | Natural Gas | Boiler | A | Standalone Impact on Baseline Winter Peak (%) | Achievable Economic TRC Potential | bar: 2019 to 2040
F7_Industrial_Food Products_New_Space Heating_Natural Gas_Boiler_A_Achievable Economic TRC Potential | F7 | Industrial | Food Products | New | Space Heating | Natural Gas | Boiler | A | Incremental Energy Savings (MWh or mTherms) | Achievable Economic TRC Potential | 0 | 0 | 0.0034406 | 0.16081 | 0.19445 | 0.24246 | 0.15579 | 0.18652 | 0.18666 | 0.21108 | 0.15752 | 0.18121 | 0.1788 | 0.20742 | 0.14078 | 0.17109 | 0.17096 | 0.19902 | 0.13146 | 0.16199 | 0.15758 | 0.15711
F8_Industrial_Food Products_New_Space Heating_Natural Gas_Boiler_A_Achievable Economic TRC Potential | F8 | Industrial | Food Products | New | Space Heating | Natural Gas | Boiler | A | Incremental Summer Peak Savings (MW) | Achievable Economic TRC Potential | 0 | 0 | 0 | 0 | 0 | 0 | 0 | 0 | 0 | 0 | 0 | 0 | 0 | 0 | 0 | 0 | 0 | 0 | 0 | 0 | 0 | 0
F9_Industrial_Food Products_New_Space Heating_Natural Gas_Boiler_A_Achievable Economic TRC Potential | F9 | Industrial | Food Products | New | Space Heating | Natural Gas | Boiler | A | Incremental Winter Peak Savings (MW) | Achievable Economic TRC Potential | 0 | 0 | 0 | 0 | 0 | 0 | 0 | 0 | 0 | 0 | 0 | 0 | 0 | 0 | 0 | 0 | 0 | 0 | 0 | 0 | 0 | 0
F10_Industrial_Food Products_New_Space Heating_Natural Gas_Boiler_A_Achievable Economic TRC Potential | F10 | Industrial | Food Products | New | Space Heating | Natural Gas | Boiler | A | Cumulative Energy Savings (MWh or mTherms) | Achievable Economic TRC Potential | 0 | 0 | 0.0034406 | 0.16425 | 0.3587 | 0.60116 | 0.75695 | 0.94347 | 1.1301 | 1.3412 | 1.4987 | 1.6799 | 1.8587 | 2.0662 | 2.2069 | 2.378 | 2.549 | 2.748 | 2.8795 | 3.0415 | 3.199 | 3.3562
F11_Industrial_Food Products_New_Space Heating_Natural Gas_Boiler_A_Achievable Economic TRC Potential | F11 | Industrial | Food Products | New | Space Heating | Natural Gas | Boiler | A | Cumulative Summer Peak Savings (MW) | Achievable Economic TRC Potential | 0 | 0 | 0 | 0 | 0 | 0 | 0 | 0 | 0 | 0 | 0 | 0 | 0 | 0 | 0 | 0 | 0 | 0 | 0 | 0 | 0 | 0
F12_Industrial_Food Products_New_Space Heating_Natural Gas_Boiler_A_Achievable Economic TRC Potential | F12 | Industrial | Food Products | New | Space Heating | Natural Gas | Boiler | A | Cumulative Winter Peak Savings (MW) | Achievable Economic TRC Potential | 0 | 0 | 0 | 0 | 0 | 0 | 0 | 0 | 0 | 0 | 0 | 0 | 0 | 0 | 0 | 0 | 0 | 0 | 0 | 0 | 0 | 0
F13_Industrial_Food Products_New_Space Heating_Natural Gas_Boiler_A_Achievable Economic TRC Potential | F13 | Industrial | Food Products | New | Space Heating | Natural Gas | Boiler | A | Purchases (Incremental) | Achievable Economic TRC Potential | 0 | 0 | 0.00055283 | 0.025839 | 0.031243 | 0.038959 | 0.025032 | 0.02997 | 0.029992 | 0.033916 | 0.025309 | 0.029116 | 0.02873 | 0.033328 | 0.02262 | 0.027491 | 0.02747 | 0.031979 | 0.021123 | 0.026029 | 0.02532 | 0.025245
F14_Industrial_Food Products_New_Space Heating_Natural Gas_Boiler_A_Achievable Economic TRC Potential | F14 | Industrial | Food Products | New | Space Heating | Natural Gas | Boiler | A | Purchases (Cumulative) | Achievable Economic TRC Potential | 0 | 0 | 0.00055283 | 0.026392 | 0.057635 | 0.096594 | 0.12163 | 0.1516 | 0.18159 | 0.2155 | 0.24081 | 0.26993 | 0.29866 | 0.33199 | 0.35461 | 0.3821 | 0.40957 | 0.44155 | 0.46267 | 0.4887 | 0.51402 | 0.53927
F1_Industrial_Food Products_New_Space Heating_Natural Gas_Unit Heater_A_Achievable Economic TRC Potential | F1 | Industrial | Food Products | New | Space Heating | Natural Gas | Unit Heater | A | Original Unit Energy Savings (kWh or therms) | Achievable Economic TRC Potential | 0 | 43660.7244 | 43660.7244 | 43660.7244 | 43660.7244 | 43660.7244 | 43660.7244 | 43660.7244 | 43660.7244 | 43660.7244 | 43660.7244 | 43660.7244 | 43660.7244 | 43660.7244 | 43660.7244 | 43660.7244 | 43660.7244 | 43660.7244 | 43660.7244 | 43660.7244 | 43660.7244 | 43660.7244
F2_Industrial_Food Products_New_Space Heating_Natural Gas_Unit Heater_A_Achievable Economic TRC Potential | F2 | Industrial | Food Products | New | Space Heating | Natural Gas | Unit Heater | A | Original Unit Summer Peak Savings (kW) | Achievable Economic TRC Potential | 0 | 0 | 0 | 0 | 0 | 0 | 0 | 0 | 0 | 0 | 0 | 0 | 0 | 0 | 0 | 0 | 0 | 0 | 0 | 0 | 0 | 0
F3_Industrial_Food Products_New_Space Heating_Natural Gas_Unit Heater_A_Achievable Economic TRC Potential | F3 | Industrial | Food Products | New | Space Heating | Natural Gas | Unit Heater | A | Original Unit Winter Peak Savings (kW) | Achievable Economic TRC Potential | 0 | 0 | 0 | 0 | 0 | 0 | 0 | 0 | 0 | 0 | 0 | 0 | 0 | 0 | 0 | 0 | 0 | 0 | 0 | 0 | 0 | 0
F4_Industrial_Food Products_New_Space Heating_Natural Gas_Unit Heater_A_Achievable Economic TRC Potential | F4 | Industrial | Food Products | New | Space Heating | Natural Gas | Unit Heater | A | Standalone Impact on Baseline Energy (%) | Achievable Economic TRC Potential | 0% | 0% | 0.01765% | 0.6547% | 1.136% | 1.608% | 1.892% | 2.231% | 2.55% | 2.881% | 3.11% | 3.355% | 3.747% | 4.099% | 4.448% | 4.738% | 5.012% | 5.377% | 5.55% | 5.793% | 5.986% | 6.102%
F5_Industrial_Food Products_New_Space Heating_Natural Gas_Unit Heater_A_Achievable Economic TRC Potential | F5 | Industrial | Food Products | New | Space Heating | Natural Gas | Unit Heater | A | Standalone Impact on Baseline Summer Peak (%) | Achievable Economic TRC Potential | bar: 2019 to 2040
F6_Industrial_Food Products_New_Space Heating_Natural Gas_Unit Heater_A_Achievable Economic TRC Potential | F6 | Industrial | Food Products | New | Space Heating | Natural Gas | Unit Heater | A | Standalone Impact on Baseline Winter Peak (%) | Achievable Economic TRC Potential | bar: 2019 to 2040
F7_Industrial_Food Products_New_Space Heating_Natural Gas_Unit Heater_A_Achievable Economic TRC Potential | F7 | Industrial | Food Products | New | Space Heating | Natural Gas | Unit Heater | A | Incremental Energy Savings (MWh or mTherms) | Achievable Economic TRC Potential | 0 | 0 | 0.0038124 | 0.24299 | 0.36359 | 0.54337 | 0.40905 | 0.56032 | 0.62078 | 0.75903 | 0.60153 | 0.72515 | 1.0068 | 1.1094 | 1.0061 | 1.0539 | 1.0863 | 1.4413 | 0.85448 | 1.1609 | 1.075 | 0.91687
F8_Industrial_Food Products_New_Space Heating_Natural Gas_Unit Heater_A_Achievable Economic TRC Potential | F8 | Industrial | Food Products | New | Space Heating | Natural Gas | Unit Heater | A | Incremental Summer Peak Savings (MW) | Achievable Economic TRC Potential | 0 | 0 | 0 | 0 | 0 | 0 | 0 | 0 | 0 | 0 | 0 | 0 | 0 | 0 | 0 | 0 | 0 | 0 | 0 | 0 | 0 | 0
F9_Industrial_Food Products_New_Space Heating_Natural Gas_Unit Heater_A_Achievable Economic TRC Potential | F9 | Industrial | Food Products | New | Space Heating | Natural Gas | Unit Heater | A | Incremental Winter Peak Savings (MW) | Achievable Economic TRC Potential | 0 | 0 | 0 | 0 | 0 | 0 | 0 | 0 | 0 | 0 | 0 | 0 | 0 | 0 | 0 | 0 | 0 | 0 | 0 | 0 | 0 | 0
F10_Industrial_Food Products_New_Space Heating_Natural Gas_Unit Heater_A_Achievable Economic TRC Potential | F10 | Industrial | Food Products | New | Space Heating | Natural Gas | Unit Heater | A | Cumulative Energy Savings (MWh or mTherms) | Achievable Economic TRC Potential | 0 | 0 | 0.0038124 | 0.2468 | 0.61039 | 1.1538 | 1.5628 | 2.1231 | 2.7439 | 3.5029 | 4.1045 | 4.8296 | 5.8364 | 6.9458 | 7.9519 | 9.0058 | 10.0921 | 11.5334 | 12.3879 | 13.5488 | 14.6237 | 15.5406
F11_Industrial_Food Products_New_Space Heating_Natural Gas_Unit Heater_A_Achievable Economic TRC Potential | F11 | Industrial | Food Products | New | Space Heating | Natural Gas | Unit Heater | A | Cumulative Summer Peak Savings (MW) | Achievable Economic TRC Potential | 0 | 0 | 0 | 0 | 0 | 0 | 0 | 0 | 0 | 0 | 0 | 0 | 0 | 0 | 0 | 0 | 0 | 0 | 0 | 0 | 0 | 0
F12_Industrial_Food Products_New_Space Heating_Natural Gas_Unit Heater_A_Achievable Economic TRC Potential | F12 | Industrial | Food Products | New | Space Heating | Natural Gas | Unit Heater | A | Cumulative Winter Peak Savings (MW) | Achievable Economic TRC Potential | 0 | 0 | 0 | 0 | 0 | 0 | 0 | 0 | 0 | 0 | 0 | 0 | 0 | 0 | 0 | 0 | 0 | 0 | 0 | 0 | 0 | 0
F13_Industrial_Food Products_New_Space Heating_Natural Gas_Unit Heater_A_Achievable Economic TRC Potential | F13 | Industrial | Food Products | New | Space Heating | Natural Gas | Unit Heater | A | Purchases (Incremental) | Achievable Economic TRC Potential | 0 | 0 | 8.7318e-05 | 0.0055654 | 0.0083276 | 0.012445 | 0.0093688 | 0.012834 | 0.014218 | 0.017385 | 0.013777 | 0.016609 | 0.023059 | 0.02541 | 0.023131 | 0.029704 | 0.033207 | 0.045458 | 0.02894 | 0.039422 | 0.038839 | 0.038385
F14_Industrial_Food Products_New_Space Heating_Natural Gas_Unit Heater_A_Achievable Economic TRC Potential | F14 | Industrial | Food Products | New | Space Heating | Natural Gas | Unit Heater | A | Purchases (Cumulative) | Achievable Economic TRC Potential | 0 | 0 | 8.7318e-05 | 0.0056527 | 0.01398 | 0.026425 | 0.035794 | 0.048628 | 0.062846 | 0.080231 | 0.094008 | 0.11062 | 0.13368 | 0.15909 | 0.18213 | 0.20627 | 0.23115 | 0.26416 | 0.28373 | 0.31032 | 0.33494 | 0.35594
F1_Industrial_Agriculture_Existing_Space Heating_Natural Gas_Furnace_A_Achievable Economic TRC Potential | F1 | Industrial | Agriculture | Existing | Space Heating | Natural Gas | Furnace | A | Original Unit Energy Savings (kWh or therms) | Achievable Economic TRC Potential | 0 | 1443.5459 | 1443.5459 | 1443.5459 | 1443.5459 | 1443.5459 | 1443.5459 | 1443.5459 | 1443.5459 | 1443.5459 | 1443.5459 | 1443.5459 | 1443.5459 | 1443.5459 | 1443.5459 | 1443.5459 | 1443.5459 | 1443.5459 | 1443.5459 | 1443.5459 | 1443.5459 | 1443.5459
F2_Industrial_Agriculture_Existing_Space Heating_Natural Gas_Furnace_A_Achievable Economic TRC Potential | F2 | Industrial | Agriculture | Existing | Space Heating | Natural Gas | Furnace | A | Original Unit Summer Peak Savings (kW) | Achievable Economic TRC Potential | 0 | 0 | 0 | 0 | 0 | 0 | 0 | 0 | 0 | 0 | 0 | 0 | 0 | 0 | 0 | 0 | 0 | 0 | 0 | 0 | 0 | 0
F3_Industrial_Agriculture_Existing_Space Heating_Natural Gas_Furnace_A_Achievable Economic TRC Potential | F3 | Industrial | Agriculture | Existing | Space Heating | Natural Gas | Furnace | A | Original Unit Winter Peak Savings (kW) | Achievable Economic TRC Potential | 0 | 0 | 0 | 0 | 0 | 0 | 0 | 0 | 0 | 0 | 0 | 0 | 0 | 0 | 0 | 0 | 0 | 0 | 0 | 0 | 0 | 0
F4_Industrial_Agriculture_Existing_Space Heating_Natural Gas_Furnace_A_Achievable Economic TRC Potential | F4 | Industrial | Agriculture | Existing | Space Heating | Natural Gas | Furnace | A | Standalone Impact on Baseline Energy (%) | Achievable Economic TRC Potential | 0% | 0% | 0.00132% | 0.004149% | 0.008663% | 0.01503% | 0.02342% | 0.03382% | 0.04604% | 0.05991% | 0.07531% | 0.0921% | 0.1089% | 0.1255% | 0.1419% | 0.158% | 0.1738% | 0.1893% | 0.2044% | 0.22% | 0.2361% | 0.2528%
F5_Industrial_Agriculture_Existing_Space Heating_Natural Gas_Furnace_A_Achievable Economic TRC Potential | F5 | Industrial | Agriculture | Existing | Space Heating | Natural Gas | Furnace | A | Standalone Impact on Baseline Summer Peak (%) | Achievable Economic TRC Potential | bar: 2019 to 2040
F6_Industrial_Agriculture_Existing_Space Heating_Natural Gas_Furnace_A_Achievable Economic TRC Potential | F6 | Industrial | Agriculture | Existing | Space Heating | Natural Gas | Furnace | A | Standalone Impact on Baseline Winter Peak (%) | Achievable Economic TRC Potential | bar: 2019 to 2040
F7_Industrial_Agriculture_Existing_Space Heating_Natural Gas_Furnace_A_Achievable Economic TRC Potential | F7 | Industrial | Agriculture | Existing | Space Heating | Natural Gas | Furnace | A | Incremental Energy Savings (MWh or mTherms) | Achievable Economic TRC Potential | 0 | 0 | 0.013961 | 0.029044 | 0.045039 | 0.061759 | 0.079039 | 0.09512 | 0.10848 | 0.1195 | 0.12851 | 0.13582 | 0.13025 | 0.12389 | 0.11712 | 0.1102 | 0.10331 | 0.096581 | 0.089339 | 0.089467 | 0.089789 | 0.090258
F8_Industrial_Agriculture_Existing_Space Heating_Natural Gas_Furnace_A_Achievable Economic TRC Potential | F8 | Industrial | Agriculture | Existing | Space Heating | Natural Gas | Furnace | A | Incremental Summer Peak Savings (MW) | Achievable Economic TRC Potential | 0 | 0 | 0 | 0 | 0 | 0 | 0 | 0 | 0 | 0 | 0 | 0 | 0 | 0 | 0 | 0 | 0 | 0 | 0 | 0 | 0 | 0
F9_Industrial_Agriculture_Existing_Space Heating_Natural Gas_Furnace_A_Achievable Economic TRC Potential | F9 | Industrial | Agriculture | Existing | Space Heating | Natural Gas | Furnace | A | Incremental Winter Peak Savings (MW) | Achievable Economic TRC Potential | 0 | 0 | 0 | 0 | 0 | 0 | 0 | 0 | 0 | 0 | 0 | 0 | 0 | 0 | 0 | 0 | 0 | 0 | 0 | 0 | 0 | 0
F10_Industrial_Agriculture_Existing_Space Heating_Natural Gas_Furnace_A_Achievable Economic TRC Potential | F10 | Industrial | Agriculture | Existing | Space Heating | Natural Gas | Furnace | A | Cumulative Energy Savings (MWh or mTherms) | Achievable Economic TRC Potential | 0 | 0 | 0.013961 | 0.043005 | 0.088044 | 0.1498 | 0.22884 | 0.32396 | 0.43244 | 0.55194 | 0.68045 | 0.81627 | 0.94652 | 1.0704 | 1.1875 | 1.2977 | 1.401 | 1.4976 | 1.5869 | 1.6764 | 1.7662 | 1.8565
F11_Industrial_Agriculture_Existing_Space Heating_Natural Gas_Furnace_A_Achievable Economic TRC Potential | F11 | Industrial | Agriculture | Existing | Space Heating | Natural Gas | Furnace | A | Cumulative Summer Peak Savings (MW) | Achievable Economic TRC Potential | 0 | 0 | 0 | 0 | 0 | 0 | 0 | 0 | 0 | 0 | 0 | 0 | 0 | 0 | 0 | 0 | 0 | 0 | 0 | 0 | 0 | 0
F12_Industrial_Agriculture_Existing_Space Heating_Natural Gas_Furnace_A_Achievable Economic TRC Potential | F12 | Industrial | Agriculture | Existing | Space Heating | Natural Gas | Furnace | A | Cumulative Winter Peak Savings (MW) | Achievable Economic TRC Potential | 0 | 0 | 0 | 0 | 0 | 0 | 0 | 0 | 0 | 0 | 0 | 0 | 0 | 0 | 0 | 0 | 0 | 0 | 0 | 0 | 0 | 0
F13_Industrial_Agriculture_Existing_Space Heating_Natural Gas_Furnace_A_Achievable Economic TRC Potential | F13 | Industrial | Agriculture | Existing | Space Heating | Natural Gas | Furnace | A | Purchases (Incremental) | Achievable Economic TRC Potential | 0 | 0 | 0.0096714 | 0.02012 | 0.0312 | 0.042783 | 0.054754 | 0.065893 | 0.075148 | 0.08278 | 0.089025 | 0.094089 | 0.090226 | 0.085821 | 0.081131 | 0.076338 | 0.071567 | 0.066906 | 0.061889 | 0.061977 | 0.0622 | 0.062525
F14_Industrial_Agriculture_Existing_Space Heating_Natural Gas_Furnace_A_Achievable Economic TRC Potential | F14 | Industrial | Agriculture | Existing | Space Heating | Natural Gas | Furnace | A | Purchases (Cumulative) | Achievable Economic TRC Potential | 0 | 0 | 0.0096714 | 0.029791 | 0.060991 | 0.10377 | 0.15853 | 0.22442 | 0.29957 | 0.38235 | 0.47137 | 0.56546 | 0.65569 | 0.74151 | 0.82264 | 0.89898 | 0.97055 | 1.0375 | 1.0993 | 1.1613 | 1.2235 | 1.286
F1_Industrial_Agriculture_Existing_Space Heating_Natural Gas_Boiler_A_Achievable Economic TRC Potential | F1 | Industrial | Agriculture | Existing | Space Heating | Natural Gas | Boiler | A | Original Unit Energy Savings (kWh or therms) | Achievable Economic TRC Potential | 0 | 6227.3193 | 6227.3193 | 6227.3193 | 6227.3193 | 6227.3193 | 6227.3193 | 6227.3193 | 6227.3193 | 6227.3193 | 6227.3193 | 6227.3193 | 6227.3193 | 6227.3193 | 6227.3193 | 6227.3193 | 6227.3193 | 6227.3193 | 6227.3193 | 6227.3193 | 6227.3193 | 6227.3193
F2_Industrial_Agriculture_Existing_Space Heating_Natural Gas_Boiler_A_Achievable Economic TRC Potential | F2 | Industrial | Agriculture | Existing | Space Heating | Natural Gas | Boiler | A | Original Unit Summer Peak Savings (kW) | Achievable Economic TRC Potential | 0 | 0 | 0 | 0 | 0 | 0 | 0 | 0 | 0 | 0 | 0 | 0 | 0 | 0 | 0 | 0 | 0 | 0 | 0 | 0 | 0 | 0
F3_Industrial_Agriculture_Existing_Space Heating_Natural Gas_Boiler_A_Achievable Economic TRC Potential | F3 | Industrial | Agriculture | Existing | Space Heating | Natural Gas | Boiler | A | Original Unit Winter Peak Savings (kW) | Achievable Economic TRC Potential | 0 | 0 | 0 | 0 | 0 | 0 | 0 | 0 | 0 | 0 | 0 | 0 | 0 | 0 | 0 | 0 | 0 | 0 | 0 | 0 | 0 | 0
F4_Industrial_Agriculture_Existing_Space Heating_Natural Gas_Boiler_A_Achievable Economic TRC Potential | F4 | Industrial | Agriculture | Existing | Space Heating | Natural Gas | Boiler | A | Standalone Impact on Baseline Energy (%) | Achievable Economic TRC Potential | 0% | 0% | 0.01982% | 0.0496% | 0.08655% | 0.1286% | 0.1746% | 0.2232% | 0.2737% | 0.3257% | 0.3791% | 0.4338% | 0.4897% | 0.5469% | 0.6053% | 0.665% | 0.7259% | 0.7881% | 0.8516% | 0.9163% | 0.9823% | 1.05%
F5_Industrial_Agriculture_Existing_Space Heating_Natural Gas_Boiler_A_Achievable Economic TRC Potential | F5 | Industrial | Agriculture | Existing | Space Heating | Natural Gas | Boiler | A | Standalone Impact on Baseline Summer Peak (%) | Achievable Economic TRC Potential | bar: 2019 to 2040
F6_Industrial_Agriculture_Existing_Space Heating_Natural Gas_Boiler_A_Achievable Economic TRC Potential | F6 | Industrial | Agriculture | Existing | Space Heating | Natural Gas | Boiler | A | Standalone Impact on Baseline Winter Peak (%) | Achievable Economic TRC Potential | bar: 2019 to 2040
F7_Industrial_Agriculture_Existing_Space Heating_Natural Gas_Boiler_A_Achievable Economic TRC Potential | F7 | Industrial | Agriculture | Existing | Space Heating | Natural Gas | Boiler | A | Incremental Energy Savings (MWh or mTherms) | Achievable Economic TRC Potential | 0 | 0 | 0.20958 | 0.30456 | 0.36548 | 0.40225 | 0.4243 | 0.4324 | 0.4328 | 0.42951 | 0.42462 | 0.41892 | 0.41306 | 0.40715 | 0.40122 | 0.39527 | 0.38932 | 0.38338 | 0.37746 | 0.37157 | 0.36572 | 0.35991
F8_Industrial_Agriculture_Existing_Space Heating_Natural Gas_Boiler_A_Achievable Economic TRC Potential | F8 | Industrial | Agriculture | Existing | Space Heating | Natural Gas | Boiler | A | Incremental Summer Peak Savings (MW) | Achievable Economic TRC Potential | 0 | 0 | 0 | 0 | 0 | 0 | 0 | 0 | 0 | 0 | 0 | 0 | 0 | 0 | 0 | 0 | 0 | 0 | 0 | 0 | 0 | 0
F9_Industrial_Agriculture_Existing_Space Heating_Natural Gas_Boiler_A_Achievable Economic TRC Potential | F9 | Industrial | Agriculture | Existing | Space Heating | Natural Gas | Boiler | A | Incremental Winter Peak Savings (MW) | Achievable Economic TRC Potential | 0 | 0 | 0 | 0 | 0 | 0 | 0 | 0 | 0 | 0 | 0 | 0 | 0 | 0 | 0 | 0 | 0 | 0 | 0 | 0 | 0 | 0
F10_Industrial_Agriculture_Existing_Space Heating_Natural Gas_Boiler_A_Achievable Economic TRC Potential | F10 | Industrial | Agriculture | Existing | Space Heating | Natural Gas | Boiler | A | Cumulative Energy Savings (MWh or mTherms) | Achievable Economic TRC Potential | 0 | 0 | 0.20958 | 0.51415 | 0.87963 | 1.2819 | 1.7062 | 2.1386 | 2.5714 | 3.0009 | 3.4255 | 3.8444 | 4.2575 | 4.6646 | 5.0659 | 5.4611 | 5.8505 | 6.2338 | 6.6113 | 6.9829 | 7.3486 | 7.7085
F11_Industrial_Agriculture_Existing_Space Heating_Natural Gas_Boiler_A_Achievable Economic TRC Potential | F11 | Industrial | Agriculture | Existing | Space Heating | Natural Gas | Boiler | A | Cumulative Summer Peak Savings (MW) | Achievable Economic TRC Potential | 0 | 0 | 0 | 0 | 0 | 0 | 0 | 0 | 0 | 0 | 0 | 0 | 0 | 0 | 0 | 0 | 0 | 0 | 0 | 0 | 0 | 0
F12_Industrial_Agriculture_Existing_Space Heating_Natural Gas_Boiler_A_Achievable Economic TRC Potential | F12 | Industrial | Agriculture | Existing | Space Heating | Natural Gas | Boiler | A | Cumulative Winter Peak Savings (MW) | Achievable Economic TRC Potential | 0 | 0 | 0 | 0 | 0 | 0 | 0 | 0 | 0 | 0 | 0 | 0 | 0 | 0 | 0 | 0 | 0 | 0 | 0 | 0 | 0 | 0
F13_Industrial_Agriculture_Existing_Space Heating_Natural Gas_Boiler_A_Achievable Economic TRC Potential | F13 | Industrial | Agriculture | Existing | Space Heating | Natural Gas | Boiler | A | Purchases (Incremental) | Achievable Economic TRC Potential | 0 | 0 | 0.033655 | 0.048908 | 0.05869 | 0.064595 | 0.068135 | 0.069436 | 0.0695 | 0.068972 | 0.068187 | 0.067272 | 0.06633 | 0.065382 | 0.064429 | 0.063473 | 0.062518 | 0.061564 | 0.060614 | 0.059668 | 0.058728 | 0.057795
F14_Industrial_Agriculture_Existing_Space Heating_Natural Gas_Boiler_A_Achievable Economic TRC Potential | F14 | Industrial | Agriculture | Existing | Space Heating | Natural Gas | Boiler | A | Purchases (Cumulative) | Achievable Economic TRC Potential | 0 | 0 | 0.033655 | 0.082563 | 0.14125 | 0.20585 | 0.27398 | 0.34342 | 0.41292 | 0.48189 | 0.55008 | 0.61735 | 0.68368 | 0.74906 | 0.81349 | 0.87696 | 0.93948 | 1.001 | 1.0617 | 1.1213 | 1.1801 | 1.2379
F1_Industrial_Agriculture_Existing_Space Heating_Natural Gas_Unit Heater_A_Achievable Economic TRC Potential | F1 | Industrial | Agriculture | Existing | Space Heating | Natural Gas | Unit Heater | A | Original Unit Energy Savings (kWh or therms) | Achievable Economic TRC Potential | 0 | 43660.7244 | 43660.7244 | 43660.7244 | 43660.7244 | 43660.7244 | 43660.7244 | 43660.7244 | 43660.7244 | 43660.7244 | 43660.7244 | 43660.7244 | 43660.7244 | 43660.7244 | 43660.7244 | 43660.7244 | 43660.7244 | 43660.7244 | 43660.7244 | 43660.7244 | 43660.7244 | 43660.7244
F2_Industrial_Agriculture_Existing_Space Heating_Natural Gas_Unit Heater_A_Achievable Economic TRC Potential | F2 | Industrial | Agriculture | Existing | Space Heating | Natural Gas | Unit Heater | A | Original Unit Summer Peak Savings (kW) | Achievable Economic TRC Potential | 0 | 0 | 0 | 0 | 0 | 0 | 0 | 0 | 0 | 0 | 0 | 0 | 0 | 0 | 0 | 0 | 0 | 0 | 0 | 0 | 0 | 0
F3_Industrial_Agriculture_Existing_Space Heating_Natural Gas_Unit Heater_A_Achievable Economic TRC Potential | F3 | Industrial | Agriculture | Existing | Space Heating | Natural Gas | Unit Heater | A | Original Unit Winter Peak Savings (kW) | Achievable Economic TRC Potential | 0 | 0 | 0 | 0 | 0 | 0 | 0 | 0 | 0 | 0 | 0 | 0 | 0 | 0 | 0 | 0 | 0 | 0 | 0 | 0 | 0 | 0
F4_Industrial_Agriculture_Existing_Space Heating_Natural Gas_Unit Heater_A_Achievable Economic TRC Potential | F4 | Industrial | Agriculture | Existing | Space Heating | Natural Gas | Unit Heater | A | Standalone Impact on Baseline Energy (%) | Achievable Economic TRC Potential | 0% | 0% | 0.001758% | 0.008631% | 0.02544% | 0.05832% | 0.1147% | 0.2015% | 0.3244% | 0.4883% | 0.693% | 0.9373% | 1.221% | 1.543% | 1.903% | 2.297% | 2.722% | 3.121% | 3.489% | 3.822% | 4.121% | 4.383%
F5_Industrial_Agriculture_Existing_Space Heating_Natural Gas_Unit Heater_A_Achievable Economic TRC Potential | F5 | Industrial | Agriculture | Existing | Space Heating | Natural Gas | Unit Heater | A | Standalone Impact on Baseline Summer Peak (%) | Achievable Economic TRC Potential | bar: 2019 to 2040
F6_Industrial_Agriculture_Existing_Space Heating_Natural Gas_Unit Heater_A_Achievable Economic TRC Potential | F6 | Industrial | Agriculture | Existing | Space Heating | Natural Gas | Unit Heater | A | Standalone Impact on Baseline Winter Peak (%) | Achievable Economic TRC Potential | bar: 2019 to 2040
F7_Industrial_Agriculture_Existing_Space Heating_Natural Gas_Unit Heater_A_Achievable Economic TRC Potential | F7 | Industrial | Agriculture | Existing | Space Heating | Natural Gas | Unit Heater | A | Incremental Energy Savings (MWh or mTherms) | Achievable Economic TRC Potential | 0 | 0 | 0.018586 | 0.070883 | 0.16904 | 0.32265 | 0.53911 | 0.81023 | 1.117 | 1.4512 | 1.7626 | 2.0452 | 2.3053 | 2.5496 | 2.7652 | 2.9414 | 3.0695 | 2.7503 | 2.3965 | 2.0427 | 1.7005 | 1.3636
F8_Industrial_Agriculture_Existing_Space Heating_Natural Gas_Unit Heater_A_Achievable Economic TRC Potential | F8 | Industrial | Agriculture | Existing | Space Heating | Natural Gas | Unit Heater | A | Incremental Summer Peak Savings (MW) | Achievable Economic TRC Potential | 0 | 0 | 0 | 0 | 0 | 0 | 0 | 0 | 0 | 0 | 0 | 0 | 0 | 0 | 0 | 0 | 0 | 0 | 0 | 0 | 0 | 0
F9_Industrial_Agriculture_Existing_Space Heating_Natural Gas_Unit Heater_A_Achievable Economic TRC Potential | F9 | Industrial | Agriculture | Existing | Space Heating | Natural Gas | Unit Heater | A | Incremental Winter Peak Savings (MW) | Achievable Economic TRC Potential | 0 | 0 | 0 | 0 | 0 | 0 | 0 | 0 | 0 | 0 | 0 | 0 | 0 | 0 | 0 | 0 | 0 | 0 | 0 | 0 | 0 | 0
F10_Industrial_Agriculture_Existing_Space Heating_Natural Gas_Unit Heater_A_Achievable Economic TRC Potential | F10 | Industrial | Agriculture | Existing | Space Heating | Natural Gas | Unit Heater | A | Cumulative Energy Savings (MWh or mTherms) | Achievable Economic TRC Potential | 0 | 0 | 0.018586 | 0.089469 | 0.25851 | 0.58115 | 1.1203 | 1.9305 | 3.0475 | 4.4987 | 6.2613 | 8.3065 | 10.6118 | 13.1614 | 15.9266 | 18.868 | 21.9375 | 24.6878 | 27.0843 | 29.127 | 30.8275 | 32.1911
F11_Industrial_Agriculture_Existing_Space Heating_Natural Gas_Unit Heater_A_Achievable Economic TRC Potential | F11 | Industrial | Agriculture | Existing | Space Heating | Natural Gas | Unit Heater | A | Cumulative Summer Peak Savings (MW) | Achievable Economic TRC Potential | 0 | 0 | 0 | 0 | 0 | 0 | 0 | 0 | 0 | 0 | 0 | 0 | 0 | 0 | 0 | 0 | 0 | 0 | 0 | 0 | 0 | 0
F12_Industrial_Agriculture_Existing_Space Heating_Natural Gas_Unit Heater_A_Achievable Economic TRC Potential | F12 | Industrial | Agriculture | Existing | Space Heating | Natural Gas | Unit Heater | A | Cumulative Winter Peak Savings (MW) | Achievable Economic TRC Potential | 0 | 0 | 0 | 0 | 0 | 0 | 0 | 0 | 0 | 0 | 0 | 0 | 0 | 0 | 0 | 0 | 0 | 0 | 0 | 0 | 0 | 0
F13_Industrial_Agriculture_Existing_Space Heating_Natural Gas_Unit Heater_A_Achievable Economic TRC Potential | F13 | Industrial | Agriculture | Existing | Space Heating | Natural Gas | Unit Heater | A | Purchases (Incremental) | Achievable Economic TRC Potential | 0 | 0 | 0.00042569 | 0.0016235 | 0.0038716 | 0.0073898 | 0.012348 | 0.018558 | 0.025585 | 0.033237 | 0.04037 | 0.046842 | 0.052801 | 0.058396 | 0.063759 | 0.068993 | 0.074176 | 0.070381 | 0.067237 | 0.065342 | 0.064533 | 0.06447
F14_Industrial_Agriculture_Existing_Space Heating_Natural Gas_Unit Heater_A_Achievable Economic TRC Potential | F14 | Industrial | Agriculture | Existing | Space Heating | Natural Gas | Unit Heater | A | Purchases (Cumulative) | Achievable Economic TRC Potential | 0 | 0 | 0.00042569 | 0.0020492 | 0.0059208 | 0.013311 | 0.025658 | 0.044216 | 0.069801 | 0.10304 | 0.14341 | 0.19025 | 0.24305 | 0.30145 | 0.36478 | 0.43215 | 0.50245 | 0.56545 | 0.62034 | 0.66712 | 0.70607 | 0.7373
F1_Industrial_Agriculture_New_Space Heating_Natural Gas_Furnace_A_Achievable Economic TRC Potential | F1 | Industrial | Agriculture | New | Space Heating | Natural Gas | Furnace | A | Original Unit Energy Savings (kWh or therms) | Achievable Economic TRC Potential | 0 | 1443.5073 | 1443.5073 | 1443.5073 | 1443.5073 | 1443.5073 | 1443.5073 | 1443.5073 | 1443.5073 | 1443.5073 | 1443.5073 | 1443.5073 | 1443.5073 | 1443.5073 | 1443.5073 | 1443.5073 | 1443.5073 | 1443.5073 | 1443.5073 | 1443.5073 | 1443.5073 | 1443.5073
F2_Industrial_Agriculture_New_Space Heating_Natural Gas_Furnace_A_Achievable Economic TRC Potential | F2 | Industrial | Agriculture | New | Space Heating | Natural Gas | Furnace | A | Original Unit Summer Peak Savings (kW) | Achievable Economic TRC Potential | 0 | 0 | 0 | 0 | 0 | 0 | 0 | 0 | 0 | 0 | 0 | 0 | 0 | 0 | 0 | 0 | 0 | 0 | 0 | 0 | 0 | 0
F3_Industrial_Agriculture_New_Space Heating_Natural Gas_Furnace_A_Achievable Economic TRC Potential | F3 | Industrial | Agriculture | New | Space Heating | Natural Gas | Furnace | A | Original Unit Winter Peak Savings (kW) | Achievable Economic TRC Potential | 0 | 0 | 0 | 0 | 0 | 0 | 0 | 0 | 0 | 0 | 0 | 0 | 0 | 0 | 0 | 0 | 0 | 0 | 0 | 0 | 0 | 0
F4_Industrial_Agriculture_New_Space Heating_Natural Gas_Furnace_A_Achievable Economic TRC Potential | F4 | Industrial | Agriculture | New | Space Heating | Natural Gas | Furnace | A | Standalone Impact on Baseline Energy (%) | Achievable Economic TRC Potential | 0% | 0% | 0.001165% | 0.0432% | 0.07493% | 0.1061% | 0.1249% | 0.1472% | 0.1683% | 0.1901% | 0.2052% | 0.2214% | 0.236% | 0.2514% | 0.261% | 0.2718% | 0.2818% | 0.2923% | 0.2986% | 0.3089% | 0.3179% | 0.3282%
F5_Industrial_Agriculture_New_Space Heating_Natural Gas_Furnace_A_Achievable Economic TRC Potential | F5 | Industrial | Agriculture | New | Space Heating | Natural Gas | Furnace | A | Standalone Impact on Baseline Summer Peak (%) | Achievable Economic TRC Potential | bar: 2019 to 2040
F6_Industrial_Agriculture_New_Space Heating_Natural Gas_Furnace_A_Achievable Economic TRC Potential | F6 | Industrial | Agriculture | New | Space Heating | Natural Gas | Furnace | A | Standalone Impact on Baseline Winter Peak (%) | Achievable Economic TRC Potential | bar: 2019 to 2040
F7_Industrial_Agriculture_New_Space Heating_Natural Gas_Furnace_A_Achievable Economic TRC Potential | F7 | Industrial | Agriculture | New | Space Heating | Natural Gas | Furnace | A | Incremental Energy Savings (MWh or mTherms) | Achievable Economic TRC Potential | 0 | 0 | 0.00064784 | 0.041291 | 0.061785 | 0.092335 | 0.06951 | 0.095216 | 0.10549 | 0.12898 | 0.10222 | 0.12322 | 0.12606 | 0.15038 | 0.10431 | 0.12897 | 0.13062 | 0.15369 | 0.10152 | 0.14407 | 0.13966 | 0.1524
F8_Industrial_Agriculture_New_Space Heating_Natural Gas_Furnace_A_Achievable Economic TRC Potential | F8 | Industrial | Agriculture | New | Space Heating | Natural Gas | Furnace | A | Incremental Summer Peak Savings (MW) | Achievable Economic TRC Potential | 0 | 0 | 0 | 0 | 0 | 0 | 0 | 0 | 0 | 0 | 0 | 0 | 0 | 0 | 0 | 0 | 0 | 0 | 0 | 0 | 0 | 0
F9_Industrial_Agriculture_New_Space Heating_Natural Gas_Furnace_A_Achievable Economic TRC Potential | F9 | Industrial | Agriculture | New | Space Heating | Natural Gas | Furnace | A | Incremental Winter Peak Savings (MW) | Achievable Economic TRC Potential | 0 | 0 | 0 | 0 | 0 | 0 | 0 | 0 | 0 | 0 | 0 | 0 | 0 | 0 | 0 | 0 | 0 | 0 | 0 | 0 | 0 | 0
F10_Industrial_Agriculture_New_Space Heating_Natural Gas_Furnace_A_Achievable Economic TRC Potential | F10 | Industrial | Agriculture | New | Space Heating | Natural Gas | Furnace | A | Cumulative Energy Savings (MWh or mTherms) | Achievable Economic TRC Potential | 0 | 0 | 0.00064784 | 0.041939 | 0.10372 | 0.19606 | 0.26557 | 0.36078 | 0.46627 | 0.59526 | 0.69747 | 0.8207 | 0.94676 | 1.0971 | 1.2014 | 1.3304 | 1.461 | 1.6147 | 1.7162 | 1.8603 | 2 | 2.1524
F11_Industrial_Agriculture_New_Space Heating_Natural Gas_Furnace_A_Achievable Economic TRC Potential | F11 | Industrial | Agriculture | New | Space Heating | Natural Gas | Furnace | A | Cumulative Summer Peak Savings (MW) | Achievable Economic TRC Potential | 0 | 0 | 0 | 0 | 0 | 0 | 0 | 0 | 0 | 0 | 0 | 0 | 0 | 0 | 0 | 0 | 0 | 0 | 0 | 0 | 0 | 0
F12_Industrial_Agriculture_New_Space Heating_Natural Gas_Furnace_A_Achievable Economic TRC Potential | F12 | Industrial | Agriculture | New | Space Heating | Natural Gas | Furnace | A | Cumulative Winter Peak Savings (MW) | Achievable Economic TRC Potential | 0 | 0 | 0 | 0 | 0 | 0 | 0 | 0 | 0 | 0 | 0 | 0 | 0 | 0 | 0 | 0 | 0 | 0 | 0 | 0 | 0 | 0
F13_Industrial_Agriculture_New_Space Heating_Natural Gas_Furnace_A_Achievable Economic TRC Potential | F13 | Industrial | Agriculture | New | Space Heating | Natural Gas | Furnace | A | Purchases (Incremental) | Achievable Economic TRC Potential | 0 | 0 | 0.0004488 | 0.028605 | 0.042802 | 0.063965 | 0.048153 | 0.065961 | 0.073078 | 0.089354 | 0.070812 | 0.085365 | 0.087328 | 0.10418 | 0.072264 | 0.089343 | 0.090488 | 0.10647 | 0.070331 | 0.099808 | 0.096752 | 0.10557
F14_Industrial_Agriculture_New_Space Heating_Natural Gas_Furnace_A_Achievable Economic TRC Potential | F14 | Industrial | Agriculture | New | Space Heating | Natural Gas | Furnace | A | Purchases (Cumulative) | Achievable Economic TRC Potential | 0 | 0 | 0.0004488 | 0.029054 | 0.071855 | 0.13582 | 0.18397 | 0.24994 | 0.32301 | 0.41237 | 0.48318 | 0.56854 | 0.65587 | 0.76005 | 0.83231 | 0.92165 | 1.0121 | 1.1186 | 1.1889 | 1.2887 | 1.3855 | 1.4911
F1_Industrial_Agriculture_New_Space Heating_Natural Gas_Boiler_A_Achievable Economic TRC Potential | F1 | Industrial | Agriculture | New | Space Heating | Natural Gas | Boiler | A | Original Unit Energy Savings (kWh or therms) | Achievable Economic TRC Potential | 0 | 6223.5803 | 6223.5803 | 6223.5803 | 6223.5803 | 6223.5803 | 6223.5803 | 6223.5803 | 6223.5803 | 6223.5803 | 6223.5803 | 6223.5803 | 6223.5803 | 6223.5803 | 6223.5803 | 6223.5803 | 6223.5803 | 6223.5803 | 6223.5803 | 6223.5803 | 6223.5803 | 6223.5803
F2_Industrial_Agriculture_New_Space Heating_Natural Gas_Boiler_A_Achievable Economic TRC Potential | F2 | Industrial | Agriculture | New | Space Heating | Natural Gas | Boiler | A | Original Unit Summer Peak Savings (kW) | Achievable Economic TRC Potential | 0 | 0 | 0 | 0 | 0 | 0 | 0 | 0 | 0 | 0 | 0 | 0 | 0 | 0 | 0 | 0 | 0 | 0 | 0 | 0 | 0 | 0
F3_Industrial_Agriculture_New_Space Heating_Natural Gas_Boiler_A_Achievable Economic TRC Potential | F3 | Industrial | Agriculture | New | Space Heating | Natural Gas | Boiler | A | Original Unit Winter Peak Savings (kW) | Achievable Economic TRC Potential | 0 | 0 | 0 | 0 | 0 | 0 | 0 | 0 | 0 | 0 | 0 | 0 | 0 | 0 | 0 | 0 | 0 | 0 | 0 | 0 | 0 | 0
F4_Industrial_Agriculture_New_Space Heating_Natural Gas_Boiler_A_Achievable Economic TRC Potential | F4 | Industrial | Agriculture | New | Space Heating | Natural Gas | Boiler | A | Standalone Impact on Baseline Energy (%) | Achievable Economic TRC Potential | 0% | 0% | 0.01593% | 0.4357% | 0.6673% | 0.8378% | 0.9165% | 0.9913% | 1.05% | 1.103% | 1.136% | 1.167% | 1.193% | 1.219% | 1.235% | 1.251% | 1.266% | 1.281% | 1.29% | 1.3% | 1.309% | 1.318%
F5_Industrial_Agriculture_New_Space Heating_Natural Gas_Boiler_A_Achievable Economic TRC Potential | F5 | Industrial | Agriculture | New | Space Heating | Natural Gas | Boiler | A | Standalone Impact on Baseline Summer Peak (%) | Achievable Economic TRC Potential | bar: 2019 to 2040
F6_Industrial_Agriculture_New_Space Heating_Natural Gas_Boiler_A_Achievable Economic TRC Potential | F6 | Industrial | Agriculture | New | Space Heating | Natural Gas | Boiler | A | Standalone Impact on Baseline Winter Peak (%) | Achievable Economic TRC Potential | bar: 2019 to 2040
F7_Industrial_Agriculture_New_Space Heating_Natural Gas_Boiler_A_Achievable Economic TRC Potential | F7 | Industrial | Agriculture | New | Space Heating | Natural Gas | Boiler | A | Incremental Energy Savings (MWh or mTherms) | Achievable Economic TRC Potential | 0 | 0 | 0.0088601 | 0.41412 | 0.50073 | 0.62438 | 0.40118 | 0.48032 | 0.48068 | 0.54357 | 0.40563 | 0.46664 | 0.46045 | 0.53414 | 0.36252 | 0.44059 | 0.44026 | 0.51252 | 0.33854 | 0.41716 | 0.4058 | 0.4046
F8_Industrial_Agriculture_New_Space Heating_Natural Gas_Boiler_A_Achievable Economic TRC Potential | F8 | Industrial | Agriculture | New | Space Heating | Natural Gas | Boiler | A | Incremental Summer Peak Savings (MW) | Achievable Economic TRC Potential | 0 | 0 | 0 | 0 | 0 | 0 | 0 | 0 | 0 | 0 | 0 | 0 | 0 | 0 | 0 | 0 | 0 | 0 | 0 | 0 | 0 | 0
F9_Industrial_Agriculture_New_Space Heating_Natural Gas_Boiler_A_Achievable Economic TRC Potential | F9 | Industrial | Agriculture | New | Space Heating | Natural Gas | Boiler | A | Incremental Winter Peak Savings (MW) | Achievable Economic TRC Potential | 0 | 0 | 0 | 0 | 0 | 0 | 0 | 0 | 0 | 0 | 0 | 0 | 0 | 0 | 0 | 0 | 0 | 0 | 0 | 0 | 0 | 0
F10_Industrial_Agriculture_New_Space Heating_Natural Gas_Boiler_A_Achievable Economic TRC Potential | F10 | Industrial | Agriculture | New | Space Heating | Natural Gas | Boiler | A | Cumulative Energy Savings (MWh or mTherms) | Achievable Economic TRC Potential | 0 | 0 | 0.0088601 | 0.42298 | 0.92371 | 1.5481 | 1.9493 | 2.4296 | 2.9103 | 3.4538 | 3.8595 | 4.3261 | 4.7866 | 5.3207 | 5.6832 | 6.1238 | 6.5641 | 7.0766 | 7.4151 | 7.8323 | 8.2381 | 8.6427
F11_Industrial_Agriculture_New_Space Heating_Natural Gas_Boiler_A_Achievable Economic TRC Potential | F11 | Industrial | Agriculture | New | Space Heating | Natural Gas | Boiler | A | Cumulative Summer Peak Savings (MW) | Achievable Economic TRC Potential | 0 | 0 | 0 | 0 | 0 | 0 | 0 | 0 | 0 | 0 | 0 | 0 | 0 | 0 | 0 | 0 | 0 | 0 | 0 | 0 | 0 | 0
F12_Industrial_Agriculture_New_Space Heating_Natural Gas_Boiler_A_Achievable Economic TRC Potential | F12 | Industrial | Agriculture | New | Space Heating | Natural Gas | Boiler | A | Cumulative Winter Peak Savings (MW) | Achievable Economic TRC Potential | 0 | 0 | 0 | 0 | 0 | 0 | 0 | 0 | 0 | 0 | 0 | 0 | 0 | 0 | 0 | 0 | 0 | 0 | 0 | 0 | 0 | 0
F13_Industrial_Agriculture_New_Space Heating_Natural Gas_Boiler_A_Achievable Economic TRC Potential | F13 | Industrial | Agriculture | New | Space Heating | Natural Gas | Boiler | A | Purchases (Incremental) | Achievable Economic TRC Potential | 0 | 0 | 0.0014236 | 0.066541 | 0.080457 | 0.10033 | 0.064462 | 0.077178 | 0.077235 | 0.08734 | 0.065176 | 0.07498 | 0.073985 | 0.085825 | 0.05825 | 0.070794 | 0.070741 | 0.082352 | 0.054396 | 0.067028 | 0.065203 | 0.06501
F14_Industrial_Agriculture_New_Space Heating_Natural Gas_Boiler_A_Achievable Economic TRC Potential | F14 | Industrial | Agriculture | New | Space Heating | Natural Gas | Boiler | A | Purchases (Cumulative) | Achievable Economic TRC Potential | 0 | 0 | 0.0014236 | 0.067964 | 0.14842 | 0.24875 | 0.31321 | 0.39039 | 0.46762 | 0.55496 | 0.62014 | 0.69512 | 0.7691 | 0.85493 | 0.91318 | 0.98397 | 1.0547 | 1.1371 | 1.1915 | 1.2585 | 1.3237 | 1.3887
F1_Industrial_Agriculture_New_Space Heating_Natural Gas_Unit Heater_A_Achievable Economic TRC Potential | F1 | Industrial | Agriculture | New | Space Heating | Natural Gas | Unit Heater | A | Original Unit Energy Savings (kWh or therms) | Achievable Economic TRC Potential | 0 | 43660.7244 | 43660.7244 | 43660.7244 | 43660.7244 | 43660.7244 | 43660.7244 | 43660.7244 | 43660.7244 | 43660.7244 | 43660.7244 | 43660.7244 | 43660.7244 | 43660.7244 | 43660.7244 | 43660.7244 | 43660.7244 | 43660.7244 | 43660.7244 | 43660.7244 | 43660.7244 | 43660.7244
F2_Industrial_Agriculture_New_Space Heating_Natural Gas_Unit Heater_A_Achievable Economic TRC Potential | F2 | Industrial | Agriculture | New | Space Heating | Natural Gas | Unit Heater | A | Original Unit Summer Peak Savings (kW) | Achievable Economic TRC Potential | 0 | 0 | 0 | 0 | 0 | 0 | 0 | 0 | 0 | 0 | 0 | 0 | 0 | 0 | 0 | 0 | 0 | 0 | 0 | 0 | 0 | 0
F3_Industrial_Agriculture_New_Space Heating_Natural Gas_Unit Heater_A_Achievable Economic TRC Potential | F3 | Industrial | Agriculture | New | Space Heating | Natural Gas | Unit Heater | A | Original Unit Winter Peak Savings (kW) | Achievable Economic TRC Potential | 0 | 0 | 0 | 0 | 0 | 0 | 0 | 0 | 0 | 0 | 0 | 0 | 0 | 0 | 0 | 0 | 0 | 0 | 0 | 0 | 0 | 0
F4_Industrial_Agriculture_New_Space Heating_Natural Gas_Unit Heater_A_Achievable Economic TRC Potential | F4 | Industrial | Agriculture | New | Space Heating | Natural Gas | Unit Heater | A | Standalone Impact on Baseline Energy (%) | Achievable Economic TRC Potential | 0% | 0% | 0.01765% | 0.6547% | 1.136% | 1.608% | 1.892% | 2.231% | 2.55% | 2.881% | 3.11% | 3.355% | 3.747% | 4.099% | 4.448% | 4.738% | 5.012% | 5.377% | 5.55% | 5.793% | 5.986% | 6.102%
F5_Industrial_Agriculture_New_Space Heating_Natural Gas_Unit Heater_A_Achievable Economic TRC Potential | F5 | Industrial | Agriculture | New | Space Heating | Natural Gas | Unit Heater | A | Standalone Impact on Baseline Summer Peak (%) | Achievable Economic TRC Potential | bar: 2019 to 2040
F6_Industrial_Agriculture_New_Space Heating_Natural Gas_Unit Heater_A_Achievable Economic TRC Potential | F6 | Industrial | Agriculture | New | Space Heating | Natural Gas | Unit Heater | A | Standalone Impact on Baseline Winter Peak (%) | Achievable Economic TRC Potential | bar: 2019 to 2040
F7_Industrial_Agriculture_New_Space Heating_Natural Gas_Unit Heater_A_Achievable Economic TRC Potential | F7 | Industrial | Agriculture | New | Space Heating | Natural Gas | Unit Heater | A | Incremental Energy Savings (MWh or mTherms) | Achievable Economic TRC Potential | 0 | 0 | 0.0098175 | 0.62574 | 0.9363 | 1.3993 | 1.0534 | 1.4429 | 1.5986 | 1.9546 | 1.549 | 1.8674 | 2.5926 | 2.857 | 2.5909 | 2.714 | 2.7973 | 3.7117 | 2.2004 | 2.9895 | 2.7682 | 2.3611
F8_Industrial_Agriculture_New_Space Heating_Natural Gas_Unit Heater_A_Achievable Economic TRC Potential | F8 | Industrial | Agriculture | New | Space Heating | Natural Gas | Unit Heater | A | Incremental Summer Peak Savings (MW) | Achievable Economic TRC Potential | 0 | 0 | 0 | 0 | 0 | 0 | 0 | 0 | 0 | 0 | 0 | 0 | 0 | 0 | 0 | 0 | 0 | 0 | 0 | 0 | 0 | 0
F9_Industrial_Agriculture_New_Space Heating_Natural Gas_Unit Heater_A_Achievable Economic TRC Potential | F9 | Industrial | Agriculture | New | Space Heating | Natural Gas | Unit Heater | A | Incremental Winter Peak Savings (MW) | Achievable Economic TRC Potential | 0 | 0 | 0 | 0 | 0 | 0 | 0 | 0 | 0 | 0 | 0 | 0 | 0 | 0 | 0 | 0 | 0 | 0 | 0 | 0 | 0 | 0
F10_Industrial_Agriculture_New_Space Heating_Natural Gas_Unit Heater_A_Achievable Economic TRC Potential | F10 | Industrial | Agriculture | New | Space Heating | Natural Gas | Unit Heater | A | Cumulative Energy Savings (MWh or mTherms) | Achievable Economic TRC Potential | 0 | 0 | 0.0098175 | 0.63555 | 1.5719 | 2.9711 | 4.0245 | 5.4674 | 7.066 | 9.0207 | 10.5697 | 12.4371 | 15.0297 | 17.8867 | 20.4776 | 23.1916 | 25.9889 | 29.7006 | 31.901 | 34.8905 | 37.6587 | 40.0198
F11_Industrial_Agriculture_New_Space Heating_Natural Gas_Unit Heater_A_Achievable Economic TRC Potential | F11 | Industrial | Agriculture | New | Space Heating | Natural Gas | Unit Heater | A | Cumulative Summer Peak Savings (MW) | Achievable Economic TRC Potential | 0 | 0 | 0 | 0 | 0 | 0 | 0 | 0 | 0 | 0 | 0 | 0 | 0 | 0 | 0 | 0 | 0 | 0 | 0 | 0 | 0 | 0
F12_Industrial_Agriculture_New_Space Heating_Natural Gas_Unit Heater_A_Achievable Economic TRC Potential | F12 | Industrial | Agriculture | New | Space Heating | Natural Gas | Unit Heater | A | Cumulative Winter Peak Savings (MW) | Achievable Economic TRC Potential | 0 | 0 | 0 | 0 | 0 | 0 | 0 | 0 | 0 | 0 | 0 | 0 | 0 | 0 | 0 | 0 | 0 | 0 | 0 | 0 | 0 | 0
F13_Industrial_Agriculture_New_Space Heating_Natural Gas_Unit Heater_A_Achievable Economic TRC Potential | F13 | Industrial | Agriculture | New | Space Heating | Natural Gas | Unit Heater | A | Purchases (Incremental) | Achievable Economic TRC Potential | 0 | 0 | 0.00022486 | 0.014332 | 0.021445 | 0.032049 | 0.024126 | 0.033049 | 0.036614 | 0.044769 | 0.035479 | 0.04277 | 0.059382 | 0.065436 | 0.059566 | 0.076492 | 0.085514 | 0.11706 | 0.074525 | 0.10152 | 0.10002 | 0.098847
F14_Industrial_Agriculture_New_Space Heating_Natural Gas_Unit Heater_A_Achievable Economic TRC Potential | F14 | Industrial | Agriculture | New | Space Heating | Natural Gas | Unit Heater | A | Purchases (Cumulative) | Achievable Economic TRC Potential | 0 | 0 | 0.00022486 | 0.014557 | 0.036002 | 0.06805 | 0.092176 | 0.12522 | 0.16184 | 0.20661 | 0.24209 | 0.28486 | 0.34424 | 0.40967 | 0.46902 | 0.53118 | 0.59525 | 0.68026 | 0.73066 | 0.79913 | 0.86253 | 0.91661
F1_Industrial_Primary Metals_Existing_Space Heating_Natural Gas_Furnace_A_Achievable Economic TRC Potential | F1 | Industrial | Primary Metals | Existing | Space Heating | Natural Gas | Furnace | A | Original Unit Energy Savings (kWh or therms) | Achievable Economic TRC Potential | 0 | 1443.5459 | 1443.5459 | 1443.5459 | 1443.5459 | 1443.5459 | 1443.5459 | 1443.5459 | 1443.5459 | 1443.5459 | 1443.5459 | 1443.5459 | 1443.5459 | 1443.5459 | 1443.5459 | 1443.5459 | 1443.5459 | 1443.5459 | 1443.5459 | 1443.5459 | 1443.5459 | 1443.5459
F2_Industrial_Primary Metals_Existing_Space Heating_Natural Gas_Furnace_A_Achievable Economic TRC Potential | F2 | Industrial | Primary Metals | Existing | Space Heating | Natural Gas | Furnace | A | Original Unit Summer Peak Savings (kW) | Achievable Economic TRC Potential | 0 | 0 | 0 | 0 | 0 | 0 | 0 | 0 | 0 | 0 | 0 | 0 | 0 | 0 | 0 | 0 | 0 | 0 | 0 | 0 | 0 | 0
F3_Industrial_Primary Metals_Existing_Space Heating_Natural Gas_Furnace_A_Achievable Economic TRC Potential | F3 | Industrial | Primary Metals | Existing | Space Heating | Natural Gas | Furnace | A | Original Unit Winter Peak Savings (kW) | Achievable Economic TRC Potential | 0 | 0 | 0 | 0 | 0 | 0 | 0 | 0 | 0 | 0 | 0 | 0 | 0 | 0 | 0 | 0 | 0 | 0 | 0 | 0 | 0 | 0
F4_Industrial_Primary Metals_Existing_Space Heating_Natural Gas_Furnace_A_Achievable Economic TRC Potential | F4 | Industrial | Primary Metals | Existing | Space Heating | Natural Gas | Furnace | A | Standalone Impact on Baseline Energy (%) | Achievable Economic TRC Potential | 0% | 0% | 0.00132% | 0.004149% | 0.008663% | 0.01503% | 0.02342% | 0.03382% | 0.04604% | 0.05991% | 0.07531% | 0.0921% | 0.1089% | 0.1255% | 0.1419% | 0.158% | 0.1738% | 0.1893% | 0.2044% | 0.22% | 0.2361% | 0.2528%
F5_Industrial_Primary Metals_Existing_Space Heating_Natural Gas_Furnace_A_Achievable Economic TRC Potential | F5 | Industrial | Primary Metals | Existing | Space Heating | Natural Gas | Furnace | A | Standalone Impact on Baseline Summer Peak (%) | Achievable Economic TRC Potential | bar: 2019 to 2040
F6_Industrial_Primary Metals_Existing_Space Heating_Natural Gas_Furnace_A_Achievable Economic TRC Potential | F6 | Industrial | Primary Metals | Existing | Space Heating | Natural Gas | Furnace | A | Standalone Impact on Baseline Winter Peak (%) | Achievable Economic TRC Potential | bar: 2019 to 2040
F7_Industrial_Primary Metals_Existing_Space Heating_Natural Gas_Furnace_A_Achievable Economic TRC Potential | F7 | Industrial | Primary Metals | Existing | Space Heating | Natural Gas | Furnace | A | Incremental Energy Savings (MWh or mTherms) | Achievable Economic TRC Potential | 0 | 0 | 0.0012652 | 0.0026321 | 0.0040817 | 0.005597 | 0.007163 | 0.0086203 | 0.009831 | 0.010829 | 0.011646 | 0.012309 | 0.011804 | 0.011227 | 0.010614 | 0.0099866 | 0.0093626 | 0.0087527 | 0.0080964 | 0.008108 | 0.0081372 | 0.0081797
F8_Industrial_Primary Metals_Existing_Space Heating_Natural Gas_Furnace_A_Achievable Economic TRC Potential | F8 | Industrial | Primary Metals | Existing | Space Heating | Natural Gas | Furnace | A | Incremental Summer Peak Savings (MW) | Achievable Economic TRC Potential | 0 | 0 | 0 | 0 | 0 | 0 | 0 | 0 | 0 | 0 | 0 | 0 | 0 | 0 | 0 | 0 | 0 | 0 | 0 | 0 | 0 | 0
F9_Industrial_Primary Metals_Existing_Space Heating_Natural Gas_Furnace_A_Achievable Economic TRC Potential | F9 | Industrial | Primary Metals | Existing | Space Heating | Natural Gas | Furnace | A | Incremental Winter Peak Savings (MW) | Achievable Economic TRC Potential | 0 | 0 | 0 | 0 | 0 | 0 | 0 | 0 | 0 | 0 | 0 | 0 | 0 | 0 | 0 | 0 | 0 | 0 | 0 | 0 | 0 | 0
F10_Industrial_Primary Metals_Existing_Space Heating_Natural Gas_Furnace_A_Achievable Economic TRC Potential | F10 | Industrial | Primary Metals | Existing | Space Heating | Natural Gas | Furnace | A | Cumulative Energy Savings (MWh or mTherms) | Achievable Economic TRC Potential | 0 | 0 | 0.0012652 | 0.0038973 | 0.007979 | 0.013576 | 0.020739 | 0.029359 | 0.03919 | 0.05002 | 0.061666 | 0.073975 | 0.085779 | 0.097006 | 0.10762 | 0.11761 | 0.12697 | 0.13572 | 0.14382 | 0.15193 | 0.16006 | 0.16824
F11_Industrial_Primary Metals_Existing_Space Heating_Natural Gas_Furnace_A_Achievable Economic TRC Potential | F11 | Industrial | Primary Metals | Existing | Space Heating | Natural Gas | Furnace | A | Cumulative Summer Peak Savings (MW) | Achievable Economic TRC Potential | 0 | 0 | 0 | 0 | 0 | 0 | 0 | 0 | 0 | 0 | 0 | 0 | 0 | 0 | 0 | 0 | 0 | 0 | 0 | 0 | 0 | 0
F12_Industrial_Primary Metals_Existing_Space Heating_Natural Gas_Furnace_A_Achievable Economic TRC Potential | F12 | Industrial | Primary Metals | Existing | Space Heating | Natural Gas | Furnace | A | Cumulative Winter Peak Savings (MW) | Achievable Economic TRC Potential | 0 | 0 | 0 | 0 | 0 | 0 | 0 | 0 | 0 | 0 | 0 | 0 | 0 | 0 | 0 | 0 | 0 | 0 | 0 | 0 | 0 | 0
F13_Industrial_Primary Metals_Existing_Space Heating_Natural Gas_Furnace_A_Achievable Economic TRC Potential | F13 | Industrial | Primary Metals | Existing | Space Heating | Natural Gas | Furnace | A | Purchases (Incremental) | Achievable Economic TRC Potential | 0 | 0 | 0.00087648 | 0.0018234 | 0.0028275 | 0.0038772 | 0.0049621 | 0.0059716 | 0.0068103 | 0.007502 | 0.0080679 | 0.0085269 | 0.0081768 | 0.0077775 | 0.0073525 | 0.0069181 | 0.0064858 | 0.0060633 | 0.0056087 | 0.0056167 | 0.0056369 | 0.0056664
F14_Industrial_Primary Metals_Existing_Space Heating_Natural Gas_Furnace_A_Achievable Economic TRC Potential | F14 | Industrial | Primary Metals | Existing | Space Heating | Natural Gas | Furnace | A | Purchases (Cumulative) | Achievable Economic TRC Potential | 0 | 0 | 0.00087648 | 0.0026998 | 0.0055274 | 0.0094046 | 0.014367 | 0.020338 | 0.027149 | 0.034651 | 0.042718 | 0.051245 | 0.059422 | 0.0672 | 0.074552 | 0.08147 | 0.087956 | 0.094019 | 0.099628 | 0.10524 | 0.11088 | 0.11655
F1_Industrial_Primary Metals_Existing_Space Heating_Natural Gas_Boiler_A_Achievable Economic TRC Potential | F1 | Industrial | Primary Metals | Existing | Space Heating | Natural Gas | Boiler | A | Original Unit Energy Savings (kWh or therms) | Achievable Economic TRC Potential | 0 | 6227.3193 | 6227.3193 | 6227.3193 | 6227.3193 | 6227.3193 | 6227.3193 | 6227.3193 | 6227.3193 | 6227.3193 | 6227.3193 | 6227.3193 | 6227.3193 | 6227.3193 | 6227.3193 | 6227.3193 | 6227.3193 | 6227.3193 | 6227.3193 | 6227.3193 | 6227.3193 | 6227.3193
F2_Industrial_Primary Metals_Existing_Space Heating_Natural Gas_Boiler_A_Achievable Economic TRC Potential | F2 | Industrial | Primary Metals | Existing | Space Heating | Natural Gas | Boiler | A | Original Unit Summer Peak Savings (kW) | Achievable Economic TRC Potential | 0 | 0 | 0 | 0 | 0 | 0 | 0 | 0 | 0 | 0 | 0 | 0 | 0 | 0 | 0 | 0 | 0 | 0 | 0 | 0 | 0 | 0
F3_Industrial_Primary Metals_Existing_Space Heating_Natural Gas_Boiler_A_Achievable Economic TRC Potential | F3 | Industrial | Primary Metals | Existing | Space Heating | Natural Gas | Boiler | A | Original Unit Winter Peak Savings (kW) | Achievable Economic TRC Potential | 0 | 0 | 0 | 0 | 0 | 0 | 0 | 0 | 0 | 0 | 0 | 0 | 0 | 0 | 0 | 0 | 0 | 0 | 0 | 0 | 0 | 0
F4_Industrial_Primary Metals_Existing_Space Heating_Natural Gas_Boiler_A_Achievable Economic TRC Potential | F4 | Industrial | Primary Metals | Existing | Space Heating | Natural Gas | Boiler | A | Standalone Impact on Baseline Energy (%) | Achievable Economic TRC Potential | 0% | 0% | 0.01982% | 0.0496% | 0.08655% | 0.1286% | 0.1746% | 0.2232% | 0.2737% | 0.3257% | 0.3791% | 0.4338% | 0.4897% | 0.5469% | 0.6053% | 0.665% | 0.7259% | 0.7881% | 0.8516% | 0.9163% | 0.9823% | 1.05%
F5_Industrial_Primary Metals_Existing_Space Heating_Natural Gas_Boiler_A_Achievable Economic TRC Potential | F5 | Industrial | Primary Metals | Existing | Space Heating | Natural Gas | Boiler | A | Standalone Impact on Baseline Summer Peak (%) | Achievable Economic TRC Potential | bar: 2019 to 2040
F6_Industrial_Primary Metals_Existing_Space Heating_Natural Gas_Boiler_A_Achievable Economic TRC Potential | F6 | Industrial | Primary Metals | Existing | Space Heating | Natural Gas | Boiler | A | Standalone Impact on Baseline Winter Peak (%) | Achievable Economic TRC Potential | bar: 2019 to 2040
F7_Industrial_Primary Metals_Existing_Space Heating_Natural Gas_Boiler_A_Achievable Economic TRC Potential | F7 | Industrial | Primary Metals | Existing | Space Heating | Natural Gas | Boiler | A | Incremental Energy Savings (MWh or mTherms) | Achievable Economic TRC Potential | 0 | 0 | 0.018994 | 0.027601 | 0.033122 | 0.036454 | 0.038452 | 0.039186 | 0.039223 | 0.038924 | 0.038481 | 0.037965 | 0.037434 | 0.036898 | 0.03636 | 0.035821 | 0.035282 | 0.034744 | 0.034208 | 0.033674 | 0.033143 | 0.032617
F8_Industrial_Primary Metals_Existing_Space Heating_Natural Gas_Boiler_A_Achievable Economic TRC Potential | F8 | Industrial | Primary Metals | Existing | Space Heating | Natural Gas | Boiler | A | Incremental Summer Peak Savings (MW) | Achievable Economic TRC Potential | 0 | 0 | 0 | 0 | 0 | 0 | 0 | 0 | 0 | 0 | 0 | 0 | 0 | 0 | 0 | 0 | 0 | 0 | 0 | 0 | 0 | 0
F9_Industrial_Primary Metals_Existing_Space Heating_Natural Gas_Boiler_A_Achievable Economic TRC Potential | F9 | Industrial | Primary Metals | Existing | Space Heating | Natural Gas | Boiler | A | Incremental Winter Peak Savings (MW) | Achievable Economic TRC Potential | 0 | 0 | 0 | 0 | 0 | 0 | 0 | 0 | 0 | 0 | 0 | 0 | 0 | 0 | 0 | 0 | 0 | 0 | 0 | 0 | 0 | 0
F10_Industrial_Primary Metals_Existing_Space Heating_Natural Gas_Boiler_A_Achievable Economic TRC Potential | F10 | Industrial | Primary Metals | Existing | Space Heating | Natural Gas | Boiler | A | Cumulative Energy Savings (MWh or mTherms) | Achievable Economic TRC Potential | 0 | 0 | 0.018994 | 0.046595 | 0.079717 | 0.11617 | 0.15462 | 0.19381 | 0.23303 | 0.27196 | 0.31044 | 0.3484 | 0.38584 | 0.42273 | 0.4591 | 0.49492 | 0.5302 | 0.56494 | 0.59915 | 0.63282 | 0.66597 | 0.69858
F11_Industrial_Primary Metals_Existing_Space Heating_Natural Gas_Boiler_A_Achievable Economic TRC Potential | F11 | Industrial | Primary Metals | Existing | Space Heating | Natural Gas | Boiler | A | Cumulative Summer Peak Savings (MW) | Achievable Economic TRC Potential | 0 | 0 | 0 | 0 | 0 | 0 | 0 | 0 | 0 | 0 | 0 | 0 | 0 | 0 | 0 | 0 | 0 | 0 | 0 | 0 | 0 | 0
F12_Industrial_Primary Metals_Existing_Space Heating_Natural Gas_Boiler_A_Achievable Economic TRC Potential | F12 | Industrial | Primary Metals | Existing | Space Heating | Natural Gas | Boiler | A | Cumulative Winter Peak Savings (MW) | Achievable Economic TRC Potential | 0 | 0 | 0 | 0 | 0 | 0 | 0 | 0 | 0 | 0 | 0 | 0 | 0 | 0 | 0 | 0 | 0 | 0 | 0 | 0 | 0 | 0
F13_Industrial_Primary Metals_Existing_Space Heating_Natural Gas_Boiler_A_Achievable Economic TRC Potential | F13 | Industrial | Primary Metals | Existing | Space Heating | Natural Gas | Boiler | A | Purchases (Incremental) | Achievable Economic TRC Potential | 0 | 0 | 0.00305 | 0.0044323 | 0.0053188 | 0.0058539 | 0.0061748 | 0.0062926 | 0.0062985 | 0.0062506 | 0.0061795 | 0.0060965 | 0.0060112 | 0.0059252 | 0.0058389 | 0.0057523 | 0.0056657 | 0.0055793 | 0.0054932 | 0.0054074 | 0.0053222 | 0.0052377
F14_Industrial_Primary Metals_Existing_Space Heating_Natural Gas_Boiler_A_Achievable Economic TRC Potential | F14 | Industrial | Primary Metals | Existing | Space Heating | Natural Gas | Boiler | A | Purchases (Cumulative) | Achievable Economic TRC Potential | 0 | 0 | 0.00305 | 0.0074823 | 0.012801 | 0.018655 | 0.02483 | 0.031122 | 0.037421 | 0.043672 | 0.049851 | 0.055948 | 0.061959 | 0.067884 | 0.073723 | 0.079475 | 0.085141 | 0.09072 | 0.096213 | 0.10162 | 0.10694 | 0.11218
F1_Industrial_Primary Metals_Existing_Space Heating_Natural Gas_Unit Heater_A_Achievable Economic TRC Potential | F1 | Industrial | Primary Metals | Existing | Space Heating | Natural Gas | Unit Heater | A | Original Unit Energy Savings (kWh or therms) | Achievable Economic TRC Potential | 0 | 43660.7244 | 43660.7244 | 43660.7244 | 43660.7244 | 43660.7244 | 43660.7244 | 43660.7244 | 43660.7244 | 43660.7244 | 43660.7244 | 43660.7244 | 43660.7244 | 43660.7244 | 43660.7244 | 43660.7244 | 43660.7244 | 43660.7244 | 43660.7244 | 43660.7244 | 43660.7244 | 43660.7244
F2_Industrial_Primary Metals_Existing_Space Heating_Natural Gas_Unit Heater_A_Achievable Economic TRC Potential | F2 | Industrial | Primary Metals | Existing | Space Heating | Natural Gas | Unit Heater | A | Original Unit Summer Peak Savings (kW) | Achievable Economic TRC Potential | 0 | 0 | 0 | 0 | 0 | 0 | 0 | 0 | 0 | 0 | 0 | 0 | 0 | 0 | 0 | 0 | 0 | 0 | 0 | 0 | 0 | 0
F3_Industrial_Primary Metals_Existing_Space Heating_Natural Gas_Unit Heater_A_Achievable Economic TRC Potential | F3 | Industrial | Primary Metals | Existing | Space Heating | Natural Gas | Unit Heater | A | Original Unit Winter Peak Savings (kW) | Achievable Economic TRC Potential | 0 | 0 | 0 | 0 | 0 | 0 | 0 | 0 | 0 | 0 | 0 | 0 | 0 | 0 | 0 | 0 | 0 | 0 | 0 | 0 | 0 | 0
F4_Industrial_Primary Metals_Existing_Space Heating_Natural Gas_Unit Heater_A_Achievable Economic TRC Potential | F4 | Industrial | Primary Metals | Existing | Space Heating | Natural Gas | Unit Heater | A | Standalone Impact on Baseline Energy (%) | Achievable Economic TRC Potential | 0% | 0% | 0.001758% | 0.008631% | 0.02544% | 0.05832% | 0.1147% | 0.2015% | 0.3244% | 0.4883% | 0.693% | 0.9373% | 1.221% | 1.543% | 1.903% | 2.297% | 2.722% | 3.121% | 3.489% | 3.822% | 4.121% | 4.383%
F5_Industrial_Primary Metals_Existing_Space Heating_Natural Gas_Unit Heater_A_Achievable Economic TRC Potential | F5 | Industrial | Primary Metals | Existing | Space Heating | Natural Gas | Unit Heater | A | Standalone Impact on Baseline Summer Peak (%) | Achievable Economic TRC Potential | bar: 2019 to 2040
F6_Industrial_Primary Metals_Existing_Space Heating_Natural Gas_Unit Heater_A_Achievable Economic TRC Potential | F6 | Industrial | Primary Metals | Existing | Space Heating | Natural Gas | Unit Heater | A | Standalone Impact on Baseline Winter Peak (%) | Achievable Economic TRC Potential | bar: 2019 to 2040
F7_Industrial_Primary Metals_Existing_Space Heating_Natural Gas_Unit Heater_A_Achievable Economic TRC Potential | F7 | Industrial | Primary Metals | Existing | Space Heating | Natural Gas | Unit Heater | A | Incremental Energy Savings (MWh or mTherms) | Achievable Economic TRC Potential | 0 | 0 | 0.0016844 | 0.0064238 | 0.015319 | 0.02924 | 0.048857 | 0.073428 | 0.10123 | 0.13151 | 0.15974 | 0.18534 | 0.20892 | 0.23106 | 0.2506 | 0.26657 | 0.27818 | 0.24924 | 0.21718 | 0.18512 | 0.15411 | 0.12358
F8_Industrial_Primary Metals_Existing_Space Heating_Natural Gas_Unit Heater_A_Achievable Economic TRC Potential | F8 | Industrial | Primary Metals | Existing | Space Heating | Natural Gas | Unit Heater | A | Incremental Summer Peak Savings (MW) | Achievable Economic TRC Potential | 0 | 0 | 0 | 0 | 0 | 0 | 0 | 0 | 0 | 0 | 0 | 0 | 0 | 0 | 0 | 0 | 0 | 0 | 0 | 0 | 0 | 0
F9_Industrial_Primary Metals_Existing_Space Heating_Natural Gas_Unit Heater_A_Achievable Economic TRC Potential | F9 | Industrial | Primary Metals | Existing | Space Heating | Natural Gas | Unit Heater | A | Incremental Winter Peak Savings (MW) | Achievable Economic TRC Potential | 0 | 0 | 0 | 0 | 0 | 0 | 0 | 0 | 0 | 0 | 0 | 0 | 0 | 0 | 0 | 0 | 0 | 0 | 0 | 0 | 0 | 0
F10_Industrial_Primary Metals_Existing_Space Heating_Natural Gas_Unit Heater_A_Achievable Economic TRC Potential | F10 | Industrial | Primary Metals | Existing | Space Heating | Natural Gas | Unit Heater | A | Cumulative Energy Savings (MWh or mTherms) | Achievable Economic TRC Potential | 0 | 0 | 0.0016844 | 0.0081082 | 0.023427 | 0.052667 | 0.10152 | 0.17495 | 0.27618 | 0.4077 | 0.56743 | 0.75278 | 0.9617 | 1.1928 | 1.4434 | 1.7099 | 1.9881 | 2.2373 | 2.4545 | 2.6396 | 2.7937 | 2.9173
F11_Industrial_Primary Metals_Existing_Space Heating_Natural Gas_Unit Heater_A_Achievable Economic TRC Potential | F11 | Industrial | Primary Metals | Existing | Space Heating | Natural Gas | Unit Heater | A | Cumulative Summer Peak Savings (MW) | Achievable Economic TRC Potential | 0 | 0 | 0 | 0 | 0 | 0 | 0 | 0 | 0 | 0 | 0 | 0 | 0 | 0 | 0 | 0 | 0 | 0 | 0 | 0 | 0 | 0
F12_Industrial_Primary Metals_Existing_Space Heating_Natural Gas_Unit Heater_A_Achievable Economic TRC Potential | F12 | Industrial | Primary Metals | Existing | Space Heating | Natural Gas | Unit Heater | A | Cumulative Winter Peak Savings (MW) | Achievable Economic TRC Potential | 0 | 0 | 0 | 0 | 0 | 0 | 0 | 0 | 0 | 0 | 0 | 0 | 0 | 0 | 0 | 0 | 0 | 0 | 0 | 0 | 0 | 0
F13_Industrial_Primary Metals_Existing_Space Heating_Natural Gas_Unit Heater_A_Achievable Economic TRC Potential | F13 | Industrial | Primary Metals | Existing | Space Heating | Natural Gas | Unit Heater | A | Purchases (Incremental) | Achievable Economic TRC Potential | 0 | 0 | 3.8579e-05 | 0.00014713 | 0.00035087 | 0.00066971 | 0.001119 | 0.0016818 | 0.0023186 | 0.0030121 | 0.0036586 | 0.0042451 | 0.0047851 | 0.0052922 | 0.0057782 | 0.0062526 | 0.0067222 | 0.0063783 | 0.0060934 | 0.0059217 | 0.0058483 | 0.0058426
F14_Industrial_Primary Metals_Existing_Space Heating_Natural Gas_Unit Heater_A_Achievable Economic TRC Potential | F14 | Industrial | Primary Metals | Existing | Space Heating | Natural Gas | Unit Heater | A | Purchases (Cumulative) | Achievable Economic TRC Potential | 0 | 0 | 3.8579e-05 | 0.00018571 | 0.00053658 | 0.0012063 | 0.0023253 | 0.0040071 | 0.0063257 | 0.0093379 | 0.012996 | 0.017242 | 0.022027 | 0.027319 | 0.033058 | 0.039164 | 0.045535 | 0.051244 | 0.056218 | 0.060458 | 0.063988 | 0.066818
F1_Industrial_Primary Metals_New_Space Heating_Natural Gas_Furnace_A_Achievable Economic TRC Potential | F1 | Industrial | Primary Metals | New | Space Heating | Natural Gas | Furnace | A | Original Unit Energy Savings (kWh or therms) | Achievable Economic TRC Potential | 0 | 1443.5073 | 1443.5073 | 1443.5073 | 1443.5073 | 1443.5073 | 1443.5073 | 1443.5073 | 1443.5073 | 1443.5073 | 1443.5073 | 1443.5073 | 1443.5073 | 1443.5073 | 1443.5073 | 1443.5073 | 1443.5073 | 1443.5073 | 1443.5073 | 1443.5073 | 1443.5073 | 1443.5073
F2_Industrial_Primary Metals_New_Space Heating_Natural Gas_Furnace_A_Achievable Economic TRC Potential | F2 | Industrial | Primary Metals | New | Space Heating | Natural Gas | Furnace | A | Original Unit Summer Peak Savings (kW) | Achievable Economic TRC Potential | 0 | 0 | 0 | 0 | 0 | 0 | 0 | 0 | 0 | 0 | 0 | 0 | 0 | 0 | 0 | 0 | 0 | 0 | 0 | 0 | 0 | 0
F3_Industrial_Primary Metals_New_Space Heating_Natural Gas_Furnace_A_Achievable Economic TRC Potential | F3 | Industrial | Primary Metals | New | Space Heating | Natural Gas | Furnace | A | Original Unit Winter Peak Savings (kW) | Achievable Economic TRC Potential | 0 | 0 | 0 | 0 | 0 | 0 | 0 | 0 | 0 | 0 | 0 | 0 | 0 | 0 | 0 | 0 | 0 | 0 | 0 | 0 | 0 | 0
F4_Industrial_Primary Metals_New_Space Heating_Natural Gas_Furnace_A_Achievable Economic TRC Potential | F4 | Industrial | Primary Metals | New | Space Heating | Natural Gas | Furnace | A | Standalone Impact on Baseline Energy (%) | Achievable Economic TRC Potential | 0% | 0% | 0.001165% | 0.0432% | 0.07493% | 0.1061% | 0.1249% | 0.1472% | 0.1683% | 0.1901% | 0.2052% | 0.2214% | 0.236% | 0.2514% | 0.261% | 0.2718% | 0.2818% | 0.2923% | 0.2986% | 0.3089% | 0.3179% | 0.3282%
F5_Industrial_Primary Metals_New_Space Heating_Natural Gas_Furnace_A_Achievable Economic TRC Potential | F5 | Industrial | Primary Metals | New | Space Heating | Natural Gas | Furnace | A | Standalone Impact on Baseline Summer Peak (%) | Achievable Economic TRC Potential | bar: 2019 to 2040
F6_Industrial_Primary Metals_New_Space Heating_Natural Gas_Furnace_A_Achievable Economic TRC Potential | F6 | Industrial | Primary Metals | New | Space Heating | Natural Gas | Furnace | A | Standalone Impact on Baseline Winter Peak (%) | Achievable Economic TRC Potential | bar: 2019 to 2040
F7_Industrial_Primary Metals_New_Space Heating_Natural Gas_Furnace_A_Achievable Economic TRC Potential | F7 | Industrial | Primary Metals | New | Space Heating | Natural Gas | Furnace | A | Incremental Energy Savings (MWh or mTherms) | Achievable Economic TRC Potential | 0 | 0 | 5.8711e-05 | 0.003742 | 0.0055993 | 0.0083679 | 0.0062993 | 0.008629 | 0.00956 | 0.011689 | 0.0092635 | 0.011167 | 0.011424 | 0.013628 | 0.0094534 | 0.011688 | 0.011837 | 0.013928 | 0.0092006 | 0.013057 | 0.012657 | 0.013811
F8_Industrial_Primary Metals_New_Space Heating_Natural Gas_Furnace_A_Achievable Economic TRC Potential | F8 | Industrial | Primary Metals | New | Space Heating | Natural Gas | Furnace | A | Incremental Summer Peak Savings (MW) | Achievable Economic TRC Potential | 0 | 0 | 0 | 0 | 0 | 0 | 0 | 0 | 0 | 0 | 0 | 0 | 0 | 0 | 0 | 0 | 0 | 0 | 0 | 0 | 0 | 0
F9_Industrial_Primary Metals_New_Space Heating_Natural Gas_Furnace_A_Achievable Economic TRC Potential | F9 | Industrial | Primary Metals | New | Space Heating | Natural Gas | Furnace | A | Incremental Winter Peak Savings (MW) | Achievable Economic TRC Potential | 0 | 0 | 0 | 0 | 0 | 0 | 0 | 0 | 0 | 0 | 0 | 0 | 0 | 0 | 0 | 0 | 0 | 0 | 0 | 0 | 0 | 0
F10_Industrial_Primary Metals_New_Space Heating_Natural Gas_Furnace_A_Achievable Economic TRC Potential | F10 | Industrial | Primary Metals | New | Space Heating | Natural Gas | Furnace | A | Cumulative Energy Savings (MWh or mTherms) | Achievable Economic TRC Potential | 0 | 0 | 5.8711e-05 | 0.0038007 | 0.0094 | 0.017768 | 0.024067 | 0.032696 | 0.042256 | 0.053945 | 0.063209 | 0.074376 | 0.0858 | 0.099428 | 0.10888 | 0.12057 | 0.13241 | 0.14633 | 0.15554 | 0.16859 | 0.18125 | 0.19506
F11_Industrial_Primary Metals_New_Space Heating_Natural Gas_Furnace_A_Achievable Economic TRC Potential | F11 | Industrial | Primary Metals | New | Space Heating | Natural Gas | Furnace | A | Cumulative Summer Peak Savings (MW) | Achievable Economic TRC Potential | 0 | 0 | 0 | 0 | 0 | 0 | 0 | 0 | 0 | 0 | 0 | 0 | 0 | 0 | 0 | 0 | 0 | 0 | 0 | 0 | 0 | 0
F12_Industrial_Primary Metals_New_Space Heating_Natural Gas_Furnace_A_Achievable Economic TRC Potential | F12 | Industrial | Primary Metals | New | Space Heating | Natural Gas | Furnace | A | Cumulative Winter Peak Savings (MW) | Achievable Economic TRC Potential | 0 | 0 | 0 | 0 | 0 | 0 | 0 | 0 | 0 | 0 | 0 | 0 | 0 | 0 | 0 | 0 | 0 | 0 | 0 | 0 | 0 | 0
F13_Industrial_Primary Metals_New_Space Heating_Natural Gas_Furnace_A_Achievable Economic TRC Potential | F13 | Industrial | Primary Metals | New | Space Heating | Natural Gas | Furnace | A | Purchases (Incremental) | Achievable Economic TRC Potential | 0 | 0 | 4.0672e-05 | 0.0025923 | 0.0038789 | 0.0057969 | 0.0043639 | 0.0059778 | 0.0066227 | 0.0080977 | 0.0064174 | 0.0077362 | 0.0079141 | 0.0094409 | 0.0065489 | 0.0080967 | 0.0082005 | 0.0096488 | 0.0063738 | 0.0090451 | 0.0087682 | 0.0095677
F14_Industrial_Primary Metals_New_Space Heating_Natural Gas_Furnace_A_Achievable Economic TRC Potential | F14 | Industrial | Primary Metals | New | Space Heating | Natural Gas | Furnace | A | Purchases (Cumulative) | Achievable Economic TRC Potential | 0 | 0 | 4.0672e-05 | 0.002633 | 0.0065119 | 0.012309 | 0.016673 | 0.02265 | 0.029273 | 0.037371 | 0.043788 | 0.051525 | 0.059439 | 0.06888 | 0.075428 | 0.083525 | 0.091726 | 0.10137 | 0.10775 | 0.11679 | 0.12556 | 0.13513
F1_Industrial_Primary Metals_New_Space Heating_Natural Gas_Boiler_A_Achievable Economic TRC Potential | F1 | Industrial | Primary Metals | New | Space Heating | Natural Gas | Boiler | A | Original Unit Energy Savings (kWh or therms) | Achievable Economic TRC Potential | 0 | 6223.5803 | 6223.5803 | 6223.5803 | 6223.5803 | 6223.5803 | 6223.5803 | 6223.5803 | 6223.5803 | 6223.5803 | 6223.5803 | 6223.5803 | 6223.5803 | 6223.5803 | 6223.5803 | 6223.5803 | 6223.5803 | 6223.5803 | 6223.5803 | 6223.5803 | 6223.5803 | 6223.5803
F2_Industrial_Primary Metals_New_Space Heating_Natural Gas_Boiler_A_Achievable Economic TRC Potential | F2 | Industrial | Primary Metals | New | Space Heating | Natural Gas | Boiler | A | Original Unit Summer Peak Savings (kW) | Achievable Economic TRC Potential | 0 | 0 | 0 | 0 | 0 | 0 | 0 | 0 | 0 | 0 | 0 | 0 | 0 | 0 | 0 | 0 | 0 | 0 | 0 | 0 | 0 | 0
F3_Industrial_Primary Metals_New_Space Heating_Natural Gas_Boiler_A_Achievable Economic TRC Potential | F3 | Industrial | Primary Metals | New | Space Heating | Natural Gas | Boiler | A | Original Unit Winter Peak Savings (kW) | Achievable Economic TRC Potential | 0 | 0 | 0 | 0 | 0 | 0 | 0 | 0 | 0 | 0 | 0 | 0 | 0 | 0 | 0 | 0 | 0 | 0 | 0 | 0 | 0 | 0
F4_Industrial_Primary Metals_New_Space Heating_Natural Gas_Boiler_A_Achievable Economic TRC Potential | F4 | Industrial | Primary Metals | New | Space Heating | Natural Gas | Boiler | A | Standalone Impact on Baseline Energy (%) | Achievable Economic TRC Potential | 0% | 0% | 0.01593% | 0.4357% | 0.6673% | 0.8378% | 0.9165% | 0.9913% | 1.05% | 1.103% | 1.136% | 1.167% | 1.193% | 1.219% | 1.235% | 1.251% | 1.266% | 1.281% | 1.29% | 1.3% | 1.309% | 1.318%
F5_Industrial_Primary Metals_New_Space Heating_Natural Gas_Boiler_A_Achievable Economic TRC Potential | F5 | Industrial | Primary Metals | New | Space Heating | Natural Gas | Boiler | A | Standalone Impact on Baseline Summer Peak (%) | Achievable Economic TRC Potential | bar: 2019 to 2040
F6_Industrial_Primary Metals_New_Space Heating_Natural Gas_Boiler_A_Achievable Economic TRC Potential | F6 | Industrial | Primary Metals | New | Space Heating | Natural Gas | Boiler | A | Standalone Impact on Baseline Winter Peak (%) | Achievable Economic TRC Potential | bar: 2019 to 2040
F7_Industrial_Primary Metals_New_Space Heating_Natural Gas_Boiler_A_Achievable Economic TRC Potential | F7 | Industrial | Primary Metals | New | Space Heating | Natural Gas | Boiler | A | Incremental Energy Savings (MWh or mTherms) | Achievable Economic TRC Potential | 0 | 0 | 0.00080294 | 0.03753 | 0.045379 | 0.056585 | 0.036357 | 0.043529 | 0.043561 | 0.049261 | 0.03676 | 0.04229 | 0.041729 | 0.048406 | 0.032854 | 0.039929 | 0.039899 | 0.046448 | 0.03068 | 0.037805 | 0.036775 | 0.036667
F8_Industrial_Primary Metals_New_Space Heating_Natural Gas_Boiler_A_Achievable Economic TRC Potential | F8 | Industrial | Primary Metals | New | Space Heating | Natural Gas | Boiler | A | Incremental Summer Peak Savings (MW) | Achievable Economic TRC Potential | 0 | 0 | 0 | 0 | 0 | 0 | 0 | 0 | 0 | 0 | 0 | 0 | 0 | 0 | 0 | 0 | 0 | 0 | 0 | 0 | 0 | 0
F9_Industrial_Primary Metals_New_Space Heating_Natural Gas_Boiler_A_Achievable Economic TRC Potential | F9 | Industrial | Primary Metals | New | Space Heating | Natural Gas | Boiler | A | Incremental Winter Peak Savings (MW) | Achievable Economic TRC Potential | 0 | 0 | 0 | 0 | 0 | 0 | 0 | 0 | 0 | 0 | 0 | 0 | 0 | 0 | 0 | 0 | 0 | 0 | 0 | 0 | 0 | 0
F10_Industrial_Primary Metals_New_Space Heating_Natural Gas_Boiler_A_Achievable Economic TRC Potential | F10 | Industrial | Primary Metals | New | Space Heating | Natural Gas | Boiler | A | Cumulative Energy Savings (MWh or mTherms) | Achievable Economic TRC Potential | 0 | 0 | 0.00080294 | 0.038333 | 0.083712 | 0.1403 | 0.17665 | 0.22018 | 0.26374 | 0.31301 | 0.34977 | 0.39206 | 0.43378 | 0.48219 | 0.51504 | 0.55497 | 0.59487 | 0.64132 | 0.672 | 0.7098 | 0.74658 | 0.78325
F11_Industrial_Primary Metals_New_Space Heating_Natural Gas_Boiler_A_Achievable Economic TRC Potential | F11 | Industrial | Primary Metals | New | Space Heating | Natural Gas | Boiler | A | Cumulative Summer Peak Savings (MW) | Achievable Economic TRC Potential | 0 | 0 | 0 | 0 | 0 | 0 | 0 | 0 | 0 | 0 | 0 | 0 | 0 | 0 | 0 | 0 | 0 | 0 | 0 | 0 | 0 | 0
F12_Industrial_Primary Metals_New_Space Heating_Natural Gas_Boiler_A_Achievable Economic TRC Potential | F12 | Industrial | Primary Metals | New | Space Heating | Natural Gas | Boiler | A | Cumulative Winter Peak Savings (MW) | Achievable Economic TRC Potential | 0 | 0 | 0 | 0 | 0 | 0 | 0 | 0 | 0 | 0 | 0 | 0 | 0 | 0 | 0 | 0 | 0 | 0 | 0 | 0 | 0 | 0
F13_Industrial_Primary Metals_New_Space Heating_Natural Gas_Boiler_A_Achievable Economic TRC Potential | F13 | Industrial | Primary Metals | New | Space Heating | Natural Gas | Boiler | A | Purchases (Incremental) | Achievable Economic TRC Potential | 0 | 0 | 0.00012902 | 0.0060303 | 0.0072915 | 0.009092 | 0.0058419 | 0.0069943 | 0.0069994 | 0.0079153 | 0.0059066 | 0.006795 | 0.0067049 | 0.0077779 | 0.0052789 | 0.0064158 | 0.0064109 | 0.0074632 | 0.0049296 | 0.0060745 | 0.005909 | 0.0058916
F14_Industrial_Primary Metals_New_Space Heating_Natural Gas_Boiler_A_Achievable Economic TRC Potential | F14 | Industrial | Primary Metals | New | Space Heating | Natural Gas | Boiler | A | Purchases (Cumulative) | Achievable Economic TRC Potential | 0 | 0 | 0.00012902 | 0.0061593 | 0.013451 | 0.022543 | 0.028385 | 0.035379 | 0.042378 | 0.050294 | 0.0562 | 0.062995 | 0.0697 | 0.077478 | 0.082757 | 0.089173 | 0.095584 | 0.10305 | 0.10798 | 0.11405 | 0.11996 | 0.12585
F1_Industrial_Primary Metals_New_Space Heating_Natural Gas_Unit Heater_A_Achievable Economic TRC Potential | F1 | Industrial | Primary Metals | New | Space Heating | Natural Gas | Unit Heater | A | Original Unit Energy Savings (kWh or therms) | Achievable Economic TRC Potential | 0 | 43660.7244 | 43660.7244 | 43660.7244 | 43660.7244 | 43660.7244 | 43660.7244 | 43660.7244 | 43660.7244 | 43660.7244 | 43660.7244 | 43660.7244 | 43660.7244 | 43660.7244 | 43660.7244 | 43660.7244 | 43660.7244 | 43660.7244 | 43660.7244 | 43660.7244 | 43660.7244 | 43660.7244
F2_Industrial_Primary Metals_New_Space Heating_Natural Gas_Unit Heater_A_Achievable Economic TRC Potential | F2 | Industrial | Primary Metals | New | Space Heating | Natural Gas | Unit Heater | A | Original Unit Summer Peak Savings (kW) | Achievable Economic TRC Potential | 0 | 0 | 0 | 0 | 0 | 0 | 0 | 0 | 0 | 0 | 0 | 0 | 0 | 0 | 0 | 0 | 0 | 0 | 0 | 0 | 0 | 0
F3_Industrial_Primary Metals_New_Space Heating_Natural Gas_Unit Heater_A_Achievable Economic TRC Potential | F3 | Industrial | Primary Metals | New | Space Heating | Natural Gas | Unit Heater | A | Original Unit Winter Peak Savings (kW) | Achievable Economic TRC Potential | 0 | 0 | 0 | 0 | 0 | 0 | 0 | 0 | 0 | 0 | 0 | 0 | 0 | 0 | 0 | 0 | 0 | 0 | 0 | 0 | 0 | 0
F4_Industrial_Primary Metals_New_Space Heating_Natural Gas_Unit Heater_A_Achievable Economic TRC Potential | F4 | Industrial | Primary Metals | New | Space Heating | Natural Gas | Unit Heater | A | Standalone Impact on Baseline Energy (%) | Achievable Economic TRC Potential | 0% | 0% | 0.01765% | 0.6547% | 1.136% | 1.608% | 1.892% | 2.231% | 2.55% | 2.881% | 3.11% | 3.355% | 3.747% | 4.099% | 4.448% | 4.738% | 5.012% | 5.377% | 5.55% | 5.793% | 5.986% | 6.102%
F5_Industrial_Primary Metals_New_Space Heating_Natural Gas_Unit Heater_A_Achievable Economic TRC Potential | F5 | Industrial | Primary Metals | New | Space Heating | Natural Gas | Unit Heater | A | Standalone Impact on Baseline Summer Peak (%) | Achievable Economic TRC Potential | bar: 2019 to 2040
F6_Industrial_Primary Metals_New_Space Heating_Natural Gas_Unit Heater_A_Achievable Economic TRC Potential | F6 | Industrial | Primary Metals | New | Space Heating | Natural Gas | Unit Heater | A | Standalone Impact on Baseline Winter Peak (%) | Achievable Economic TRC Potential | bar: 2019 to 2040
F7_Industrial_Primary Metals_New_Space Heating_Natural Gas_Unit Heater_A_Achievable Economic TRC Potential | F7 | Industrial | Primary Metals | New | Space Heating | Natural Gas | Unit Heater | A | Incremental Energy Savings (MWh or mTherms) | Achievable Economic TRC Potential | 0 | 0 | 0.00088972 | 0.056708 | 0.084853 | 0.12681 | 0.095462 | 0.13077 | 0.14487 | 0.17714 | 0.14038 | 0.16923 | 0.23496 | 0.25892 | 0.2348 | 0.24596 | 0.2535 | 0.33637 | 0.19942 | 0.27092 | 0.25087 | 0.21398
F8_Industrial_Primary Metals_New_Space Heating_Natural Gas_Unit Heater_A_Achievable Economic TRC Potential | F8 | Industrial | Primary Metals | New | Space Heating | Natural Gas | Unit Heater | A | Incremental Summer Peak Savings (MW) | Achievable Economic TRC Potential | 0 | 0 | 0 | 0 | 0 | 0 | 0 | 0 | 0 | 0 | 0 | 0 | 0 | 0 | 0 | 0 | 0 | 0 | 0 | 0 | 0 | 0
F9_Industrial_Primary Metals_New_Space Heating_Natural Gas_Unit Heater_A_Achievable Economic TRC Potential | F9 | Industrial | Primary Metals | New | Space Heating | Natural Gas | Unit Heater | A | Incremental Winter Peak Savings (MW) | Achievable Economic TRC Potential | 0 | 0 | 0 | 0 | 0 | 0 | 0 | 0 | 0 | 0 | 0 | 0 | 0 | 0 | 0 | 0 | 0 | 0 | 0 | 0 | 0 | 0
F10_Industrial_Primary Metals_New_Space Heating_Natural Gas_Unit Heater_A_Achievable Economic TRC Potential | F10 | Industrial | Primary Metals | New | Space Heating | Natural Gas | Unit Heater | A | Cumulative Energy Savings (MWh or mTherms) | Achievable Economic TRC Potential | 0 | 0 | 0.00088972 | 0.057597 | 0.14245 | 0.26926 | 0.36472 | 0.49549 | 0.64036 | 0.8175 | 0.95788 | 1.1271 | 1.3621 | 1.621 | 1.8558 | 2.1017 | 2.3552 | 2.6916 | 2.891 | 3.162 | 3.4128 | 3.6268
F11_Industrial_Primary Metals_New_Space Heating_Natural Gas_Unit Heater_A_Achievable Economic TRC Potential | F11 | Industrial | Primary Metals | New | Space Heating | Natural Gas | Unit Heater | A | Cumulative Summer Peak Savings (MW) | Achievable Economic TRC Potential | 0 | 0 | 0 | 0 | 0 | 0 | 0 | 0 | 0 | 0 | 0 | 0 | 0 | 0 | 0 | 0 | 0 | 0 | 0 | 0 | 0 | 0
F12_Industrial_Primary Metals_New_Space Heating_Natural Gas_Unit Heater_A_Achievable Economic TRC Potential | F12 | Industrial | Primary Metals | New | Space Heating | Natural Gas | Unit Heater | A | Cumulative Winter Peak Savings (MW) | Achievable Economic TRC Potential | 0 | 0 | 0 | 0 | 0 | 0 | 0 | 0 | 0 | 0 | 0 | 0 | 0 | 0 | 0 | 0 | 0 | 0 | 0 | 0 | 0 | 0
F13_Industrial_Primary Metals_New_Space Heating_Natural Gas_Unit Heater_A_Achievable Economic TRC Potential | F13 | Industrial | Primary Metals | New | Space Heating | Natural Gas | Unit Heater | A | Purchases (Incremental) | Achievable Economic TRC Potential | 0 | 0 | 2.0378e-05 | 0.0012988 | 0.0019435 | 0.0029044 | 0.0021864 | 0.002995 | 0.0033182 | 0.0040572 | 0.0032153 | 0.0038761 | 0.0053815 | 0.0059302 | 0.0053982 | 0.0069322 | 0.0077497 | 0.010609 | 0.0067538 | 0.0092002 | 0.009064 | 0.0089581
F14_Industrial_Primary Metals_New_Space Heating_Natural Gas_Unit Heater_A_Achievable Economic TRC Potential | F14 | Industrial | Primary Metals | New | Space Heating | Natural Gas | Unit Heater | A | Purchases (Cumulative) | Achievable Economic TRC Potential | 0 | 0 | 2.0378e-05 | 0.0013192 | 0.0032627 | 0.0061671 | 0.0083535 | 0.011349 | 0.014667 | 0.018724 | 0.021939 | 0.025815 | 0.031197 | 0.037127 | 0.042505 | 0.048138 | 0.053944 | 0.061649 | 0.066216 | 0.072421 | 0.078167 | 0.083068
F1_Industrial_Stone, Clay, and Glass_Existing_Space Heating_Natural Gas_Furnace_A_Achievable Economic TRC Potential | F1 | Industrial | Stone, Clay, and Glass | Existing | Space Heating | Natural Gas | Furnace | A | Original Unit Energy Savings (kWh or therms) | Achievable Economic TRC Potential | 0 | 1443.5459 | 1443.5459 | 1443.5459 | 1443.5459 | 1443.5459 | 1443.5459 | 1443.5459 | 1443.5459 | 1443.5459 | 1443.5459 | 1443.5459 | 1443.5459 | 1443.5459 | 1443.5459 | 1443.5459 | 1443.5459 | 1443.5459 | 1443.5459 | 1443.5459 | 1443.5459 | 1443.5459
F2_Industrial_Stone, Clay, and Glass_Existing_Space Heating_Natural Gas_Furnace_A_Achievable Economic TRC Potential | F2 | Industrial | Stone, Clay, and Glass | Existing | Space Heating | Natural Gas | Furnace | A | Original Unit Summer Peak Savings (kW) | Achievable Economic TRC Potential | 0 | 0 | 0 | 0 | 0 | 0 | 0 | 0 | 0 | 0 | 0 | 0 | 0 | 0 | 0 | 0 | 0 | 0 | 0 | 0 | 0 | 0
F3_Industrial_Stone, Clay, and Glass_Existing_Space Heating_Natural Gas_Furnace_A_Achievable Economic TRC Potential | F3 | Industrial | Stone, Clay, and Glass | Existing | Space Heating | Natural Gas | Furnace | A | Original Unit Winter Peak Savings (kW) | Achievable Economic TRC Potential | 0 | 0 | 0 | 0 | 0 | 0 | 0 | 0 | 0 | 0 | 0 | 0 | 0 | 0 | 0 | 0 | 0 | 0 | 0 | 0 | 0 | 0
F4_Industrial_Stone, Clay, and Glass_Existing_Space Heating_Natural Gas_Furnace_A_Achievable Economic TRC Potential | F4 | Industrial | Stone, Clay, and Glass | Existing | Space Heating | Natural Gas | Furnace | A | Standalone Impact on Baseline Energy (%) | Achievable Economic TRC Potential | 0% | 0% | 0.00132% | 0.004149% | 0.008663% | 0.01503% | 0.02342% | 0.03382% | 0.04604% | 0.05991% | 0.07531% | 0.0921% | 0.1089% | 0.1255% | 0.1419% | 0.158% | 0.1738% | 0.1893% | 0.2044% | 0.22% | 0.2361% | 0.2528%
F5_Industrial_Stone, Clay, and Glass_Existing_Space Heating_Natural Gas_Furnace_A_Achievable Economic TRC Potential | F5 | Industrial | Stone, Clay, and Glass | Existing | Space Heating | Natural Gas | Furnace | A | Standalone Impact on Baseline Summer Peak (%) | Achievable Economic TRC Potential | bar: 2019 to 2040
F6_Industrial_Stone, Clay, and Glass_Existing_Space Heating_Natural Gas_Furnace_A_Achievable Economic TRC Potential | F6 | Industrial | Stone, Clay, and Glass | Existing | Space Heating | Natural Gas | Furnace | A | Standalone Impact on Baseline Winter Peak (%) | Achievable Economic TRC Potential | bar: 2019 to 2040
F7_Industrial_Stone, Clay, and Glass_Existing_Space Heating_Natural Gas_Furnace_A_Achievable Economic TRC Potential | F7 | Industrial | Stone, Clay, and Glass | Existing | Space Heating | Natural Gas | Furnace | A | Incremental Energy Savings (MWh or mTherms) | Achievable Economic TRC Potential | 0 | 0 | 0.0012947 | 0.0026934 | 0.0041767 | 0.0057273 | 0.0073298 | 0.008821 | 0.01006 | 0.011082 | 0.011918 | 0.012596 | 0.012078 | 0.011489 | 0.010861 | 0.010219 | 0.0095806 | 0.0089566 | 0.008285 | 0.0082968 | 0.0083267 | 0.0083702
F8_Industrial_Stone, Clay, and Glass_Existing_Space Heating_Natural Gas_Furnace_A_Achievable Economic TRC Potential | F8 | Industrial | Stone, Clay, and Glass | Existing | Space Heating | Natural Gas | Furnace | A | Incremental Summer Peak Savings (MW) | Achievable Economic TRC Potential | 0 | 0 | 0 | 0 | 0 | 0 | 0 | 0 | 0 | 0 | 0 | 0 | 0 | 0 | 0 | 0 | 0 | 0 | 0 | 0 | 0 | 0
F9_Industrial_Stone, Clay, and Glass_Existing_Space Heating_Natural Gas_Furnace_A_Achievable Economic TRC Potential | F9 | Industrial | Stone, Clay, and Glass | Existing | Space Heating | Natural Gas | Furnace | A | Incremental Winter Peak Savings (MW) | Achievable Economic TRC Potential | 0 | 0 | 0 | 0 | 0 | 0 | 0 | 0 | 0 | 0 | 0 | 0 | 0 | 0 | 0 | 0 | 0 | 0 | 0 | 0 | 0 | 0
F10_Industrial_Stone, Clay, and Glass_Existing_Space Heating_Natural Gas_Furnace_A_Achievable Economic TRC Potential | F10 | Industrial | Stone, Clay, and Glass | Existing | Space Heating | Natural Gas | Furnace | A | Cumulative Energy Savings (MWh or mTherms) | Achievable Economic TRC Potential | 0 | 0 | 0.0012947 | 0.0039881 | 0.0081649 | 0.013892 | 0.021222 | 0.030043 | 0.040103 | 0.051185 | 0.063102 | 0.075698 | 0.087776 | 0.099265 | 0.11013 | 0.12035 | 0.12993 | 0.13888 | 0.14717 | 0.15546 | 0.16379 | 0.17216
F11_Industrial_Stone, Clay, and Glass_Existing_Space Heating_Natural Gas_Furnace_A_Achievable Economic TRC Potential | F11 | Industrial | Stone, Clay, and Glass | Existing | Space Heating | Natural Gas | Furnace | A | Cumulative Summer Peak Savings (MW) | Achievable Economic TRC Potential | 0 | 0 | 0 | 0 | 0 | 0 | 0 | 0 | 0 | 0 | 0 | 0 | 0 | 0 | 0 | 0 | 0 | 0 | 0 | 0 | 0 | 0
F12_Industrial_Stone, Clay, and Glass_Existing_Space Heating_Natural Gas_Furnace_A_Achievable Economic TRC Potential | F12 | Industrial | Stone, Clay, and Glass | Existing | Space Heating | Natural Gas | Furnace | A | Cumulative Winter Peak Savings (MW) | Achievable Economic TRC Potential | 0 | 0 | 0 | 0 | 0 | 0 | 0 | 0 | 0 | 0 | 0 | 0 | 0 | 0 | 0 | 0 | 0 | 0 | 0 | 0 | 0 | 0
F13_Industrial_Stone, Clay, and Glass_Existing_Space Heating_Natural Gas_Furnace_A_Achievable Economic TRC Potential | F13 | Industrial | Stone, Clay, and Glass | Existing | Space Heating | Natural Gas | Furnace | A | Purchases (Incremental) | Achievable Economic TRC Potential | 0 | 0 | 0.00089689 | 0.0018658 | 0.0028934 | 0.0039675 | 0.0050776 | 0.0061107 | 0.0069689 | 0.0076767 | 0.0082558 | 0.0087255 | 0.0083672 | 0.0079587 | 0.0075238 | 0.0070793 | 0.0066369 | 0.0062046 | 0.0057393 | 0.0057475 | 0.0057682 | 0.0057983
F14_Industrial_Stone, Clay, and Glass_Existing_Space Heating_Natural Gas_Furnace_A_Achievable Economic TRC Potential | F14 | Industrial | Stone, Clay, and Glass | Existing | Space Heating | Natural Gas | Furnace | A | Purchases (Cumulative) | Achievable Economic TRC Potential | 0 | 0 | 0.00089689 | 0.0027627 | 0.0056561 | 0.0096236 | 0.014701 | 0.020812 | 0.027781 | 0.035458 | 0.043713 | 0.052439 | 0.060806 | 0.068765 | 0.076289 | 0.083368 | 0.090005 | 0.096209 | 0.10195 | 0.1077 | 0.11346 | 0.11926
F1_Industrial_Stone, Clay, and Glass_Existing_Space Heating_Natural Gas_Boiler_A_Achievable Economic TRC Potential | F1 | Industrial | Stone, Clay, and Glass | Existing | Space Heating | Natural Gas | Boiler | A | Original Unit Energy Savings (kWh or therms) | Achievable Economic TRC Potential | 0 | 6227.3193 | 6227.3193 | 6227.3193 | 6227.3193 | 6227.3193 | 6227.3193 | 6227.3193 | 6227.3193 | 6227.3193 | 6227.3193 | 6227.3193 | 6227.3193 | 6227.3193 | 6227.3193 | 6227.3193 | 6227.3193 | 6227.3193 | 6227.3193 | 6227.3193 | 6227.3193 | 6227.3193
F2_Industrial_Stone, Clay, and Glass_Existing_Space Heating_Natural Gas_Boiler_A_Achievable Economic TRC Potential | F2 | Industrial | Stone, Clay, and Glass | Existing | Space Heating | Natural Gas | Boiler | A | Original Unit Summer Peak Savings (kW) | Achievable Economic TRC Potential | 0 | 0 | 0 | 0 | 0 | 0 | 0 | 0 | 0 | 0 | 0 | 0 | 0 | 0 | 0 | 0 | 0 | 0 | 0 | 0 | 0 | 0
F3_Industrial_Stone, Clay, and Glass_Existing_Space Heating_Natural Gas_Boiler_A_Achievable Economic TRC Potential | F3 | Industrial | Stone, Clay, and Glass | Existing | Space Heating | Natural Gas | Boiler | A | Original Unit Winter Peak Savings (kW) | Achievable Economic TRC Potential | 0 | 0 | 0 | 0 | 0 | 0 | 0 | 0 | 0 | 0 | 0 | 0 | 0 | 0 | 0 | 0 | 0 | 0 | 0 | 0 | 0 | 0
F4_Industrial_Stone, Clay, and Glass_Existing_Space Heating_Natural Gas_Boiler_A_Achievable Economic TRC Potential | F4 | Industrial | Stone, Clay, and Glass | Existing | Space Heating | Natural Gas | Boiler | A | Standalone Impact on Baseline Energy (%) | Achievable Economic TRC Potential | 0% | 0% | 0.01982% | 0.0496% | 0.08655% | 0.1286% | 0.1746% | 0.2232% | 0.2737% | 0.3257% | 0.3791% | 0.4338% | 0.4897% | 0.5469% | 0.6053% | 0.665% | 0.7259% | 0.7881% | 0.8516% | 0.9163% | 0.9823% | 1.05%
F5_Industrial_Stone, Clay, and Glass_Existing_Space Heating_Natural Gas_Boiler_A_Achievable Economic TRC Potential | F5 | Industrial | Stone, Clay, and Glass | Existing | Space Heating | Natural Gas | Boiler | A | Standalone Impact on Baseline Summer Peak (%) | Achievable Economic TRC Potential | bar: 2019 to 2040
F6_Industrial_Stone, Clay, and Glass_Existing_Space Heating_Natural Gas_Boiler_A_Achievable Economic TRC Potential | F6 | Industrial | Stone, Clay, and Glass | Existing | Space Heating | Natural Gas | Boiler | A | Standalone Impact on Baseline Winter Peak (%) | Achievable Economic TRC Potential | bar: 2019 to 2040
F7_Industrial_Stone, Clay, and Glass_Existing_Space Heating_Natural Gas_Boiler_A_Achievable Economic TRC Potential | F7 | Industrial | Stone, Clay, and Glass | Existing | Space Heating | Natural Gas | Boiler | A | Incremental Energy Savings (MWh or mTherms) | Achievable Economic TRC Potential | 0 | 0 | 0.019436 | 0.028244 | 0.033893 | 0.037303 | 0.039348 | 0.040099 | 0.040136 | 0.039831 | 0.039378 | 0.038849 | 0.038306 | 0.037758 | 0.037207 | 0.036656 | 0.036104 | 0.035553 | 0.035004 | 0.034458 | 0.033915 | 0.033376
F8_Industrial_Stone, Clay, and Glass_Existing_Space Heating_Natural Gas_Boiler_A_Achievable Economic TRC Potential | F8 | Industrial | Stone, Clay, and Glass | Existing | Space Heating | Natural Gas | Boiler | A | Incremental Summer Peak Savings (MW) | Achievable Economic TRC Potential | 0 | 0 | 0 | 0 | 0 | 0 | 0 | 0 | 0 | 0 | 0 | 0 | 0 | 0 | 0 | 0 | 0 | 0 | 0 | 0 | 0 | 0
F9_Industrial_Stone, Clay, and Glass_Existing_Space Heating_Natural Gas_Boiler_A_Achievable Economic TRC Potential | F9 | Industrial | Stone, Clay, and Glass | Existing | Space Heating | Natural Gas | Boiler | A | Incremental Winter Peak Savings (MW) | Achievable Economic TRC Potential | 0 | 0 | 0 | 0 | 0 | 0 | 0 | 0 | 0 | 0 | 0 | 0 | 0 | 0 | 0 | 0 | 0 | 0 | 0 | 0 | 0 | 0
F10_Industrial_Stone, Clay, and Glass_Existing_Space Heating_Natural Gas_Boiler_A_Achievable Economic TRC Potential | F10 | Industrial | Stone, Clay, and Glass | Existing | Space Heating | Natural Gas | Boiler | A | Cumulative Energy Savings (MWh or mTherms) | Achievable Economic TRC Potential | 0 | 0 | 0.019436 | 0.04768 | 0.081573 | 0.11888 | 0.15822 | 0.19832 | 0.23846 | 0.27829 | 0.31767 | 0.35652 | 0.39482 | 0.43258 | 0.46979 | 0.50644 | 0.54255 | 0.5781 | 0.61311 | 0.64756 | 0.68148 | 0.71486
F11_Industrial_Stone, Clay, and Glass_Existing_Space Heating_Natural Gas_Boiler_A_Achievable Economic TRC Potential | F11 | Industrial | Stone, Clay, and Glass | Existing | Space Heating | Natural Gas | Boiler | A | Cumulative Summer Peak Savings (MW) | Achievable Economic TRC Potential | 0 | 0 | 0 | 0 | 0 | 0 | 0 | 0 | 0 | 0 | 0 | 0 | 0 | 0 | 0 | 0 | 0 | 0 | 0 | 0 | 0 | 0
F12_Industrial_Stone, Clay, and Glass_Existing_Space Heating_Natural Gas_Boiler_A_Achievable Economic TRC Potential | F12 | Industrial | Stone, Clay, and Glass | Existing | Space Heating | Natural Gas | Boiler | A | Cumulative Winter Peak Savings (MW) | Achievable Economic TRC Potential | 0 | 0 | 0 | 0 | 0 | 0 | 0 | 0 | 0 | 0 | 0 | 0 | 0 | 0 | 0 | 0 | 0 | 0 | 0 | 0 | 0 | 0
F13_Industrial_Stone, Clay, and Glass_Existing_Space Heating_Natural Gas_Boiler_A_Achievable Economic TRC Potential | F13 | Industrial | Stone, Clay, and Glass | Existing | Space Heating | Natural Gas | Boiler | A | Purchases (Incremental) | Achievable Economic TRC Potential | 0 | 0 | 0.0031211 | 0.0045355 | 0.0054427 | 0.0059903 | 0.0063186 | 0.0064392 | 0.0064452 | 0.0063962 | 0.0063234 | 0.0062385 | 0.0061512 | 0.0060632 | 0.0059749 | 0.0058863 | 0.0057977 | 0.0057093 | 0.0056211 | 0.0055334 | 0.0054462 | 0.0053597
F14_Industrial_Stone, Clay, and Glass_Existing_Space Heating_Natural Gas_Boiler_A_Achievable Economic TRC Potential | F14 | Industrial | Stone, Clay, and Glass | Existing | Space Heating | Natural Gas | Boiler | A | Purchases (Cumulative) | Achievable Economic TRC Potential | 0 | 0 | 0.0031211 | 0.0076566 | 0.013099 | 0.01909 | 0.025408 | 0.031847 | 0.038293 | 0.044689 | 0.051012 | 0.057251 | 0.063402 | 0.069465 | 0.07544 | 0.081326 | 0.087124 | 0.092833 | 0.098454 | 0.10399 | 0.10943 | 0.11479
F1_Industrial_Stone, Clay, and Glass_Existing_Space Heating_Natural Gas_Unit Heater_A_Achievable Economic TRC Potential | F1 | Industrial | Stone, Clay, and Glass | Existing | Space Heating | Natural Gas | Unit Heater | A | Original Unit Energy Savings (kWh or therms) | Achievable Economic TRC Potential | 0 | 43660.7244 | 43660.7244 | 43660.7244 | 43660.7244 | 43660.7244 | 43660.7244 | 43660.7244 | 43660.7244 | 43660.7244 | 43660.7244 | 43660.7244 | 43660.7244 | 43660.7244 | 43660.7244 | 43660.7244 | 43660.7244 | 43660.7244 | 43660.7244 | 43660.7244 | 43660.7244 | 43660.7244
F2_Industrial_Stone, Clay, and Glass_Existing_Space Heating_Natural Gas_Unit Heater_A_Achievable Economic TRC Potential | F2 | Industrial | Stone, Clay, and Glass | Existing | Space Heating | Natural Gas | Unit Heater | A | Original Unit Summer Peak Savings (kW) | Achievable Economic TRC Potential | 0 | 0 | 0 | 0 | 0 | 0 | 0 | 0 | 0 | 0 | 0 | 0 | 0 | 0 | 0 | 0 | 0 | 0 | 0 | 0 | 0 | 0
F3_Industrial_Stone, Clay, and Glass_Existing_Space Heating_Natural Gas_Unit Heater_A_Achievable Economic TRC Potential | F3 | Industrial | Stone, Clay, and Glass | Existing | Space Heating | Natural Gas | Unit Heater | A | Original Unit Winter Peak Savings (kW) | Achievable Economic TRC Potential | 0 | 0 | 0 | 0 | 0 | 0 | 0 | 0 | 0 | 0 | 0 | 0 | 0 | 0 | 0 | 0 | 0 | 0 | 0 | 0 | 0 | 0
F4_Industrial_Stone, Clay, and Glass_Existing_Space Heating_Natural Gas_Unit Heater_A_Achievable Economic TRC Potential | F4 | Industrial | Stone, Clay, and Glass | Existing | Space Heating | Natural Gas | Unit Heater | A | Standalone Impact on Baseline Energy (%) | Achievable Economic TRC Potential | 0% | 0% | 0.001758% | 0.008631% | 0.02544% | 0.05832% | 0.1147% | 0.2015% | 0.3244% | 0.4883% | 0.693% | 0.9373% | 1.221% | 1.543% | 1.903% | 2.297% | 2.722% | 3.121% | 3.489% | 3.822% | 4.121% | 4.383%
F5_Industrial_Stone, Clay, and Glass_Existing_Space Heating_Natural Gas_Unit Heater_A_Achievable Economic TRC Potential | F5 | Industrial | Stone, Clay, and Glass | Existing | Space Heating | Natural Gas | Unit Heater | A | Standalone Impact on Baseline Summer Peak (%) | Achievable Economic TRC Potential | bar: 2019 to 2040
F6_Industrial_Stone, Clay, and Glass_Existing_Space Heating_Natural Gas_Unit Heater_A_Achievable Economic TRC Potential | F6 | Industrial | Stone, Clay, and Glass | Existing | Space Heating | Natural Gas | Unit Heater | A | Standalone Impact on Baseline Winter Peak (%) | Achievable Economic TRC Potential | bar: 2019 to 2040
F7_Industrial_Stone, Clay, and Glass_Existing_Space Heating_Natural Gas_Unit Heater_A_Achievable Economic TRC Potential | F7 | Industrial | Stone, Clay, and Glass | Existing | Space Heating | Natural Gas | Unit Heater | A | Incremental Energy Savings (MWh or mTherms) | Achievable Economic TRC Potential | 0 | 0 | 0.0017236 | 0.0065734 | 0.015676 | 0.029921 | 0.049995 | 0.075138 | 0.10359 | 0.13458 | 0.16346 | 0.18966 | 0.21379 | 0.23644 | 0.25643 | 0.27278 | 0.28466 | 0.25505 | 0.22224 | 0.18943 | 0.1577 | 0.12646
F8_Industrial_Stone, Clay, and Glass_Existing_Space Heating_Natural Gas_Unit Heater_A_Achievable Economic TRC Potential | F8 | Industrial | Stone, Clay, and Glass | Existing | Space Heating | Natural Gas | Unit Heater | A | Incremental Summer Peak Savings (MW) | Achievable Economic TRC Potential | 0 | 0 | 0 | 0 | 0 | 0 | 0 | 0 | 0 | 0 | 0 | 0 | 0 | 0 | 0 | 0 | 0 | 0 | 0 | 0 | 0 | 0
F9_Industrial_Stone, Clay, and Glass_Existing_Space Heating_Natural Gas_Unit Heater_A_Achievable Economic TRC Potential | F9 | Industrial | Stone, Clay, and Glass | Existing | Space Heating | Natural Gas | Unit Heater | A | Incremental Winter Peak Savings (MW) | Achievable Economic TRC Potential | 0 | 0 | 0 | 0 | 0 | 0 | 0 | 0 | 0 | 0 | 0 | 0 | 0 | 0 | 0 | 0 | 0 | 0 | 0 | 0 | 0 | 0
F10_Industrial_Stone, Clay, and Glass_Existing_Space Heating_Natural Gas_Unit Heater_A_Achievable Economic TRC Potential | F10 | Industrial | Stone, Clay, and Glass | Existing | Space Heating | Natural Gas | Unit Heater | A | Cumulative Energy Savings (MWh or mTherms) | Achievable Economic TRC Potential | 0 | 0 | 0.0017236 | 0.008297 | 0.023973 | 0.053894 | 0.10389 | 0.17903 | 0.28262 | 0.41719 | 0.58065 | 0.77031 | 0.9841 | 1.2205 | 1.477 | 1.7497 | 2.0344 | 2.2895 | 2.5117 | 2.7011 | 2.8588 | 2.9853
F11_Industrial_Stone, Clay, and Glass_Existing_Space Heating_Natural Gas_Unit Heater_A_Achievable Economic TRC Potential | F11 | Industrial | Stone, Clay, and Glass | Existing | Space Heating | Natural Gas | Unit Heater | A | Cumulative Summer Peak Savings (MW) | Achievable Economic TRC Potential | 0 | 0 | 0 | 0 | 0 | 0 | 0 | 0 | 0 | 0 | 0 | 0 | 0 | 0 | 0 | 0 | 0 | 0 | 0 | 0 | 0 | 0
F12_Industrial_Stone, Clay, and Glass_Existing_Space Heating_Natural Gas_Unit Heater_A_Achievable Economic TRC Potential | F12 | Industrial | Stone, Clay, and Glass | Existing | Space Heating | Natural Gas | Unit Heater | A | Cumulative Winter Peak Savings (MW) | Achievable Economic TRC Potential | 0 | 0 | 0 | 0 | 0 | 0 | 0 | 0 | 0 | 0 | 0 | 0 | 0 | 0 | 0 | 0 | 0 | 0 | 0 | 0 | 0 | 0
F13_Industrial_Stone, Clay, and Glass_Existing_Space Heating_Natural Gas_Unit Heater_A_Achievable Economic TRC Potential | F13 | Industrial | Stone, Clay, and Glass | Existing | Space Heating | Natural Gas | Unit Heater | A | Purchases (Incremental) | Achievable Economic TRC Potential | 0 | 0 | 3.9477e-05 | 0.00015056 | 0.00035904 | 0.00068531 | 0.0011451 | 0.001721 | 0.0023726 | 0.0030823 | 0.0037438 | 0.004344 | 0.0048965 | 0.0054154 | 0.0059128 | 0.0063982 | 0.0068788 | 0.0065269 | 0.0062353 | 0.0060596 | 0.0059845 | 0.0059787
F14_Industrial_Stone, Clay, and Glass_Existing_Space Heating_Natural Gas_Unit Heater_A_Achievable Economic TRC Potential | F14 | Industrial | Stone, Clay, and Glass | Existing | Space Heating | Natural Gas | Unit Heater | A | Purchases (Cumulative) | Achievable Economic TRC Potential | 0 | 0 | 3.9477e-05 | 0.00019003 | 0.00054908 | 0.0012344 | 0.0023795 | 0.0041004 | 0.006473 | 0.0095553 | 0.013299 | 0.017643 | 0.02254 | 0.027955 | 0.033828 | 0.040076 | 0.046596 | 0.052437 | 0.057528 | 0.061866 | 0.065478 | 0.068374
F1_Industrial_Stone, Clay, and Glass_New_Space Heating_Natural Gas_Furnace_A_Achievable Economic TRC Potential | F1 | Industrial | Stone, Clay, and Glass | New | Space Heating | Natural Gas | Furnace | A | Original Unit Energy Savings (kWh or therms) | Achievable Economic TRC Potential | 0 | 1443.5073 | 1443.5073 | 1443.5073 | 1443.5073 | 1443.5073 | 1443.5073 | 1443.5073 | 1443.5073 | 1443.5073 | 1443.5073 | 1443.5073 | 1443.5073 | 1443.5073 | 1443.5073 | 1443.5073 | 1443.5073 | 1443.5073 | 1443.5073 | 1443.5073 | 1443.5073 | 1443.5073
F2_Industrial_Stone, Clay, and Glass_New_Space Heating_Natural Gas_Furnace_A_Achievable Economic TRC Potential | F2 | Industrial | Stone, Clay, and Glass | New | Space Heating | Natural Gas | Furnace | A | Original Unit Summer Peak Savings (kW) | Achievable Economic TRC Potential | 0 | 0 | 0 | 0 | 0 | 0 | 0 | 0 | 0 | 0 | 0 | 0 | 0 | 0 | 0 | 0 | 0 | 0 | 0 | 0 | 0 | 0
F3_Industrial_Stone, Clay, and Glass_New_Space Heating_Natural Gas_Furnace_A_Achievable Economic TRC Potential | F3 | Industrial | Stone, Clay, and Glass | New | Space Heating | Natural Gas | Furnace | A | Original Unit Winter Peak Savings (kW) | Achievable Economic TRC Potential | 0 | 0 | 0 | 0 | 0 | 0 | 0 | 0 | 0 | 0 | 0 | 0 | 0 | 0 | 0 | 0 | 0 | 0 | 0 | 0 | 0 | 0
F4_Industrial_Stone, Clay, and Glass_New_Space Heating_Natural Gas_Furnace_A_Achievable Economic TRC Potential | F4 | Industrial | Stone, Clay, and Glass | New | Space Heating | Natural Gas | Furnace | A | Standalone Impact on Baseline Energy (%) | Achievable Economic TRC Potential | 0% | 0% | 0.001165% | 0.0432% | 0.07493% | 0.1061% | 0.1249% | 0.1472% | 0.1683% | 0.1901% | 0.2052% | 0.2214% | 0.236% | 0.2514% | 0.261% | 0.2718% | 0.2818% | 0.2923% | 0.2986% | 0.3089% | 0.3179% | 0.3282%
F5_Industrial_Stone, Clay, and Glass_New_Space Heating_Natural Gas_Furnace_A_Achievable Economic TRC Potential | F5 | Industrial | Stone, Clay, and Glass | New | Space Heating | Natural Gas | Furnace | A | Standalone Impact on Baseline Summer Peak (%) | Achievable Economic TRC Potential | bar: 2019 to 2040
F6_Industrial_Stone, Clay, and Glass_New_Space Heating_Natural Gas_Furnace_A_Achievable Economic TRC Potential | F6 | Industrial | Stone, Clay, and Glass | New | Space Heating | Natural Gas | Furnace | A | Standalone Impact on Baseline Winter Peak (%) | Achievable Economic TRC Potential | bar: 2019 to 2040
F7_Industrial_Stone, Clay, and Glass_New_Space Heating_Natural Gas_Furnace_A_Achievable Economic TRC Potential | F7 | Industrial | Stone, Clay, and Glass | New | Space Heating | Natural Gas | Furnace | A | Incremental Energy Savings (MWh or mTherms) | Achievable Economic TRC Potential | 0 | 0 | 6.0078e-05 | 0.0038292 | 0.0057297 | 0.0085628 | 0.0064461 | 0.00883 | 0.0097826 | 0.011961 | 0.0094793 | 0.011427 | 0.01169 | 0.013945 | 0.0096736 | 0.01196 | 0.012113 | 0.014252 | 0.0094149 | 0.013361 | 0.012952 | 0.014133
F8_Industrial_Stone, Clay, and Glass_New_Space Heating_Natural Gas_Furnace_A_Achievable Economic TRC Potential | F8 | Industrial | Stone, Clay, and Glass | New | Space Heating | Natural Gas | Furnace | A | Incremental Summer Peak Savings (MW) | Achievable Economic TRC Potential | 0 | 0 | 0 | 0 | 0 | 0 | 0 | 0 | 0 | 0 | 0 | 0 | 0 | 0 | 0 | 0 | 0 | 0 | 0 | 0 | 0 | 0
F9_Industrial_Stone, Clay, and Glass_New_Space Heating_Natural Gas_Furnace_A_Achievable Economic TRC Potential | F9 | Industrial | Stone, Clay, and Glass | New | Space Heating | Natural Gas | Furnace | A | Incremental Winter Peak Savings (MW) | Achievable Economic TRC Potential | 0 | 0 | 0 | 0 | 0 | 0 | 0 | 0 | 0 | 0 | 0 | 0 | 0 | 0 | 0 | 0 | 0 | 0 | 0 | 0 | 0 | 0
F10_Industrial_Stone, Clay, and Glass_New_Space Heating_Natural Gas_Furnace_A_Achievable Economic TRC Potential | F10 | Industrial | Stone, Clay, and Glass | New | Space Heating | Natural Gas | Furnace | A | Cumulative Energy Savings (MWh or mTherms) | Achievable Economic TRC Potential | 0 | 0 | 6.0078e-05 | 0.0038893 | 0.0096189 | 0.018182 | 0.024628 | 0.033458 | 0.04324 | 0.055202 | 0.064681 | 0.076108 | 0.087799 | 0.10174 | 0.11142 | 0.12338 | 0.13549 | 0.14974 | 0.15916 | 0.17252 | 0.18547 | 0.1996
F11_Industrial_Stone, Clay, and Glass_New_Space Heating_Natural Gas_Furnace_A_Achievable Economic TRC Potential | F11 | Industrial | Stone, Clay, and Glass | New | Space Heating | Natural Gas | Furnace | A | Cumulative Summer Peak Savings (MW) | Achievable Economic TRC Potential | 0 | 0 | 0 | 0 | 0 | 0 | 0 | 0 | 0 | 0 | 0 | 0 | 0 | 0 | 0 | 0 | 0 | 0 | 0 | 0 | 0 | 0
F12_Industrial_Stone, Clay, and Glass_New_Space Heating_Natural Gas_Furnace_A_Achievable Economic TRC Potential | F12 | Industrial | Stone, Clay, and Glass | New | Space Heating | Natural Gas | Furnace | A | Cumulative Winter Peak Savings (MW) | Achievable Economic TRC Potential | 0 | 0 | 0 | 0 | 0 | 0 | 0 | 0 | 0 | 0 | 0 | 0 | 0 | 0 | 0 | 0 | 0 | 0 | 0 | 0 | 0 | 0
F13_Industrial_Stone, Clay, and Glass_New_Space Heating_Natural Gas_Furnace_A_Achievable Economic TRC Potential | F13 | Industrial | Stone, Clay, and Glass | New | Space Heating | Natural Gas | Furnace | A | Purchases (Incremental) | Achievable Economic TRC Potential | 0 | 0 | 4.162e-05 | 0.0026527 | 0.0039693 | 0.0059319 | 0.0044656 | 0.006117 | 0.006777 | 0.0082864 | 0.0065668 | 0.0079164 | 0.0080984 | 0.0096608 | 0.0067015 | 0.0082853 | 0.0083915 | 0.0098735 | 0.0065222 | 0.0092558 | 0.0089724 | 0.0097905
F14_Industrial_Stone, Clay, and Glass_New_Space Heating_Natural Gas_Furnace_A_Achievable Economic TRC Potential | F14 | Industrial | Stone, Clay, and Glass | New | Space Heating | Natural Gas | Furnace | A | Purchases (Cumulative) | Achievable Economic TRC Potential | 0 | 0 | 4.162e-05 | 0.0026943 | 0.0066636 | 0.012596 | 0.017061 | 0.023178 | 0.029955 | 0.038241 | 0.044808 | 0.052725 | 0.060823 | 0.070484 | 0.077185 | 0.085471 | 0.093862 | 0.10374 | 0.11026 | 0.11951 | 0.12849 | 0.13828
F1_Industrial_Stone, Clay, and Glass_New_Space Heating_Natural Gas_Boiler_A_Achievable Economic TRC Potential | F1 | Industrial | Stone, Clay, and Glass | New | Space Heating | Natural Gas | Boiler | A | Original Unit Energy Savings (kWh or therms) | Achievable Economic TRC Potential | 0 | 6223.5803 | 6223.5803 | 6223.5803 | 6223.5803 | 6223.5803 | 6223.5803 | 6223.5803 | 6223.5803 | 6223.5803 | 6223.5803 | 6223.5803 | 6223.5803 | 6223.5803 | 6223.5803 | 6223.5803 | 6223.5803 | 6223.5803 | 6223.5803 | 6223.5803 | 6223.5803 | 6223.5803
F2_Industrial_Stone, Clay, and Glass_New_Space Heating_Natural Gas_Boiler_A_Achievable Economic TRC Potential | F2 | Industrial | Stone, Clay, and Glass | New | Space Heating | Natural Gas | Boiler | A | Original Unit Summer Peak Savings (kW) | Achievable Economic TRC Potential | 0 | 0 | 0 | 0 | 0 | 0 | 0 | 0 | 0 | 0 | 0 | 0 | 0 | 0 | 0 | 0 | 0 | 0 | 0 | 0 | 0 | 0
F3_Industrial_Stone, Clay, and Glass_New_Space Heating_Natural Gas_Boiler_A_Achievable Economic TRC Potential | F3 | Industrial | Stone, Clay, and Glass | New | Space Heating | Natural Gas | Boiler | A | Original Unit Winter Peak Savings (kW) | Achievable Economic TRC Potential | 0 | 0 | 0 | 0 | 0 | 0 | 0 | 0 | 0 | 0 | 0 | 0 | 0 | 0 | 0 | 0 | 0 | 0 | 0 | 0 | 0 | 0
F4_Industrial_Stone, Clay, and Glass_New_Space Heating_Natural Gas_Boiler_A_Achievable Economic TRC Potential | F4 | Industrial | Stone, Clay, and Glass | New | Space Heating | Natural Gas | Boiler | A | Standalone Impact on Baseline Energy (%) | Achievable Economic TRC Potential | 0% | 0% | 0.01593% | 0.4357% | 0.6673% | 0.8378% | 0.9165% | 0.9913% | 1.05% | 1.103% | 1.136% | 1.167% | 1.193% | 1.219% | 1.235% | 1.251% | 1.266% | 1.281% | 1.29% | 1.3% | 1.309% | 1.318%
F5_Industrial_Stone, Clay, and Glass_New_Space Heating_Natural Gas_Boiler_A_Achievable Economic TRC Potential | F5 | Industrial | Stone, Clay, and Glass | New | Space Heating | Natural Gas | Boiler | A | Standalone Impact on Baseline Summer Peak (%) | Achievable Economic TRC Potential | bar: 2019 to 2040
F6_Industrial_Stone, Clay, and Glass_New_Space Heating_Natural Gas_Boiler_A_Achievable Economic TRC Potential | F6 | Industrial | Stone, Clay, and Glass | New | Space Heating | Natural Gas | Boiler | A | Standalone Impact on Baseline Winter Peak (%) | Achievable Economic TRC Potential | bar: 2019 to 2040
F7_Industrial_Stone, Clay, and Glass_New_Space Heating_Natural Gas_Boiler_A_Achievable Economic TRC Potential | F7 | Industrial | Stone, Clay, and Glass | New | Space Heating | Natural Gas | Boiler | A | Incremental Energy Savings (MWh or mTherms) | Achievable Economic TRC Potential | 0 | 0 | 0.00082165 | 0.038404 | 0.046436 | 0.057903 | 0.037204 | 0.044543 | 0.044576 | 0.050409 | 0.037616 | 0.043275 | 0.042701 | 0.049534 | 0.033619 | 0.040859 | 0.040828 | 0.047529 | 0.031395 | 0.038686 | 0.037632 | 0.037521
F8_Industrial_Stone, Clay, and Glass_New_Space Heating_Natural Gas_Boiler_A_Achievable Economic TRC Potential | F8 | Industrial | Stone, Clay, and Glass | New | Space Heating | Natural Gas | Boiler | A | Incremental Summer Peak Savings (MW) | Achievable Economic TRC Potential | 0 | 0 | 0 | 0 | 0 | 0 | 0 | 0 | 0 | 0 | 0 | 0 | 0 | 0 | 0 | 0 | 0 | 0 | 0 | 0 | 0 | 0
F9_Industrial_Stone, Clay, and Glass_New_Space Heating_Natural Gas_Boiler_A_Achievable Economic TRC Potential | F9 | Industrial | Stone, Clay, and Glass | New | Space Heating | Natural Gas | Boiler | A | Incremental Winter Peak Savings (MW) | Achievable Economic TRC Potential | 0 | 0 | 0 | 0 | 0 | 0 | 0 | 0 | 0 | 0 | 0 | 0 | 0 | 0 | 0 | 0 | 0 | 0 | 0 | 0 | 0 | 0
F10_Industrial_Stone, Clay, and Glass_New_Space Heating_Natural Gas_Boiler_A_Achievable Economic TRC Potential | F10 | Industrial | Stone, Clay, and Glass | New | Space Heating | Natural Gas | Boiler | A | Cumulative Energy Savings (MWh or mTherms) | Achievable Economic TRC Potential | 0 | 0 | 0.00082165 | 0.039226 | 0.085662 | 0.14356 | 0.18077 | 0.22531 | 0.26989 | 0.3203 | 0.35791 | 0.40119 | 0.44389 | 0.49342 | 0.52704 | 0.5679 | 0.60873 | 0.65626 | 0.68765 | 0.72634 | 0.76397 | 0.80149
F11_Industrial_Stone, Clay, and Glass_New_Space Heating_Natural Gas_Boiler_A_Achievable Economic TRC Potential | F11 | Industrial | Stone, Clay, and Glass | New | Space Heating | Natural Gas | Boiler | A | Cumulative Summer Peak Savings (MW) | Achievable Economic TRC Potential | 0 | 0 | 0 | 0 | 0 | 0 | 0 | 0 | 0 | 0 | 0 | 0 | 0 | 0 | 0 | 0 | 0 | 0 | 0 | 0 | 0 | 0
F12_Industrial_Stone, Clay, and Glass_New_Space Heating_Natural Gas_Boiler_A_Achievable Economic TRC Potential | F12 | Industrial | Stone, Clay, and Glass | New | Space Heating | Natural Gas | Boiler | A | Cumulative Winter Peak Savings (MW) | Achievable Economic TRC Potential | 0 | 0 | 0 | 0 | 0 | 0 | 0 | 0 | 0 | 0 | 0 | 0 | 0 | 0 | 0 | 0 | 0 | 0 | 0 | 0 | 0 | 0
F13_Industrial_Stone, Clay, and Glass_New_Space Heating_Natural Gas_Boiler_A_Achievable Economic TRC Potential | F13 | Industrial | Stone, Clay, and Glass | New | Space Heating | Natural Gas | Boiler | A | Purchases (Incremental) | Achievable Economic TRC Potential | 0 | 0 | 0.00013202 | 0.0061707 | 0.0074613 | 0.0093038 | 0.005978 | 0.0071572 | 0.0071625 | 0.0080996 | 0.0060442 | 0.0069533 | 0.0068611 | 0.0079591 | 0.0054018 | 0.0065652 | 0.0065602 | 0.007637 | 0.0050445 | 0.006216 | 0.0060467 | 0.0060288
F14_Industrial_Stone, Clay, and Glass_New_Space Heating_Natural Gas_Boiler_A_Achievable Economic TRC Potential | F14 | Industrial | Stone, Clay, and Glass | New | Space Heating | Natural Gas | Boiler | A | Purchases (Cumulative) | Achievable Economic TRC Potential | 0 | 0 | 0.00013202 | 0.0063027 | 0.013764 | 0.023068 | 0.029046 | 0.036203 | 0.043365 | 0.051465 | 0.057509 | 0.064462 | 0.071324 | 0.079283 | 0.084684 | 0.09125 | 0.09781 | 0.10545 | 0.11049 | 0.11671 | 0.12275 | 0.12878
F1_Industrial_Stone, Clay, and Glass_New_Space Heating_Natural Gas_Unit Heater_A_Achievable Economic TRC Potential | F1 | Industrial | Stone, Clay, and Glass | New | Space Heating | Natural Gas | Unit Heater | A | Original Unit Energy Savings (kWh or therms) | Achievable Economic TRC Potential | 0 | 43660.7244 | 43660.7244 | 43660.7244 | 43660.7244 | 43660.7244 | 43660.7244 | 43660.7244 | 43660.7244 | 43660.7244 | 43660.7244 | 43660.7244 | 43660.7244 | 43660.7244 | 43660.7244 | 43660.7244 | 43660.7244 | 43660.7244 | 43660.7244 | 43660.7244 | 43660.7244 | 43660.7244
F2_Industrial_Stone, Clay, and Glass_New_Space Heating_Natural Gas_Unit Heater_A_Achievable Economic TRC Potential | F2 | Industrial | Stone, Clay, and Glass | New | Space Heating | Natural Gas | Unit Heater | A | Original Unit Summer Peak Savings (kW) | Achievable Economic TRC Potential | 0 | 0 | 0 | 0 | 0 | 0 | 0 | 0 | 0 | 0 | 0 | 0 | 0 | 0 | 0 | 0 | 0 | 0 | 0 | 0 | 0 | 0
F3_Industrial_Stone, Clay, and Glass_New_Space Heating_Natural Gas_Unit Heater_A_Achievable Economic TRC Potential | F3 | Industrial | Stone, Clay, and Glass | New | Space Heating | Natural Gas | Unit Heater | A | Original Unit Winter Peak Savings (kW) | Achievable Economic TRC Potential | 0 | 0 | 0 | 0 | 0 | 0 | 0 | 0 | 0 | 0 | 0 | 0 | 0 | 0 | 0 | 0 | 0 | 0 | 0 | 0 | 0 | 0
F4_Industrial_Stone, Clay, and Glass_New_Space Heating_Natural Gas_Unit Heater_A_Achievable Economic TRC Potential | F4 | Industrial | Stone, Clay, and Glass | New | Space Heating | Natural Gas | Unit Heater | A | Standalone Impact on Baseline Energy (%) | Achievable Economic TRC Potential | 0% | 0% | 0.01765% | 0.6547% | 1.136% | 1.608% | 1.892% | 2.231% | 2.55% | 2.881% | 3.11% | 3.355% | 3.747% | 4.099% | 4.448% | 4.738% | 5.012% | 5.377% | 5.55% | 5.793% | 5.986% | 6.102%
F5_Industrial_Stone, Clay, and Glass_New_Space Heating_Natural Gas_Unit Heater_A_Achievable Economic TRC Potential | F5 | Industrial | Stone, Clay, and Glass | New | Space Heating | Natural Gas | Unit Heater | A | Standalone Impact on Baseline Summer Peak (%) | Achievable Economic TRC Potential | bar: 2019 to 2040
F6_Industrial_Stone, Clay, and Glass_New_Space Heating_Natural Gas_Unit Heater_A_Achievable Economic TRC Potential | F6 | Industrial | Stone, Clay, and Glass | New | Space Heating | Natural Gas | Unit Heater | A | Standalone Impact on Baseline Winter Peak (%) | Achievable Economic TRC Potential | bar: 2019 to 2040
F7_Industrial_Stone, Clay, and Glass_New_Space Heating_Natural Gas_Unit Heater_A_Achievable Economic TRC Potential | F7 | Industrial | Stone, Clay, and Glass | New | Space Heating | Natural Gas | Unit Heater | A | Incremental Energy Savings (MWh or mTherms) | Achievable Economic TRC Potential | 0 | 0 | 0.00091044 | 0.058028 | 0.086829 | 0.12976 | 0.097685 | 0.13381 | 0.14825 | 0.18127 | 0.14365 | 0.17317 | 0.24043 | 0.26495 | 0.24027 | 0.25168 | 0.25941 | 0.34421 | 0.20406 | 0.27723 | 0.25671 | 0.21896
F8_Industrial_Stone, Clay, and Glass_New_Space Heating_Natural Gas_Unit Heater_A_Achievable Economic TRC Potential | F8 | Industrial | Stone, Clay, and Glass | New | Space Heating | Natural Gas | Unit Heater | A | Incremental Summer Peak Savings (MW) | Achievable Economic TRC Potential | 0 | 0 | 0 | 0 | 0 | 0 | 0 | 0 | 0 | 0 | 0 | 0 | 0 | 0 | 0 | 0 | 0 | 0 | 0 | 0 | 0 | 0
F9_Industrial_Stone, Clay, and Glass_New_Space Heating_Natural Gas_Unit Heater_A_Achievable Economic TRC Potential | F9 | Industrial | Stone, Clay, and Glass | New | Space Heating | Natural Gas | Unit Heater | A | Incremental Winter Peak Savings (MW) | Achievable Economic TRC Potential | 0 | 0 | 0 | 0 | 0 | 0 | 0 | 0 | 0 | 0 | 0 | 0 | 0 | 0 | 0 | 0 | 0 | 0 | 0 | 0 | 0 | 0
F10_Industrial_Stone, Clay, and Glass_New_Space Heating_Natural Gas_Unit Heater_A_Achievable Economic TRC Potential | F10 | Industrial | Stone, Clay, and Glass | New | Space Heating | Natural Gas | Unit Heater | A | Cumulative Energy Savings (MWh or mTherms) | Achievable Economic TRC Potential | 0 | 0 | 0.00091044 | 0.058939 | 0.14577 | 0.27553 | 0.37322 | 0.50703 | 0.65528 | 0.83654 | 0.98019 | 1.1534 | 1.3938 | 1.6587 | 1.899 | 2.1507 | 2.4101 | 2.7543 | 2.9584 | 3.2356 | 3.4923 | 3.7113
F11_Industrial_Stone, Clay, and Glass_New_Space Heating_Natural Gas_Unit Heater_A_Achievable Economic TRC Potential | F11 | Industrial | Stone, Clay, and Glass | New | Space Heating | Natural Gas | Unit Heater | A | Cumulative Summer Peak Savings (MW) | Achievable Economic TRC Potential | 0 | 0 | 0 | 0 | 0 | 0 | 0 | 0 | 0 | 0 | 0 | 0 | 0 | 0 | 0 | 0 | 0 | 0 | 0 | 0 | 0 | 0
F12_Industrial_Stone, Clay, and Glass_New_Space Heating_Natural Gas_Unit Heater_A_Achievable Economic TRC Potential | F12 | Industrial | Stone, Clay, and Glass | New | Space Heating | Natural Gas | Unit Heater | A | Cumulative Winter Peak Savings (MW) | Achievable Economic TRC Potential | 0 | 0 | 0 | 0 | 0 | 0 | 0 | 0 | 0 | 0 | 0 | 0 | 0 | 0 | 0 | 0 | 0 | 0 | 0 | 0 | 0 | 0
F13_Industrial_Stone, Clay, and Glass_New_Space Heating_Natural Gas_Unit Heater_A_Achievable Economic TRC Potential | F13 | Industrial | Stone, Clay, and Glass | New | Space Heating | Natural Gas | Unit Heater | A | Purchases (Incremental) | Achievable Economic TRC Potential | 0 | 0 | 2.0853e-05 | 0.0013291 | 0.0019887 | 0.0029721 | 0.0022374 | 0.0030648 | 0.0033955 | 0.0041517 | 0.0032902 | 0.0039663 | 0.0055068 | 0.0060683 | 0.005524 | 0.0070936 | 0.0079302 | 0.010856 | 0.0069112 | 0.0094145 | 0.0092752 | 0.0091667
F14_Industrial_Stone, Clay, and Glass_New_Space Heating_Natural Gas_Unit Heater_A_Achievable Economic TRC Potential | F14 | Industrial | Stone, Clay, and Glass | New | Space Heating | Natural Gas | Unit Heater | A | Purchases (Cumulative) | Achievable Economic TRC Potential | 0 | 0 | 2.0853e-05 | 0.0013499 | 0.0033387 | 0.0063107 | 0.0085481 | 0.011613 | 0.015008 | 0.01916 | 0.02245 | 0.026417 | 0.031923 | 0.037992 | 0.043495 | 0.049259 | 0.055201 | 0.063085 | 0.067758 | 0.074108 | 0.079988 | 0.085003
F1_Industrial_Petroleum_Existing_Space Heating_Natural Gas_Furnace_A_Achievable Economic TRC Potential | F1 | Industrial | Petroleum | Existing | Space Heating | Natural Gas | Furnace | A | Original Unit Energy Savings (kWh or therms) | Achievable Economic TRC Potential | 0 | 1443.5459 | 1443.5459 | 1443.5459 | 1443.5459 | 1443.5459 | 1443.5459 | 1443.5459 | 1443.5459 | 1443.5459 | 1443.5459 | 1443.5459 | 1443.5459 | 1443.5459 | 1443.5459 | 1443.5459 | 1443.5459 | 1443.5459 | 1443.5459 | 1443.5459 | 1443.5459 | 1443.5459
F2_Industrial_Petroleum_Existing_Space Heating_Natural Gas_Furnace_A_Achievable Economic TRC Potential | F2 | Industrial | Petroleum | Existing | Space Heating | Natural Gas | Furnace | A | Original Unit Summer Peak Savings (kW) | Achievable Economic TRC Potential | 0 | 0 | 0 | 0 | 0 | 0 | 0 | 0 | 0 | 0 | 0 | 0 | 0 | 0 | 0 | 0 | 0 | 0 | 0 | 0 | 0 | 0
F3_Industrial_Petroleum_Existing_Space Heating_Natural Gas_Furnace_A_Achievable Economic TRC Potential | F3 | Industrial | Petroleum | Existing | Space Heating | Natural Gas | Furnace | A | Original Unit Winter Peak Savings (kW) | Achievable Economic TRC Potential | 0 | 0 | 0 | 0 | 0 | 0 | 0 | 0 | 0 | 0 | 0 | 0 | 0 | 0 | 0 | 0 | 0 | 0 | 0 | 0 | 0 | 0
F4_Industrial_Petroleum_Existing_Space Heating_Natural Gas_Furnace_A_Achievable Economic TRC Potential | F4 | Industrial | Petroleum | Existing | Space Heating | Natural Gas | Furnace | A | Standalone Impact on Baseline Energy (%) | Achievable Economic TRC Potential | 0% | 0% | 0.002721% | 0.008572% | 0.01795% | 0.03122% | 0.04877% | 0.07058% | 0.09631% | 0.1256% | 0.1583% | 0.194% | 0.2297% | 0.2653% | 0.3005% | 0.3352% | 0.3694% | 0.4029% | 0.4356% | 0.4694% | 0.5044% | 0.5407%
F5_Industrial_Petroleum_Existing_Space Heating_Natural Gas_Furnace_A_Achievable Economic TRC Potential | F5 | Industrial | Petroleum | Existing | Space Heating | Natural Gas | Furnace | A | Standalone Impact on Baseline Summer Peak (%) | Achievable Economic TRC Potential | bar: 2019 to 2040
F6_Industrial_Petroleum_Existing_Space Heating_Natural Gas_Furnace_A_Achievable Economic TRC Potential | F6 | Industrial | Petroleum | Existing | Space Heating | Natural Gas | Furnace | A | Standalone Impact on Baseline Winter Peak (%) | Achievable Economic TRC Potential | bar: 2019 to 2040
F7_Industrial_Petroleum_Existing_Space Heating_Natural Gas_Furnace_A_Achievable Economic TRC Potential | F7 | Industrial | Petroleum | Existing | Space Heating | Natural Gas | Furnace | A | Incremental Energy Savings (MWh or mTherms) | Achievable Economic TRC Potential | 0 | 0 | 0.00014778 | 0.00030743 | 0.00047674 | 0.00065373 | 0.00083664 | 0.0010069 | 0.0011483 | 0.0012649 | 0.0013603 | 0.0014377 | 0.0013787 | 0.0013113 | 0.0012397 | 0.0011664 | 0.0010936 | 0.0010223 | 0.00094567 | 0.00094702 | 0.00095043 | 0.00095539
F8_Industrial_Petroleum_Existing_Space Heating_Natural Gas_Furnace_A_Achievable Economic TRC Potential | F8 | Industrial | Petroleum | Existing | Space Heating | Natural Gas | Furnace | A | Incremental Summer Peak Savings (MW) | Achievable Economic TRC Potential | 0 | 0 | 0 | 0 | 0 | 0 | 0 | 0 | 0 | 0 | 0 | 0 | 0 | 0 | 0 | 0 | 0 | 0 | 0 | 0 | 0 | 0
F9_Industrial_Petroleum_Existing_Space Heating_Natural Gas_Furnace_A_Achievable Economic TRC Potential | F9 | Industrial | Petroleum | Existing | Space Heating | Natural Gas | Furnace | A | Incremental Winter Peak Savings (MW) | Achievable Economic TRC Potential | 0 | 0 | 0 | 0 | 0 | 0 | 0 | 0 | 0 | 0 | 0 | 0 | 0 | 0 | 0 | 0 | 0 | 0 | 0 | 0 | 0 | 0
F10_Industrial_Petroleum_Existing_Space Heating_Natural Gas_Furnace_A_Achievable Economic TRC Potential | F10 | Industrial | Petroleum | Existing | Space Heating | Natural Gas | Furnace | A | Cumulative Energy Savings (MWh or mTherms) | Achievable Economic TRC Potential | 0 | 0 | 0.00014778 | 0.00045521 | 0.00093195 | 0.0015857 | 0.0024223 | 0.0034292 | 0.0045774 | 0.0058423 | 0.0072026 | 0.0086403 | 0.010019 | 0.01133 | 0.01257 | 0.013736 | 0.01483 | 0.015852 | 0.016798 | 0.017745 | 0.018695 | 0.019651
F11_Industrial_Petroleum_Existing_Space Heating_Natural Gas_Furnace_A_Achievable Economic TRC Potential | F11 | Industrial | Petroleum | Existing | Space Heating | Natural Gas | Furnace | A | Cumulative Summer Peak Savings (MW) | Achievable Economic TRC Potential | 0 | 0 | 0 | 0 | 0 | 0 | 0 | 0 | 0 | 0 | 0 | 0 | 0 | 0 | 0 | 0 | 0 | 0 | 0 | 0 | 0 | 0
F12_Industrial_Petroleum_Existing_Space Heating_Natural Gas_Furnace_A_Achievable Economic TRC Potential | F12 | Industrial | Petroleum | Existing | Space Heating | Natural Gas | Furnace | A | Cumulative Winter Peak Savings (MW) | Achievable Economic TRC Potential | 0 | 0 | 0 | 0 | 0 | 0 | 0 | 0 | 0 | 0 | 0 | 0 | 0 | 0 | 0 | 0 | 0 | 0 | 0 | 0 | 0 | 0
F13_Industrial_Petroleum_Existing_Space Heating_Natural Gas_Furnace_A_Achievable Economic TRC Potential | F13 | Industrial | Petroleum | Existing | Space Heating | Natural Gas | Furnace | A | Purchases (Incremental) | Achievable Economic TRC Potential | 0 | 0 | 0.00010237 | 0.00021297 | 0.00033026 | 0.00045286 | 0.00057957 | 0.00069749 | 0.00079545 | 0.00087624 | 0.00094234 | 0.00099595 | 0.00095505 | 0.00090842 | 0.00085878 | 0.00080804 | 0.00075755 | 0.0007082 | 0.0006551 | 0.00065604 | 0.0006584 | 0.00066184
F14_Industrial_Petroleum_Existing_Space Heating_Natural Gas_Furnace_A_Achievable Economic TRC Potential | F14 | Industrial | Petroleum | Existing | Space Heating | Natural Gas | Furnace | A | Purchases (Cumulative) | Achievable Economic TRC Potential | 0 | 0 | 0.00010237 | 0.00031534 | 0.0006456 | 0.0010985 | 0.001678 | 0.0023755 | 0.003171 | 0.0040472 | 0.0049895 | 0.0059855 | 0.0069405 | 0.007849 | 0.0087077 | 0.0095158 | 0.010273 | 0.010982 | 0.011637 | 0.012293 | 0.012951 | 0.013613
F1_Industrial_Petroleum_Existing_Space Heating_Natural Gas_Boiler_A_Achievable Economic TRC Potential | F1 | Industrial | Petroleum | Existing | Space Heating | Natural Gas | Boiler | A | Original Unit Energy Savings (kWh or therms) | Achievable Economic TRC Potential | 0 | 6227.3193 | 6227.3193 | 6227.3193 | 6227.3193 | 6227.3193 | 6227.3193 | 6227.3193 | 6227.3193 | 6227.3193 | 6227.3193 | 6227.3193 | 6227.3193 | 6227.3193 | 6227.3193 | 6227.3193 | 6227.3193 | 6227.3193 | 6227.3193 | 6227.3193 | 6227.3193 | 6227.3193
F2_Industrial_Petroleum_Existing_Space Heating_Natural Gas_Boiler_A_Achievable Economic TRC Potential | F2 | Industrial | Petroleum | Existing | Space Heating | Natural Gas | Boiler | A | Original Unit Summer Peak Savings (kW) | Achievable Economic TRC Potential | 0 | 0 | 0 | 0 | 0 | 0 | 0 | 0 | 0 | 0 | 0 | 0 | 0 | 0 | 0 | 0 | 0 | 0 | 0 | 0 | 0 | 0
F3_Industrial_Petroleum_Existing_Space Heating_Natural Gas_Boiler_A_Achievable Economic TRC Potential | F3 | Industrial | Petroleum | Existing | Space Heating | Natural Gas | Boiler | A | Original Unit Winter Peak Savings (kW) | Achievable Economic TRC Potential | 0 | 0 | 0 | 0 | 0 | 0 | 0 | 0 | 0 | 0 | 0 | 0 | 0 | 0 | 0 | 0 | 0 | 0 | 0 | 0 | 0 | 0
F4_Industrial_Petroleum_Existing_Space Heating_Natural Gas_Boiler_A_Achievable Economic TRC Potential | F4 | Industrial | Petroleum | Existing | Space Heating | Natural Gas | Boiler | A | Standalone Impact on Baseline Energy (%) | Achievable Economic TRC Potential | 0% | 0% | 0.04085% | 0.1025% | 0.1793% | 0.2672% | 0.3636% | 0.4659% | 0.5727% | 0.683% | 0.7967% | 0.9135% | 1.033% | 1.156% | 1.282% | 1.411% | 1.542% | 1.677% | 1.815% | 1.955% | 2.099% | 2.245%
F5_Industrial_Petroleum_Existing_Space Heating_Natural Gas_Boiler_A_Achievable Economic TRC Potential | F5 | Industrial | Petroleum | Existing | Space Heating | Natural Gas | Boiler | A | Standalone Impact on Baseline Summer Peak (%) | Achievable Economic TRC Potential | bar: 2019 to 2040
F6_Industrial_Petroleum_Existing_Space Heating_Natural Gas_Boiler_A_Achievable Economic TRC Potential | F6 | Industrial | Petroleum | Existing | Space Heating | Natural Gas | Boiler | A | Standalone Impact on Baseline Winter Peak (%) | Achievable Economic TRC Potential | bar: 2019 to 2040
F7_Industrial_Petroleum_Existing_Space Heating_Natural Gas_Boiler_A_Achievable Economic TRC Potential | F7 | Industrial | Petroleum | Existing | Space Heating | Natural Gas | Boiler | A | Incremental Energy Savings (MWh or mTherms) | Achievable Economic TRC Potential | 0 | 0 | 0.0022185 | 0.0032238 | 0.0038687 | 0.0042579 | 0.0044913 | 0.004577 | 0.0045812 | 0.0045464 | 0.0044947 | 0.0044343 | 0.0043723 | 0.0043097 | 0.0042469 | 0.004184 | 0.004121 | 0.0040581 | 0.0039955 | 0.0039331 | 0.0038712 | 0.0038096
F8_Industrial_Petroleum_Existing_Space Heating_Natural Gas_Boiler_A_Achievable Economic TRC Potential | F8 | Industrial | Petroleum | Existing | Space Heating | Natural Gas | Boiler | A | Incremental Summer Peak Savings (MW) | Achievable Economic TRC Potential | 0 | 0 | 0 | 0 | 0 | 0 | 0 | 0 | 0 | 0 | 0 | 0 | 0 | 0 | 0 | 0 | 0 | 0 | 0 | 0 | 0 | 0
F9_Industrial_Petroleum_Existing_Space Heating_Natural Gas_Boiler_A_Achievable Economic TRC Potential | F9 | Industrial | Petroleum | Existing | Space Heating | Natural Gas | Boiler | A | Incremental Winter Peak Savings (MW) | Achievable Economic TRC Potential | 0 | 0 | 0 | 0 | 0 | 0 | 0 | 0 | 0 | 0 | 0 | 0 | 0 | 0 | 0 | 0 | 0 | 0 | 0 | 0 | 0 | 0
F10_Industrial_Petroleum_Existing_Space Heating_Natural Gas_Boiler_A_Achievable Economic TRC Potential | F10 | Industrial | Petroleum | Existing | Space Heating | Natural Gas | Boiler | A | Cumulative Energy Savings (MWh or mTherms) | Achievable Economic TRC Potential | 0 | 0 | 0.0022185 | 0.0054423 | 0.009311 | 0.013569 | 0.01806 | 0.022637 | 0.027218 | 0.031765 | 0.036259 | 0.040694 | 0.045066 | 0.049376 | 0.053623 | 0.057807 | 0.061928 | 0.065986 | 0.069981 | 0.073914 | 0.077786 | 0.081595
F11_Industrial_Petroleum_Existing_Space Heating_Natural Gas_Boiler_A_Achievable Economic TRC Potential | F11 | Industrial | Petroleum | Existing | Space Heating | Natural Gas | Boiler | A | Cumulative Summer Peak Savings (MW) | Achievable Economic TRC Potential | 0 | 0 | 0 | 0 | 0 | 0 | 0 | 0 | 0 | 0 | 0 | 0 | 0 | 0 | 0 | 0 | 0 | 0 | 0 | 0 | 0 | 0
F12_Industrial_Petroleum_Existing_Space Heating_Natural Gas_Boiler_A_Achievable Economic TRC Potential | F12 | Industrial | Petroleum | Existing | Space Heating | Natural Gas | Boiler | A | Cumulative Winter Peak Savings (MW) | Achievable Economic TRC Potential | 0 | 0 | 0 | 0 | 0 | 0 | 0 | 0 | 0 | 0 | 0 | 0 | 0 | 0 | 0 | 0 | 0 | 0 | 0 | 0 | 0 | 0
F13_Industrial_Petroleum_Existing_Space Heating_Natural Gas_Boiler_A_Achievable Economic TRC Potential | F13 | Industrial | Petroleum | Existing | Space Heating | Natural Gas | Boiler | A | Purchases (Incremental) | Achievable Economic TRC Potential | 0 | 0 | 0.00035625 | 0.00051769 | 0.00062124 | 0.00068374 | 0.00072122 | 0.00073498 | 0.00073567 | 0.00073007 | 0.00072176 | 0.00071208 | 0.00070211 | 0.00069207 | 0.00068198 | 0.00067187 | 0.00066176 | 0.00065167 | 0.00064161 | 0.00063159 | 0.00062164 | 0.00061176
F14_Industrial_Petroleum_Existing_Space Heating_Natural Gas_Boiler_A_Achievable Economic TRC Potential | F14 | Industrial | Petroleum | Existing | Space Heating | Natural Gas | Boiler | A | Purchases (Cumulative) | Achievable Economic TRC Potential | 0 | 0 | 0.00035625 | 0.00087394 | 0.0014952 | 0.0021789 | 0.0029001 | 0.0036351 | 0.0043708 | 0.0051009 | 0.0058226 | 0.0065347 | 0.0072368 | 0.0079289 | 0.0086109 | 0.0092827 | 0.0099445 | 0.010596 | 0.011238 | 0.011869 | 0.012491 | 0.013103
F1_Industrial_Petroleum_Existing_Space Heating_Natural Gas_Unit Heater_A_Achievable Economic TRC Potential | F1 | Industrial | Petroleum | Existing | Space Heating | Natural Gas | Unit Heater | A | Original Unit Energy Savings (kWh or therms) | Achievable Economic TRC Potential | 0 | 0 | 0 | 0 | 0 | 0 | 0 | 0 | 0 | 0 | 0 | 0 | 0 | 0 | 0 | 0 | 0 | 0 | 0 | 0 | 0 | 0
F2_Industrial_Petroleum_Existing_Space Heating_Natural Gas_Unit Heater_A_Achievable Economic TRC Potential | F2 | Industrial | Petroleum | Existing | Space Heating | Natural Gas | Unit Heater | A | Original Unit Summer Peak Savings (kW) | Achievable Economic TRC Potential | 0 | 0 | 0 | 0 | 0 | 0 | 0 | 0 | 0 | 0 | 0 | 0 | 0 | 0 | 0 | 0 | 0 | 0 | 0 | 0 | 0 | 0
F3_Industrial_Petroleum_Existing_Space Heating_Natural Gas_Unit Heater_A_Achievable Economic TRC Potential | F3 | Industrial | Petroleum | Existing | Space Heating | Natural Gas | Unit Heater | A | Original Unit Winter Peak Savings (kW) | Achievable Economic TRC Potential | 0 | 0 | 0 | 0 | 0 | 0 | 0 | 0 | 0 | 0 | 0 | 0 | 0 | 0 | 0 | 0 | 0 | 0 | 0 | 0 | 0 | 0
F4_Industrial_Petroleum_Existing_Space Heating_Natural Gas_Unit Heater_A_Achievable Economic TRC Potential | F4 | Industrial | Petroleum | Existing | Space Heating | Natural Gas | Unit Heater | A | Standalone Impact on Baseline Energy (%) | Achievable Economic TRC Potential | bar: 2019 to 2040
F5_Industrial_Petroleum_Existing_Space Heating_Natural Gas_Unit Heater_A_Achievable Economic TRC Potential | F5 | Industrial | Petroleum | Existing | Space Heating | Natural Gas | Unit Heater | A | Standalone Impact on Baseline Summer Peak (%) | Achievable Economic TRC Potential | bar: 2019 to 2040
F6_Industrial_Petroleum_Existing_Space Heating_Natural Gas_Unit Heater_A_Achievable Economic TRC Potential | F6 | Industrial | Petroleum | Existing | Space Heating | Natural Gas | Unit Heater | A | Standalone Impact on Baseline Winter Peak (%) | Achievable Economic TRC Potential | bar: 2019 to 2040
F7_Industrial_Petroleum_Existing_Space Heating_Natural Gas_Unit Heater_A_Achievable Economic TRC Potential | F7 | Industrial | Petroleum | Existing | Space Heating | Natural Gas | Unit Heater | A | Incremental Energy Savings (MWh or mTherms) | Achievable Economic TRC Potential | 0 | 0 | 0 | 0 | 0 | 0 | 0 | 0 | 0 | 0 | 0 | 0 | 0 | 0 | 0 | 0 | 0 | 0 | 0 | 0 | 0 | 0
F8_Industrial_Petroleum_Existing_Space Heating_Natural Gas_Unit Heater_A_Achievable Economic TRC Potential | F8 | Industrial | Petroleum | Existing | Space Heating | Natural Gas | Unit Heater | A | Incremental Summer Peak Savings (MW) | Achievable Economic TRC Potential | 0 | 0 | 0 | 0 | 0 | 0 | 0 | 0 | 0 | 0 | 0 | 0 | 0 | 0 | 0 | 0 | 0 | 0 | 0 | 0 | 0 | 0
F9_Industrial_Petroleum_Existing_Space Heating_Natural Gas_Unit Heater_A_Achievable Economic TRC Potential | F9 | Industrial | Petroleum | Existing | Space Heating | Natural Gas | Unit Heater | A | Incremental Winter Peak Savings (MW) | Achievable Economic TRC Potential | 0 | 0 | 0 | 0 | 0 | 0 | 0 | 0 | 0 | 0 | 0 | 0 | 0 | 0 | 0 | 0 | 0 | 0 | 0 | 0 | 0 | 0
F10_Industrial_Petroleum_Existing_Space Heating_Natural Gas_Unit Heater_A_Achievable Economic TRC Potential | F10 | Industrial | Petroleum | Existing | Space Heating | Natural Gas | Unit Heater | A | Cumulative Energy Savings (MWh or mTherms) | Achievable Economic TRC Potential | 0 | 0 | 0 | 0 | 0 | 0 | 0 | 0 | 0 | 0 | 0 | 0 | 0 | 0 | 0 | 0 | 0 | 0 | 0 | 0 | 0 | 0
F11_Industrial_Petroleum_Existing_Space Heating_Natural Gas_Unit Heater_A_Achievable Economic TRC Potential | F11 | Industrial | Petroleum | Existing | Space Heating | Natural Gas | Unit Heater | A | Cumulative Summer Peak Savings (MW) | Achievable Economic TRC Potential | 0 | 0 | 0 | 0 | 0 | 0 | 0 | 0 | 0 | 0 | 0 | 0 | 0 | 0 | 0 | 0 | 0 | 0 | 0 | 0 | 0 | 0
F12_Industrial_Petroleum_Existing_Space Heating_Natural Gas_Unit Heater_A_Achievable Economic TRC Potential | F12 | Industrial | Petroleum | Existing | Space Heating | Natural Gas | Unit Heater | A | Cumulative Winter Peak Savings (MW) | Achievable Economic TRC Potential | 0 | 0 | 0 | 0 | 0 | 0 | 0 | 0 | 0 | 0 | 0 | 0 | 0 | 0 | 0 | 0 | 0 | 0 | 0 | 0 | 0 | 0
F13_Industrial_Petroleum_Existing_Space Heating_Natural Gas_Unit Heater_A_Achievable Economic TRC Potential | F13 | Industrial | Petroleum | Existing | Space Heating | Natural Gas | Unit Heater | A | Purchases (Incremental) | Achievable Economic TRC Potential | 0 | 0 | 0 | 0 | 0 | 0 | 0 | 0 | 0 | 0 | 0 | 0 | 0 | 0 | 0 | 0 | 0 | 0 | 0 | 0 | 0 | 0
F14_Industrial_Petroleum_Existing_Space Heating_Natural Gas_Unit Heater_A_Achievable Economic TRC Potential | F14 | Industrial | Petroleum | Existing | Space Heating | Natural Gas | Unit Heater | A | Purchases (Cumulative) | Achievable Economic TRC Potential | 0 | 0 | 0 | 0 | 0 | 0 | 0 | 0 | 0 | 0 | 0 | 0 | 0 | 0 | 0 | 0 | 0 | 0 | 0 | 0 | 0 | 0
F1_Industrial_Petroleum_New_Space Heating_Natural Gas_Furnace_A_Achievable Economic TRC Potential | F1 | Industrial | Petroleum | New | Space Heating | Natural Gas | Furnace | A | Original Unit Energy Savings (kWh or therms) | Achievable Economic TRC Potential | 0 | 1443.5073 | 1443.5073 | 1443.5073 | 1443.5073 | 1443.5073 | 1443.5073 | 1443.5073 | 1443.5073 | 1443.5073 | 1443.5073 | 1443.5073 | 1443.5073 | 1443.5073 | 1443.5073 | 1443.5073 | 1443.5073 | 1443.5073 | 1443.5073 | 1443.5073 | 1443.5073 | 1443.5073
F2_Industrial_Petroleum_New_Space Heating_Natural Gas_Furnace_A_Achievable Economic TRC Potential | F2 | Industrial | Petroleum | New | Space Heating | Natural Gas | Furnace | A | Original Unit Summer Peak Savings (kW) | Achievable Economic TRC Potential | 0 | 0 | 0 | 0 | 0 | 0 | 0 | 0 | 0 | 0 | 0 | 0 | 0 | 0 | 0 | 0 | 0 | 0 | 0 | 0 | 0 | 0
F3_Industrial_Petroleum_New_Space Heating_Natural Gas_Furnace_A_Achievable Economic TRC Potential | F3 | Industrial | Petroleum | New | Space Heating | Natural Gas | Furnace | A | Original Unit Winter Peak Savings (kW) | Achievable Economic TRC Potential | 0 | 0 | 0 | 0 | 0 | 0 | 0 | 0 | 0 | 0 | 0 | 0 | 0 | 0 | 0 | 0 | 0 | 0 | 0 | 0 | 0 | 0
F4_Industrial_Petroleum_New_Space Heating_Natural Gas_Furnace_A_Achievable Economic TRC Potential | F4 | Industrial | Petroleum | New | Space Heating | Natural Gas | Furnace | A | Standalone Impact on Baseline Energy (%) | Achievable Economic TRC Potential | 0% | 0% | 0.002539% | 0.09417% | 0.1633% | 0.2313% | 0.2722% | 0.3209% | 0.3668% | 0.4145% | 0.4473% | 0.4826% | 0.5145% | 0.548% | 0.5689% | 0.5925% | 0.6142% | 0.6372% | 0.6509% | 0.6733% | 0.693% | 0.7154%
F5_Industrial_Petroleum_New_Space Heating_Natural Gas_Furnace_A_Achievable Economic TRC Potential | F5 | Industrial | Petroleum | New | Space Heating | Natural Gas | Furnace | A | Standalone Impact on Baseline Summer Peak (%) | Achievable Economic TRC Potential | bar: 2019 to 2040
F6_Industrial_Petroleum_New_Space Heating_Natural Gas_Furnace_A_Achievable Economic TRC Potential | F6 | Industrial | Petroleum | New | Space Heating | Natural Gas | Furnace | A | Standalone Impact on Baseline Winter Peak (%) | Achievable Economic TRC Potential | bar: 2019 to 2040
F7_Industrial_Petroleum_New_Space Heating_Natural Gas_Furnace_A_Achievable Economic TRC Potential | F7 | Industrial | Petroleum | New | Space Heating | Natural Gas | Furnace | A | Incremental Energy Savings (MWh or mTherms) | Achievable Economic TRC Potential | 0 | 0 | 6.8575e-06 | 0.00043707 | 0.000654 | 0.00097737 | 0.00073577 | 0.0010079 | 0.0011166 | 0.0013653 | 0.001082 | 0.0013043 | 0.0013343 | 0.0015918 | 0.0011042 | 0.0013651 | 0.0013826 | 0.0016268 | 0.0010746 | 0.001525 | 0.0014783 | 0.0016131
F8_Industrial_Petroleum_New_Space Heating_Natural Gas_Furnace_A_Achievable Economic TRC Potential | F8 | Industrial | Petroleum | New | Space Heating | Natural Gas | Furnace | A | Incremental Summer Peak Savings (MW) | Achievable Economic TRC Potential | 0 | 0 | 0 | 0 | 0 | 0 | 0 | 0 | 0 | 0 | 0 | 0 | 0 | 0 | 0 | 0 | 0 | 0 | 0 | 0 | 0 | 0
F9_Industrial_Petroleum_New_Space Heating_Natural Gas_Furnace_A_Achievable Economic TRC Potential | F9 | Industrial | Petroleum | New | Space Heating | Natural Gas | Furnace | A | Incremental Winter Peak Savings (MW) | Achievable Economic TRC Potential | 0 | 0 | 0 | 0 | 0 | 0 | 0 | 0 | 0 | 0 | 0 | 0 | 0 | 0 | 0 | 0 | 0 | 0 | 0 | 0 | 0 | 0
F10_Industrial_Petroleum_New_Space Heating_Natural Gas_Furnace_A_Achievable Economic TRC Potential | F10 | Industrial | Petroleum | New | Space Heating | Natural Gas | Furnace | A | Cumulative Energy Savings (MWh or mTherms) | Achievable Economic TRC Potential | 0 | 0 | 6.8575e-06 | 0.00044393 | 0.0010979 | 0.0020753 | 0.0028111 | 0.0038189 | 0.0049355 | 0.0063008 | 0.0073828 | 0.0086872 | 0.010022 | 0.011613 | 0.012717 | 0.014083 | 0.015465 | 0.017092 | 0.018167 | 0.019692 | 0.02117 | 0.022783
F11_Industrial_Petroleum_New_Space Heating_Natural Gas_Furnace_A_Achievable Economic TRC Potential | F11 | Industrial | Petroleum | New | Space Heating | Natural Gas | Furnace | A | Cumulative Summer Peak Savings (MW) | Achievable Economic TRC Potential | 0 | 0 | 0 | 0 | 0 | 0 | 0 | 0 | 0 | 0 | 0 | 0 | 0 | 0 | 0 | 0 | 0 | 0 | 0 | 0 | 0 | 0
F12_Industrial_Petroleum_New_Space Heating_Natural Gas_Furnace_A_Achievable Economic TRC Potential | F12 | Industrial | Petroleum | New | Space Heating | Natural Gas | Furnace | A | Cumulative Winter Peak Savings (MW) | Achievable Economic TRC Potential | 0 | 0 | 0 | 0 | 0 | 0 | 0 | 0 | 0 | 0 | 0 | 0 | 0 | 0 | 0 | 0 | 0 | 0 | 0 | 0 | 0 | 0
F13_Industrial_Petroleum_New_Space Heating_Natural Gas_Furnace_A_Achievable Economic TRC Potential | F13 | Industrial | Petroleum | New | Space Heating | Natural Gas | Furnace | A | Purchases (Incremental) | Achievable Economic TRC Potential | 0 | 0 | 4.7506e-06 | 0.00030278 | 0.00045306 | 0.00067708 | 0.00050971 | 0.00069821 | 0.00077354 | 0.00094582 | 0.00074955 | 0.00090359 | 0.00092437 | 0.0011027 | 0.00076492 | 0.0009457 | 0.00095782 | 0.001127 | 0.00074446 | 0.0010565 | 0.0010241 | 0.0011175
F14_Industrial_Petroleum_New_Space Heating_Natural Gas_Furnace_A_Achievable Economic TRC Potential | F14 | Industrial | Petroleum | New | Space Heating | Natural Gas | Furnace | A | Purchases (Cumulative) | Achievable Economic TRC Potential | 0 | 0 | 4.7506e-06 | 0.00030754 | 0.0007606 | 0.0014377 | 0.0019474 | 0.0026456 | 0.0034191 | 0.004365 | 0.0051145 | 0.0060181 | 0.0069425 | 0.0080452 | 0.0088101 | 0.0097558 | 0.010714 | 0.011841 | 0.012585 | 0.013642 | 0.014666 | 0.015783
F1_Industrial_Petroleum_New_Space Heating_Natural Gas_Boiler_A_Achievable Economic TRC Potential | F1 | Industrial | Petroleum | New | Space Heating | Natural Gas | Boiler | A | Original Unit Energy Savings (kWh or therms) | Achievable Economic TRC Potential | 0 | 6223.5803 | 6223.5803 | 6223.5803 | 6223.5803 | 6223.5803 | 6223.5803 | 6223.5803 | 6223.5803 | 6223.5803 | 6223.5803 | 6223.5803 | 6223.5803 | 6223.5803 | 6223.5803 | 6223.5803 | 6223.5803 | 6223.5803 | 6223.5803 | 6223.5803 | 6223.5803 | 6223.5803
F2_Industrial_Petroleum_New_Space Heating_Natural Gas_Boiler_A_Achievable Economic TRC Potential | F2 | Industrial | Petroleum | New | Space Heating | Natural Gas | Boiler | A | Original Unit Summer Peak Savings (kW) | Achievable Economic TRC Potential | 0 | 0 | 0 | 0 | 0 | 0 | 0 | 0 | 0 | 0 | 0 | 0 | 0 | 0 | 0 | 0 | 0 | 0 | 0 | 0 | 0 | 0
F3_Industrial_Petroleum_New_Space Heating_Natural Gas_Boiler_A_Achievable Economic TRC Potential | F3 | Industrial | Petroleum | New | Space Heating | Natural Gas | Boiler | A | Original Unit Winter Peak Savings (kW) | Achievable Economic TRC Potential | 0 | 0 | 0 | 0 | 0 | 0 | 0 | 0 | 0 | 0 | 0 | 0 | 0 | 0 | 0 | 0 | 0 | 0 | 0 | 0 | 0 | 0
F4_Industrial_Petroleum_New_Space Heating_Natural Gas_Boiler_A_Achievable Economic TRC Potential | F4 | Industrial | Petroleum | New | Space Heating | Natural Gas | Boiler | A | Standalone Impact on Baseline Energy (%) | Achievable Economic TRC Potential | 0% | 0% | 0.03472% | 0.9498% | 1.455% | 1.826% | 1.998% | 2.161% | 2.29% | 2.405% | 2.475% | 2.544% | 2.601% | 2.658% | 2.691% | 2.727% | 2.759% | 2.793% | 2.812% | 2.835% | 2.854% | 2.873%
F5_Industrial_Petroleum_New_Space Heating_Natural Gas_Boiler_A_Achievable Economic TRC Potential | F5 | Industrial | Petroleum | New | Space Heating | Natural Gas | Boiler | A | Standalone Impact on Baseline Summer Peak (%) | Achievable Economic TRC Potential | bar: 2019 to 2040
F6_Industrial_Petroleum_New_Space Heating_Natural Gas_Boiler_A_Achievable Economic TRC Potential | F6 | Industrial | Petroleum | New | Space Heating | Natural Gas | Boiler | A | Standalone Impact on Baseline Winter Peak (%) | Achievable Economic TRC Potential | bar: 2019 to 2040
F7_Industrial_Petroleum_New_Space Heating_Natural Gas_Boiler_A_Achievable Economic TRC Potential | F7 | Industrial | Petroleum | New | Space Heating | Natural Gas | Boiler | A | Incremental Energy Savings (MWh or mTherms) | Achievable Economic TRC Potential | 0 | 0 | 9.3785e-05 | 0.0043835 | 0.0053003 | 0.0066091 | 0.0042466 | 0.0050843 | 0.005088 | 0.0057537 | 0.0042936 | 0.0049394 | 0.0048739 | 0.0056539 | 0.0038373 | 0.0046637 | 0.0046602 | 0.0054251 | 0.0035834 | 0.0044156 | 0.0042954 | 0.0042827
F8_Industrial_Petroleum_New_Space Heating_Natural Gas_Boiler_A_Achievable Economic TRC Potential | F8 | Industrial | Petroleum | New | Space Heating | Natural Gas | Boiler | A | Incremental Summer Peak Savings (MW) | Achievable Economic TRC Potential | 0 | 0 | 0 | 0 | 0 | 0 | 0 | 0 | 0 | 0 | 0 | 0 | 0 | 0 | 0 | 0 | 0 | 0 | 0 | 0 | 0 | 0
F9_Industrial_Petroleum_New_Space Heating_Natural Gas_Boiler_A_Achievable Economic TRC Potential | F9 | Industrial | Petroleum | New | Space Heating | Natural Gas | Boiler | A | Incremental Winter Peak Savings (MW) | Achievable Economic TRC Potential | 0 | 0 | 0 | 0 | 0 | 0 | 0 | 0 | 0 | 0 | 0 | 0 | 0 | 0 | 0 | 0 | 0 | 0 | 0 | 0 | 0 | 0
F10_Industrial_Petroleum_New_Space Heating_Natural Gas_Boiler_A_Achievable Economic TRC Potential | F10 | Industrial | Petroleum | New | Space Heating | Natural Gas | Boiler | A | Cumulative Energy Savings (MWh or mTherms) | Achievable Economic TRC Potential | 0 | 0 | 9.3785e-05 | 0.0044773 | 0.0097776 | 0.016387 | 0.020633 | 0.025718 | 0.030806 | 0.036559 | 0.040853 | 0.045792 | 0.050666 | 0.05632 | 0.060158 | 0.064821 | 0.069481 | 0.074907 | 0.07849 | 0.082906 | 0.087201 | 0.091484
F11_Industrial_Petroleum_New_Space Heating_Natural Gas_Boiler_A_Achievable Economic TRC Potential | F11 | Industrial | Petroleum | New | Space Heating | Natural Gas | Boiler | A | Cumulative Summer Peak Savings (MW) | Achievable Economic TRC Potential | 0 | 0 | 0 | 0 | 0 | 0 | 0 | 0 | 0 | 0 | 0 | 0 | 0 | 0 | 0 | 0 | 0 | 0 | 0 | 0 | 0 | 0
F12_Industrial_Petroleum_New_Space Heating_Natural Gas_Boiler_A_Achievable Economic TRC Potential | F12 | Industrial | Petroleum | New | Space Heating | Natural Gas | Boiler | A | Cumulative Winter Peak Savings (MW) | Achievable Economic TRC Potential | 0 | 0 | 0 | 0 | 0 | 0 | 0 | 0 | 0 | 0 | 0 | 0 | 0 | 0 | 0 | 0 | 0 | 0 | 0 | 0 | 0 | 0
F13_Industrial_Petroleum_New_Space Heating_Natural Gas_Boiler_A_Achievable Economic TRC Potential | F13 | Industrial | Petroleum | New | Space Heating | Natural Gas | Boiler | A | Purchases (Incremental) | Achievable Economic TRC Potential | 0 | 0 | 1.5069e-05 | 0.00070434 | 0.00085165 | 0.001062 | 0.00068234 | 0.00081694 | 0.00081754 | 0.00092451 | 0.0006899 | 0.00079367 | 0.00078314 | 0.00090846 | 0.00061658 | 0.00074937 | 0.0007488 | 0.0008717 | 0.00057578 | 0.0007095 | 0.00069018 | 0.00068814
F14_Industrial_Petroleum_New_Space Heating_Natural Gas_Boiler_A_Achievable Economic TRC Potential | F14 | Industrial | Petroleum | New | Space Heating | Natural Gas | Boiler | A | Purchases (Cumulative) | Achievable Economic TRC Potential | 0 | 0 | 1.5069e-05 | 0.00071941 | 0.0015711 | 0.002633 | 0.0033153 | 0.0041323 | 0.0049498 | 0.0058743 | 0.0065642 | 0.0073579 | 0.008141 | 0.0090495 | 0.0096661 | 0.010415 | 0.011164 | 0.012036 | 0.012612 | 0.013321 | 0.014011 | 0.0147
F1_Industrial_Petroleum_New_Space Heating_Natural Gas_Unit Heater_A_Achievable Economic TRC Potential | F1 | Industrial | Petroleum | New | Space Heating | Natural Gas | Unit Heater | A | Original Unit Energy Savings (kWh or therms) | Achievable Economic TRC Potential | 0 | 0 | 0 | 0 | 0 | 0 | 0 | 0 | 0 | 0 | 0 | 0 | 0 | 0 | 0 | 0 | 0 | 0 | 0 | 0 | 0 | 0
F2_Industrial_Petroleum_New_Space Heating_Natural Gas_Unit Heater_A_Achievable Economic TRC Potential | F2 | Industrial | Petroleum | New | Space Heating | Natural Gas | Unit Heater | A | Original Unit Summer Peak Savings (kW) | Achievable Economic TRC Potential | 0 | 0 | 0 | 0 | 0 | 0 | 0 | 0 | 0 | 0 | 0 | 0 | 0 | 0 | 0 | 0 | 0 | 0 | 0 | 0 | 0 | 0
F3_Industrial_Petroleum_New_Space Heating_Natural Gas_Unit Heater_A_Achievable Economic TRC Potential | F3 | Industrial | Petroleum | New | Space Heating | Natural Gas | Unit Heater | A | Original Unit Winter Peak Savings (kW) | Achievable Economic TRC Potential | 0 | 0 | 0 | 0 | 0 | 0 | 0 | 0 | 0 | 0 | 0 | 0 | 0 | 0 | 0 | 0 | 0 | 0 | 0 | 0 | 0 | 0
F4_Industrial_Petroleum_New_Space Heating_Natural Gas_Unit Heater_A_Achievable Economic TRC Potential | F4 | Industrial | Petroleum | New | Space Heating | Natural Gas | Unit Heater | A | Standalone Impact on Baseline Energy (%) | Achievable Economic TRC Potential | bar: 2019 to 2040
F5_Industrial_Petroleum_New_Space Heating_Natural Gas_Unit Heater_A_Achievable Economic TRC Potential | F5 | Industrial | Petroleum | New | Space Heating | Natural Gas | Unit Heater | A | Standalone Impact on Baseline Summer Peak (%) | Achievable Economic TRC Potential | bar: 2019 to 2040
F6_Industrial_Petroleum_New_Space Heating_Natural Gas_Unit Heater_A_Achievable Economic TRC Potential | F6 | Industrial | Petroleum | New | Space Heating | Natural Gas | Unit Heater | A | Standalone Impact on Baseline Winter Peak (%) | Achievable Economic TRC Potential | bar: 2019 to 2040
F7_Industrial_Petroleum_New_Space Heating_Natural Gas_Unit Heater_A_Achievable Economic TRC Potential | F7 | Industrial | Petroleum | New | Space Heating | Natural Gas | Unit Heater | A | Incremental Energy Savings (MWh or mTherms) | Achievable Economic TRC Potential | 0 | 0 | 0 | 0 | 0 | 0 | 0 | 0 | 0 | 0 | 0 | 0 | 0 | 0 | 0 | 0 | 0 | 0 | 0 | 0 | 0 | 0
F8_Industrial_Petroleum_New_Space Heating_Natural Gas_Unit Heater_A_Achievable Economic TRC Potential | F8 | Industrial | Petroleum | New | Space Heating | Natural Gas | Unit Heater | A | Incremental Summer Peak Savings (MW) | Achievable Economic TRC Potential | 0 | 0 | 0 | 0 | 0 | 0 | 0 | 0 | 0 | 0 | 0 | 0 | 0 | 0 | 0 | 0 | 0 | 0 | 0 | 0 | 0 | 0
F9_Industrial_Petroleum_New_Space Heating_Natural Gas_Unit Heater_A_Achievable Economic TRC Potential | F9 | Industrial | Petroleum | New | Space Heating | Natural Gas | Unit Heater | A | Incremental Winter Peak Savings (MW) | Achievable Economic TRC Potential | 0 | 0 | 0 | 0 | 0 | 0 | 0 | 0 | 0 | 0 | 0 | 0 | 0 | 0 | 0 | 0 | 0 | 0 | 0 | 0 | 0 | 0
F10_Industrial_Petroleum_New_Space Heating_Natural Gas_Unit Heater_A_Achievable Economic TRC Potential | F10 | Industrial | Petroleum | New | Space Heating | Natural Gas | Unit Heater | A | Cumulative Energy Savings (MWh or mTherms) | Achievable Economic TRC Potential | 0 | 0 | 0 | 0 | 0 | 0 | 0 | 0 | 0 | 0 | 0 | 0 | 0 | 0 | 0 | 0 | 0 | 0 | 0 | 0 | 0 | 0
F11_Industrial_Petroleum_New_Space Heating_Natural Gas_Unit Heater_A_Achievable Economic TRC Potential | F11 | Industrial | Petroleum | New | Space Heating | Natural Gas | Unit Heater | A | Cumulative Summer Peak Savings (MW) | Achievable Economic TRC Potential | 0 | 0 | 0 | 0 | 0 | 0 | 0 | 0 | 0 | 0 | 0 | 0 | 0 | 0 | 0 | 0 | 0 | 0 | 0 | 0 | 0 | 0
F12_Industrial_Petroleum_New_Space Heating_Natural Gas_Unit Heater_A_Achievable Economic TRC Potential | F12 | Industrial | Petroleum | New | Space Heating | Natural Gas | Unit Heater | A | Cumulative Winter Peak Savings (MW) | Achievable Economic TRC Potential | 0 | 0 | 0 | 0 | 0 | 0 | 0 | 0 | 0 | 0 | 0 | 0 | 0 | 0 | 0 | 0 | 0 | 0 | 0 | 0 | 0 | 0
F13_Industrial_Petroleum_New_Space Heating_Natural Gas_Unit Heater_A_Achievable Economic TRC Potential | F13 | Industrial | Petroleum | New | Space Heating | Natural Gas | Unit Heater | A | Purchases (Incremental) | Achievable Economic TRC Potential | 0 | 0 | 0 | 0 | 0 | 0 | 0 | 0 | 0 | 0 | 0 | 0 | 0 | 0 | 0 | 0 | 0 | 0 | 0 | 0 | 0 | 0
F14_Industrial_Petroleum_New_Space Heating_Natural Gas_Unit Heater_A_Achievable Economic TRC Potential | F14 | Industrial | Petroleum | New | Space Heating | Natural Gas | Unit Heater | A | Purchases (Cumulative) | Achievable Economic TRC Potential | 0 | 0 | 0 | 0 | 0 | 0 | 0 | 0 | 0 | 0 | 0 | 0 | 0 | 0 | 0 | 0 | 0 | 0 | 0 | 0 | 0 | 0
F1_Industrial_Paper and Printing_Existing_Space Heating_Natural Gas_Furnace_A_Achievable Economic TRC Potential | F1 | Industrial | Paper and Printing | Existing | Space Heating | Natural Gas | Furnace | A | Original Unit Energy Savings (kWh or therms) | Achievable Economic TRC Potential | 0 | 1443.5459 | 1443.5459 | 1443.5459 | 1443.5459 | 1443.5459 | 1443.5459 | 1443.5459 | 1443.5459 | 1443.5459 | 1443.5459 | 1443.5459 | 1443.5459 | 1443.5459 | 1443.5459 | 1443.5459 | 1443.5459 | 1443.5459 | 1443.5459 | 1443.5459 | 1443.5459 | 1443.5459
F2_Industrial_Paper and Printing_Existing_Space Heating_Natural Gas_Furnace_A_Achievable Economic TRC Potential | F2 | Industrial | Paper and Printing | Existing | Space Heating | Natural Gas | Furnace | A | Original Unit Summer Peak Savings (kW) | Achievable Economic TRC Potential | 0 | 0 | 0 | 0 | 0 | 0 | 0 | 0 | 0 | 0 | 0 | 0 | 0 | 0 | 0 | 0 | 0 | 0 | 0 | 0 | 0 | 0
F3_Industrial_Paper and Printing_Existing_Space Heating_Natural Gas_Furnace_A_Achievable Economic TRC Potential | F3 | Industrial | Paper and Printing | Existing | Space Heating | Natural Gas | Furnace | A | Original Unit Winter Peak Savings (kW) | Achievable Economic TRC Potential | 0 | 0 | 0 | 0 | 0 | 0 | 0 | 0 | 0 | 0 | 0 | 0 | 0 | 0 | 0 | 0 | 0 | 0 | 0 | 0 | 0 | 0
F4_Industrial_Paper and Printing_Existing_Space Heating_Natural Gas_Furnace_A_Achievable Economic TRC Potential | F4 | Industrial | Paper and Printing | Existing | Space Heating | Natural Gas | Furnace | A | Standalone Impact on Baseline Energy (%) | Achievable Economic TRC Potential | 0% | 0% | 0.00132% | 0.004149% | 0.008663% | 0.01503% | 0.02342% | 0.03382% | 0.04604% | 0.05991% | 0.07531% | 0.0921% | 0.1089% | 0.1255% | 0.1419% | 0.158% | 0.1738% | 0.1893% | 0.2044% | 0.22% | 0.2361% | 0.2528%
F5_Industrial_Paper and Printing_Existing_Space Heating_Natural Gas_Furnace_A_Achievable Economic TRC Potential | F5 | Industrial | Paper and Printing | Existing | Space Heating | Natural Gas | Furnace | A | Standalone Impact on Baseline Summer Peak (%) | Achievable Economic TRC Potential | bar: 2019 to 2040
F6_Industrial_Paper and Printing_Existing_Space Heating_Natural Gas_Furnace_A_Achievable Economic TRC Potential | F6 | Industrial | Paper and Printing | Existing | Space Heating | Natural Gas | Furnace | A | Standalone Impact on Baseline Winter Peak (%) | Achievable Economic TRC Potential | bar: 2019 to 2040
F7_Industrial_Paper and Printing_Existing_Space Heating_Natural Gas_Furnace_A_Achievable Economic TRC Potential | F7 | Industrial | Paper and Printing | Existing | Space Heating | Natural Gas | Furnace | A | Incremental Energy Savings (MWh or mTherms) | Achievable Economic TRC Potential | 0 | 0 | 0.00090884 | 0.0018907 | 0.0029319 | 0.0040204 | 0.0051453 | 0.0061921 | 0.0070618 | 0.007779 | 0.0083658 | 0.0088417 | 0.0084787 | 0.0080647 | 0.007624 | 0.0071736 | 0.0067253 | 0.0062872 | 0.0058158 | 0.0058241 | 0.0058451 | 0.0058756
F8_Industrial_Paper and Printing_Existing_Space Heating_Natural Gas_Furnace_A_Achievable Economic TRC Potential | F8 | Industrial | Paper and Printing | Existing | Space Heating | Natural Gas | Furnace | A | Incremental Summer Peak Savings (MW) | Achievable Economic TRC Potential | 0 | 0 | 0 | 0 | 0 | 0 | 0 | 0 | 0 | 0 | 0 | 0 | 0 | 0 | 0 | 0 | 0 | 0 | 0 | 0 | 0 | 0
F9_Industrial_Paper and Printing_Existing_Space Heating_Natural Gas_Furnace_A_Achievable Economic TRC Potential | F9 | Industrial | Paper and Printing | Existing | Space Heating | Natural Gas | Furnace | A | Incremental Winter Peak Savings (MW) | Achievable Economic TRC Potential | 0 | 0 | 0 | 0 | 0 | 0 | 0 | 0 | 0 | 0 | 0 | 0 | 0 | 0 | 0 | 0 | 0 | 0 | 0 | 0 | 0 | 0
F10_Industrial_Paper and Printing_Existing_Space Heating_Natural Gas_Furnace_A_Achievable Economic TRC Potential | F10 | Industrial | Paper and Printing | Existing | Space Heating | Natural Gas | Furnace | A | Cumulative Energy Savings (MWh or mTherms) | Achievable Economic TRC Potential | 0 | 0 | 0.00090884 | 0.0027995 | 0.0057315 | 0.0097518 | 0.014897 | 0.021089 | 0.028151 | 0.03593 | 0.044296 | 0.053137 | 0.061616 | 0.069681 | 0.077305 | 0.084478 | 0.091204 | 0.097491 | 0.10331 | 0.10913 | 0.11498 | 0.12085
F11_Industrial_Paper and Printing_Existing_Space Heating_Natural Gas_Furnace_A_Achievable Economic TRC Potential | F11 | Industrial | Paper and Printing | Existing | Space Heating | Natural Gas | Furnace | A | Cumulative Summer Peak Savings (MW) | Achievable Economic TRC Potential | 0 | 0 | 0 | 0 | 0 | 0 | 0 | 0 | 0 | 0 | 0 | 0 | 0 | 0 | 0 | 0 | 0 | 0 | 0 | 0 | 0 | 0
F12_Industrial_Paper and Printing_Existing_Space Heating_Natural Gas_Furnace_A_Achievable Economic TRC Potential | F12 | Industrial | Paper and Printing | Existing | Space Heating | Natural Gas | Furnace | A | Cumulative Winter Peak Savings (MW) | Achievable Economic TRC Potential | 0 | 0 | 0 | 0 | 0 | 0 | 0 | 0 | 0 | 0 | 0 | 0 | 0 | 0 | 0 | 0 | 0 | 0 | 0 | 0 | 0 | 0
F13_Industrial_Paper and Printing_Existing_Space Heating_Natural Gas_Furnace_A_Achievable Economic TRC Potential | F13 | Industrial | Paper and Printing | Existing | Space Heating | Natural Gas | Furnace | A | Purchases (Incremental) | Achievable Economic TRC Potential | 0 | 0 | 0.00062959 | 0.0013098 | 0.0020311 | 0.0027851 | 0.0035643 | 0.0042895 | 0.004892 | 0.0053888 | 0.0057953 | 0.006125 | 0.0058735 | 0.0055867 | 0.0052814 | 0.0049694 | 0.0046589 | 0.0043554 | 0.0040288 | 0.0040346 | 0.0040491 | 0.0040702
F14_Industrial_Paper and Printing_Existing_Space Heating_Natural Gas_Furnace_A_Achievable Economic TRC Potential | F14 | Industrial | Paper and Printing | Existing | Space Heating | Natural Gas | Furnace | A | Purchases (Cumulative) | Achievable Economic TRC Potential | 0 | 0 | 0.00062959 | 0.0019393 | 0.0039704 | 0.0067555 | 0.01032 | 0.014609 | 0.019501 | 0.02489 | 0.030685 | 0.03681 | 0.042684 | 0.048271 | 0.053552 | 0.058521 | 0.06318 | 0.067536 | 0.071565 | 0.075599 | 0.079648 | 0.083718
F1_Industrial_Paper and Printing_Existing_Space Heating_Natural Gas_Boiler_A_Achievable Economic TRC Potential | F1 | Industrial | Paper and Printing | Existing | Space Heating | Natural Gas | Boiler | A | Original Unit Energy Savings (kWh or therms) | Achievable Economic TRC Potential | 0 | 6227.3193 | 6227.3193 | 6227.3193 | 6227.3193 | 6227.3193 | 6227.3193 | 6227.3193 | 6227.3193 | 6227.3193 | 6227.3193 | 6227.3193 | 6227.3193 | 6227.3193 | 6227.3193 | 6227.3193 | 6227.3193 | 6227.3193 | 6227.3193 | 6227.3193 | 6227.3193 | 6227.3193
F2_Industrial_Paper and Printing_Existing_Space Heating_Natural Gas_Boiler_A_Achievable Economic TRC Potential | F2 | Industrial | Paper and Printing | Existing | Space Heating | Natural Gas | Boiler | A | Original Unit Summer Peak Savings (kW) | Achievable Economic TRC Potential | 0 | 0 | 0 | 0 | 0 | 0 | 0 | 0 | 0 | 0 | 0 | 0 | 0 | 0 | 0 | 0 | 0 | 0 | 0 | 0 | 0 | 0
F3_Industrial_Paper and Printing_Existing_Space Heating_Natural Gas_Boiler_A_Achievable Economic TRC Potential | F3 | Industrial | Paper and Printing | Existing | Space Heating | Natural Gas | Boiler | A | Original Unit Winter Peak Savings (kW) | Achievable Economic TRC Potential | 0 | 0 | 0 | 0 | 0 | 0 | 0 | 0 | 0 | 0 | 0 | 0 | 0 | 0 | 0 | 0 | 0 | 0 | 0 | 0 | 0 | 0
F4_Industrial_Paper and Printing_Existing_Space Heating_Natural Gas_Boiler_A_Achievable Economic TRC Potential | F4 | Industrial | Paper and Printing | Existing | Space Heating | Natural Gas | Boiler | A | Standalone Impact on Baseline Energy (%) | Achievable Economic TRC Potential | 0% | 0% | 0.01982% | 0.0496% | 0.08655% | 0.1286% | 0.1746% | 0.2232% | 0.2737% | 0.3257% | 0.3791% | 0.4338% | 0.4897% | 0.5469% | 0.6053% | 0.665% | 0.7259% | 0.7881% | 0.8516% | 0.9163% | 0.9823% | 1.05%
F5_Industrial_Paper and Printing_Existing_Space Heating_Natural Gas_Boiler_A_Achievable Economic TRC Potential | F5 | Industrial | Paper and Printing | Existing | Space Heating | Natural Gas | Boiler | A | Standalone Impact on Baseline Summer Peak (%) | Achievable Economic TRC Potential | bar: 2019 to 2040
F6_Industrial_Paper and Printing_Existing_Space Heating_Natural Gas_Boiler_A_Achievable Economic TRC Potential | F6 | Industrial | Paper and Printing | Existing | Space Heating | Natural Gas | Boiler | A | Standalone Impact on Baseline Winter Peak (%) | Achievable Economic TRC Potential | bar: 2019 to 2040
F7_Industrial_Paper and Printing_Existing_Space Heating_Natural Gas_Boiler_A_Achievable Economic TRC Potential | F7 | Industrial | Paper and Printing | Existing | Space Heating | Natural Gas | Boiler | A | Incremental Energy Savings (MWh or mTherms) | Achievable Economic TRC Potential | 0 | 0 | 0.013643 | 0.019826 | 0.023792 | 0.026186 | 0.027621 | 0.028148 | 0.028174 | 0.02796 | 0.027642 | 0.027271 | 0.026889 | 0.026505 | 0.026118 | 0.025731 | 0.025344 | 0.024957 | 0.024572 | 0.024189 | 0.023807 | 0.023429
F8_Industrial_Paper and Printing_Existing_Space Heating_Natural Gas_Boiler_A_Achievable Economic TRC Potential | F8 | Industrial | Paper and Printing | Existing | Space Heating | Natural Gas | Boiler | A | Incremental Summer Peak Savings (MW) | Achievable Economic TRC Potential | 0 | 0 | 0 | 0 | 0 | 0 | 0 | 0 | 0 | 0 | 0 | 0 | 0 | 0 | 0 | 0 | 0 | 0 | 0 | 0 | 0 | 0
F9_Industrial_Paper and Printing_Existing_Space Heating_Natural Gas_Boiler_A_Achievable Economic TRC Potential | F9 | Industrial | Paper and Printing | Existing | Space Heating | Natural Gas | Boiler | A | Incremental Winter Peak Savings (MW) | Achievable Economic TRC Potential | 0 | 0 | 0 | 0 | 0 | 0 | 0 | 0 | 0 | 0 | 0 | 0 | 0 | 0 | 0 | 0 | 0 | 0 | 0 | 0 | 0 | 0
F10_Industrial_Paper and Printing_Existing_Space Heating_Natural Gas_Boiler_A_Achievable Economic TRC Potential | F10 | Industrial | Paper and Printing | Existing | Space Heating | Natural Gas | Boiler | A | Cumulative Energy Savings (MWh or mTherms) | Achievable Economic TRC Potential | 0 | 0 | 0.013643 | 0.03347 | 0.057262 | 0.083447 | 0.11107 | 0.13922 | 0.16739 | 0.19535 | 0.22299 | 0.25026 | 0.27715 | 0.30366 | 0.32978 | 0.35551 | 0.38085 | 0.40581 | 0.43038 | 0.45457 | 0.47838 | 0.5018
F11_Industrial_Paper and Printing_Existing_Space Heating_Natural Gas_Boiler_A_Achievable Economic TRC Potential | F11 | Industrial | Paper and Printing | Existing | Space Heating | Natural Gas | Boiler | A | Cumulative Summer Peak Savings (MW) | Achievable Economic TRC Potential | 0 | 0 | 0 | 0 | 0 | 0 | 0 | 0 | 0 | 0 | 0 | 0 | 0 | 0 | 0 | 0 | 0 | 0 | 0 | 0 | 0 | 0
F12_Industrial_Paper and Printing_Existing_Space Heating_Natural Gas_Boiler_A_Achievable Economic TRC Potential | F12 | Industrial | Paper and Printing | Existing | Space Heating | Natural Gas | Boiler | A | Cumulative Winter Peak Savings (MW) | Achievable Economic TRC Potential | 0 | 0 | 0 | 0 | 0 | 0 | 0 | 0 | 0 | 0 | 0 | 0 | 0 | 0 | 0 | 0 | 0 | 0 | 0 | 0 | 0 | 0
F13_Industrial_Paper and Printing_Existing_Space Heating_Natural Gas_Boiler_A_Achievable Economic TRC Potential | F13 | Industrial | Paper and Printing | Existing | Space Heating | Natural Gas | Boiler | A | Purchases (Incremental) | Achievable Economic TRC Potential | 0 | 0 | 0.0021909 | 0.0031838 | 0.0038206 | 0.004205 | 0.0044355 | 0.0045201 | 0.0045243 | 0.0044899 | 0.0044388 | 0.0043792 | 0.0043179 | 0.0042562 | 0.0041941 | 0.004132 | 0.0040698 | 0.0040077 | 0.0039458 | 0.0038843 | 0.0038231 | 0.0037623
F14_Industrial_Paper and Printing_Existing_Space Heating_Natural Gas_Boiler_A_Achievable Economic TRC Potential | F14 | Industrial | Paper and Printing | Existing | Space Heating | Natural Gas | Boiler | A | Purchases (Cumulative) | Achievable Economic TRC Potential | 0 | 0 | 0.0021909 | 0.0053747 | 0.0091953 | 0.0134 | 0.017836 | 0.022356 | 0.02688 | 0.03137 | 0.035809 | 0.040188 | 0.044506 | 0.048762 | 0.052956 | 0.057088 | 0.061158 | 0.065166 | 0.069112 | 0.072996 | 0.076819 | 0.080581
F1_Industrial_Paper and Printing_Existing_Space Heating_Natural Gas_Unit Heater_A_Achievable Economic TRC Potential | F1 | Industrial | Paper and Printing | Existing | Space Heating | Natural Gas | Unit Heater | A | Original Unit Energy Savings (kWh or therms) | Achievable Economic TRC Potential | 0 | 43660.7244 | 43660.7244 | 43660.7244 | 43660.7244 | 43660.7244 | 43660.7244 | 43660.7244 | 43660.7244 | 43660.7244 | 43660.7244 | 43660.7244 | 43660.7244 | 43660.7244 | 43660.7244 | 43660.7244 | 43660.7244 | 43660.7244 | 43660.7244 | 43660.7244 | 43660.7244 | 43660.7244
F2_Industrial_Paper and Printing_Existing_Space Heating_Natural Gas_Unit Heater_A_Achievable Economic TRC Potential | F2 | Industrial | Paper and Printing | Existing | Space Heating | Natural Gas | Unit Heater | A | Original Unit Summer Peak Savings (kW) | Achievable Economic TRC Potential | 0 | 0 | 0 | 0 | 0 | 0 | 0 | 0 | 0 | 0 | 0 | 0 | 0 | 0 | 0 | 0 | 0 | 0 | 0 | 0 | 0 | 0
F3_Industrial_Paper and Printing_Existing_Space Heating_Natural Gas_Unit Heater_A_Achievable Economic TRC Potential | F3 | Industrial | Paper and Printing | Existing | Space Heating | Natural Gas | Unit Heater | A | Original Unit Winter Peak Savings (kW) | Achievable Economic TRC Potential | 0 | 0 | 0 | 0 | 0 | 0 | 0 | 0 | 0 | 0 | 0 | 0 | 0 | 0 | 0 | 0 | 0 | 0 | 0 | 0 | 0 | 0
F4_Industrial_Paper and Printing_Existing_Space Heating_Natural Gas_Unit Heater_A_Achievable Economic TRC Potential | F4 | Industrial | Paper and Printing | Existing | Space Heating | Natural Gas | Unit Heater | A | Standalone Impact on Baseline Energy (%) | Achievable Economic TRC Potential | 0% | 0% | 0.001758% | 0.008631% | 0.02544% | 0.05832% | 0.1147% | 0.2015% | 0.3244% | 0.4883% | 0.693% | 0.9373% | 1.221% | 1.543% | 1.903% | 2.297% | 2.722% | 3.121% | 3.489% | 3.822% | 4.121% | 4.383%
F5_Industrial_Paper and Printing_Existing_Space Heating_Natural Gas_Unit Heater_A_Achievable Economic TRC Potential | F5 | Industrial | Paper and Printing | Existing | Space Heating | Natural Gas | Unit Heater | A | Standalone Impact on Baseline Summer Peak (%) | Achievable Economic TRC Potential | bar: 2019 to 2040
F6_Industrial_Paper and Printing_Existing_Space Heating_Natural Gas_Unit Heater_A_Achievable Economic TRC Potential | F6 | Industrial | Paper and Printing | Existing | Space Heating | Natural Gas | Unit Heater | A | Standalone Impact on Baseline Winter Peak (%) | Achievable Economic TRC Potential | bar: 2019 to 2040
F7_Industrial_Paper and Printing_Existing_Space Heating_Natural Gas_Unit Heater_A_Achievable Economic TRC Potential | F7 | Industrial | Paper and Printing | Existing | Space Heating | Natural Gas | Unit Heater | A | Incremental Energy Savings (MWh or mTherms) | Achievable Economic TRC Potential | 0 | 0 | 0.0012099 | 0.0046143 | 0.011004 | 0.021004 | 0.035095 | 0.052744 | 0.072717 | 0.094468 | 0.11474 | 0.13314 | 0.15007 | 0.16597 | 0.18001 | 0.19148 | 0.19982 | 0.17904 | 0.15601 | 0.13297 | 0.1107 | 0.08877
F8_Industrial_Paper and Printing_Existing_Space Heating_Natural Gas_Unit Heater_A_Achievable Economic TRC Potential | F8 | Industrial | Paper and Printing | Existing | Space Heating | Natural Gas | Unit Heater | A | Incremental Summer Peak Savings (MW) | Achievable Economic TRC Potential | 0 | 0 | 0 | 0 | 0 | 0 | 0 | 0 | 0 | 0 | 0 | 0 | 0 | 0 | 0 | 0 | 0 | 0 | 0 | 0 | 0 | 0
F9_Industrial_Paper and Printing_Existing_Space Heating_Natural Gas_Unit Heater_A_Achievable Economic TRC Potential | F9 | Industrial | Paper and Printing | Existing | Space Heating | Natural Gas | Unit Heater | A | Incremental Winter Peak Savings (MW) | Achievable Economic TRC Potential | 0 | 0 | 0 | 0 | 0 | 0 | 0 | 0 | 0 | 0 | 0 | 0 | 0 | 0 | 0 | 0 | 0 | 0 | 0 | 0 | 0 | 0
F10_Industrial_Paper and Printing_Existing_Space Heating_Natural Gas_Unit Heater_A_Achievable Economic TRC Potential | F10 | Industrial | Paper and Printing | Existing | Space Heating | Natural Gas | Unit Heater | A | Cumulative Energy Savings (MWh or mTherms) | Achievable Economic TRC Potential | 0 | 0 | 0.0012099 | 0.0058242 | 0.016828 | 0.037832 | 0.072927 | 0.12567 | 0.19839 | 0.29286 | 0.4076 | 0.54073 | 0.6908 | 0.85678 | 1.0368 | 1.2283 | 1.4281 | 1.6071 | 1.7631 | 1.8961 | 2.0068 | 2.0956
F11_Industrial_Paper and Printing_Existing_Space Heating_Natural Gas_Unit Heater_A_Achievable Economic TRC Potential | F11 | Industrial | Paper and Printing | Existing | Space Heating | Natural Gas | Unit Heater | A | Cumulative Summer Peak Savings (MW) | Achievable Economic TRC Potential | 0 | 0 | 0 | 0 | 0 | 0 | 0 | 0 | 0 | 0 | 0 | 0 | 0 | 0 | 0 | 0 | 0 | 0 | 0 | 0 | 0 | 0
F12_Industrial_Paper and Printing_Existing_Space Heating_Natural Gas_Unit Heater_A_Achievable Economic TRC Potential | F12 | Industrial | Paper and Printing | Existing | Space Heating | Natural Gas | Unit Heater | A | Cumulative Winter Peak Savings (MW) | Achievable Economic TRC Potential | 0 | 0 | 0 | 0 | 0 | 0 | 0 | 0 | 0 | 0 | 0 | 0 | 0 | 0 | 0 | 0 | 0 | 0 | 0 | 0 | 0 | 0
F13_Industrial_Paper and Printing_Existing_Space Heating_Natural Gas_Unit Heater_A_Achievable Economic TRC Potential | F13 | Industrial | Paper and Printing | Existing | Space Heating | Natural Gas | Unit Heater | A | Purchases (Incremental) | Achievable Economic TRC Potential | 0 | 0 | 2.7712e-05 | 0.00010569 | 0.00025203 | 0.00048106 | 0.00080381 | 0.0012081 | 0.0016655 | 0.0021637 | 0.002628 | 0.0030493 | 0.0034372 | 0.0038015 | 0.0041506 | 0.0044913 | 0.0048287 | 0.0045817 | 0.004377 | 0.0042536 | 0.0042009 | 0.0041969
F14_Industrial_Paper and Printing_Existing_Space Heating_Natural Gas_Unit Heater_A_Achievable Economic TRC Potential | F14 | Industrial | Paper and Printing | Existing | Space Heating | Natural Gas | Unit Heater | A | Purchases (Cumulative) | Achievable Economic TRC Potential | 0 | 0 | 2.7712e-05 | 0.0001334 | 0.00038543 | 0.00086649 | 0.0016703 | 0.0028784 | 0.0045439 | 0.0067075 | 0.0093356 | 0.012385 | 0.015822 | 0.019624 | 0.023746 | 0.028132 | 0.032709 | 0.036809 | 0.040382 | 0.043428 | 0.045963 | 0.047997
F1_Industrial_Paper and Printing_New_Space Heating_Natural Gas_Furnace_A_Achievable Economic TRC Potential | F1 | Industrial | Paper and Printing | New | Space Heating | Natural Gas | Furnace | A | Original Unit Energy Savings (kWh or therms) | Achievable Economic TRC Potential | 0 | 1443.5073 | 1443.5073 | 1443.5073 | 1443.5073 | 1443.5073 | 1443.5073 | 1443.5073 | 1443.5073 | 1443.5073 | 1443.5073 | 1443.5073 | 1443.5073 | 1443.5073 | 1443.5073 | 1443.5073 | 1443.5073 | 1443.5073 | 1443.5073 | 1443.5073 | 1443.5073 | 1443.5073
F2_Industrial_Paper and Printing_New_Space Heating_Natural Gas_Furnace_A_Achievable Economic TRC Potential | F2 | Industrial | Paper and Printing | New | Space Heating | Natural Gas | Furnace | A | Original Unit Summer Peak Savings (kW) | Achievable Economic TRC Potential | 0 | 0 | 0 | 0 | 0 | 0 | 0 | 0 | 0 | 0 | 0 | 0 | 0 | 0 | 0 | 0 | 0 | 0 | 0 | 0 | 0 | 0
F3_Industrial_Paper and Printing_New_Space Heating_Natural Gas_Furnace_A_Achievable Economic TRC Potential | F3 | Industrial | Paper and Printing | New | Space Heating | Natural Gas | Furnace | A | Original Unit Winter Peak Savings (kW) | Achievable Economic TRC Potential | 0 | 0 | 0 | 0 | 0 | 0 | 0 | 0 | 0 | 0 | 0 | 0 | 0 | 0 | 0 | 0 | 0 | 0 | 0 | 0 | 0 | 0
F4_Industrial_Paper and Printing_New_Space Heating_Natural Gas_Furnace_A_Achievable Economic TRC Potential | F4 | Industrial | Paper and Printing | New | Space Heating | Natural Gas | Furnace | A | Standalone Impact on Baseline Energy (%) | Achievable Economic TRC Potential | 0% | 0% | 0.001165% | 0.0432% | 0.07493% | 0.1061% | 0.1249% | 0.1472% | 0.1683% | 0.1901% | 0.2052% | 0.2214% | 0.236% | 0.2514% | 0.261% | 0.2718% | 0.2818% | 0.2923% | 0.2986% | 0.3089% | 0.3179% | 0.3282%
F5_Industrial_Paper and Printing_New_Space Heating_Natural Gas_Furnace_A_Achievable Economic TRC Potential | F5 | Industrial | Paper and Printing | New | Space Heating | Natural Gas | Furnace | A | Standalone Impact on Baseline Summer Peak (%) | Achievable Economic TRC Potential | bar: 2019 to 2040
F6_Industrial_Paper and Printing_New_Space Heating_Natural Gas_Furnace_A_Achievable Economic TRC Potential | F6 | Industrial | Paper and Printing | New | Space Heating | Natural Gas | Furnace | A | Standalone Impact on Baseline Winter Peak (%) | Achievable Economic TRC Potential | bar: 2019 to 2040
F7_Industrial_Paper and Printing_New_Space Heating_Natural Gas_Furnace_A_Achievable Economic TRC Potential | F7 | Industrial | Paper and Printing | New | Space Heating | Natural Gas | Furnace | A | Incremental Energy Savings (MWh or mTherms) | Achievable Economic TRC Potential | 0 | 0 | 4.2173e-05 | 0.002688 | 0.004022 | 0.0060108 | 0.0045249 | 0.0061983 | 0.0068671 | 0.0083965 | 0.0066541 | 0.0080216 | 0.0082061 | 0.0097892 | 0.0067905 | 0.0083955 | 0.008503 | 0.010005 | 0.0066089 | 0.0093789 | 0.0090917 | 0.0099207
F8_Industrial_Paper and Printing_New_Space Heating_Natural Gas_Furnace_A_Achievable Economic TRC Potential | F8 | Industrial | Paper and Printing | New | Space Heating | Natural Gas | Furnace | A | Incremental Summer Peak Savings (MW) | Achievable Economic TRC Potential | 0 | 0 | 0 | 0 | 0 | 0 | 0 | 0 | 0 | 0 | 0 | 0 | 0 | 0 | 0 | 0 | 0 | 0 | 0 | 0 | 0 | 0
F9_Industrial_Paper and Printing_New_Space Heating_Natural Gas_Furnace_A_Achievable Economic TRC Potential | F9 | Industrial | Paper and Printing | New | Space Heating | Natural Gas | Furnace | A | Incremental Winter Peak Savings (MW) | Achievable Economic TRC Potential | 0 | 0 | 0 | 0 | 0 | 0 | 0 | 0 | 0 | 0 | 0 | 0 | 0 | 0 | 0 | 0 | 0 | 0 | 0 | 0 | 0 | 0
F10_Industrial_Paper and Printing_New_Space Heating_Natural Gas_Furnace_A_Achievable Economic TRC Potential | F10 | Industrial | Paper and Printing | New | Space Heating | Natural Gas | Furnace | A | Cumulative Energy Savings (MWh or mTherms) | Achievable Economic TRC Potential | 0 | 0 | 4.2173e-05 | 0.0027301 | 0.0067522 | 0.012763 | 0.017288 | 0.023486 | 0.030353 | 0.03875 | 0.045404 | 0.053426 | 0.061632 | 0.071421 | 0.078211 | 0.086607 | 0.09511 | 0.10511 | 0.11172 | 0.1211 | 0.13019 | 0.14011
F11_Industrial_Paper and Printing_New_Space Heating_Natural Gas_Furnace_A_Achievable Economic TRC Potential | F11 | Industrial | Paper and Printing | New | Space Heating | Natural Gas | Furnace | A | Cumulative Summer Peak Savings (MW) | Achievable Economic TRC Potential | 0 | 0 | 0 | 0 | 0 | 0 | 0 | 0 | 0 | 0 | 0 | 0 | 0 | 0 | 0 | 0 | 0 | 0 | 0 | 0 | 0 | 0
F12_Industrial_Paper and Printing_New_Space Heating_Natural Gas_Furnace_A_Achievable Economic TRC Potential | F12 | Industrial | Paper and Printing | New | Space Heating | Natural Gas | Furnace | A | Cumulative Winter Peak Savings (MW) | Achievable Economic TRC Potential | 0 | 0 | 0 | 0 | 0 | 0 | 0 | 0 | 0 | 0 | 0 | 0 | 0 | 0 | 0 | 0 | 0 | 0 | 0 | 0 | 0 | 0
F13_Industrial_Paper and Printing_New_Space Heating_Natural Gas_Furnace_A_Achievable Economic TRC Potential | F13 | Industrial | Paper and Printing | New | Space Heating | Natural Gas | Furnace | A | Purchases (Incremental) | Achievable Economic TRC Potential | 0 | 0 | 2.9216e-05 | 0.0018621 | 0.0027863 | 0.004164 | 0.0031347 | 0.0042939 | 0.0047572 | 0.0058167 | 0.0046097 | 0.005557 | 0.0056848 | 0.0067816 | 0.0047042 | 0.005816 | 0.0058905 | 0.0069309 | 0.0045784 | 0.0064973 | 0.0062983 | 0.0068726
F14_Industrial_Paper and Printing_New_Space Heating_Natural Gas_Furnace_A_Achievable Economic TRC Potential | F14 | Industrial | Paper and Printing | New | Space Heating | Natural Gas | Furnace | A | Purchases (Cumulative) | Achievable Economic TRC Potential | 0 | 0 | 2.9216e-05 | 0.0018913 | 0.0046776 | 0.0088416 | 0.011976 | 0.01627 | 0.021027 | 0.026844 | 0.031454 | 0.037011 | 0.042696 | 0.049477 | 0.054182 | 0.059998 | 0.065888 | 0.072819 | 0.077397 | 0.083895 | 0.090193 | 0.097066
F1_Industrial_Paper and Printing_New_Space Heating_Natural Gas_Boiler_A_Achievable Economic TRC Potential | F1 | Industrial | Paper and Printing | New | Space Heating | Natural Gas | Boiler | A | Original Unit Energy Savings (kWh or therms) | Achievable Economic TRC Potential | 0 | 6223.5803 | 6223.5803 | 6223.5803 | 6223.5803 | 6223.5803 | 6223.5803 | 6223.5803 | 6223.5803 | 6223.5803 | 6223.5803 | 6223.5803 | 6223.5803 | 6223.5803 | 6223.5803 | 6223.5803 | 6223.5803 | 6223.5803 | 6223.5803 | 6223.5803 | 6223.5803 | 6223.5803
F2_Industrial_Paper and Printing_New_Space Heating_Natural Gas_Boiler_A_Achievable Economic TRC Potential | F2 | Industrial | Paper and Printing | New | Space Heating | Natural Gas | Boiler | A | Original Unit Summer Peak Savings (kW) | Achievable Economic TRC Potential | 0 | 0 | 0 | 0 | 0 | 0 | 0 | 0 | 0 | 0 | 0 | 0 | 0 | 0 | 0 | 0 | 0 | 0 | 0 | 0 | 0 | 0
F3_Industrial_Paper and Printing_New_Space Heating_Natural Gas_Boiler_A_Achievable Economic TRC Potential | F3 | Industrial | Paper and Printing | New | Space Heating | Natural Gas | Boiler | A | Original Unit Winter Peak Savings (kW) | Achievable Economic TRC Potential | 0 | 0 | 0 | 0 | 0 | 0 | 0 | 0 | 0 | 0 | 0 | 0 | 0 | 0 | 0 | 0 | 0 | 0 | 0 | 0 | 0 | 0
F4_Industrial_Paper and Printing_New_Space Heating_Natural Gas_Boiler_A_Achievable Economic TRC Potential | F4 | Industrial | Paper and Printing | New | Space Heating | Natural Gas | Boiler | A | Standalone Impact on Baseline Energy (%) | Achievable Economic TRC Potential | 0% | 0% | 0.01593% | 0.4357% | 0.6673% | 0.8378% | 0.9165% | 0.9913% | 1.05% | 1.103% | 1.136% | 1.167% | 1.193% | 1.219% | 1.235% | 1.251% | 1.266% | 1.281% | 1.29% | 1.3% | 1.309% | 1.318%
F5_Industrial_Paper and Printing_New_Space Heating_Natural Gas_Boiler_A_Achievable Economic TRC Potential | F5 | Industrial | Paper and Printing | New | Space Heating | Natural Gas | Boiler | A | Standalone Impact on Baseline Summer Peak (%) | Achievable Economic TRC Potential | bar: 2019 to 2040
F6_Industrial_Paper and Printing_New_Space Heating_Natural Gas_Boiler_A_Achievable Economic TRC Potential | F6 | Industrial | Paper and Printing | New | Space Heating | Natural Gas | Boiler | A | Standalone Impact on Baseline Winter Peak (%) | Achievable Economic TRC Potential | bar: 2019 to 2040
F7_Industrial_Paper and Printing_New_Space Heating_Natural Gas_Boiler_A_Achievable Economic TRC Potential | F7 | Industrial | Paper and Printing | New | Space Heating | Natural Gas | Boiler | A | Incremental Energy Savings (MWh or mTherms) | Achievable Economic TRC Potential | 0 | 0 | 0.00057677 | 0.026958 | 0.032596 | 0.040646 | 0.026116 | 0.031268 | 0.031291 | 0.035385 | 0.026405 | 0.030377 | 0.029974 | 0.034771 | 0.023599 | 0.028682 | 0.02866 | 0.033364 | 0.022038 | 0.027156 | 0.026416 | 0.026338
F8_Industrial_Paper and Printing_New_Space Heating_Natural Gas_Boiler_A_Achievable Economic TRC Potential | F8 | Industrial | Paper and Printing | New | Space Heating | Natural Gas | Boiler | A | Incremental Summer Peak Savings (MW) | Achievable Economic TRC Potential | 0 | 0 | 0 | 0 | 0 | 0 | 0 | 0 | 0 | 0 | 0 | 0 | 0 | 0 | 0 | 0 | 0 | 0 | 0 | 0 | 0 | 0
F9_Industrial_Paper and Printing_New_Space Heating_Natural Gas_Boiler_A_Achievable Economic TRC Potential | F9 | Industrial | Paper and Printing | New | Space Heating | Natural Gas | Boiler | A | Incremental Winter Peak Savings (MW) | Achievable Economic TRC Potential | 0 | 0 | 0 | 0 | 0 | 0 | 0 | 0 | 0 | 0 | 0 | 0 | 0 | 0 | 0 | 0 | 0 | 0 | 0 | 0 | 0 | 0
F10_Industrial_Paper and Printing_New_Space Heating_Natural Gas_Boiler_A_Achievable Economic TRC Potential | F10 | Industrial | Paper and Printing | New | Space Heating | Natural Gas | Boiler | A | Cumulative Energy Savings (MWh or mTherms) | Achievable Economic TRC Potential | 0 | 0 | 0.00057677 | 0.027535 | 0.060132 | 0.10078 | 0.12689 | 0.15816 | 0.18945 | 0.22484 | 0.25124 | 0.28162 | 0.31159 | 0.34637 | 0.36996 | 0.39865 | 0.42731 | 0.46067 | 0.48271 | 0.50986 | 0.53628 | 0.56262
F11_Industrial_Paper and Printing_New_Space Heating_Natural Gas_Boiler_A_Achievable Economic TRC Potential | F11 | Industrial | Paper and Printing | New | Space Heating | Natural Gas | Boiler | A | Cumulative Summer Peak Savings (MW) | Achievable Economic TRC Potential | 0 | 0 | 0 | 0 | 0 | 0 | 0 | 0 | 0 | 0 | 0 | 0 | 0 | 0 | 0 | 0 | 0 | 0 | 0 | 0 | 0 | 0
F12_Industrial_Paper and Printing_New_Space Heating_Natural Gas_Boiler_A_Achievable Economic TRC Potential | F12 | Industrial | Paper and Printing | New | Space Heating | Natural Gas | Boiler | A | Cumulative Winter Peak Savings (MW) | Achievable Economic TRC Potential | 0 | 0 | 0 | 0 | 0 | 0 | 0 | 0 | 0 | 0 | 0 | 0 | 0 | 0 | 0 | 0 | 0 | 0 | 0 | 0 | 0 | 0
F13_Industrial_Paper and Printing_New_Space Heating_Natural Gas_Boiler_A_Achievable Economic TRC Potential | F13 | Industrial | Paper and Printing | New | Space Heating | Natural Gas | Boiler | A | Purchases (Incremental) | Achievable Economic TRC Potential | 0 | 0 | 9.2675e-05 | 0.0043316 | 0.0052376 | 0.0065309 | 0.0041963 | 0.0050241 | 0.0050278 | 0.0056857 | 0.0042428 | 0.004881 | 0.0048163 | 0.005587 | 0.0037919 | 0.0046085 | 0.0046051 | 0.0053609 | 0.003541 | 0.0043634 | 0.0042446 | 0.004232
F14_Industrial_Paper and Printing_New_Space Heating_Natural Gas_Boiler_A_Achievable Economic TRC Potential | F14 | Industrial | Paper and Printing | New | Space Heating | Natural Gas | Boiler | A | Purchases (Cumulative) | Achievable Economic TRC Potential | 0 | 0 | 9.2675e-05 | 0.0044243 | 0.0096619 | 0.016193 | 0.020389 | 0.025413 | 0.030441 | 0.036127 | 0.04037 | 0.045251 | 0.050067 | 0.055654 | 0.059446 | 0.064054 | 0.068659 | 0.07402 | 0.077561 | 0.081925 | 0.086169 | 0.090401
F1_Industrial_Paper and Printing_New_Space Heating_Natural Gas_Unit Heater_A_Achievable Economic TRC Potential | F1 | Industrial | Paper and Printing | New | Space Heating | Natural Gas | Unit Heater | A | Original Unit Energy Savings (kWh or therms) | Achievable Economic TRC Potential | 0 | 43660.7244 | 43660.7244 | 43660.7244 | 43660.7244 | 43660.7244 | 43660.7244 | 43660.7244 | 43660.7244 | 43660.7244 | 43660.7244 | 43660.7244 | 43660.7244 | 43660.7244 | 43660.7244 | 43660.7244 | 43660.7244 | 43660.7244 | 43660.7244 | 43660.7244 | 43660.7244 | 43660.7244
F2_Industrial_Paper and Printing_New_Space Heating_Natural Gas_Unit Heater_A_Achievable Economic TRC Potential | F2 | Industrial | Paper and Printing | New | Space Heating | Natural Gas | Unit Heater | A | Original Unit Summer Peak Savings (kW) | Achievable Economic TRC Potential | 0 | 0 | 0 | 0 | 0 | 0 | 0 | 0 | 0 | 0 | 0 | 0 | 0 | 0 | 0 | 0 | 0 | 0 | 0 | 0 | 0 | 0
F3_Industrial_Paper and Printing_New_Space Heating_Natural Gas_Unit Heater_A_Achievable Economic TRC Potential | F3 | Industrial | Paper and Printing | New | Space Heating | Natural Gas | Unit Heater | A | Original Unit Winter Peak Savings (kW) | Achievable Economic TRC Potential | 0 | 0 | 0 | 0 | 0 | 0 | 0 | 0 | 0 | 0 | 0 | 0 | 0 | 0 | 0 | 0 | 0 | 0 | 0 | 0 | 0 | 0
F4_Industrial_Paper and Printing_New_Space Heating_Natural Gas_Unit Heater_A_Achievable Economic TRC Potential | F4 | Industrial | Paper and Printing | New | Space Heating | Natural Gas | Unit Heater | A | Standalone Impact on Baseline Energy (%) | Achievable Economic TRC Potential | 0% | 0% | 0.01765% | 0.6547% | 1.136% | 1.608% | 1.892% | 2.231% | 2.55% | 2.881% | 3.11% | 3.355% | 3.747% | 4.099% | 4.448% | 4.738% | 5.012% | 5.377% | 5.55% | 5.793% | 5.986% | 6.102%
F5_Industrial_Paper and Printing_New_Space Heating_Natural Gas_Unit Heater_A_Achievable Economic TRC Potential | F5 | Industrial | Paper and Printing | New | Space Heating | Natural Gas | Unit Heater | A | Standalone Impact on Baseline Summer Peak (%) | Achievable Economic TRC Potential | bar: 2019 to 2040
F6_Industrial_Paper and Printing_New_Space Heating_Natural Gas_Unit Heater_A_Achievable Economic TRC Potential | F6 | Industrial | Paper and Printing | New | Space Heating | Natural Gas | Unit Heater | A | Standalone Impact on Baseline Winter Peak (%) | Achievable Economic TRC Potential | bar: 2019 to 2040
F7_Industrial_Paper and Printing_New_Space Heating_Natural Gas_Unit Heater_A_Achievable Economic TRC Potential | F7 | Industrial | Paper and Printing | New | Space Heating | Natural Gas | Unit Heater | A | Incremental Energy Savings (MWh or mTherms) | Achievable Economic TRC Potential | 0 | 0 | 0.0006391 | 0.040734 | 0.060951 | 0.091089 | 0.068572 | 0.093931 | 0.10407 | 0.12724 | 0.10084 | 0.12156 | 0.16878 | 0.18598 | 0.16866 | 0.17667 | 0.1821 | 0.24162 | 0.14324 | 0.19461 | 0.1802 | 0.1537
F8_Industrial_Paper and Printing_New_Space Heating_Natural Gas_Unit Heater_A_Achievable Economic TRC Potential | F8 | Industrial | Paper and Printing | New | Space Heating | Natural Gas | Unit Heater | A | Incremental Summer Peak Savings (MW) | Achievable Economic TRC Potential | 0 | 0 | 0 | 0 | 0 | 0 | 0 | 0 | 0 | 0 | 0 | 0 | 0 | 0 | 0 | 0 | 0 | 0 | 0 | 0 | 0 | 0
F9_Industrial_Paper and Printing_New_Space Heating_Natural Gas_Unit Heater_A_Achievable Economic TRC Potential | F9 | Industrial | Paper and Printing | New | Space Heating | Natural Gas | Unit Heater | A | Incremental Winter Peak Savings (MW) | Achievable Economic TRC Potential | 0 | 0 | 0 | 0 | 0 | 0 | 0 | 0 | 0 | 0 | 0 | 0 | 0 | 0 | 0 | 0 | 0 | 0 | 0 | 0 | 0 | 0
F10_Industrial_Paper and Printing_New_Space Heating_Natural Gas_Unit Heater_A_Achievable Economic TRC Potential | F10 | Industrial | Paper and Printing | New | Space Heating | Natural Gas | Unit Heater | A | Cumulative Energy Savings (MWh or mTherms) | Achievable Economic TRC Potential | 0 | 0 | 0.0006391 | 0.041373 | 0.10232 | 0.19341 | 0.26198 | 0.35592 | 0.45998 | 0.58722 | 0.68806 | 0.80962 | 0.9784 | 1.1644 | 1.333 | 1.5097 | 1.6918 | 1.9334 | 2.0767 | 2.2713 | 2.4515 | 2.6052
F11_Industrial_Paper and Printing_New_Space Heating_Natural Gas_Unit Heater_A_Achievable Economic TRC Potential | F11 | Industrial | Paper and Printing | New | Space Heating | Natural Gas | Unit Heater | A | Cumulative Summer Peak Savings (MW) | Achievable Economic TRC Potential | 0 | 0 | 0 | 0 | 0 | 0 | 0 | 0 | 0 | 0 | 0 | 0 | 0 | 0 | 0 | 0 | 0 | 0 | 0 | 0 | 0 | 0
F12_Industrial_Paper and Printing_New_Space Heating_Natural Gas_Unit Heater_A_Achievable Economic TRC Potential | F12 | Industrial | Paper and Printing | New | Space Heating | Natural Gas | Unit Heater | A | Cumulative Winter Peak Savings (MW) | Achievable Economic TRC Potential | 0 | 0 | 0 | 0 | 0 | 0 | 0 | 0 | 0 | 0 | 0 | 0 | 0 | 0 | 0 | 0 | 0 | 0 | 0 | 0 | 0 | 0
F13_Industrial_Paper and Printing_New_Space Heating_Natural Gas_Unit Heater_A_Achievable Economic TRC Potential | F13 | Industrial | Paper and Printing | New | Space Heating | Natural Gas | Unit Heater | A | Purchases (Incremental) | Achievable Economic TRC Potential | 0 | 0 | 1.4638e-05 | 0.00093297 | 0.001396 | 0.0020863 | 0.0015706 | 0.0021514 | 0.0023835 | 0.0029144 | 0.0023096 | 0.0027842 | 0.0038656 | 0.0042598 | 0.0038776 | 0.0049795 | 0.0055667 | 0.0076204 | 0.0048514 | 0.0066086 | 0.0065108 | 0.0064347
F14_Industrial_Paper and Printing_New_Space Heating_Natural Gas_Unit Heater_A_Achievable Economic TRC Potential | F14 | Industrial | Paper and Printing | New | Space Heating | Natural Gas | Unit Heater | A | Purchases (Cumulative) | Achievable Economic TRC Potential | 0 | 0 | 1.4638e-05 | 0.00094761 | 0.0023436 | 0.0044299 | 0.0060005 | 0.0081518 | 0.010535 | 0.01345 | 0.015759 | 0.018544 | 0.022409 | 0.026669 | 0.030532 | 0.034578 | 0.038749 | 0.044283 | 0.047564 | 0.052021 | 0.056149 | 0.059669
F1_Industrial_Instruments_Existing_Space Heating_Natural Gas_Furnace_A_Achievable Economic TRC Potential | F1 | Industrial | Instruments | Existing | Space Heating | Natural Gas | Furnace | A | Original Unit Energy Savings (kWh or therms) | Achievable Economic TRC Potential | 0 | 1443.5459 | 1443.5459 | 1443.5459 | 1443.5459 | 1443.5459 | 1443.5459 | 1443.5459 | 1443.5459 | 1443.5459 | 1443.5459 | 1443.5459 | 1443.5459 | 1443.5459 | 1443.5459 | 1443.5459 | 1443.5459 | 1443.5459 | 1443.5459 | 1443.5459 | 1443.5459 | 1443.5459
F2_Industrial_Instruments_Existing_Space Heating_Natural Gas_Furnace_A_Achievable Economic TRC Potential | F2 | Industrial | Instruments | Existing | Space Heating | Natural Gas | Furnace | A | Original Unit Summer Peak Savings (kW) | Achievable Economic TRC Potential | 0 | 0 | 0 | 0 | 0 | 0 | 0 | 0 | 0 | 0 | 0 | 0 | 0 | 0 | 0 | 0 | 0 | 0 | 0 | 0 | 0 | 0
F3_Industrial_Instruments_Existing_Space Heating_Natural Gas_Furnace_A_Achievable Economic TRC Potential | F3 | Industrial | Instruments | Existing | Space Heating | Natural Gas | Furnace | A | Original Unit Winter Peak Savings (kW) | Achievable Economic TRC Potential | 0 | 0 | 0 | 0 | 0 | 0 | 0 | 0 | 0 | 0 | 0 | 0 | 0 | 0 | 0 | 0 | 0 | 0 | 0 | 0 | 0 | 0
F4_Industrial_Instruments_Existing_Space Heating_Natural Gas_Furnace_A_Achievable Economic TRC Potential | F4 | Industrial | Instruments | Existing | Space Heating | Natural Gas | Furnace | A | Standalone Impact on Baseline Energy (%) | Achievable Economic TRC Potential | 0% | 0% | 0.00132% | 0.004149% | 0.008663% | 0.01503% | 0.02342% | 0.03382% | 0.04604% | 0.05991% | 0.07531% | 0.0921% | 0.1089% | 0.1255% | 0.1419% | 0.158% | 0.1738% | 0.1893% | 0.2044% | 0.22% | 0.2361% | 0.2528%
F5_Industrial_Instruments_Existing_Space Heating_Natural Gas_Furnace_A_Achievable Economic TRC Potential | F5 | Industrial | Instruments | Existing | Space Heating | Natural Gas | Furnace | A | Standalone Impact on Baseline Summer Peak (%) | Achievable Economic TRC Potential | bar: 2019 to 2040
F6_Industrial_Instruments_Existing_Space Heating_Natural Gas_Furnace_A_Achievable Economic TRC Potential | F6 | Industrial | Instruments | Existing | Space Heating | Natural Gas | Furnace | A | Standalone Impact on Baseline Winter Peak (%) | Achievable Economic TRC Potential | bar: 2019 to 2040
F7_Industrial_Instruments_Existing_Space Heating_Natural Gas_Furnace_A_Achievable Economic TRC Potential | F7 | Industrial | Instruments | Existing | Space Heating | Natural Gas | Furnace | A | Incremental Energy Savings (MWh or mTherms) | Achievable Economic TRC Potential | 0 | 0 | 0.0058166 | 0.0121 | 0.018764 | 0.02573 | 0.03293 | 0.039629 | 0.045195 | 0.049785 | 0.053541 | 0.056587 | 0.054263 | 0.051614 | 0.048793 | 0.045911 | 0.043042 | 0.040238 | 0.037221 | 0.037274 | 0.037408 | 0.037604
F8_Industrial_Instruments_Existing_Space Heating_Natural Gas_Furnace_A_Achievable Economic TRC Potential | F8 | Industrial | Instruments | Existing | Space Heating | Natural Gas | Furnace | A | Incremental Summer Peak Savings (MW) | Achievable Economic TRC Potential | 0 | 0 | 0 | 0 | 0 | 0 | 0 | 0 | 0 | 0 | 0 | 0 | 0 | 0 | 0 | 0 | 0 | 0 | 0 | 0 | 0 | 0
F9_Industrial_Instruments_Existing_Space Heating_Natural Gas_Furnace_A_Achievable Economic TRC Potential | F9 | Industrial | Instruments | Existing | Space Heating | Natural Gas | Furnace | A | Incremental Winter Peak Savings (MW) | Achievable Economic TRC Potential | 0 | 0 | 0 | 0 | 0 | 0 | 0 | 0 | 0 | 0 | 0 | 0 | 0 | 0 | 0 | 0 | 0 | 0 | 0 | 0 | 0 | 0
F10_Industrial_Instruments_Existing_Space Heating_Natural Gas_Furnace_A_Achievable Economic TRC Potential | F10 | Industrial | Instruments | Existing | Space Heating | Natural Gas | Furnace | A | Cumulative Energy Savings (MWh or mTherms) | Achievable Economic TRC Potential | 0 | 0 | 0.0058166 | 0.017917 | 0.036681 | 0.062412 | 0.095341 | 0.13497 | 0.18017 | 0.22995 | 0.28349 | 0.34008 | 0.39434 | 0.44596 | 0.49475 | 0.54066 | 0.5837 | 0.62394 | 0.66116 | 0.69844 | 0.73584 | 0.77345
F11_Industrial_Instruments_Existing_Space Heating_Natural Gas_Furnace_A_Achievable Economic TRC Potential | F11 | Industrial | Instruments | Existing | Space Heating | Natural Gas | Furnace | A | Cumulative Summer Peak Savings (MW) | Achievable Economic TRC Potential | 0 | 0 | 0 | 0 | 0 | 0 | 0 | 0 | 0 | 0 | 0 | 0 | 0 | 0 | 0 | 0 | 0 | 0 | 0 | 0 | 0 | 0
F12_Industrial_Instruments_Existing_Space Heating_Natural Gas_Furnace_A_Achievable Economic TRC Potential | F12 | Industrial | Instruments | Existing | Space Heating | Natural Gas | Furnace | A | Cumulative Winter Peak Savings (MW) | Achievable Economic TRC Potential | 0 | 0 | 0 | 0 | 0 | 0 | 0 | 0 | 0 | 0 | 0 | 0 | 0 | 0 | 0 | 0 | 0 | 0 | 0 | 0 | 0 | 0
F13_Industrial_Instruments_Existing_Space Heating_Natural Gas_Furnace_A_Achievable Economic TRC Potential | F13 | Industrial | Instruments | Existing | Space Heating | Natural Gas | Furnace | A | Purchases (Incremental) | Achievable Economic TRC Potential | 0 | 0 | 0.0040294 | 0.0083824 | 0.012999 | 0.017824 | 0.022812 | 0.027453 | 0.031308 | 0.034488 | 0.03709 | 0.0392 | 0.03759 | 0.035755 | 0.033801 | 0.031804 | 0.029817 | 0.027874 | 0.025784 | 0.025821 | 0.025914 | 0.02605
F14_Industrial_Instruments_Existing_Space Heating_Natural Gas_Furnace_A_Achievable Economic TRC Potential | F14 | Industrial | Instruments | Existing | Space Heating | Natural Gas | Furnace | A | Purchases (Cumulative) | Achievable Economic TRC Potential | 0 | 0 | 0.0040294 | 0.012412 | 0.025411 | 0.043235 | 0.066047 | 0.093499 | 0.12481 | 0.1593 | 0.19639 | 0.23559 | 0.27318 | 0.30893 | 0.34273 | 0.37454 | 0.40435 | 0.43223 | 0.45801 | 0.48383 | 0.50975 | 0.5358
F1_Industrial_Instruments_Existing_Space Heating_Natural Gas_Boiler_A_Achievable Economic TRC Potential | F1 | Industrial | Instruments | Existing | Space Heating | Natural Gas | Boiler | A | Original Unit Energy Savings (kWh or therms) | Achievable Economic TRC Potential | 0 | 6227.3193 | 6227.3193 | 6227.3193 | 6227.3193 | 6227.3193 | 6227.3193 | 6227.3193 | 6227.3193 | 6227.3193 | 6227.3193 | 6227.3193 | 6227.3193 | 6227.3193 | 6227.3193 | 6227.3193 | 6227.3193 | 6227.3193 | 6227.3193 | 6227.3193 | 6227.3193 | 6227.3193
F2_Industrial_Instruments_Existing_Space Heating_Natural Gas_Boiler_A_Achievable Economic TRC Potential | F2 | Industrial | Instruments | Existing | Space Heating | Natural Gas | Boiler | A | Original Unit Summer Peak Savings (kW) | Achievable Economic TRC Potential | 0 | 0 | 0 | 0 | 0 | 0 | 0 | 0 | 0 | 0 | 0 | 0 | 0 | 0 | 0 | 0 | 0 | 0 | 0 | 0 | 0 | 0
F3_Industrial_Instruments_Existing_Space Heating_Natural Gas_Boiler_A_Achievable Economic TRC Potential | F3 | Industrial | Instruments | Existing | Space Heating | Natural Gas | Boiler | A | Original Unit Winter Peak Savings (kW) | Achievable Economic TRC Potential | 0 | 0 | 0 | 0 | 0 | 0 | 0 | 0 | 0 | 0 | 0 | 0 | 0 | 0 | 0 | 0 | 0 | 0 | 0 | 0 | 0 | 0
F4_Industrial_Instruments_Existing_Space Heating_Natural Gas_Boiler_A_Achievable Economic TRC Potential | F4 | Industrial | Instruments | Existing | Space Heating | Natural Gas | Boiler | A | Standalone Impact on Baseline Energy (%) | Achievable Economic TRC Potential | 0% | 0% | 0.01982% | 0.0496% | 0.08655% | 0.1286% | 0.1746% | 0.2232% | 0.2737% | 0.3257% | 0.3791% | 0.4338% | 0.4897% | 0.5469% | 0.6053% | 0.665% | 0.7259% | 0.7881% | 0.8516% | 0.9163% | 0.9823% | 1.05%
F5_Industrial_Instruments_Existing_Space Heating_Natural Gas_Boiler_A_Achievable Economic TRC Potential | F5 | Industrial | Instruments | Existing | Space Heating | Natural Gas | Boiler | A | Standalone Impact on Baseline Summer Peak (%) | Achievable Economic TRC Potential | bar: 2019 to 2040
F6_Industrial_Instruments_Existing_Space Heating_Natural Gas_Boiler_A_Achievable Economic TRC Potential | F6 | Industrial | Instruments | Existing | Space Heating | Natural Gas | Boiler | A | Standalone Impact on Baseline Winter Peak (%) | Achievable Economic TRC Potential | bar: 2019 to 2040
F7_Industrial_Instruments_Existing_Space Heating_Natural Gas_Boiler_A_Achievable Economic TRC Potential | F7 | Industrial | Instruments | Existing | Space Heating | Natural Gas | Boiler | A | Incremental Energy Savings (MWh or mTherms) | Achievable Economic TRC Potential | 0 | 0 | 0.087318 | 0.12689 | 0.15227 | 0.16759 | 0.17677 | 0.18015 | 0.18032 | 0.17894 | 0.17691 | 0.17453 | 0.17209 | 0.16963 | 0.16716 | 0.16468 | 0.1622 | 0.15973 | 0.15726 | 0.15481 | 0.15237 | 0.14995
F8_Industrial_Instruments_Existing_Space Heating_Natural Gas_Boiler_A_Achievable Economic TRC Potential | F8 | Industrial | Instruments | Existing | Space Heating | Natural Gas | Boiler | A | Incremental Summer Peak Savings (MW) | Achievable Economic TRC Potential | 0 | 0 | 0 | 0 | 0 | 0 | 0 | 0 | 0 | 0 | 0 | 0 | 0 | 0 | 0 | 0 | 0 | 0 | 0 | 0 | 0 | 0
F9_Industrial_Instruments_Existing_Space Heating_Natural Gas_Boiler_A_Achievable Economic TRC Potential | F9 | Industrial | Instruments | Existing | Space Heating | Natural Gas | Boiler | A | Incremental Winter Peak Savings (MW) | Achievable Economic TRC Potential | 0 | 0 | 0 | 0 | 0 | 0 | 0 | 0 | 0 | 0 | 0 | 0 | 0 | 0 | 0 | 0 | 0 | 0 | 0 | 0 | 0 | 0
F10_Industrial_Instruments_Existing_Space Heating_Natural Gas_Boiler_A_Achievable Economic TRC Potential | F10 | Industrial | Instruments | Existing | Space Heating | Natural Gas | Boiler | A | Cumulative Energy Savings (MWh or mTherms) | Achievable Economic TRC Potential | 0 | 0 | 0.087318 | 0.21421 | 0.36647 | 0.53406 | 0.71084 | 0.89098 | 1.0713 | 1.2502 | 1.4272 | 1.6017 | 1.7738 | 1.9434 | 2.1106 | 2.2752 | 2.4374 | 2.5972 | 2.7544 | 2.9092 | 3.0616 | 3.2115
F11_Industrial_Instruments_Existing_Space Heating_Natural Gas_Boiler_A_Achievable Economic TRC Potential | F11 | Industrial | Instruments | Existing | Space Heating | Natural Gas | Boiler | A | Cumulative Summer Peak Savings (MW) | Achievable Economic TRC Potential | 0 | 0 | 0 | 0 | 0 | 0 | 0 | 0 | 0 | 0 | 0 | 0 | 0 | 0 | 0 | 0 | 0 | 0 | 0 | 0 | 0 | 0
F12_Industrial_Instruments_Existing_Space Heating_Natural Gas_Boiler_A_Achievable Economic TRC Potential | F12 | Industrial | Instruments | Existing | Space Heating | Natural Gas | Boiler | A | Cumulative Winter Peak Savings (MW) | Achievable Economic TRC Potential | 0 | 0 | 0 | 0 | 0 | 0 | 0 | 0 | 0 | 0 | 0 | 0 | 0 | 0 | 0 | 0 | 0 | 0 | 0 | 0 | 0 | 0
F13_Industrial_Instruments_Existing_Space Heating_Natural Gas_Boiler_A_Achievable Economic TRC Potential | F13 | Industrial | Instruments | Existing | Space Heating | Natural Gas | Boiler | A | Purchases (Incremental) | Achievable Economic TRC Potential | 0 | 0 | 0.014022 | 0.020376 | 0.024452 | 0.026912 | 0.028387 | 0.028929 | 0.028956 | 0.028735 | 0.028408 | 0.028027 | 0.027635 | 0.02724 | 0.026842 | 0.026445 | 0.026047 | 0.025649 | 0.025253 | 0.024859 | 0.024468 | 0.024079
F14_Industrial_Instruments_Existing_Space Heating_Natural Gas_Boiler_A_Achievable Economic TRC Potential | F14 | Industrial | Instruments | Existing | Space Heating | Natural Gas | Boiler | A | Purchases (Cumulative) | Achievable Economic TRC Potential | 0 | 0 | 0.014022 | 0.034398 | 0.058849 | 0.085761 | 0.11415 | 0.14308 | 0.17203 | 0.20077 | 0.22918 | 0.2572 | 0.28484 | 0.31208 | 0.33892 | 0.36536 | 0.39141 | 0.41706 | 0.44231 | 0.46717 | 0.49164 | 0.51572
F1_Industrial_Instruments_Existing_Space Heating_Natural Gas_Unit Heater_A_Achievable Economic TRC Potential | F1 | Industrial | Instruments | Existing | Space Heating | Natural Gas | Unit Heater | A | Original Unit Energy Savings (kWh or therms) | Achievable Economic TRC Potential | 0 | 43660.7244 | 43660.7244 | 43660.7244 | 43660.7244 | 43660.7244 | 43660.7244 | 43660.7244 | 43660.7244 | 43660.7244 | 43660.7244 | 43660.7244 | 43660.7244 | 43660.7244 | 43660.7244 | 43660.7244 | 43660.7244 | 43660.7244 | 43660.7244 | 43660.7244 | 43660.7244 | 43660.7244
F2_Industrial_Instruments_Existing_Space Heating_Natural Gas_Unit Heater_A_Achievable Economic TRC Potential | F2 | Industrial | Instruments | Existing | Space Heating | Natural Gas | Unit Heater | A | Original Unit Summer Peak Savings (kW) | Achievable Economic TRC Potential | 0 | 0 | 0 | 0 | 0 | 0 | 0 | 0 | 0 | 0 | 0 | 0 | 0 | 0 | 0 | 0 | 0 | 0 | 0 | 0 | 0 | 0
F3_Industrial_Instruments_Existing_Space Heating_Natural Gas_Unit Heater_A_Achievable Economic TRC Potential | F3 | Industrial | Instruments | Existing | Space Heating | Natural Gas | Unit Heater | A | Original Unit Winter Peak Savings (kW) | Achievable Economic TRC Potential | 0 | 0 | 0 | 0 | 0 | 0 | 0 | 0 | 0 | 0 | 0 | 0 | 0 | 0 | 0 | 0 | 0 | 0 | 0 | 0 | 0 | 0
F4_Industrial_Instruments_Existing_Space Heating_Natural Gas_Unit Heater_A_Achievable Economic TRC Potential | F4 | Industrial | Instruments | Existing | Space Heating | Natural Gas | Unit Heater | A | Standalone Impact on Baseline Energy (%) | Achievable Economic TRC Potential | 0% | 0% | 0.001758% | 0.008631% | 0.02544% | 0.05832% | 0.1147% | 0.2015% | 0.3244% | 0.4883% | 0.693% | 0.9373% | 1.221% | 1.543% | 1.903% | 2.297% | 2.722% | 3.121% | 3.489% | 3.822% | 4.121% | 4.383%
F5_Industrial_Instruments_Existing_Space Heating_Natural Gas_Unit Heater_A_Achievable Economic TRC Potential | F5 | Industrial | Instruments | Existing | Space Heating | Natural Gas | Unit Heater | A | Standalone Impact on Baseline Summer Peak (%) | Achievable Economic TRC Potential | bar: 2019 to 2040
F6_Industrial_Instruments_Existing_Space Heating_Natural Gas_Unit Heater_A_Achievable Economic TRC Potential | F6 | Industrial | Instruments | Existing | Space Heating | Natural Gas | Unit Heater | A | Standalone Impact on Baseline Winter Peak (%) | Achievable Economic TRC Potential | bar: 2019 to 2040
F7_Industrial_Instruments_Existing_Space Heating_Natural Gas_Unit Heater_A_Achievable Economic TRC Potential | F7 | Industrial | Instruments | Existing | Space Heating | Natural Gas | Unit Heater | A | Incremental Energy Savings (MWh or mTherms) | Achievable Economic TRC Potential | 0 | 0 | 0.0077434 | 0.029532 | 0.070426 | 0.13442 | 0.22461 | 0.33756 | 0.46539 | 0.60459 | 0.73434 | 0.85206 | 0.96045 | 1.0622 | 1.152 | 1.2255 | 1.2788 | 1.1458 | 0.99844 | 0.85102 | 0.70847 | 0.56813
F8_Industrial_Instruments_Existing_Space Heating_Natural Gas_Unit Heater_A_Achievable Economic TRC Potential | F8 | Industrial | Instruments | Existing | Space Heating | Natural Gas | Unit Heater | A | Incremental Summer Peak Savings (MW) | Achievable Economic TRC Potential | 0 | 0 | 0 | 0 | 0 | 0 | 0 | 0 | 0 | 0 | 0 | 0 | 0 | 0 | 0 | 0 | 0 | 0 | 0 | 0 | 0 | 0
F9_Industrial_Instruments_Existing_Space Heating_Natural Gas_Unit Heater_A_Achievable Economic TRC Potential | F9 | Industrial | Instruments | Existing | Space Heating | Natural Gas | Unit Heater | A | Incremental Winter Peak Savings (MW) | Achievable Economic TRC Potential | 0 | 0 | 0 | 0 | 0 | 0 | 0 | 0 | 0 | 0 | 0 | 0 | 0 | 0 | 0 | 0 | 0 | 0 | 0 | 0 | 0 | 0
F10_Industrial_Instruments_Existing_Space Heating_Natural Gas_Unit Heater_A_Achievable Economic TRC Potential | F10 | Industrial | Instruments | Existing | Space Heating | Natural Gas | Unit Heater | A | Cumulative Energy Savings (MWh or mTherms) | Achievable Economic TRC Potential | 0 | 0 | 0.0077434 | 0.037275 | 0.1077 | 0.24212 | 0.46673 | 0.80429 | 1.2697 | 1.8743 | 2.6086 | 3.4607 | 4.4211 | 5.4834 | 6.6354 | 7.8609 | 9.1397 | 10.2855 | 11.284 | 12.135 | 12.8435 | 13.4116
F11_Industrial_Instruments_Existing_Space Heating_Natural Gas_Unit Heater_A_Achievable Economic TRC Potential | F11 | Industrial | Instruments | Existing | Space Heating | Natural Gas | Unit Heater | A | Cumulative Summer Peak Savings (MW) | Achievable Economic TRC Potential | 0 | 0 | 0 | 0 | 0 | 0 | 0 | 0 | 0 | 0 | 0 | 0 | 0 | 0 | 0 | 0 | 0 | 0 | 0 | 0 | 0 | 0
F12_Industrial_Instruments_Existing_Space Heating_Natural Gas_Unit Heater_A_Achievable Economic TRC Potential | F12 | Industrial | Instruments | Existing | Space Heating | Natural Gas | Unit Heater | A | Cumulative Winter Peak Savings (MW) | Achievable Economic TRC Potential | 0 | 0 | 0 | 0 | 0 | 0 | 0 | 0 | 0 | 0 | 0 | 0 | 0 | 0 | 0 | 0 | 0 | 0 | 0 | 0 | 0 | 0
F13_Industrial_Instruments_Existing_Space Heating_Natural Gas_Unit Heater_A_Achievable Economic TRC Potential | F13 | Industrial | Instruments | Existing | Space Heating | Natural Gas | Unit Heater | A | Purchases (Incremental) | Achievable Economic TRC Potential | 0 | 0 | 0.00017735 | 0.00067639 | 0.001613 | 0.0030788 | 0.0051444 | 0.0077315 | 0.010659 | 0.013847 | 0.016819 | 0.019516 | 0.021998 | 0.024329 | 0.026564 | 0.028744 | 0.030903 | 0.029323 | 0.028013 | 0.027223 | 0.026886 | 0.02686
F14_Industrial_Instruments_Existing_Space Heating_Natural Gas_Unit Heater_A_Achievable Economic TRC Potential | F14 | Industrial | Instruments | Existing | Space Heating | Natural Gas | Unit Heater | A | Purchases (Cumulative) | Achievable Economic TRC Potential | 0 | 0 | 0.00017735 | 0.00085374 | 0.0024668 | 0.0055455 | 0.01069 | 0.018421 | 0.029081 | 0.042928 | 0.059747 | 0.079263 | 0.10126 | 0.12559 | 0.15198 | 0.18004 | 0.20933 | 0.23558 | 0.25845 | 0.27794 | 0.29417 | 0.30718
F1_Industrial_Instruments_New_Space Heating_Natural Gas_Furnace_A_Achievable Economic TRC Potential | F1 | Industrial | Instruments | New | Space Heating | Natural Gas | Furnace | A | Original Unit Energy Savings (kWh or therms) | Achievable Economic TRC Potential | 0 | 1443.5073 | 1443.5073 | 1443.5073 | 1443.5073 | 1443.5073 | 1443.5073 | 1443.5073 | 1443.5073 | 1443.5073 | 1443.5073 | 1443.5073 | 1443.5073 | 1443.5073 | 1443.5073 | 1443.5073 | 1443.5073 | 1443.5073 | 1443.5073 | 1443.5073 | 1443.5073 | 1443.5073
F2_Industrial_Instruments_New_Space Heating_Natural Gas_Furnace_A_Achievable Economic TRC Potential | F2 | Industrial | Instruments | New | Space Heating | Natural Gas | Furnace | A | Original Unit Summer Peak Savings (kW) | Achievable Economic TRC Potential | 0 | 0 | 0 | 0 | 0 | 0 | 0 | 0 | 0 | 0 | 0 | 0 | 0 | 0 | 0 | 0 | 0 | 0 | 0 | 0 | 0 | 0
F3_Industrial_Instruments_New_Space Heating_Natural Gas_Furnace_A_Achievable Economic TRC Potential | F3 | Industrial | Instruments | New | Space Heating | Natural Gas | Furnace | A | Original Unit Winter Peak Savings (kW) | Achievable Economic TRC Potential | 0 | 0 | 0 | 0 | 0 | 0 | 0 | 0 | 0 | 0 | 0 | 0 | 0 | 0 | 0 | 0 | 0 | 0 | 0 | 0 | 0 | 0
F4_Industrial_Instruments_New_Space Heating_Natural Gas_Furnace_A_Achievable Economic TRC Potential | F4 | Industrial | Instruments | New | Space Heating | Natural Gas | Furnace | A | Standalone Impact on Baseline Energy (%) | Achievable Economic TRC Potential | 0% | 0% | 0.001165% | 0.0432% | 0.07493% | 0.1061% | 0.1249% | 0.1472% | 0.1683% | 0.1901% | 0.2052% | 0.2214% | 0.236% | 0.2514% | 0.261% | 0.2718% | 0.2818% | 0.2923% | 0.2986% | 0.3089% | 0.3179% | 0.3282%
F5_Industrial_Instruments_New_Space Heating_Natural Gas_Furnace_A_Achievable Economic TRC Potential | F5 | Industrial | Instruments | New | Space Heating | Natural Gas | Furnace | A | Standalone Impact on Baseline Summer Peak (%) | Achievable Economic TRC Potential | bar: 2019 to 2040
F6_Industrial_Instruments_New_Space Heating_Natural Gas_Furnace_A_Achievable Economic TRC Potential | F6 | Industrial | Instruments | New | Space Heating | Natural Gas | Furnace | A | Standalone Impact on Baseline Winter Peak (%) | Achievable Economic TRC Potential | bar: 2019 to 2040
F7_Industrial_Instruments_New_Space Heating_Natural Gas_Furnace_A_Achievable Economic TRC Potential | F7 | Industrial | Instruments | New | Space Heating | Natural Gas | Furnace | A | Incremental Energy Savings (MWh or mTherms) | Achievable Economic TRC Potential | 0 | 0 | 0.00026991 | 0.017203 | 0.025741 | 0.038469 | 0.028959 | 0.039669 | 0.043949 | 0.053738 | 0.042586 | 0.051338 | 0.052519 | 0.062651 | 0.043459 | 0.053731 | 0.054419 | 0.06403 | 0.042297 | 0.060025 | 0.058187 | 0.063492
F8_Industrial_Instruments_New_Space Heating_Natural Gas_Furnace_A_Achievable Economic TRC Potential | F8 | Industrial | Instruments | New | Space Heating | Natural Gas | Furnace | A | Incremental Summer Peak Savings (MW) | Achievable Economic TRC Potential | 0 | 0 | 0 | 0 | 0 | 0 | 0 | 0 | 0 | 0 | 0 | 0 | 0 | 0 | 0 | 0 | 0 | 0 | 0 | 0 | 0 | 0
F9_Industrial_Instruments_New_Space Heating_Natural Gas_Furnace_A_Achievable Economic TRC Potential | F9 | Industrial | Instruments | New | Space Heating | Natural Gas | Furnace | A | Incremental Winter Peak Savings (MW) | Achievable Economic TRC Potential | 0 | 0 | 0 | 0 | 0 | 0 | 0 | 0 | 0 | 0 | 0 | 0 | 0 | 0 | 0 | 0 | 0 | 0 | 0 | 0 | 0 | 0
F10_Industrial_Instruments_New_Space Heating_Natural Gas_Furnace_A_Achievable Economic TRC Potential | F10 | Industrial | Instruments | New | Space Heating | Natural Gas | Furnace | A | Cumulative Energy Savings (MWh or mTherms) | Achievable Economic TRC Potential | 0 | 0 | 0.00026991 | 0.017473 | 0.043214 | 0.081683 | 0.11064 | 0.15031 | 0.19426 | 0.248 | 0.29058 | 0.34192 | 0.39444 | 0.45709 | 0.50055 | 0.55428 | 0.6087 | 0.67273 | 0.71503 | 0.77505 | 0.83324 | 0.89673
F11_Industrial_Instruments_New_Space Heating_Natural Gas_Furnace_A_Achievable Economic TRC Potential | F11 | Industrial | Instruments | New | Space Heating | Natural Gas | Furnace | A | Cumulative Summer Peak Savings (MW) | Achievable Economic TRC Potential | 0 | 0 | 0 | 0 | 0 | 0 | 0 | 0 | 0 | 0 | 0 | 0 | 0 | 0 | 0 | 0 | 0 | 0 | 0 | 0 | 0 | 0
F12_Industrial_Instruments_New_Space Heating_Natural Gas_Furnace_A_Achievable Economic TRC Potential | F12 | Industrial | Instruments | New | Space Heating | Natural Gas | Furnace | A | Cumulative Winter Peak Savings (MW) | Achievable Economic TRC Potential | 0 | 0 | 0 | 0 | 0 | 0 | 0 | 0 | 0 | 0 | 0 | 0 | 0 | 0 | 0 | 0 | 0 | 0 | 0 | 0 | 0 | 0
F13_Industrial_Instruments_New_Space Heating_Natural Gas_Furnace_A_Achievable Economic TRC Potential | F13 | Industrial | Instruments | New | Space Heating | Natural Gas | Furnace | A | Purchases (Incremental) | Achievable Economic TRC Potential | 0 | 0 | 0.00018698 | 0.011917 | 0.017832 | 0.02665 | 0.020062 | 0.027481 | 0.030446 | 0.037227 | 0.029502 | 0.035565 | 0.036383 | 0.043402 | 0.030107 | 0.037222 | 0.037699 | 0.044357 | 0.029302 | 0.041582 | 0.040309 | 0.043985
F14_Industrial_Instruments_New_Space Heating_Natural Gas_Furnace_A_Achievable Economic TRC Potential | F14 | Industrial | Instruments | New | Space Heating | Natural Gas | Furnace | A | Purchases (Cumulative) | Achievable Economic TRC Potential | 0 | 0 | 0.00018698 | 0.012104 | 0.029937 | 0.056586 | 0.076648 | 0.10413 | 0.13458 | 0.1718 | 0.2013 | 0.23687 | 0.27325 | 0.31665 | 0.34676 | 0.38398 | 0.42168 | 0.46604 | 0.49534 | 0.53692 | 0.57723 | 0.62122
F1_Industrial_Instruments_New_Space Heating_Natural Gas_Boiler_A_Achievable Economic TRC Potential | F1 | Industrial | Instruments | New | Space Heating | Natural Gas | Boiler | A | Original Unit Energy Savings (kWh or therms) | Achievable Economic TRC Potential | 0 | 6223.5803 | 6223.5803 | 6223.5803 | 6223.5803 | 6223.5803 | 6223.5803 | 6223.5803 | 6223.5803 | 6223.5803 | 6223.5803 | 6223.5803 | 6223.5803 | 6223.5803 | 6223.5803 | 6223.5803 | 6223.5803 | 6223.5803 | 6223.5803 | 6223.5803 | 6223.5803 | 6223.5803
F2_Industrial_Instruments_New_Space Heating_Natural Gas_Boiler_A_Achievable Economic TRC Potential | F2 | Industrial | Instruments | New | Space Heating | Natural Gas | Boiler | A | Original Unit Summer Peak Savings (kW) | Achievable Economic TRC Potential | 0 | 0 | 0 | 0 | 0 | 0 | 0 | 0 | 0 | 0 | 0 | 0 | 0 | 0 | 0 | 0 | 0 | 0 | 0 | 0 | 0 | 0
F3_Industrial_Instruments_New_Space Heating_Natural Gas_Boiler_A_Achievable Economic TRC Potential | F3 | Industrial | Instruments | New | Space Heating | Natural Gas | Boiler | A | Original Unit Winter Peak Savings (kW) | Achievable Economic TRC Potential | 0 | 0 | 0 | 0 | 0 | 0 | 0 | 0 | 0 | 0 | 0 | 0 | 0 | 0 | 0 | 0 | 0 | 0 | 0 | 0 | 0 | 0
F4_Industrial_Instruments_New_Space Heating_Natural Gas_Boiler_A_Achievable Economic TRC Potential | F4 | Industrial | Instruments | New | Space Heating | Natural Gas | Boiler | A | Standalone Impact on Baseline Energy (%) | Achievable Economic TRC Potential | 0% | 0% | 0.01593% | 0.4357% | 0.6673% | 0.8378% | 0.9165% | 0.9913% | 1.05% | 1.103% | 1.136% | 1.167% | 1.193% | 1.219% | 1.235% | 1.251% | 1.266% | 1.281% | 1.29% | 1.3% | 1.309% | 1.318%
F5_Industrial_Instruments_New_Space Heating_Natural Gas_Boiler_A_Achievable Economic TRC Potential | F5 | Industrial | Instruments | New | Space Heating | Natural Gas | Boiler | A | Standalone Impact on Baseline Summer Peak (%) | Achievable Economic TRC Potential | bar: 2019 to 2040
F6_Industrial_Instruments_New_Space Heating_Natural Gas_Boiler_A_Achievable Economic TRC Potential | F6 | Industrial | Instruments | New | Space Heating | Natural Gas | Boiler | A | Standalone Impact on Baseline Winter Peak (%) | Achievable Economic TRC Potential | bar: 2019 to 2040
F7_Industrial_Instruments_New_Space Heating_Natural Gas_Boiler_A_Achievable Economic TRC Potential | F7 | Industrial | Instruments | New | Space Heating | Natural Gas | Boiler | A | Incremental Energy Savings (MWh or mTherms) | Achievable Economic TRC Potential | 0 | 0 | 0.0036913 | 0.17253 | 0.20862 | 0.26013 | 0.16714 | 0.20011 | 0.20026 | 0.22646 | 0.16899 | 0.19441 | 0.19184 | 0.22253 | 0.15104 | 0.18356 | 0.18342 | 0.21353 | 0.14104 | 0.1738 | 0.16906 | 0.16856
F8_Industrial_Instruments_New_Space Heating_Natural Gas_Boiler_A_Achievable Economic TRC Potential | F8 | Industrial | Instruments | New | Space Heating | Natural Gas | Boiler | A | Incremental Summer Peak Savings (MW) | Achievable Economic TRC Potential | 0 | 0 | 0 | 0 | 0 | 0 | 0 | 0 | 0 | 0 | 0 | 0 | 0 | 0 | 0 | 0 | 0 | 0 | 0 | 0 | 0 | 0
F9_Industrial_Instruments_New_Space Heating_Natural Gas_Boiler_A_Achievable Economic TRC Potential | F9 | Industrial | Instruments | New | Space Heating | Natural Gas | Boiler | A | Incremental Winter Peak Savings (MW) | Achievable Economic TRC Potential | 0 | 0 | 0 | 0 | 0 | 0 | 0 | 0 | 0 | 0 | 0 | 0 | 0 | 0 | 0 | 0 | 0 | 0 | 0 | 0 | 0 | 0
F10_Industrial_Instruments_New_Space Heating_Natural Gas_Boiler_A_Achievable Economic TRC Potential | F10 | Industrial | Instruments | New | Space Heating | Natural Gas | Boiler | A | Cumulative Energy Savings (MWh or mTherms) | Achievable Economic TRC Potential | 0 | 0 | 0.0036913 | 0.17622 | 0.38484 | 0.64497 | 0.81212 | 1.0122 | 1.2125 | 1.439 | 1.608 | 1.8024 | 1.9942 | 2.2167 | 2.3678 | 2.5513 | 2.7348 | 2.9483 | 3.0893 | 3.2631 | 3.4322 | 3.6008
F11_Industrial_Instruments_New_Space Heating_Natural Gas_Boiler_A_Achievable Economic TRC Potential | F11 | Industrial | Instruments | New | Space Heating | Natural Gas | Boiler | A | Cumulative Summer Peak Savings (MW) | Achievable Economic TRC Potential | 0 | 0 | 0 | 0 | 0 | 0 | 0 | 0 | 0 | 0 | 0 | 0 | 0 | 0 | 0 | 0 | 0 | 0 | 0 | 0 | 0 | 0
F12_Industrial_Instruments_New_Space Heating_Natural Gas_Boiler_A_Achievable Economic TRC Potential | F12 | Industrial | Instruments | New | Space Heating | Natural Gas | Boiler | A | Cumulative Winter Peak Savings (MW) | Achievable Economic TRC Potential | 0 | 0 | 0 | 0 | 0 | 0 | 0 | 0 | 0 | 0 | 0 | 0 | 0 | 0 | 0 | 0 | 0 | 0 | 0 | 0 | 0 | 0
F13_Industrial_Instruments_New_Space Heating_Natural Gas_Boiler_A_Achievable Economic TRC Potential | F13 | Industrial | Instruments | New | Space Heating | Natural Gas | Boiler | A | Purchases (Incremental) | Achievable Economic TRC Potential | 0 | 0 | 0.00059312 | 0.027722 | 0.03352 | 0.041798 | 0.026856 | 0.032154 | 0.032178 | 0.036388 | 0.027154 | 0.031238 | 0.030824 | 0.035757 | 0.024268 | 0.029495 | 0.029472 | 0.03431 | 0.022663 | 0.027926 | 0.027165 | 0.027085
F14_Industrial_Instruments_New_Space Heating_Natural Gas_Boiler_A_Achievable Economic TRC Potential | F14 | Industrial | Instruments | New | Space Heating | Natural Gas | Boiler | A | Purchases (Cumulative) | Achievable Economic TRC Potential | 0 | 0 | 0.00059312 | 0.028316 | 0.061836 | 0.10363 | 0.13049 | 0.16264 | 0.19482 | 0.23121 | 0.25836 | 0.2896 | 0.32043 | 0.35618 | 0.38045 | 0.40995 | 0.43942 | 0.47373 | 0.49639 | 0.52432 | 0.55148 | 0.57857
F1_Industrial_Instruments_New_Space Heating_Natural Gas_Unit Heater_A_Achievable Economic TRC Potential | F1 | Industrial | Instruments | New | Space Heating | Natural Gas | Unit Heater | A | Original Unit Energy Savings (kWh or therms) | Achievable Economic TRC Potential | 0 | 43660.7244 | 43660.7244 | 43660.7244 | 43660.7244 | 43660.7244 | 43660.7244 | 43660.7244 | 43660.7244 | 43660.7244 | 43660.7244 | 43660.7244 | 43660.7244 | 43660.7244 | 43660.7244 | 43660.7244 | 43660.7244 | 43660.7244 | 43660.7244 | 43660.7244 | 43660.7244 | 43660.7244
F2_Industrial_Instruments_New_Space Heating_Natural Gas_Unit Heater_A_Achievable Economic TRC Potential | F2 | Industrial | Instruments | New | Space Heating | Natural Gas | Unit Heater | A | Original Unit Summer Peak Savings (kW) | Achievable Economic TRC Potential | 0 | 0 | 0 | 0 | 0 | 0 | 0 | 0 | 0 | 0 | 0 | 0 | 0 | 0 | 0 | 0 | 0 | 0 | 0 | 0 | 0 | 0
F3_Industrial_Instruments_New_Space Heating_Natural Gas_Unit Heater_A_Achievable Economic TRC Potential | F3 | Industrial | Instruments | New | Space Heating | Natural Gas | Unit Heater | A | Original Unit Winter Peak Savings (kW) | Achievable Economic TRC Potential | 0 | 0 | 0 | 0 | 0 | 0 | 0 | 0 | 0 | 0 | 0 | 0 | 0 | 0 | 0 | 0 | 0 | 0 | 0 | 0 | 0 | 0
F4_Industrial_Instruments_New_Space Heating_Natural Gas_Unit Heater_A_Achievable Economic TRC Potential | F4 | Industrial | Instruments | New | Space Heating | Natural Gas | Unit Heater | A | Standalone Impact on Baseline Energy (%) | Achievable Economic TRC Potential | 0% | 0% | 0.01765% | 0.6547% | 1.136% | 1.608% | 1.892% | 2.231% | 2.55% | 2.881% | 3.11% | 3.355% | 3.747% | 4.099% | 4.448% | 4.738% | 5.012% | 5.377% | 5.55% | 5.793% | 5.986% | 6.102%
F5_Industrial_Instruments_New_Space Heating_Natural Gas_Unit Heater_A_Achievable Economic TRC Potential | F5 | Industrial | Instruments | New | Space Heating | Natural Gas | Unit Heater | A | Standalone Impact on Baseline Summer Peak (%) | Achievable Economic TRC Potential | bar: 2019 to 2040
F6_Industrial_Instruments_New_Space Heating_Natural Gas_Unit Heater_A_Achievable Economic TRC Potential | F6 | Industrial | Instruments | New | Space Heating | Natural Gas | Unit Heater | A | Standalone Impact on Baseline Winter Peak (%) | Achievable Economic TRC Potential | bar: 2019 to 2040
F7_Industrial_Instruments_New_Space Heating_Natural Gas_Unit Heater_A_Achievable Economic TRC Potential | F7 | Industrial | Instruments | New | Space Heating | Natural Gas | Unit Heater | A | Incremental Energy Savings (MWh or mTherms) | Achievable Economic TRC Potential | 0 | 0 | 0.0040902 | 0.2607 | 0.39009 | 0.58297 | 0.43886 | 0.60116 | 0.66602 | 0.81435 | 0.64536 | 0.77799 | 1.0802 | 1.1903 | 1.0794 | 1.1307 | 1.1654 | 1.5464 | 0.91676 | 1.2455 | 1.1533 | 0.98369
F8_Industrial_Instruments_New_Space Heating_Natural Gas_Unit Heater_A_Achievable Economic TRC Potential | F8 | Industrial | Instruments | New | Space Heating | Natural Gas | Unit Heater | A | Incremental Summer Peak Savings (MW) | Achievable Economic TRC Potential | 0 | 0 | 0 | 0 | 0 | 0 | 0 | 0 | 0 | 0 | 0 | 0 | 0 | 0 | 0 | 0 | 0 | 0 | 0 | 0 | 0 | 0
F9_Industrial_Instruments_New_Space Heating_Natural Gas_Unit Heater_A_Achievable Economic TRC Potential | F9 | Industrial | Instruments | New | Space Heating | Natural Gas | Unit Heater | A | Incremental Winter Peak Savings (MW) | Achievable Economic TRC Potential | 0 | 0 | 0 | 0 | 0 | 0 | 0 | 0 | 0 | 0 | 0 | 0 | 0 | 0 | 0 | 0 | 0 | 0 | 0 | 0 | 0 | 0
F10_Industrial_Instruments_New_Space Heating_Natural Gas_Unit Heater_A_Achievable Economic TRC Potential | F10 | Industrial | Instruments | New | Space Heating | Natural Gas | Unit Heater | A | Cumulative Energy Savings (MWh or mTherms) | Achievable Economic TRC Potential | 0 | 0 | 0.0040902 | 0.26479 | 0.65487 | 1.2378 | 1.6767 | 2.2779 | 2.9439 | 3.7582 | 4.4036 | 5.1816 | 6.2617 | 7.452 | 8.5315 | 9.6622 | 10.8276 | 12.374 | 13.2907 | 14.5362 | 15.6895 | 16.6732
F11_Industrial_Instruments_New_Space Heating_Natural Gas_Unit Heater_A_Achievable Economic TRC Potential | F11 | Industrial | Instruments | New | Space Heating | Natural Gas | Unit Heater | A | Cumulative Summer Peak Savings (MW) | Achievable Economic TRC Potential | 0 | 0 | 0 | 0 | 0 | 0 | 0 | 0 | 0 | 0 | 0 | 0 | 0 | 0 | 0 | 0 | 0 | 0 | 0 | 0 | 0 | 0
F12_Industrial_Instruments_New_Space Heating_Natural Gas_Unit Heater_A_Achievable Economic TRC Potential | F12 | Industrial | Instruments | New | Space Heating | Natural Gas | Unit Heater | A | Cumulative Winter Peak Savings (MW) | Achievable Economic TRC Potential | 0 | 0 | 0 | 0 | 0 | 0 | 0 | 0 | 0 | 0 | 0 | 0 | 0 | 0 | 0 | 0 | 0 | 0 | 0 | 0 | 0 | 0
F13_Industrial_Instruments_New_Space Heating_Natural Gas_Unit Heater_A_Achievable Economic TRC Potential | F13 | Industrial | Instruments | New | Space Heating | Natural Gas | Unit Heater | A | Purchases (Incremental) | Achievable Economic TRC Potential | 0 | 0 | 9.3682e-05 | 0.005971 | 0.0089345 | 0.013352 | 0.010052 | 0.013769 | 0.015254 | 0.018652 | 0.014781 | 0.017819 | 0.02474 | 0.027262 | 0.024817 | 0.031869 | 0.035627 | 0.04877 | 0.031049 | 0.042295 | 0.041669 | 0.041182
F14_Industrial_Instruments_New_Space Heating_Natural Gas_Unit Heater_A_Achievable Economic TRC Potential | F14 | Industrial | Instruments | New | Space Heating | Natural Gas | Unit Heater | A | Purchases (Cumulative) | Achievable Economic TRC Potential | 0 | 0 | 9.3682e-05 | 0.0060647 | 0.014999 | 0.028351 | 0.038403 | 0.052172 | 0.067426 | 0.086078 | 0.10086 | 0.11868 | 0.14342 | 0.17068 | 0.1954 | 0.2213 | 0.24799 | 0.28341 | 0.30441 | 0.33294 | 0.35935 | 0.38188
F1_Industrial_Wood and Lumber Products_Existing_Space Heating_Natural Gas_Furnace_A_Achievable Economic TRC Potential | F1 | Industrial | Wood and Lumber Products | Existing | Space Heating | Natural Gas | Furnace | A | Original Unit Energy Savings (kWh or therms) | Achievable Economic TRC Potential | 0 | 1443.5459 | 1443.5459 | 1443.5459 | 1443.5459 | 1443.5459 | 1443.5459 | 1443.5459 | 1443.5459 | 1443.5459 | 1443.5459 | 1443.5459 | 1443.5459 | 1443.5459 | 1443.5459 | 1443.5459 | 1443.5459 | 1443.5459 | 1443.5459 | 1443.5459 | 1443.5459 | 1443.5459
F2_Industrial_Wood and Lumber Products_Existing_Space Heating_Natural Gas_Furnace_A_Achievable Economic TRC Potential | F2 | Industrial | Wood and Lumber Products | Existing | Space Heating | Natural Gas | Furnace | A | Original Unit Summer Peak Savings (kW) | Achievable Economic TRC Potential | 0 | 0 | 0 | 0 | 0 | 0 | 0 | 0 | 0 | 0 | 0 | 0 | 0 | 0 | 0 | 0 | 0 | 0 | 0 | 0 | 0 | 0
F3_Industrial_Wood and Lumber Products_Existing_Space Heating_Natural Gas_Furnace_A_Achievable Economic TRC Potential | F3 | Industrial | Wood and Lumber Products | Existing | Space Heating | Natural Gas | Furnace | A | Original Unit Winter Peak Savings (kW) | Achievable Economic TRC Potential | 0 | 0 | 0 | 0 | 0 | 0 | 0 | 0 | 0 | 0 | 0 | 0 | 0 | 0 | 0 | 0 | 0 | 0 | 0 | 0 | 0 | 0
F4_Industrial_Wood and Lumber Products_Existing_Space Heating_Natural Gas_Furnace_A_Achievable Economic TRC Potential | F4 | Industrial | Wood and Lumber Products | Existing | Space Heating | Natural Gas | Furnace | A | Standalone Impact on Baseline Energy (%) | Achievable Economic TRC Potential | 0% | 0% | 0.00132% | 0.004149% | 0.008663% | 0.01503% | 0.02342% | 0.03382% | 0.04604% | 0.05991% | 0.07531% | 0.0921% | 0.1089% | 0.1255% | 0.1419% | 0.158% | 0.1738% | 0.1893% | 0.2044% | 0.22% | 0.2361% | 0.2528%
F5_Industrial_Wood and Lumber Products_Existing_Space Heating_Natural Gas_Furnace_A_Achievable Economic TRC Potential | F5 | Industrial | Wood and Lumber Products | Existing | Space Heating | Natural Gas | Furnace | A | Standalone Impact on Baseline Summer Peak (%) | Achievable Economic TRC Potential | bar: 2019 to 2040
F6_Industrial_Wood and Lumber Products_Existing_Space Heating_Natural Gas_Furnace_A_Achievable Economic TRC Potential | F6 | Industrial | Wood and Lumber Products | Existing | Space Heating | Natural Gas | Furnace | A | Standalone Impact on Baseline Winter Peak (%) | Achievable Economic TRC Potential | bar: 2019 to 2040
F7_Industrial_Wood and Lumber Products_Existing_Space Heating_Natural Gas_Furnace_A_Achievable Economic TRC Potential | F7 | Industrial | Wood and Lumber Products | Existing | Space Heating | Natural Gas | Furnace | A | Incremental Energy Savings (MWh or mTherms) | Achievable Economic TRC Potential | 0 | 0 | 0.0012371 | 0.0025735 | 0.0039908 | 0.0054724 | 0.0070035 | 0.0084284 | 0.0096122 | 0.010588 | 0.011387 | 0.012035 | 0.011541 | 0.010977 | 0.010377 | 0.0097644 | 0.0091542 | 0.0085579 | 0.0079162 | 0.0079275 | 0.0079561 | 0.0079976
F8_Industrial_Wood and Lumber Products_Existing_Space Heating_Natural Gas_Furnace_A_Achievable Economic TRC Potential | F8 | Industrial | Wood and Lumber Products | Existing | Space Heating | Natural Gas | Furnace | A | Incremental Summer Peak Savings (MW) | Achievable Economic TRC Potential | 0 | 0 | 0 | 0 | 0 | 0 | 0 | 0 | 0 | 0 | 0 | 0 | 0 | 0 | 0 | 0 | 0 | 0 | 0 | 0 | 0 | 0
F9_Industrial_Wood and Lumber Products_Existing_Space Heating_Natural Gas_Furnace_A_Achievable Economic TRC Potential | F9 | Industrial | Wood and Lumber Products | Existing | Space Heating | Natural Gas | Furnace | A | Incremental Winter Peak Savings (MW) | Achievable Economic TRC Potential | 0 | 0 | 0 | 0 | 0 | 0 | 0 | 0 | 0 | 0 | 0 | 0 | 0 | 0 | 0 | 0 | 0 | 0 | 0 | 0 | 0 | 0
F10_Industrial_Wood and Lumber Products_Existing_Space Heating_Natural Gas_Furnace_A_Achievable Economic TRC Potential | F10 | Industrial | Wood and Lumber Products | Existing | Space Heating | Natural Gas | Furnace | A | Cumulative Energy Savings (MWh or mTherms) | Achievable Economic TRC Potential | 0 | 0 | 0.0012371 | 0.0038106 | 0.0078014 | 0.013274 | 0.020277 | 0.028706 | 0.038318 | 0.048906 | 0.060294 | 0.072329 | 0.083869 | 0.094847 | 0.10522 | 0.11499 | 0.12414 | 0.1327 | 0.14062 | 0.14854 | 0.1565 | 0.1645
F11_Industrial_Wood and Lumber Products_Existing_Space Heating_Natural Gas_Furnace_A_Achievable Economic TRC Potential | F11 | Industrial | Wood and Lumber Products | Existing | Space Heating | Natural Gas | Furnace | A | Cumulative Summer Peak Savings (MW) | Achievable Economic TRC Potential | 0 | 0 | 0 | 0 | 0 | 0 | 0 | 0 | 0 | 0 | 0 | 0 | 0 | 0 | 0 | 0 | 0 | 0 | 0 | 0 | 0 | 0
F12_Industrial_Wood and Lumber Products_Existing_Space Heating_Natural Gas_Furnace_A_Achievable Economic TRC Potential | F12 | Industrial | Wood and Lumber Products | Existing | Space Heating | Natural Gas | Furnace | A | Cumulative Winter Peak Savings (MW) | Achievable Economic TRC Potential | 0 | 0 | 0 | 0 | 0 | 0 | 0 | 0 | 0 | 0 | 0 | 0 | 0 | 0 | 0 | 0 | 0 | 0 | 0 | 0 | 0 | 0
F13_Industrial_Wood and Lumber Products_Existing_Space Heating_Natural Gas_Furnace_A_Achievable Economic TRC Potential | F13 | Industrial | Wood and Lumber Products | Existing | Space Heating | Natural Gas | Furnace | A | Purchases (Incremental) | Achievable Economic TRC Potential | 0 | 0 | 0.00085697 | 0.0017828 | 0.0027646 | 0.0037909 | 0.0048516 | 0.0058387 | 0.0066587 | 0.007335 | 0.0078883 | 0.0083371 | 0.0079948 | 0.0076044 | 0.0071889 | 0.0067642 | 0.0063415 | 0.0059284 | 0.0054839 | 0.0054917 | 0.0055115 | 0.0055402
F14_Industrial_Wood and Lumber Products_Existing_Space Heating_Natural Gas_Furnace_A_Achievable Economic TRC Potential | F14 | Industrial | Wood and Lumber Products | Existing | Space Heating | Natural Gas | Furnace | A | Purchases (Cumulative) | Achievable Economic TRC Potential | 0 | 0 | 0.00085697 | 0.0026398 | 0.0054043 | 0.0091953 | 0.014047 | 0.019886 | 0.026544 | 0.033879 | 0.041768 | 0.050105 | 0.0581 | 0.065704 | 0.072893 | 0.079657 | 0.085998 | 0.091927 | 0.097411 | 0.1029 | 0.10841 | 0.11395
F1_Industrial_Wood and Lumber Products_Existing_Space Heating_Natural Gas_Boiler_A_Achievable Economic TRC Potential | F1 | Industrial | Wood and Lumber Products | Existing | Space Heating | Natural Gas | Boiler | A | Original Unit Energy Savings (kWh or therms) | Achievable Economic TRC Potential | 0 | 6227.3193 | 6227.3193 | 6227.3193 | 6227.3193 | 6227.3193 | 6227.3193 | 6227.3193 | 6227.3193 | 6227.3193 | 6227.3193 | 6227.3193 | 6227.3193 | 6227.3193 | 6227.3193 | 6227.3193 | 6227.3193 | 6227.3193 | 6227.3193 | 6227.3193 | 6227.3193 | 6227.3193
F2_Industrial_Wood and Lumber Products_Existing_Space Heating_Natural Gas_Boiler_A_Achievable Economic TRC Potential | F2 | Industrial | Wood and Lumber Products | Existing | Space Heating | Natural Gas | Boiler | A | Original Unit Summer Peak Savings (kW) | Achievable Economic TRC Potential | 0 | 0 | 0 | 0 | 0 | 0 | 0 | 0 | 0 | 0 | 0 | 0 | 0 | 0 | 0 | 0 | 0 | 0 | 0 | 0 | 0 | 0
F3_Industrial_Wood and Lumber Products_Existing_Space Heating_Natural Gas_Boiler_A_Achievable Economic TRC Potential | F3 | Industrial | Wood and Lumber Products | Existing | Space Heating | Natural Gas | Boiler | A | Original Unit Winter Peak Savings (kW) | Achievable Economic TRC Potential | 0 | 0 | 0 | 0 | 0 | 0 | 0 | 0 | 0 | 0 | 0 | 0 | 0 | 0 | 0 | 0 | 0 | 0 | 0 | 0 | 0 | 0
F4_Industrial_Wood and Lumber Products_Existing_Space Heating_Natural Gas_Boiler_A_Achievable Economic TRC Potential | F4 | Industrial | Wood and Lumber Products | Existing | Space Heating | Natural Gas | Boiler | A | Standalone Impact on Baseline Energy (%) | Achievable Economic TRC Potential | 0% | 0% | 0.01982% | 0.0496% | 0.08655% | 0.1286% | 0.1746% | 0.2232% | 0.2737% | 0.3257% | 0.3791% | 0.4338% | 0.4897% | 0.5469% | 0.6053% | 0.665% | 0.7259% | 0.7881% | 0.8516% | 0.9163% | 0.9823% | 1.05%
F5_Industrial_Wood and Lumber Products_Existing_Space Heating_Natural Gas_Boiler_A_Achievable Economic TRC Potential | F5 | Industrial | Wood and Lumber Products | Existing | Space Heating | Natural Gas | Boiler | A | Standalone Impact on Baseline Summer Peak (%) | Achievable Economic TRC Potential | bar: 2019 to 2040
F6_Industrial_Wood and Lumber Products_Existing_Space Heating_Natural Gas_Boiler_A_Achievable Economic TRC Potential | F6 | Industrial | Wood and Lumber Products | Existing | Space Heating | Natural Gas | Boiler | A | Standalone Impact on Baseline Winter Peak (%) | Achievable Economic TRC Potential | bar: 2019 to 2040
F7_Industrial_Wood and Lumber Products_Existing_Space Heating_Natural Gas_Boiler_A_Achievable Economic TRC Potential | F7 | Industrial | Wood and Lumber Products | Existing | Space Heating | Natural Gas | Boiler | A | Incremental Energy Savings (MWh or mTherms) | Achievable Economic TRC Potential | 0 | 0 | 0.018571 | 0.026987 | 0.032385 | 0.035643 | 0.037597 | 0.038314 | 0.03835 | 0.038058 | 0.037625 | 0.03712 | 0.0366 | 0.036077 | 0.035551 | 0.035024 | 0.034497 | 0.033971 | 0.033446 | 0.032924 | 0.032406 | 0.031891
F8_Industrial_Wood and Lumber Products_Existing_Space Heating_Natural Gas_Boiler_A_Achievable Economic TRC Potential | F8 | Industrial | Wood and Lumber Products | Existing | Space Heating | Natural Gas | Boiler | A | Incremental Summer Peak Savings (MW) | Achievable Economic TRC Potential | 0 | 0 | 0 | 0 | 0 | 0 | 0 | 0 | 0 | 0 | 0 | 0 | 0 | 0 | 0 | 0 | 0 | 0 | 0 | 0 | 0 | 0
F9_Industrial_Wood and Lumber Products_Existing_Space Heating_Natural Gas_Boiler_A_Achievable Economic TRC Potential | F9 | Industrial | Wood and Lumber Products | Existing | Space Heating | Natural Gas | Boiler | A | Incremental Winter Peak Savings (MW) | Achievable Economic TRC Potential | 0 | 0 | 0 | 0 | 0 | 0 | 0 | 0 | 0 | 0 | 0 | 0 | 0 | 0 | 0 | 0 | 0 | 0 | 0 | 0 | 0 | 0
F10_Industrial_Wood and Lumber Products_Existing_Space Heating_Natural Gas_Boiler_A_Achievable Economic TRC Potential | F10 | Industrial | Wood and Lumber Products | Existing | Space Heating | Natural Gas | Boiler | A | Cumulative Energy Savings (MWh or mTherms) | Achievable Economic TRC Potential | 0 | 0 | 0.018571 | 0.045558 | 0.077942 | 0.11359 | 0.15118 | 0.1895 | 0.22785 | 0.2659 | 0.30353 | 0.34065 | 0.37725 | 0.41333 | 0.44888 | 0.4839 | 0.5184 | 0.55237 | 0.58582 | 0.61874 | 0.65115 | 0.68304
F11_Industrial_Wood and Lumber Products_Existing_Space Heating_Natural Gas_Boiler_A_Achievable Economic TRC Potential | F11 | Industrial | Wood and Lumber Products | Existing | Space Heating | Natural Gas | Boiler | A | Cumulative Summer Peak Savings (MW) | Achievable Economic TRC Potential | 0 | 0 | 0 | 0 | 0 | 0 | 0 | 0 | 0 | 0 | 0 | 0 | 0 | 0 | 0 | 0 | 0 | 0 | 0 | 0 | 0 | 0
F12_Industrial_Wood and Lumber Products_Existing_Space Heating_Natural Gas_Boiler_A_Achievable Economic TRC Potential | F12 | Industrial | Wood and Lumber Products | Existing | Space Heating | Natural Gas | Boiler | A | Cumulative Winter Peak Savings (MW) | Achievable Economic TRC Potential | 0 | 0 | 0 | 0 | 0 | 0 | 0 | 0 | 0 | 0 | 0 | 0 | 0 | 0 | 0 | 0 | 0 | 0 | 0 | 0 | 0 | 0
F13_Industrial_Wood and Lumber Products_Existing_Space Heating_Natural Gas_Boiler_A_Achievable Economic TRC Potential | F13 | Industrial | Wood and Lumber Products | Existing | Space Heating | Natural Gas | Boiler | A | Purchases (Incremental) | Achievable Economic TRC Potential | 0 | 0 | 0.0029822 | 0.0043336 | 0.0052004 | 0.0057236 | 0.0060374 | 0.0061526 | 0.0061583 | 0.0061115 | 0.0060419 | 0.0059608 | 0.0058774 | 0.0057933 | 0.0057089 | 0.0056243 | 0.0055396 | 0.0054551 | 0.0053709 | 0.0052871 | 0.0052038 | 0.0051211
F14_Industrial_Wood and Lumber Products_Existing_Space Heating_Natural Gas_Boiler_A_Achievable Economic TRC Potential | F14 | Industrial | Wood and Lumber Products | Existing | Space Heating | Natural Gas | Boiler | A | Purchases (Cumulative) | Achievable Economic TRC Potential | 0 | 0 | 0.0029822 | 0.0073158 | 0.012516 | 0.01824 | 0.024277 | 0.03043 | 0.036588 | 0.0427 | 0.048741 | 0.054702 | 0.06058 | 0.066373 | 0.072082 | 0.077706 | 0.083246 | 0.088701 | 0.094072 | 0.099359 | 0.10456 | 0.10968
F1_Industrial_Wood and Lumber Products_Existing_Space Heating_Natural Gas_Unit Heater_A_Achievable Economic TRC Potential | F1 | Industrial | Wood and Lumber Products | Existing | Space Heating | Natural Gas | Unit Heater | A | Original Unit Energy Savings (kWh or therms) | Achievable Economic TRC Potential | 0 | 43660.7244 | 43660.7244 | 43660.7244 | 43660.7244 | 43660.7244 | 43660.7244 | 43660.7244 | 43660.7244 | 43660.7244 | 43660.7244 | 43660.7244 | 43660.7244 | 43660.7244 | 43660.7244 | 43660.7244 | 43660.7244 | 43660.7244 | 43660.7244 | 43660.7244 | 43660.7244 | 43660.7244
F2_Industrial_Wood and Lumber Products_Existing_Space Heating_Natural Gas_Unit Heater_A_Achievable Economic TRC Potential | F2 | Industrial | Wood and Lumber Products | Existing | Space Heating | Natural Gas | Unit Heater | A | Original Unit Summer Peak Savings (kW) | Achievable Economic TRC Potential | 0 | 0 | 0 | 0 | 0 | 0 | 0 | 0 | 0 | 0 | 0 | 0 | 0 | 0 | 0 | 0 | 0 | 0 | 0 | 0 | 0 | 0
F3_Industrial_Wood and Lumber Products_Existing_Space Heating_Natural Gas_Unit Heater_A_Achievable Economic TRC Potential | F3 | Industrial | Wood and Lumber Products | Existing | Space Heating | Natural Gas | Unit Heater | A | Original Unit Winter Peak Savings (kW) | Achievable Economic TRC Potential | 0 | 0 | 0 | 0 | 0 | 0 | 0 | 0 | 0 | 0 | 0 | 0 | 0 | 0 | 0 | 0 | 0 | 0 | 0 | 0 | 0 | 0
F4_Industrial_Wood and Lumber Products_Existing_Space Heating_Natural Gas_Unit Heater_A_Achievable Economic TRC Potential | F4 | Industrial | Wood and Lumber Products | Existing | Space Heating | Natural Gas | Unit Heater | A | Standalone Impact on Baseline Energy (%) | Achievable Economic TRC Potential | 0% | 0% | 0.001758% | 0.008631% | 0.02544% | 0.05832% | 0.1147% | 0.2015% | 0.3244% | 0.4883% | 0.693% | 0.9373% | 1.221% | 1.543% | 1.903% | 2.297% | 2.722% | 3.121% | 3.489% | 3.822% | 4.121% | 4.383%
F5_Industrial_Wood and Lumber Products_Existing_Space Heating_Natural Gas_Unit Heater_A_Achievable Economic TRC Potential | F5 | Industrial | Wood and Lumber Products | Existing | Space Heating | Natural Gas | Unit Heater | A | Standalone Impact on Baseline Summer Peak (%) | Achievable Economic TRC Potential | bar: 2019 to 2040
F6_Industrial_Wood and Lumber Products_Existing_Space Heating_Natural Gas_Unit Heater_A_Achievable Economic TRC Potential | F6 | Industrial | Wood and Lumber Products | Existing | Space Heating | Natural Gas | Unit Heater | A | Standalone Impact on Baseline Winter Peak (%) | Achievable Economic TRC Potential | bar: 2019 to 2040
F7_Industrial_Wood and Lumber Products_Existing_Space Heating_Natural Gas_Unit Heater_A_Achievable Economic TRC Potential | F7 | Industrial | Wood and Lumber Products | Existing | Space Heating | Natural Gas | Unit Heater | A | Incremental Energy Savings (MWh or mTherms) | Achievable Economic TRC Potential | 0 | 0 | 0.0016469 | 0.0062808 | 0.014978 | 0.028589 | 0.04777 | 0.071794 | 0.09898 | 0.12859 | 0.15618 | 0.18122 | 0.20427 | 0.22592 | 0.24502 | 0.26063 | 0.27199 | 0.2437 | 0.21235 | 0.181 | 0.15068 | 0.12083
F8_Industrial_Wood and Lumber Products_Existing_Space Heating_Natural Gas_Unit Heater_A_Achievable Economic TRC Potential | F8 | Industrial | Wood and Lumber Products | Existing | Space Heating | Natural Gas | Unit Heater | A | Incremental Summer Peak Savings (MW) | Achievable Economic TRC Potential | 0 | 0 | 0 | 0 | 0 | 0 | 0 | 0 | 0 | 0 | 0 | 0 | 0 | 0 | 0 | 0 | 0 | 0 | 0 | 0 | 0 | 0
F9_Industrial_Wood and Lumber Products_Existing_Space Heating_Natural Gas_Unit Heater_A_Achievable Economic TRC Potential | F9 | Industrial | Wood and Lumber Products | Existing | Space Heating | Natural Gas | Unit Heater | A | Incremental Winter Peak Savings (MW) | Achievable Economic TRC Potential | 0 | 0 | 0 | 0 | 0 | 0 | 0 | 0 | 0 | 0 | 0 | 0 | 0 | 0 | 0 | 0 | 0 | 0 | 0 | 0 | 0 | 0
F10_Industrial_Wood and Lumber Products_Existing_Space Heating_Natural Gas_Unit Heater_A_Achievable Economic TRC Potential | F10 | Industrial | Wood and Lumber Products | Existing | Space Heating | Natural Gas | Unit Heater | A | Cumulative Energy Savings (MWh or mTherms) | Achievable Economic TRC Potential | 0 | 0 | 0.0016469 | 0.0079277 | 0.022906 | 0.051495 | 0.099265 | 0.17106 | 0.27004 | 0.39862 | 0.5548 | 0.73602 | 0.94029 | 1.1662 | 1.4112 | 1.6719 | 1.9438 | 2.1875 | 2.3999 | 2.5809 | 2.7316 | 2.8524
F11_Industrial_Wood and Lumber Products_Existing_Space Heating_Natural Gas_Unit Heater_A_Achievable Economic TRC Potential | F11 | Industrial | Wood and Lumber Products | Existing | Space Heating | Natural Gas | Unit Heater | A | Cumulative Summer Peak Savings (MW) | Achievable Economic TRC Potential | 0 | 0 | 0 | 0 | 0 | 0 | 0 | 0 | 0 | 0 | 0 | 0 | 0 | 0 | 0 | 0 | 0 | 0 | 0 | 0 | 0 | 0
F12_Industrial_Wood and Lumber Products_Existing_Space Heating_Natural Gas_Unit Heater_A_Achievable Economic TRC Potential | F12 | Industrial | Wood and Lumber Products | Existing | Space Heating | Natural Gas | Unit Heater | A | Cumulative Winter Peak Savings (MW) | Achievable Economic TRC Potential | 0 | 0 | 0 | 0 | 0 | 0 | 0 | 0 | 0 | 0 | 0 | 0 | 0 | 0 | 0 | 0 | 0 | 0 | 0 | 0 | 0 | 0
F13_Industrial_Wood and Lumber Products_Existing_Space Heating_Natural Gas_Unit Heater_A_Achievable Economic TRC Potential | F13 | Industrial | Wood and Lumber Products | Existing | Space Heating | Natural Gas | Unit Heater | A | Purchases (Incremental) | Achievable Economic TRC Potential | 0 | 0 | 3.772e-05 | 0.00014386 | 0.00034306 | 0.0006548 | 0.0010941 | 0.0016443 | 0.002267 | 0.0029451 | 0.0035772 | 0.0041506 | 0.0046786 | 0.0051744 | 0.0056496 | 0.0061134 | 0.0065726 | 0.0062364 | 0.0059578 | 0.0057899 | 0.0057181 | 0.0057126
F14_Industrial_Wood and Lumber Products_Existing_Space Heating_Natural Gas_Unit Heater_A_Achievable Economic TRC Potential | F14 | Industrial | Wood and Lumber Products | Existing | Space Heating | Natural Gas | Unit Heater | A | Purchases (Cumulative) | Achievable Economic TRC Potential | 0 | 0 | 3.772e-05 | 0.00018158 | 0.00052463 | 0.0011794 | 0.0022735 | 0.0039179 | 0.0061849 | 0.00913 | 0.012707 | 0.016858 | 0.021536 | 0.026711 | 0.032323 | 0.038292 | 0.044522 | 0.050103 | 0.054967 | 0.059112 | 0.062564 | 0.065331
F1_Industrial_Wood and Lumber Products_New_Space Heating_Natural Gas_Furnace_A_Achievable Economic TRC Potential | F1 | Industrial | Wood and Lumber Products | New | Space Heating | Natural Gas | Furnace | A | Original Unit Energy Savings (kWh or therms) | Achievable Economic TRC Potential | 0 | 1443.5073 | 1443.5073 | 1443.5073 | 1443.5073 | 1443.5073 | 1443.5073 | 1443.5073 | 1443.5073 | 1443.5073 | 1443.5073 | 1443.5073 | 1443.5073 | 1443.5073 | 1443.5073 | 1443.5073 | 1443.5073 | 1443.5073 | 1443.5073 | 1443.5073 | 1443.5073 | 1443.5073
F2_Industrial_Wood and Lumber Products_New_Space Heating_Natural Gas_Furnace_A_Achievable Economic TRC Potential | F2 | Industrial | Wood and Lumber Products | New | Space Heating | Natural Gas | Furnace | A | Original Unit Summer Peak Savings (kW) | Achievable Economic TRC Potential | 0 | 0 | 0 | 0 | 0 | 0 | 0 | 0 | 0 | 0 | 0 | 0 | 0 | 0 | 0 | 0 | 0 | 0 | 0 | 0 | 0 | 0
F3_Industrial_Wood and Lumber Products_New_Space Heating_Natural Gas_Furnace_A_Achievable Economic TRC Potential | F3 | Industrial | Wood and Lumber Products | New | Space Heating | Natural Gas | Furnace | A | Original Unit Winter Peak Savings (kW) | Achievable Economic TRC Potential | 0 | 0 | 0 | 0 | 0 | 0 | 0 | 0 | 0 | 0 | 0 | 0 | 0 | 0 | 0 | 0 | 0 | 0 | 0 | 0 | 0 | 0
F4_Industrial_Wood and Lumber Products_New_Space Heating_Natural Gas_Furnace_A_Achievable Economic TRC Potential | F4 | Industrial | Wood and Lumber Products | New | Space Heating | Natural Gas | Furnace | A | Standalone Impact on Baseline Energy (%) | Achievable Economic TRC Potential | 0% | 0% | 0.001165% | 0.0432% | 0.07493% | 0.1061% | 0.1249% | 0.1472% | 0.1683% | 0.1901% | 0.2052% | 0.2214% | 0.236% | 0.2514% | 0.261% | 0.2718% | 0.2818% | 0.2923% | 0.2986% | 0.3089% | 0.3179% | 0.3282%
F5_Industrial_Wood and Lumber Products_New_Space Heating_Natural Gas_Furnace_A_Achievable Economic TRC Potential | F5 | Industrial | Wood and Lumber Products | New | Space Heating | Natural Gas | Furnace | A | Standalone Impact on Baseline Summer Peak (%) | Achievable Economic TRC Potential | bar: 2019 to 2040
F6_Industrial_Wood and Lumber Products_New_Space Heating_Natural Gas_Furnace_A_Achievable Economic TRC Potential | F6 | Industrial | Wood and Lumber Products | New | Space Heating | Natural Gas | Furnace | A | Standalone Impact on Baseline Winter Peak (%) | Achievable Economic TRC Potential | bar: 2019 to 2040
F7_Industrial_Wood and Lumber Products_New_Space Heating_Natural Gas_Furnace_A_Achievable Economic TRC Potential | F7 | Industrial | Wood and Lumber Products | New | Space Heating | Natural Gas | Furnace | A | Incremental Energy Savings (MWh or mTherms) | Achievable Economic TRC Potential | 0 | 0 | 5.7404e-05 | 0.0036587 | 0.0054746 | 0.0081816 | 0.0061591 | 0.0084369 | 0.0093472 | 0.011429 | 0.0090573 | 0.010919 | 0.01117 | 0.013325 | 0.009243 | 0.011428 | 0.011574 | 0.013618 | 0.0089958 | 0.012766 | 0.012375 | 0.013504
F8_Industrial_Wood and Lumber Products_New_Space Heating_Natural Gas_Furnace_A_Achievable Economic TRC Potential | F8 | Industrial | Wood and Lumber Products | New | Space Heating | Natural Gas | Furnace | A | Incremental Summer Peak Savings (MW) | Achievable Economic TRC Potential | 0 | 0 | 0 | 0 | 0 | 0 | 0 | 0 | 0 | 0 | 0 | 0 | 0 | 0 | 0 | 0 | 0 | 0 | 0 | 0 | 0 | 0
F9_Industrial_Wood and Lumber Products_New_Space Heating_Natural Gas_Furnace_A_Achievable Economic TRC Potential | F9 | Industrial | Wood and Lumber Products | New | Space Heating | Natural Gas | Furnace | A | Incremental Winter Peak Savings (MW) | Achievable Economic TRC Potential | 0 | 0 | 0 | 0 | 0 | 0 | 0 | 0 | 0 | 0 | 0 | 0 | 0 | 0 | 0 | 0 | 0 | 0 | 0 | 0 | 0 | 0
F10_Industrial_Wood and Lumber Products_New_Space Heating_Natural Gas_Furnace_A_Achievable Economic TRC Potential | F10 | Industrial | Wood and Lumber Products | New | Space Heating | Natural Gas | Furnace | A | Cumulative Energy Savings (MWh or mTherms) | Achievable Economic TRC Potential | 0 | 0 | 5.7404e-05 | 0.0037161 | 0.0091908 | 0.017372 | 0.023532 | 0.031968 | 0.041316 | 0.052745 | 0.061802 | 0.072721 | 0.08389 | 0.097215 | 0.10646 | 0.11789 | 0.12946 | 0.14308 | 0.15207 | 0.16484 | 0.17721 | 0.19072
F11_Industrial_Wood and Lumber Products_New_Space Heating_Natural Gas_Furnace_A_Achievable Economic TRC Potential | F11 | Industrial | Wood and Lumber Products | New | Space Heating | Natural Gas | Furnace | A | Cumulative Summer Peak Savings (MW) | Achievable Economic TRC Potential | 0 | 0 | 0 | 0 | 0 | 0 | 0 | 0 | 0 | 0 | 0 | 0 | 0 | 0 | 0 | 0 | 0 | 0 | 0 | 0 | 0 | 0
F12_Industrial_Wood and Lumber Products_New_Space Heating_Natural Gas_Furnace_A_Achievable Economic TRC Potential | F12 | Industrial | Wood and Lumber Products | New | Space Heating | Natural Gas | Furnace | A | Cumulative Winter Peak Savings (MW) | Achievable Economic TRC Potential | 0 | 0 | 0 | 0 | 0 | 0 | 0 | 0 | 0 | 0 | 0 | 0 | 0 | 0 | 0 | 0 | 0 | 0 | 0 | 0 | 0 | 0
F13_Industrial_Wood and Lumber Products_New_Space Heating_Natural Gas_Furnace_A_Achievable Economic TRC Potential | F13 | Industrial | Wood and Lumber Products | New | Space Heating | Natural Gas | Furnace | A | Purchases (Incremental) | Achievable Economic TRC Potential | 0 | 0 | 3.9767e-05 | 0.0025346 | 0.0037926 | 0.0056679 | 0.0042668 | 0.0058447 | 0.0064753 | 0.0079175 | 0.0062745 | 0.007564 | 0.007738 | 0.0092308 | 0.0064032 | 0.0079165 | 0.0080179 | 0.009434 | 0.0062319 | 0.0088438 | 0.008573 | 0.0093547
F14_Industrial_Wood and Lumber Products_New_Space Heating_Natural Gas_Furnace_A_Achievable Economic TRC Potential | F14 | Industrial | Wood and Lumber Products | New | Space Heating | Natural Gas | Furnace | A | Purchases (Cumulative) | Achievable Economic TRC Potential | 0 | 0 | 3.9767e-05 | 0.0025744 | 0.006367 | 0.012035 | 0.016302 | 0.022146 | 0.028622 | 0.036539 | 0.042814 | 0.050378 | 0.058116 | 0.067346 | 0.07375 | 0.081666 | 0.089684 | 0.099118 | 0.10535 | 0.11419 | 0.12277 | 0.13212
F1_Industrial_Wood and Lumber Products_New_Space Heating_Natural Gas_Boiler_A_Achievable Economic TRC Potential | F1 | Industrial | Wood and Lumber Products | New | Space Heating | Natural Gas | Boiler | A | Original Unit Energy Savings (kWh or therms) | Achievable Economic TRC Potential | 0 | 6223.5803 | 6223.5803 | 6223.5803 | 6223.5803 | 6223.5803 | 6223.5803 | 6223.5803 | 6223.5803 | 6223.5803 | 6223.5803 | 6223.5803 | 6223.5803 | 6223.5803 | 6223.5803 | 6223.5803 | 6223.5803 | 6223.5803 | 6223.5803 | 6223.5803 | 6223.5803 | 6223.5803
F2_Industrial_Wood and Lumber Products_New_Space Heating_Natural Gas_Boiler_A_Achievable Economic TRC Potential | F2 | Industrial | Wood and Lumber Products | New | Space Heating | Natural Gas | Boiler | A | Original Unit Summer Peak Savings (kW) | Achievable Economic TRC Potential | 0 | 0 | 0 | 0 | 0 | 0 | 0 | 0 | 0 | 0 | 0 | 0 | 0 | 0 | 0 | 0 | 0 | 0 | 0 | 0 | 0 | 0
F3_Industrial_Wood and Lumber Products_New_Space Heating_Natural Gas_Boiler_A_Achievable Economic TRC Potential | F3 | Industrial | Wood and Lumber Products | New | Space Heating | Natural Gas | Boiler | A | Original Unit Winter Peak Savings (kW) | Achievable Economic TRC Potential | 0 | 0 | 0 | 0 | 0 | 0 | 0 | 0 | 0 | 0 | 0 | 0 | 0 | 0 | 0 | 0 | 0 | 0 | 0 | 0 | 0 | 0
F4_Industrial_Wood and Lumber Products_New_Space Heating_Natural Gas_Boiler_A_Achievable Economic TRC Potential | F4 | Industrial | Wood and Lumber Products | New | Space Heating | Natural Gas | Boiler | A | Standalone Impact on Baseline Energy (%) | Achievable Economic TRC Potential | 0% | 0% | 0.01593% | 0.4357% | 0.6673% | 0.8378% | 0.9165% | 0.9913% | 1.05% | 1.103% | 1.136% | 1.167% | 1.193% | 1.219% | 1.235% | 1.251% | 1.266% | 1.281% | 1.29% | 1.3% | 1.309% | 1.318%
F5_Industrial_Wood and Lumber Products_New_Space Heating_Natural Gas_Boiler_A_Achievable Economic TRC Potential | F5 | Industrial | Wood and Lumber Products | New | Space Heating | Natural Gas | Boiler | A | Standalone Impact on Baseline Summer Peak (%) | Achievable Economic TRC Potential | bar: 2019 to 2040
F6_Industrial_Wood and Lumber Products_New_Space Heating_Natural Gas_Boiler_A_Achievable Economic TRC Potential | F6 | Industrial | Wood and Lumber Products | New | Space Heating | Natural Gas | Boiler | A | Standalone Impact on Baseline Winter Peak (%) | Achievable Economic TRC Potential | bar: 2019 to 2040
F7_Industrial_Wood and Lumber Products_New_Space Heating_Natural Gas_Boiler_A_Achievable Economic TRC Potential | F7 | Industrial | Wood and Lumber Products | New | Space Heating | Natural Gas | Boiler | A | Incremental Energy Savings (MWh or mTherms) | Achievable Economic TRC Potential | 0 | 0 | 0.00078507 | 0.036694 | 0.044369 | 0.055325 | 0.035548 | 0.042561 | 0.042592 | 0.048165 | 0.035942 | 0.041348 | 0.0408 | 0.047329 | 0.032122 | 0.03904 | 0.039011 | 0.045414 | 0.029997 | 0.036964 | 0.035957 | 0.035851
F8_Industrial_Wood and Lumber Products_New_Space Heating_Natural Gas_Boiler_A_Achievable Economic TRC Potential | F8 | Industrial | Wood and Lumber Products | New | Space Heating | Natural Gas | Boiler | A | Incremental Summer Peak Savings (MW) | Achievable Economic TRC Potential | 0 | 0 | 0 | 0 | 0 | 0 | 0 | 0 | 0 | 0 | 0 | 0 | 0 | 0 | 0 | 0 | 0 | 0 | 0 | 0 | 0 | 0
F9_Industrial_Wood and Lumber Products_New_Space Heating_Natural Gas_Boiler_A_Achievable Economic TRC Potential | F9 | Industrial | Wood and Lumber Products | New | Space Heating | Natural Gas | Boiler | A | Incremental Winter Peak Savings (MW) | Achievable Economic TRC Potential | 0 | 0 | 0 | 0 | 0 | 0 | 0 | 0 | 0 | 0 | 0 | 0 | 0 | 0 | 0 | 0 | 0 | 0 | 0 | 0 | 0 | 0
F10_Industrial_Wood and Lumber Products_New_Space Heating_Natural Gas_Boiler_A_Achievable Economic TRC Potential | F10 | Industrial | Wood and Lumber Products | New | Space Heating | Natural Gas | Boiler | A | Cumulative Energy Savings (MWh or mTherms) | Achievable Economic TRC Potential | 0 | 0 | 0.00078507 | 0.03748 | 0.081849 | 0.13717 | 0.17272 | 0.21528 | 0.25787 | 0.30604 | 0.34198 | 0.38333 | 0.42413 | 0.47146 | 0.50358 | 0.54262 | 0.58163 | 0.62705 | 0.65704 | 0.69401 | 0.72996 | 0.76581
F11_Industrial_Wood and Lumber Products_New_Space Heating_Natural Gas_Boiler_A_Achievable Economic TRC Potential | F11 | Industrial | Wood and Lumber Products | New | Space Heating | Natural Gas | Boiler | A | Cumulative Summer Peak Savings (MW) | Achievable Economic TRC Potential | 0 | 0 | 0 | 0 | 0 | 0 | 0 | 0 | 0 | 0 | 0 | 0 | 0 | 0 | 0 | 0 | 0 | 0 | 0 | 0 | 0 | 0
F12_Industrial_Wood and Lumber Products_New_Space Heating_Natural Gas_Boiler_A_Achievable Economic TRC Potential | F12 | Industrial | Wood and Lumber Products | New | Space Heating | Natural Gas | Boiler | A | Cumulative Winter Peak Savings (MW) | Achievable Economic TRC Potential | 0 | 0 | 0 | 0 | 0 | 0 | 0 | 0 | 0 | 0 | 0 | 0 | 0 | 0 | 0 | 0 | 0 | 0 | 0 | 0 | 0 | 0
F13_Industrial_Wood and Lumber Products_New_Space Heating_Natural Gas_Boiler_A_Achievable Economic TRC Potential | F13 | Industrial | Wood and Lumber Products | New | Space Heating | Natural Gas | Boiler | A | Purchases (Incremental) | Achievable Economic TRC Potential | 0 | 0 | 0.00012615 | 0.005896 | 0.0071292 | 0.0088896 | 0.0057119 | 0.0068386 | 0.0068436 | 0.0077391 | 0.0057751 | 0.0066438 | 0.0065557 | 0.0076048 | 0.0051614 | 0.006273 | 0.0062682 | 0.007297 | 0.0048199 | 0.0059393 | 0.0057775 | 0.0057604
F14_Industrial_Wood and Lumber Products_New_Space Heating_Natural Gas_Boiler_A_Achievable Economic TRC Potential | F14 | Industrial | Wood and Lumber Products | New | Space Heating | Natural Gas | Boiler | A | Purchases (Cumulative) | Achievable Economic TRC Potential | 0 | 0 | 0.00012615 | 0.0060222 | 0.013151 | 0.022041 | 0.027753 | 0.034591 | 0.041435 | 0.049174 | 0.054949 | 0.061593 | 0.068149 | 0.075754 | 0.080915 | 0.087188 | 0.093456 | 0.10075 | 0.10557 | 0.11151 | 0.11729 | 0.12305
F1_Industrial_Wood and Lumber Products_New_Space Heating_Natural Gas_Unit Heater_A_Achievable Economic TRC Potential | F1 | Industrial | Wood and Lumber Products | New | Space Heating | Natural Gas | Unit Heater | A | Original Unit Energy Savings (kWh or therms) | Achievable Economic TRC Potential | 0 | 43660.7244 | 43660.7244 | 43660.7244 | 43660.7244 | 43660.7244 | 43660.7244 | 43660.7244 | 43660.7244 | 43660.7244 | 43660.7244 | 43660.7244 | 43660.7244 | 43660.7244 | 43660.7244 | 43660.7244 | 43660.7244 | 43660.7244 | 43660.7244 | 43660.7244 | 43660.7244 | 43660.7244
F2_Industrial_Wood and Lumber Products_New_Space Heating_Natural Gas_Unit Heater_A_Achievable Economic TRC Potential | F2 | Industrial | Wood and Lumber Products | New | Space Heating | Natural Gas | Unit Heater | A | Original Unit Summer Peak Savings (kW) | Achievable Economic TRC Potential | 0 | 0 | 0 | 0 | 0 | 0 | 0 | 0 | 0 | 0 | 0 | 0 | 0 | 0 | 0 | 0 | 0 | 0 | 0 | 0 | 0 | 0
F3_Industrial_Wood and Lumber Products_New_Space Heating_Natural Gas_Unit Heater_A_Achievable Economic TRC Potential | F3 | Industrial | Wood and Lumber Products | New | Space Heating | Natural Gas | Unit Heater | A | Original Unit Winter Peak Savings (kW) | Achievable Economic TRC Potential | 0 | 0 | 0 | 0 | 0 | 0 | 0 | 0 | 0 | 0 | 0 | 0 | 0 | 0 | 0 | 0 | 0 | 0 | 0 | 0 | 0 | 0
F4_Industrial_Wood and Lumber Products_New_Space Heating_Natural Gas_Unit Heater_A_Achievable Economic TRC Potential | F4 | Industrial | Wood and Lumber Products | New | Space Heating | Natural Gas | Unit Heater | A | Standalone Impact on Baseline Energy (%) | Achievable Economic TRC Potential | 0% | 0% | 0.01765% | 0.6547% | 1.136% | 1.608% | 1.892% | 2.231% | 2.55% | 2.881% | 3.11% | 3.355% | 3.747% | 4.099% | 4.448% | 4.738% | 5.012% | 5.377% | 5.55% | 5.793% | 5.986% | 6.102%
F5_Industrial_Wood and Lumber Products_New_Space Heating_Natural Gas_Unit Heater_A_Achievable Economic TRC Potential | F5 | Industrial | Wood and Lumber Products | New | Space Heating | Natural Gas | Unit Heater | A | Standalone Impact on Baseline Summer Peak (%) | Achievable Economic TRC Potential | bar: 2019 to 2040
F6_Industrial_Wood and Lumber Products_New_Space Heating_Natural Gas_Unit Heater_A_Achievable Economic TRC Potential | F6 | Industrial | Wood and Lumber Products | New | Space Heating | Natural Gas | Unit Heater | A | Standalone Impact on Baseline Winter Peak (%) | Achievable Economic TRC Potential | bar: 2019 to 2040
F7_Industrial_Wood and Lumber Products_New_Space Heating_Natural Gas_Unit Heater_A_Achievable Economic TRC Potential | F7 | Industrial | Wood and Lumber Products | New | Space Heating | Natural Gas | Unit Heater | A | Incremental Energy Savings (MWh or mTherms) | Achievable Economic TRC Potential | 0 | 0 | 0.00086992 | 0.055445 | 0.082964 | 0.12399 | 0.093337 | 0.12786 | 0.14165 | 0.1732 | 0.13726 | 0.16546 | 0.22973 | 0.25315 | 0.22957 | 0.24048 | 0.24786 | 0.32889 | 0.19498 | 0.26489 | 0.24528 | 0.20921
F8_Industrial_Wood and Lumber Products_New_Space Heating_Natural Gas_Unit Heater_A_Achievable Economic TRC Potential | F8 | Industrial | Wood and Lumber Products | New | Space Heating | Natural Gas | Unit Heater | A | Incremental Summer Peak Savings (MW) | Achievable Economic TRC Potential | 0 | 0 | 0 | 0 | 0 | 0 | 0 | 0 | 0 | 0 | 0 | 0 | 0 | 0 | 0 | 0 | 0 | 0 | 0 | 0 | 0 | 0
F9_Industrial_Wood and Lumber Products_New_Space Heating_Natural Gas_Unit Heater_A_Achievable Economic TRC Potential | F9 | Industrial | Wood and Lumber Products | New | Space Heating | Natural Gas | Unit Heater | A | Incremental Winter Peak Savings (MW) | Achievable Economic TRC Potential | 0 | 0 | 0 | 0 | 0 | 0 | 0 | 0 | 0 | 0 | 0 | 0 | 0 | 0 | 0 | 0 | 0 | 0 | 0 | 0 | 0 | 0
F10_Industrial_Wood and Lumber Products_New_Space Heating_Natural Gas_Unit Heater_A_Achievable Economic TRC Potential | F10 | Industrial | Wood and Lumber Products | New | Space Heating | Natural Gas | Unit Heater | A | Cumulative Energy Savings (MWh or mTherms) | Achievable Economic TRC Potential | 0 | 0 | 0.00086992 | 0.056315 | 0.13928 | 0.26327 | 0.3566 | 0.48446 | 0.62611 | 0.7993 | 0.93656 | 1.102 | 1.3318 | 1.5849 | 1.8145 | 2.055 | 2.3028 | 2.6317 | 2.8267 | 3.0916 | 3.3369 | 3.5461
F11_Industrial_Wood and Lumber Products_New_Space Heating_Natural Gas_Unit Heater_A_Achievable Economic TRC Potential | F11 | Industrial | Wood and Lumber Products | New | Space Heating | Natural Gas | Unit Heater | A | Cumulative Summer Peak Savings (MW) | Achievable Economic TRC Potential | 0 | 0 | 0 | 0 | 0 | 0 | 0 | 0 | 0 | 0 | 0 | 0 | 0 | 0 | 0 | 0 | 0 | 0 | 0 | 0 | 0 | 0
F12_Industrial_Wood and Lumber Products_New_Space Heating_Natural Gas_Unit Heater_A_Achievable Economic TRC Potential | F12 | Industrial | Wood and Lumber Products | New | Space Heating | Natural Gas | Unit Heater | A | Cumulative Winter Peak Savings (MW) | Achievable Economic TRC Potential | 0 | 0 | 0 | 0 | 0 | 0 | 0 | 0 | 0 | 0 | 0 | 0 | 0 | 0 | 0 | 0 | 0 | 0 | 0 | 0 | 0 | 0
F13_Industrial_Wood and Lumber Products_New_Space Heating_Natural Gas_Unit Heater_A_Achievable Economic TRC Potential | F13 | Industrial | Wood and Lumber Products | New | Space Heating | Natural Gas | Unit Heater | A | Purchases (Incremental) | Achievable Economic TRC Potential | 0 | 0 | 1.9924e-05 | 0.0012699 | 0.0019002 | 0.0028398 | 0.0021378 | 0.0029284 | 0.0032443 | 0.0039669 | 0.0031437 | 0.0037898 | 0.0052617 | 0.0057982 | 0.0052781 | 0.0067779 | 0.0075772 | 0.010373 | 0.0066035 | 0.0089954 | 0.0088623 | 0.0087587
F14_Industrial_Wood and Lumber Products_New_Space Heating_Natural Gas_Unit Heater_A_Achievable Economic TRC Potential | F14 | Industrial | Wood and Lumber Products | New | Space Heating | Natural Gas | Unit Heater | A | Purchases (Cumulative) | Achievable Economic TRC Potential | 0 | 0 | 1.9924e-05 | 0.0012898 | 0.00319 | 0.0060298 | 0.0081676 | 0.011096 | 0.01434 | 0.018307 | 0.021451 | 0.025241 | 0.030502 | 0.036301 | 0.041559 | 0.047067 | 0.052744 | 0.060277 | 0.064742 | 0.070809 | 0.076427 | 0.081219
F1_Industrial_Other Industrial_Existing_Space Heating_Natural Gas_Furnace_A_Achievable Economic TRC Potential | F1 | Industrial | Other Industrial | Existing | Space Heating | Natural Gas | Furnace | A | Original Unit Energy Savings (kWh or therms) | Achievable Economic TRC Potential | 0 | 1443.5459 | 1443.5459 | 1443.5459 | 1443.5459 | 1443.5459 | 1443.5459 | 1443.5459 | 1443.5459 | 1443.5459 | 1443.5459 | 1443.5459 | 1443.5459 | 1443.5459 | 1443.5459 | 1443.5459 | 1443.5459 | 1443.5459 | 1443.5459 | 1443.5459 | 1443.5459 | 1443.5459
F2_Industrial_Other Industrial_Existing_Space Heating_Natural Gas_Furnace_A_Achievable Economic TRC Potential | F2 | Industrial | Other Industrial | Existing | Space Heating | Natural Gas | Furnace | A | Original Unit Summer Peak Savings (kW) | Achievable Economic TRC Potential | 0 | 0 | 0 | 0 | 0 | 0 | 0 | 0 | 0 | 0 | 0 | 0 | 0 | 0 | 0 | 0 | 0 | 0 | 0 | 0 | 0 | 0
F3_Industrial_Other Industrial_Existing_Space Heating_Natural Gas_Furnace_A_Achievable Economic TRC Potential | F3 | Industrial | Other Industrial | Existing | Space Heating | Natural Gas | Furnace | A | Original Unit Winter Peak Savings (kW) | Achievable Economic TRC Potential | 0 | 0 | 0 | 0 | 0 | 0 | 0 | 0 | 0 | 0 | 0 | 0 | 0 | 0 | 0 | 0 | 0 | 0 | 0 | 0 | 0 | 0
F4_Industrial_Other Industrial_Existing_Space Heating_Natural Gas_Furnace_A_Achievable Economic TRC Potential | F4 | Industrial | Other Industrial | Existing | Space Heating | Natural Gas | Furnace | A | Standalone Impact on Baseline Energy (%) | Achievable Economic TRC Potential | 0% | 0% | 0.00132% | 0.004149% | 0.008663% | 0.01503% | 0.02342% | 0.03382% | 0.04604% | 0.05991% | 0.07531% | 0.0921% | 0.1089% | 0.1255% | 0.1419% | 0.158% | 0.1738% | 0.1893% | 0.2044% | 0.22% | 0.2361% | 0.2528%
F5_Industrial_Other Industrial_Existing_Space Heating_Natural Gas_Furnace_A_Achievable Economic TRC Potential | F5 | Industrial | Other Industrial | Existing | Space Heating | Natural Gas | Furnace | A | Standalone Impact on Baseline Summer Peak (%) | Achievable Economic TRC Potential | bar: 2019 to 2040
F6_Industrial_Other Industrial_Existing_Space Heating_Natural Gas_Furnace_A_Achievable Economic TRC Potential | F6 | Industrial | Other Industrial | Existing | Space Heating | Natural Gas | Furnace | A | Standalone Impact on Baseline Winter Peak (%) | Achievable Economic TRC Potential | bar: 2019 to 2040
F7_Industrial_Other Industrial_Existing_Space Heating_Natural Gas_Furnace_A_Achievable Economic TRC Potential | F7 | Industrial | Other Industrial | Existing | Space Heating | Natural Gas | Furnace | A | Incremental Energy Savings (MWh or mTherms) | Achievable Economic TRC Potential | 0 | 0 | 0.012299 | 0.025586 | 0.039677 | 0.054407 | 0.06963 | 0.083795 | 0.095565 | 0.10527 | 0.11321 | 0.11965 | 0.11474 | 0.10914 | 0.10317 | 0.097078 | 0.091011 | 0.085083 | 0.078703 | 0.078816 | 0.079099 | 0.079512
F8_Industrial_Other Industrial_Existing_Space Heating_Natural Gas_Furnace_A_Achievable Economic TRC Potential | F8 | Industrial | Other Industrial | Existing | Space Heating | Natural Gas | Furnace | A | Incremental Summer Peak Savings (MW) | Achievable Economic TRC Potential | 0 | 0 | 0 | 0 | 0 | 0 | 0 | 0 | 0 | 0 | 0 | 0 | 0 | 0 | 0 | 0 | 0 | 0 | 0 | 0 | 0 | 0
F9_Industrial_Other Industrial_Existing_Space Heating_Natural Gas_Furnace_A_Achievable Economic TRC Potential | F9 | Industrial | Other Industrial | Existing | Space Heating | Natural Gas | Furnace | A | Incremental Winter Peak Savings (MW) | Achievable Economic TRC Potential | 0 | 0 | 0 | 0 | 0 | 0 | 0 | 0 | 0 | 0 | 0 | 0 | 0 | 0 | 0 | 0 | 0 | 0 | 0 | 0 | 0 | 0
F10_Industrial_Other Industrial_Existing_Space Heating_Natural Gas_Furnace_A_Achievable Economic TRC Potential | F10 | Industrial | Other Industrial | Existing | Space Heating | Natural Gas | Furnace | A | Cumulative Energy Savings (MWh or mTherms) | Achievable Economic TRC Potential | 0 | 0 | 0.012299 | 0.037885 | 0.077562 | 0.13197 | 0.2016 | 0.28539 | 0.38096 | 0.48623 | 0.59944 | 0.71909 | 0.83383 | 0.94297 | 1.0461 | 1.1432 | 1.2342 | 1.3193 | 1.398 | 1.4768 | 1.5559 | 1.6354
F11_Industrial_Other Industrial_Existing_Space Heating_Natural Gas_Furnace_A_Achievable Economic TRC Potential | F11 | Industrial | Other Industrial | Existing | Space Heating | Natural Gas | Furnace | A | Cumulative Summer Peak Savings (MW) | Achievable Economic TRC Potential | 0 | 0 | 0 | 0 | 0 | 0 | 0 | 0 | 0 | 0 | 0 | 0 | 0 | 0 | 0 | 0 | 0 | 0 | 0 | 0 | 0 | 0
F12_Industrial_Other Industrial_Existing_Space Heating_Natural Gas_Furnace_A_Achievable Economic TRC Potential | F12 | Industrial | Other Industrial | Existing | Space Heating | Natural Gas | Furnace | A | Cumulative Winter Peak Savings (MW) | Achievable Economic TRC Potential | 0 | 0 | 0 | 0 | 0 | 0 | 0 | 0 | 0 | 0 | 0 | 0 | 0 | 0 | 0 | 0 | 0 | 0 | 0 | 0 | 0 | 0
F13_Industrial_Other Industrial_Existing_Space Heating_Natural Gas_Furnace_A_Achievable Economic TRC Potential | F13 | Industrial | Other Industrial | Existing | Space Heating | Natural Gas | Furnace | A | Purchases (Incremental) | Achievable Economic TRC Potential | 0 | 0 | 0.00852 | 0.017725 | 0.027486 | 0.03769 | 0.048235 | 0.058048 | 0.066201 | 0.072925 | 0.078426 | 0.082888 | 0.079484 | 0.075604 | 0.071472 | 0.067249 | 0.063047 | 0.05894 | 0.054521 | 0.054599 | 0.054795 | 0.055081
F14_Industrial_Other Industrial_Existing_Space Heating_Natural Gas_Furnace_A_Achievable Economic TRC Potential | F14 | Industrial | Other Industrial | Existing | Space Heating | Natural Gas | Furnace | A | Purchases (Cumulative) | Achievable Economic TRC Potential | 0 | 0 | 0.00852 | 0.026245 | 0.05373 | 0.09142 | 0.13965 | 0.1977 | 0.2639 | 0.33683 | 0.41526 | 0.49814 | 0.57763 | 0.65323 | 0.7247 | 0.79195 | 0.855 | 0.91394 | 0.96846 | 1.0231 | 1.0779 | 1.1329
F1_Industrial_Other Industrial_Existing_Space Heating_Natural Gas_Boiler_A_Achievable Economic TRC Potential | F1 | Industrial | Other Industrial | Existing | Space Heating | Natural Gas | Boiler | A | Original Unit Energy Savings (kWh or therms) | Achievable Economic TRC Potential | 0 | 6227.3193 | 6227.3193 | 6227.3193 | 6227.3193 | 6227.3193 | 6227.3193 | 6227.3193 | 6227.3193 | 6227.3193 | 6227.3193 | 6227.3193 | 6227.3193 | 6227.3193 | 6227.3193 | 6227.3193 | 6227.3193 | 6227.3193 | 6227.3193 | 6227.3193 | 6227.3193 | 6227.3193
F2_Industrial_Other Industrial_Existing_Space Heating_Natural Gas_Boiler_A_Achievable Economic TRC Potential | F2 | Industrial | Other Industrial | Existing | Space Heating | Natural Gas | Boiler | A | Original Unit Summer Peak Savings (kW) | Achievable Economic TRC Potential | 0 | 0 | 0 | 0 | 0 | 0 | 0 | 0 | 0 | 0 | 0 | 0 | 0 | 0 | 0 | 0 | 0 | 0 | 0 | 0 | 0 | 0
F3_Industrial_Other Industrial_Existing_Space Heating_Natural Gas_Boiler_A_Achievable Economic TRC Potential | F3 | Industrial | Other Industrial | Existing | Space Heating | Natural Gas | Boiler | A | Original Unit Winter Peak Savings (kW) | Achievable Economic TRC Potential | 0 | 0 | 0 | 0 | 0 | 0 | 0 | 0 | 0 | 0 | 0 | 0 | 0 | 0 | 0 | 0 | 0 | 0 | 0 | 0 | 0 | 0
F4_Industrial_Other Industrial_Existing_Space Heating_Natural Gas_Boiler_A_Achievable Economic TRC Potential | F4 | Industrial | Other Industrial | Existing | Space Heating | Natural Gas | Boiler | A | Standalone Impact on Baseline Energy (%) | Achievable Economic TRC Potential | 0% | 0% | 0.01982% | 0.0496% | 0.08655% | 0.1286% | 0.1746% | 0.2232% | 0.2737% | 0.3257% | 0.3791% | 0.4338% | 0.4897% | 0.5469% | 0.6053% | 0.665% | 0.7259% | 0.7881% | 0.8516% | 0.9163% | 0.9823% | 1.05%
F5_Industrial_Other Industrial_Existing_Space Heating_Natural Gas_Boiler_A_Achievable Economic TRC Potential | F5 | Industrial | Other Industrial | Existing | Space Heating | Natural Gas | Boiler | A | Standalone Impact on Baseline Summer Peak (%) | Achievable Economic TRC Potential | bar: 2019 to 2040
F6_Industrial_Other Industrial_Existing_Space Heating_Natural Gas_Boiler_A_Achievable Economic TRC Potential | F6 | Industrial | Other Industrial | Existing | Space Heating | Natural Gas | Boiler | A | Standalone Impact on Baseline Winter Peak (%) | Achievable Economic TRC Potential | bar: 2019 to 2040
F7_Industrial_Other Industrial_Existing_Space Heating_Natural Gas_Boiler_A_Achievable Economic TRC Potential | F7 | Industrial | Other Industrial | Existing | Space Heating | Natural Gas | Boiler | A | Incremental Energy Savings (MWh or mTherms) | Achievable Economic TRC Potential | 0 | 0 | 0.18463 | 0.2683 | 0.32197 | 0.35436 | 0.37379 | 0.38092 | 0.38128 | 0.37838 | 0.37407 | 0.36905 | 0.36388 | 0.35868 | 0.35345 | 0.34821 | 0.34297 | 0.33774 | 0.33252 | 0.32734 | 0.32218 | 0.31706
F8_Industrial_Other Industrial_Existing_Space Heating_Natural Gas_Boiler_A_Achievable Economic TRC Potential | F8 | Industrial | Other Industrial | Existing | Space Heating | Natural Gas | Boiler | A | Incremental Summer Peak Savings (MW) | Achievable Economic TRC Potential | 0 | 0 | 0 | 0 | 0 | 0 | 0 | 0 | 0 | 0 | 0 | 0 | 0 | 0 | 0 | 0 | 0 | 0 | 0 | 0 | 0 | 0
F9_Industrial_Other Industrial_Existing_Space Heating_Natural Gas_Boiler_A_Achievable Economic TRC Potential | F9 | Industrial | Other Industrial | Existing | Space Heating | Natural Gas | Boiler | A | Incremental Winter Peak Savings (MW) | Achievable Economic TRC Potential | 0 | 0 | 0 | 0 | 0 | 0 | 0 | 0 | 0 | 0 | 0 | 0 | 0 | 0 | 0 | 0 | 0 | 0 | 0 | 0 | 0 | 0
F10_Industrial_Other Industrial_Existing_Space Heating_Natural Gas_Boiler_A_Achievable Economic TRC Potential | F10 | Industrial | Other Industrial | Existing | Space Heating | Natural Gas | Boiler | A | Cumulative Energy Savings (MWh or mTherms) | Achievable Economic TRC Potential | 0 | 0 | 0.18463 | 0.45294 | 0.77491 | 1.1293 | 1.5031 | 1.884 | 2.2652 | 2.6436 | 3.0177 | 3.3867 | 3.7506 | 4.1093 | 4.4628 | 4.811 | 5.1539 | 5.4917 | 5.8242 | 6.1515 | 6.4737 | 6.7908
F11_Industrial_Other Industrial_Existing_Space Heating_Natural Gas_Boiler_A_Achievable Economic TRC Potential | F11 | Industrial | Other Industrial | Existing | Space Heating | Natural Gas | Boiler | A | Cumulative Summer Peak Savings (MW) | Achievable Economic TRC Potential | 0 | 0 | 0 | 0 | 0 | 0 | 0 | 0 | 0 | 0 | 0 | 0 | 0 | 0 | 0 | 0 | 0 | 0 | 0 | 0 | 0 | 0
F12_Industrial_Other Industrial_Existing_Space Heating_Natural Gas_Boiler_A_Achievable Economic TRC Potential | F12 | Industrial | Other Industrial | Existing | Space Heating | Natural Gas | Boiler | A | Cumulative Winter Peak Savings (MW) | Achievable Economic TRC Potential | 0 | 0 | 0 | 0 | 0 | 0 | 0 | 0 | 0 | 0 | 0 | 0 | 0 | 0 | 0 | 0 | 0 | 0 | 0 | 0 | 0 | 0
F13_Industrial_Other Industrial_Existing_Space Heating_Natural Gas_Boiler_A_Achievable Economic TRC Potential | F13 | Industrial | Other Industrial | Existing | Space Heating | Natural Gas | Boiler | A | Purchases (Incremental) | Achievable Economic TRC Potential | 0 | 0 | 0.029649 | 0.043085 | 0.051703 | 0.056904 | 0.060024 | 0.061169 | 0.061226 | 0.060761 | 0.060069 | 0.059263 | 0.058433 | 0.057598 | 0.056758 | 0.055917 | 0.055075 | 0.054235 | 0.053398 | 0.052564 | 0.051736 | 0.050914
F14_Industrial_Other Industrial_Existing_Space Heating_Natural Gas_Boiler_A_Achievable Economic TRC Potential | F14 | Industrial | Other Industrial | Existing | Space Heating | Natural Gas | Boiler | A | Purchases (Cumulative) | Achievable Economic TRC Potential | 0 | 0 | 0.029649 | 0.072734 | 0.12444 | 0.18134 | 0.24136 | 0.30253 | 0.36376 | 0.42452 | 0.48459 | 0.54385 | 0.60229 | 0.65988 | 0.71664 | 0.77256 | 0.82763 | 0.88187 | 0.93527 | 0.98783 | 1.0396 | 1.0905
F1_Industrial_Other Industrial_Existing_Space Heating_Natural Gas_Unit Heater_A_Achievable Economic TRC Potential | F1 | Industrial | Other Industrial | Existing | Space Heating | Natural Gas | Unit Heater | A | Original Unit Energy Savings (kWh or therms) | Achievable Economic TRC Potential | 0 | 43660.7244 | 43660.7244 | 43660.7244 | 43660.7244 | 43660.7244 | 43660.7244 | 43660.7244 | 43660.7244 | 43660.7244 | 43660.7244 | 43660.7244 | 43660.7244 | 43660.7244 | 43660.7244 | 43660.7244 | 43660.7244 | 43660.7244 | 43660.7244 | 43660.7244 | 43660.7244 | 43660.7244
F2_Industrial_Other Industrial_Existing_Space Heating_Natural Gas_Unit Heater_A_Achievable Economic TRC Potential | F2 | Industrial | Other Industrial | Existing | Space Heating | Natural Gas | Unit Heater | A | Original Unit Summer Peak Savings (kW) | Achievable Economic TRC Potential | 0 | 0 | 0 | 0 | 0 | 0 | 0 | 0 | 0 | 0 | 0 | 0 | 0 | 0 | 0 | 0 | 0 | 0 | 0 | 0 | 0 | 0
F3_Industrial_Other Industrial_Existing_Space Heating_Natural Gas_Unit Heater_A_Achievable Economic TRC Potential | F3 | Industrial | Other Industrial | Existing | Space Heating | Natural Gas | Unit Heater | A | Original Unit Winter Peak Savings (kW) | Achievable Economic TRC Potential | 0 | 0 | 0 | 0 | 0 | 0 | 0 | 0 | 0 | 0 | 0 | 0 | 0 | 0 | 0 | 0 | 0 | 0 | 0 | 0 | 0 | 0
F4_Industrial_Other Industrial_Existing_Space Heating_Natural Gas_Unit Heater_A_Achievable Economic TRC Potential | F4 | Industrial | Other Industrial | Existing | Space Heating | Natural Gas | Unit Heater | A | Standalone Impact on Baseline Energy (%) | Achievable Economic TRC Potential | 0% | 0% | 0.001758% | 0.008631% | 0.02544% | 0.05832% | 0.1147% | 0.2015% | 0.3244% | 0.4883% | 0.693% | 0.9373% | 1.221% | 1.543% | 1.903% | 2.297% | 2.722% | 3.121% | 3.489% | 3.822% | 4.121% | 4.383%
F5_Industrial_Other Industrial_Existing_Space Heating_Natural Gas_Unit Heater_A_Achievable Economic TRC Potential | F5 | Industrial | Other Industrial | Existing | Space Heating | Natural Gas | Unit Heater | A | Standalone Impact on Baseline Summer Peak (%) | Achievable Economic TRC Potential | bar: 2019 to 2040
F6_Industrial_Other Industrial_Existing_Space Heating_Natural Gas_Unit Heater_A_Achievable Economic TRC Potential | F6 | Industrial | Other Industrial | Existing | Space Heating | Natural Gas | Unit Heater | A | Standalone Impact on Baseline Winter Peak (%) | Achievable Economic TRC Potential | bar: 2019 to 2040
F7_Industrial_Other Industrial_Existing_Space Heating_Natural Gas_Unit Heater_A_Achievable Economic TRC Potential | F7 | Industrial | Other Industrial | Existing | Space Heating | Natural Gas | Unit Heater | A | Incremental Energy Savings (MWh or mTherms) | Achievable Economic TRC Potential | 0 | 0 | 0.016373 | 0.062444 | 0.14891 | 0.28423 | 0.47493 | 0.71377 | 0.98406 | 1.2784 | 1.5528 | 1.8017 | 2.0309 | 2.2461 | 2.436 | 2.5912 | 2.7041 | 2.4228 | 2.1112 | 1.7995 | 1.4981 | 1.2013
F8_Industrial_Other Industrial_Existing_Space Heating_Natural Gas_Unit Heater_A_Achievable Economic TRC Potential | F8 | Industrial | Other Industrial | Existing | Space Heating | Natural Gas | Unit Heater | A | Incremental Summer Peak Savings (MW) | Achievable Economic TRC Potential | 0 | 0 | 0 | 0 | 0 | 0 | 0 | 0 | 0 | 0 | 0 | 0 | 0 | 0 | 0 | 0 | 0 | 0 | 0 | 0 | 0 | 0
F9_Industrial_Other Industrial_Existing_Space Heating_Natural Gas_Unit Heater_A_Achievable Economic TRC Potential | F9 | Industrial | Other Industrial | Existing | Space Heating | Natural Gas | Unit Heater | A | Incremental Winter Peak Savings (MW) | Achievable Economic TRC Potential | 0 | 0 | 0 | 0 | 0 | 0 | 0 | 0 | 0 | 0 | 0 | 0 | 0 | 0 | 0 | 0 | 0 | 0 | 0 | 0 | 0 | 0
F10_Industrial_Other Industrial_Existing_Space Heating_Natural Gas_Unit Heater_A_Achievable Economic TRC Potential | F10 | Industrial | Other Industrial | Existing | Space Heating | Natural Gas | Unit Heater | A | Cumulative Energy Savings (MWh or mTherms) | Achievable Economic TRC Potential | 0 | 0 | 0.016373 | 0.078818 | 0.22773 | 0.51197 | 0.98689 | 1.7007 | 2.6847 | 3.9631 | 5.5159 | 7.3176 | 9.3484 | 11.5945 | 14.0305 | 16.6217 | 19.3258 | 21.7486 | 23.8598 | 25.6593 | 27.1574 | 28.3586
F11_Industrial_Other Industrial_Existing_Space Heating_Natural Gas_Unit Heater_A_Achievable Economic TRC Potential | F11 | Industrial | Other Industrial | Existing | Space Heating | Natural Gas | Unit Heater | A | Cumulative Summer Peak Savings (MW) | Achievable Economic TRC Potential | 0 | 0 | 0 | 0 | 0 | 0 | 0 | 0 | 0 | 0 | 0 | 0 | 0 | 0 | 0 | 0 | 0 | 0 | 0 | 0 | 0 | 0
F12_Industrial_Other Industrial_Existing_Space Heating_Natural Gas_Unit Heater_A_Achievable Economic TRC Potential | F12 | Industrial | Other Industrial | Existing | Space Heating | Natural Gas | Unit Heater | A | Cumulative Winter Peak Savings (MW) | Achievable Economic TRC Potential | 0 | 0 | 0 | 0 | 0 | 0 | 0 | 0 | 0 | 0 | 0 | 0 | 0 | 0 | 0 | 0 | 0 | 0 | 0 | 0 | 0 | 0
F13_Industrial_Other Industrial_Existing_Space Heating_Natural Gas_Unit Heater_A_Achievable Economic TRC Potential | F13 | Industrial | Other Industrial | Existing | Space Heating | Natural Gas | Unit Heater | A | Purchases (Incremental) | Achievable Economic TRC Potential | 0 | 0 | 0.00037501 | 0.0014302 | 0.0034107 | 0.0065101 | 0.010878 | 0.016348 | 0.022539 | 0.02928 | 0.035564 | 0.041265 | 0.046515 | 0.051444 | 0.056168 | 0.06078 | 0.065345 | 0.062002 | 0.059232 | 0.057563 | 0.05685 | 0.056795
F14_Industrial_Other Industrial_Existing_Space Heating_Natural Gas_Unit Heater_A_Achievable Economic TRC Potential | F14 | Industrial | Other Industrial | Existing | Space Heating | Natural Gas | Unit Heater | A | Purchases (Cumulative) | Achievable Economic TRC Potential | 0 | 0 | 0.00037501 | 0.0018052 | 0.0052159 | 0.011726 | 0.022604 | 0.038952 | 0.061491 | 0.090771 | 0.12634 | 0.1676 | 0.21412 | 0.26556 | 0.32135 | 0.3807 | 0.44264 | 0.49813 | 0.54648 | 0.5877 | 0.62201 | 0.64952
F1_Industrial_Other Industrial_New_Space Heating_Natural Gas_Furnace_A_Achievable Economic TRC Potential | F1 | Industrial | Other Industrial | New | Space Heating | Natural Gas | Furnace | A | Original Unit Energy Savings (kWh or therms) | Achievable Economic TRC Potential | 0 | 1443.5073 | 1443.5073 | 1443.5073 | 1443.5073 | 1443.5073 | 1443.5073 | 1443.5073 | 1443.5073 | 1443.5073 | 1443.5073 | 1443.5073 | 1443.5073 | 1443.5073 | 1443.5073 | 1443.5073 | 1443.5073 | 1443.5073 | 1443.5073 | 1443.5073 | 1443.5073 | 1443.5073
F2_Industrial_Other Industrial_New_Space Heating_Natural Gas_Furnace_A_Achievable Economic TRC Potential | F2 | Industrial | Other Industrial | New | Space Heating | Natural Gas | Furnace | A | Original Unit Summer Peak Savings (kW) | Achievable Economic TRC Potential | 0 | 0 | 0 | 0 | 0 | 0 | 0 | 0 | 0 | 0 | 0 | 0 | 0 | 0 | 0 | 0 | 0 | 0 | 0 | 0 | 0 | 0
F3_Industrial_Other Industrial_New_Space Heating_Natural Gas_Furnace_A_Achievable Economic TRC Potential | F3 | Industrial | Other Industrial | New | Space Heating | Natural Gas | Furnace | A | Original Unit Winter Peak Savings (kW) | Achievable Economic TRC Potential | 0 | 0 | 0 | 0 | 0 | 0 | 0 | 0 | 0 | 0 | 0 | 0 | 0 | 0 | 0 | 0 | 0 | 0 | 0 | 0 | 0 | 0
F4_Industrial_Other Industrial_New_Space Heating_Natural Gas_Furnace_A_Achievable Economic TRC Potential | F4 | Industrial | Other Industrial | New | Space Heating | Natural Gas | Furnace | A | Standalone Impact on Baseline Energy (%) | Achievable Economic TRC Potential | 0% | 0% | 0.001165% | 0.0432% | 0.07493% | 0.1061% | 0.1249% | 0.1472% | 0.1683% | 0.1901% | 0.2052% | 0.2214% | 0.236% | 0.2514% | 0.261% | 0.2718% | 0.2818% | 0.2923% | 0.2986% | 0.3089% | 0.3179% | 0.3282%
F5_Industrial_Other Industrial_New_Space Heating_Natural Gas_Furnace_A_Achievable Economic TRC Potential | F5 | Industrial | Other Industrial | New | Space Heating | Natural Gas | Furnace | A | Standalone Impact on Baseline Summer Peak (%) | Achievable Economic TRC Potential | bar: 2019 to 2040
F6_Industrial_Other Industrial_New_Space Heating_Natural Gas_Furnace_A_Achievable Economic TRC Potential | F6 | Industrial | Other Industrial | New | Space Heating | Natural Gas | Furnace | A | Standalone Impact on Baseline Winter Peak (%) | Achievable Economic TRC Potential | bar: 2019 to 2040
F7_Industrial_Other Industrial_New_Space Heating_Natural Gas_Furnace_A_Achievable Economic TRC Potential | F7 | Industrial | Other Industrial | New | Space Heating | Natural Gas | Furnace | A | Incremental Energy Savings (MWh or mTherms) | Achievable Economic TRC Potential | 0 | 0 | 0.00057071 | 0.036375 | 0.054429 | 0.081342 | 0.061234 | 0.08388 | 0.09293 | 0.11363 | 0.090048 | 0.10855 | 0.11105 | 0.13247 | 0.091894 | 0.11361 | 0.11507 | 0.13539 | 0.089436 | 0.12692 | 0.12304 | 0.13425
F8_Industrial_Other Industrial_New_Space Heating_Natural Gas_Furnace_A_Achievable Economic TRC Potential | F8 | Industrial | Other Industrial | New | Space Heating | Natural Gas | Furnace | A | Incremental Summer Peak Savings (MW) | Achievable Economic TRC Potential | 0 | 0 | 0 | 0 | 0 | 0 | 0 | 0 | 0 | 0 | 0 | 0 | 0 | 0 | 0 | 0 | 0 | 0 | 0 | 0 | 0 | 0
F9_Industrial_Other Industrial_New_Space Heating_Natural Gas_Furnace_A_Achievable Economic TRC Potential | F9 | Industrial | Other Industrial | New | Space Heating | Natural Gas | Furnace | A | Incremental Winter Peak Savings (MW) | Achievable Economic TRC Potential | 0 | 0 | 0 | 0 | 0 | 0 | 0 | 0 | 0 | 0 | 0 | 0 | 0 | 0 | 0 | 0 | 0 | 0 | 0 | 0 | 0 | 0
F10_Industrial_Other Industrial_New_Space Heating_Natural Gas_Furnace_A_Achievable Economic TRC Potential | F10 | Industrial | Other Industrial | New | Space Heating | Natural Gas | Furnace | A | Cumulative Energy Savings (MWh or mTherms) | Achievable Economic TRC Potential | 0 | 0 | 0.00057071 | 0.036946 | 0.091375 | 0.17272 | 0.23395 | 0.31783 | 0.41076 | 0.52439 | 0.61444 | 0.72299 | 0.83404 | 0.96652 | 1.0584 | 1.172 | 1.2871 | 1.4225 | 1.5119 | 1.6388 | 1.7619 | 1.8961
F11_Industrial_Other Industrial_New_Space Heating_Natural Gas_Furnace_A_Achievable Economic TRC Potential | F11 | Industrial | Other Industrial | New | Space Heating | Natural Gas | Furnace | A | Cumulative Summer Peak Savings (MW) | Achievable Economic TRC Potential | 0 | 0 | 0 | 0 | 0 | 0 | 0 | 0 | 0 | 0 | 0 | 0 | 0 | 0 | 0 | 0 | 0 | 0 | 0 | 0 | 0 | 0
F12_Industrial_Other Industrial_New_Space Heating_Natural Gas_Furnace_A_Achievable Economic TRC Potential | F12 | Industrial | Other Industrial | New | Space Heating | Natural Gas | Furnace | A | Cumulative Winter Peak Savings (MW) | Achievable Economic TRC Potential | 0 | 0 | 0 | 0 | 0 | 0 | 0 | 0 | 0 | 0 | 0 | 0 | 0 | 0 | 0 | 0 | 0 | 0 | 0 | 0 | 0 | 0
F13_Industrial_Other Industrial_New_Space Heating_Natural Gas_Furnace_A_Achievable Economic TRC Potential | F13 | Industrial | Other Industrial | New | Space Heating | Natural Gas | Furnace | A | Purchases (Incremental) | Achievable Economic TRC Potential | 0 | 0 | 0.00039537 | 0.025199 | 0.037706 | 0.05635 | 0.04242 | 0.058109 | 0.064378 | 0.078716 | 0.062382 | 0.075202 | 0.076931 | 0.091773 | 0.06366 | 0.078706 | 0.079715 | 0.093793 | 0.061958 | 0.087926 | 0.085234 | 0.093005
F14_Industrial_Other Industrial_New_Space Heating_Natural Gas_Furnace_A_Achievable Economic TRC Potential | F14 | Industrial | Other Industrial | New | Space Heating | Natural Gas | Furnace | A | Purchases (Cumulative) | Achievable Economic TRC Potential | 0 | 0 | 0.00039537 | 0.025595 | 0.063301 | 0.11965 | 0.16207 | 0.22018 | 0.28456 | 0.36327 | 0.42566 | 0.50086 | 0.57779 | 0.66956 | 0.73322 | 0.81193 | 0.89164 | 0.98544 | 1.0474 | 1.1353 | 1.2206 | 1.3136
F1_Industrial_Other Industrial_New_Space Heating_Natural Gas_Boiler_A_Achievable Economic TRC Potential | F1 | Industrial | Other Industrial | New | Space Heating | Natural Gas | Boiler | A | Original Unit Energy Savings (kWh or therms) | Achievable Economic TRC Potential | 0 | 6223.5803 | 6223.5803 | 6223.5803 | 6223.5803 | 6223.5803 | 6223.5803 | 6223.5803 | 6223.5803 | 6223.5803 | 6223.5803 | 6223.5803 | 6223.5803 | 6223.5803 | 6223.5803 | 6223.5803 | 6223.5803 | 6223.5803 | 6223.5803 | 6223.5803 | 6223.5803 | 6223.5803
F2_Industrial_Other Industrial_New_Space Heating_Natural Gas_Boiler_A_Achievable Economic TRC Potential | F2 | Industrial | Other Industrial | New | Space Heating | Natural Gas | Boiler | A | Original Unit Summer Peak Savings (kW) | Achievable Economic TRC Potential | 0 | 0 | 0 | 0 | 0 | 0 | 0 | 0 | 0 | 0 | 0 | 0 | 0 | 0 | 0 | 0 | 0 | 0 | 0 | 0 | 0 | 0
F3_Industrial_Other Industrial_New_Space Heating_Natural Gas_Boiler_A_Achievable Economic TRC Potential | F3 | Industrial | Other Industrial | New | Space Heating | Natural Gas | Boiler | A | Original Unit Winter Peak Savings (kW) | Achievable Economic TRC Potential | 0 | 0 | 0 | 0 | 0 | 0 | 0 | 0 | 0 | 0 | 0 | 0 | 0 | 0 | 0 | 0 | 0 | 0 | 0 | 0 | 0 | 0
F4_Industrial_Other Industrial_New_Space Heating_Natural Gas_Boiler_A_Achievable Economic TRC Potential | F4 | Industrial | Other Industrial | New | Space Heating | Natural Gas | Boiler | A | Standalone Impact on Baseline Energy (%) | Achievable Economic TRC Potential | 0% | 0% | 0.01593% | 0.4357% | 0.6673% | 0.8378% | 0.9165% | 0.9913% | 1.05% | 1.103% | 1.136% | 1.167% | 1.193% | 1.219% | 1.235% | 1.251% | 1.266% | 1.281% | 1.29% | 1.3% | 1.309% | 1.318%
F5_Industrial_Other Industrial_New_Space Heating_Natural Gas_Boiler_A_Achievable Economic TRC Potential | F5 | Industrial | Other Industrial | New | Space Heating | Natural Gas | Boiler | A | Standalone Impact on Baseline Summer Peak (%) | Achievable Economic TRC Potential | bar: 2019 to 2040
F6_Industrial_Other Industrial_New_Space Heating_Natural Gas_Boiler_A_Achievable Economic TRC Potential | F6 | Industrial | Other Industrial | New | Space Heating | Natural Gas | Boiler | A | Standalone Impact on Baseline Winter Peak (%) | Achievable Economic TRC Potential | bar: 2019 to 2040
F7_Industrial_Other Industrial_New_Space Heating_Natural Gas_Boiler_A_Achievable Economic TRC Potential | F7 | Industrial | Other Industrial | New | Space Heating | Natural Gas | Boiler | A | Incremental Energy Savings (MWh or mTherms) | Achievable Economic TRC Potential | 0 | 0 | 0.0078052 | 0.36482 | 0.44112 | 0.55005 | 0.35342 | 0.42314 | 0.42345 | 0.47886 | 0.35734 | 0.41109 | 0.40563 | 0.47055 | 0.31936 | 0.38814 | 0.38785 | 0.45151 | 0.29823 | 0.36749 | 0.35748 | 0.35643
F8_Industrial_Other Industrial_New_Space Heating_Natural Gas_Boiler_A_Achievable Economic TRC Potential | F8 | Industrial | Other Industrial | New | Space Heating | Natural Gas | Boiler | A | Incremental Summer Peak Savings (MW) | Achievable Economic TRC Potential | 0 | 0 | 0 | 0 | 0 | 0 | 0 | 0 | 0 | 0 | 0 | 0 | 0 | 0 | 0 | 0 | 0 | 0 | 0 | 0 | 0 | 0
F9_Industrial_Other Industrial_New_Space Heating_Natural Gas_Boiler_A_Achievable Economic TRC Potential | F9 | Industrial | Other Industrial | New | Space Heating | Natural Gas | Boiler | A | Incremental Winter Peak Savings (MW) | Achievable Economic TRC Potential | 0 | 0 | 0 | 0 | 0 | 0 | 0 | 0 | 0 | 0 | 0 | 0 | 0 | 0 | 0 | 0 | 0 | 0 | 0 | 0 | 0 | 0
F10_Industrial_Other Industrial_New_Space Heating_Natural Gas_Boiler_A_Achievable Economic TRC Potential | F10 | Industrial | Other Industrial | New | Space Heating | Natural Gas | Boiler | A | Cumulative Energy Savings (MWh or mTherms) | Achievable Economic TRC Potential | 0 | 0 | 0.0078052 | 0.37262 | 0.81374 | 1.3638 | 1.7172 | 2.1403 | 2.5638 | 3.0427 | 3.4 | 3.8111 | 4.2167 | 4.6873 | 5.0066 | 5.3948 | 5.7826 | 6.2341 | 6.5323 | 6.8998 | 7.2573 | 7.6137
F11_Industrial_Other Industrial_New_Space Heating_Natural Gas_Boiler_A_Achievable Economic TRC Potential | F11 | Industrial | Other Industrial | New | Space Heating | Natural Gas | Boiler | A | Cumulative Summer Peak Savings (MW) | Achievable Economic TRC Potential | 0 | 0 | 0 | 0 | 0 | 0 | 0 | 0 | 0 | 0 | 0 | 0 | 0 | 0 | 0 | 0 | 0 | 0 | 0 | 0 | 0 | 0
F12_Industrial_Other Industrial_New_Space Heating_Natural Gas_Boiler_A_Achievable Economic TRC Potential | F12 | Industrial | Other Industrial | New | Space Heating | Natural Gas | Boiler | A | Cumulative Winter Peak Savings (MW) | Achievable Economic TRC Potential | 0 | 0 | 0 | 0 | 0 | 0 | 0 | 0 | 0 | 0 | 0 | 0 | 0 | 0 | 0 | 0 | 0 | 0 | 0 | 0 | 0 | 0
F13_Industrial_Other Industrial_New_Space Heating_Natural Gas_Boiler_A_Achievable Economic TRC Potential | F13 | Industrial | Other Industrial | New | Space Heating | Natural Gas | Boiler | A | Purchases (Incremental) | Achievable Economic TRC Potential | 0 | 0 | 0.0012541 | 0.058619 | 0.070878 | 0.088381 | 0.056788 | 0.06799 | 0.06804 | 0.076942 | 0.057417 | 0.066053 | 0.065177 | 0.075607 | 0.051315 | 0.062366 | 0.062319 | 0.072548 | 0.04792 | 0.059048 | 0.05744 | 0.057271
F14_Industrial_Other Industrial_New_Space Heating_Natural Gas_Boiler_A_Achievable Economic TRC Potential | F14 | Industrial | Other Industrial | New | Space Heating | Natural Gas | Boiler | A | Purchases (Cumulative) | Achievable Economic TRC Potential | 0 | 0 | 0.0012541 | 0.059873 | 0.13075 | 0.21913 | 0.27592 | 0.34391 | 0.41195 | 0.48889 | 0.54631 | 0.61236 | 0.67754 | 0.75315 | 0.80446 | 0.86683 | 0.92914 | 1.0017 | 1.0496 | 1.1087 | 1.1661 | 1.2234
F1_Industrial_Other Industrial_New_Space Heating_Natural Gas_Unit Heater_A_Achievable Economic TRC Potential | F1 | Industrial | Other Industrial | New | Space Heating | Natural Gas | Unit Heater | A | Original Unit Energy Savings (kWh or therms) | Achievable Economic TRC Potential | 0 | 43660.7244 | 43660.7244 | 43660.7244 | 43660.7244 | 43660.7244 | 43660.7244 | 43660.7244 | 43660.7244 | 43660.7244 | 43660.7244 | 43660.7244 | 43660.7244 | 43660.7244 | 43660.7244 | 43660.7244 | 43660.7244 | 43660.7244 | 43660.7244 | 43660.7244 | 43660.7244 | 43660.7244
F2_Industrial_Other Industrial_New_Space Heating_Natural Gas_Unit Heater_A_Achievable Economic TRC Potential | F2 | Industrial | Other Industrial | New | Space Heating | Natural Gas | Unit Heater | A | Original Unit Summer Peak Savings (kW) | Achievable Economic TRC Potential | 0 | 0 | 0 | 0 | 0 | 0 | 0 | 0 | 0 | 0 | 0 | 0 | 0 | 0 | 0 | 0 | 0 | 0 | 0 | 0 | 0 | 0
F3_Industrial_Other Industrial_New_Space Heating_Natural Gas_Unit Heater_A_Achievable Economic TRC Potential | F3 | Industrial | Other Industrial | New | Space Heating | Natural Gas | Unit Heater | A | Original Unit Winter Peak Savings (kW) | Achievable Economic TRC Potential | 0 | 0 | 0 | 0 | 0 | 0 | 0 | 0 | 0 | 0 | 0 | 0 | 0 | 0 | 0 | 0 | 0 | 0 | 0 | 0 | 0 | 0
F4_Industrial_Other Industrial_New_Space Heating_Natural Gas_Unit Heater_A_Achievable Economic TRC Potential | F4 | Industrial | Other Industrial | New | Space Heating | Natural Gas | Unit Heater | A | Standalone Impact on Baseline Energy (%) | Achievable Economic TRC Potential | 0% | 0% | 0.01765% | 0.6547% | 1.136% | 1.608% | 1.892% | 2.231% | 2.55% | 2.881% | 3.11% | 3.355% | 3.747% | 4.099% | 4.448% | 4.738% | 5.012% | 5.377% | 5.55% | 5.793% | 5.986% | 6.102%
F5_Industrial_Other Industrial_New_Space Heating_Natural Gas_Unit Heater_A_Achievable Economic TRC Potential | F5 | Industrial | Other Industrial | New | Space Heating | Natural Gas | Unit Heater | A | Standalone Impact on Baseline Summer Peak (%) | Achievable Economic TRC Potential | bar: 2019 to 2040
F6_Industrial_Other Industrial_New_Space Heating_Natural Gas_Unit Heater_A_Achievable Economic TRC Potential | F6 | Industrial | Other Industrial | New | Space Heating | Natural Gas | Unit Heater | A | Standalone Impact on Baseline Winter Peak (%) | Achievable Economic TRC Potential | bar: 2019 to 2040
F7_Industrial_Other Industrial_New_Space Heating_Natural Gas_Unit Heater_A_Achievable Economic TRC Potential | F7 | Industrial | Other Industrial | New | Space Heating | Natural Gas | Unit Heater | A | Incremental Energy Savings (MWh or mTherms) | Achievable Economic TRC Potential | 0 | 0 | 0.0086487 | 0.55124 | 0.82483 | 1.2327 | 0.92796 | 1.2711 | 1.4083 | 1.7219 | 1.3646 | 1.6451 | 2.284 | 2.5169 | 2.2824 | 2.3909 | 2.4643 | 3.2698 | 1.9385 | 2.6336 | 2.4386 | 2.08
F8_Industrial_Other Industrial_New_Space Heating_Natural Gas_Unit Heater_A_Achievable Economic TRC Potential | F8 | Industrial | Other Industrial | New | Space Heating | Natural Gas | Unit Heater | A | Incremental Summer Peak Savings (MW) | Achievable Economic TRC Potential | 0 | 0 | 0 | 0 | 0 | 0 | 0 | 0 | 0 | 0 | 0 | 0 | 0 | 0 | 0 | 0 | 0 | 0 | 0 | 0 | 0 | 0
F9_Industrial_Other Industrial_New_Space Heating_Natural Gas_Unit Heater_A_Achievable Economic TRC Potential | F9 | Industrial | Other Industrial | New | Space Heating | Natural Gas | Unit Heater | A | Incremental Winter Peak Savings (MW) | Achievable Economic TRC Potential | 0 | 0 | 0 | 0 | 0 | 0 | 0 | 0 | 0 | 0 | 0 | 0 | 0 | 0 | 0 | 0 | 0 | 0 | 0 | 0 | 0 | 0
F10_Industrial_Other Industrial_New_Space Heating_Natural Gas_Unit Heater_A_Achievable Economic TRC Potential | F10 | Industrial | Other Industrial | New | Space Heating | Natural Gas | Unit Heater | A | Cumulative Energy Savings (MWh or mTherms) | Achievable Economic TRC Potential | 0 | 0 | 0.0086487 | 0.55989 | 1.3847 | 2.6174 | 3.5454 | 4.8165 | 6.2248 | 7.9467 | 9.3113 | 10.9564 | 13.2404 | 15.7572 | 18.0397 | 20.4305 | 22.8948 | 26.1646 | 28.1031 | 30.7367 | 33.1753 | 35.2553
F11_Industrial_Other Industrial_New_Space Heating_Natural Gas_Unit Heater_A_Achievable Economic TRC Potential | F11 | Industrial | Other Industrial | New | Space Heating | Natural Gas | Unit Heater | A | Cumulative Summer Peak Savings (MW) | Achievable Economic TRC Potential | 0 | 0 | 0 | 0 | 0 | 0 | 0 | 0 | 0 | 0 | 0 | 0 | 0 | 0 | 0 | 0 | 0 | 0 | 0 | 0 | 0 | 0
F12_Industrial_Other Industrial_New_Space Heating_Natural Gas_Unit Heater_A_Achievable Economic TRC Potential | F12 | Industrial | Other Industrial | New | Space Heating | Natural Gas | Unit Heater | A | Cumulative Winter Peak Savings (MW) | Achievable Economic TRC Potential | 0 | 0 | 0 | 0 | 0 | 0 | 0 | 0 | 0 | 0 | 0 | 0 | 0 | 0 | 0 | 0 | 0 | 0 | 0 | 0 | 0 | 0
F13_Industrial_Other Industrial_New_Space Heating_Natural Gas_Unit Heater_A_Achievable Economic TRC Potential | F13 | Industrial | Other Industrial | New | Space Heating | Natural Gas | Unit Heater | A | Purchases (Incremental) | Achievable Economic TRC Potential | 0 | 0 | 0.00019809 | 0.012626 | 0.018892 | 0.028233 | 0.021254 | 0.029114 | 0.032255 | 0.039439 | 0.031255 | 0.037678 | 0.052312 | 0.057646 | 0.052475 | 0.067386 | 0.075333 | 0.10312 | 0.065652 | 0.089433 | 0.088109 | 0.087079
F14_Industrial_Other Industrial_New_Space Heating_Natural Gas_Unit Heater_A_Achievable Economic TRC Potential | F14 | Industrial | Other Industrial | New | Space Heating | Natural Gas | Unit Heater | A | Purchases (Cumulative) | Achievable Economic TRC Potential | 0 | 0 | 0.00019809 | 0.012824 | 0.031715 | 0.059949 | 0.081202 | 0.11032 | 0.14257 | 0.18201 | 0.21327 | 0.25094 | 0.30326 | 0.3609 | 0.41318 | 0.46794 | 0.52438 | 0.59927 | 0.64367 | 0.70399 | 0.75984 | 0.80748
F1_Industrial_Food Products_Existing_Space Heating_Natural Gas_Insulation - Roof/Ceiling_A_Achievable Economic TRC Potential | F1 | Industrial | Food Products | Existing | Space Heating | Natural Gas | Insulation - Roof/Ceiling | A | Original Unit Energy Savings (kWh or therms) | Achievable Economic TRC Potential | 0 | 0 | 0.083035 | 0.082838 | 0.082641 | 0.082447 | 0.082256 | 0.08207 | 0.08189 | 0.081718 | 0.081553 | 0.081398 | 0.081252 | 0.081115 | 0.080985 | 0.080863 | 0.080748 | 0.08064 | 0.080538 | 0.080442 | 0.080353 | 0.080269
F2_Industrial_Food Products_Existing_Space Heating_Natural Gas_Insulation - Roof/Ceiling_A_Achievable Economic TRC Potential | F2 | Industrial | Food Products | Existing | Space Heating | Natural Gas | Insulation - Roof/Ceiling | A | Original Unit Summer Peak Savings (kW) | Achievable Economic TRC Potential | 0 | 0 | 0 | 0 | 0 | 0 | 0 | 0 | 0 | 0 | 0 | 0 | 0 | 0 | 0 | 0 | 0 | 0 | 0 | 0 | 0 | 0
F3_Industrial_Food Products_Existing_Space Heating_Natural Gas_Insulation - Roof/Ceiling_A_Achievable Economic TRC Potential | F3 | Industrial | Food Products | Existing | Space Heating | Natural Gas | Insulation - Roof/Ceiling | A | Original Unit Winter Peak Savings (kW) | Achievable Economic TRC Potential | 0 | 0 | 0 | 0 | 0 | 0 | 0 | 0 | 0 | 0 | 0 | 0 | 0 | 0 | 0 | 0 | 0 | 0 | 0 | 0 | 0 | 0
F4_Industrial_Food Products_Existing_Space Heating_Natural Gas_Insulation - Roof/Ceiling_A_Achievable Economic TRC Potential | F4 | Industrial | Food Products | Existing | Space Heating | Natural Gas | Insulation - Roof/Ceiling | A | Standalone Impact on Baseline Energy (%) | Achievable Economic TRC Potential | 0% | 0% | 0.3143% | 0.8697% | 1.74% | 2.969% | 4.545% | 6.403% | 8.431% | 10.49% | 12.47% | 14.25% | 15.79% | 17.06% | 18.1% | 18.94% | 19.61% | 20.18% | 20.66% | 21.12% | 21.49% | 21.86%
F5_Industrial_Food Products_Existing_Space Heating_Natural Gas_Insulation - Roof/Ceiling_A_Achievable Economic TRC Potential | F5 | Industrial | Food Products | Existing | Space Heating | Natural Gas | Insulation - Roof/Ceiling | A | Standalone Impact on Baseline Summer Peak (%) | Achievable Economic TRC Potential | bar: 2019 to 2040
F6_Industrial_Food Products_Existing_Space Heating_Natural Gas_Insulation - Roof/Ceiling_A_Achievable Economic TRC Potential | F6 | Industrial | Food Products | Existing | Space Heating | Natural Gas | Insulation - Roof/Ceiling | A | Standalone Impact on Baseline Winter Peak (%) | Achievable Economic TRC Potential | bar: 2019 to 2040
F7_Industrial_Food Products_Existing_Space Heating_Natural Gas_Insulation - Roof/Ceiling_A_Achievable Economic TRC Potential | F7 | Industrial | Food Products | Existing | Space Heating | Natural Gas | Insulation - Roof/Ceiling | A | Incremental Energy Savings (MWh or mTherms) | Achievable Economic TRC Potential | 0 | 0 | 1.2902 | 2.2137 | 3.3761 | 4.6341 | 5.7829 | 6.6154 | 6.9861 | 6.8512 | 6.2715 | 5.3827 | 4.3486 | 3.3183 | 2.3991 | 1.6479 | 1.0781 | 0.67335 | 0.40229 | 0.26737 | 0 | 0
F8_Industrial_Food Products_Existing_Space Heating_Natural Gas_Insulation - Roof/Ceiling_A_Achievable Economic TRC Potential | F8 | Industrial | Food Products | Existing | Space Heating | Natural Gas | Insulation - Roof/Ceiling | A | Incremental Summer Peak Savings (MW) | Achievable Economic TRC Potential | 0 | 0 | 0 | 0 | 0 | 0 | 0 | 0 | 0 | 0 | 0 | 0 | 0 | 0 | 0 | 0 | 0 | 0 | 0 | 0 | 0 | 0
F9_Industrial_Food Products_Existing_Space Heating_Natural Gas_Insulation - Roof/Ceiling_A_Achievable Economic TRC Potential | F9 | Industrial | Food Products | Existing | Space Heating | Natural Gas | Insulation - Roof/Ceiling | A | Incremental Winter Peak Savings (MW) | Achievable Economic TRC Potential | 0 | 0 | 0 | 0 | 0 | 0 | 0 | 0 | 0 | 0 | 0 | 0 | 0 | 0 | 0 | 0 | 0 | 0 | 0 | 0 | 0 | 0
F10_Industrial_Food Products_Existing_Space Heating_Natural Gas_Insulation - Roof/Ceiling_A_Achievable Economic TRC Potential | F10 | Industrial | Food Products | Existing | Space Heating | Natural Gas | Insulation - Roof/Ceiling | A | Cumulative Energy Savings (MWh or mTherms) | Achievable Economic TRC Potential | 0 | 0 | 1.2902 | 3.5008 | 6.8687 | 11.4866 | 17.2429 | 23.8193 | 30.7532 | 37.5395 | 43.7356 | 49.0352 | 53.2958 | 56.5238 | 58.8324 | 60.3916 | 61.3839 | 61.975 | 62.2992 | 62.4927 | 62.423 | 62.3577
F11_Industrial_Food Products_Existing_Space Heating_Natural Gas_Insulation - Roof/Ceiling_A_Achievable Economic TRC Potential | F11 | Industrial | Food Products | Existing | Space Heating | Natural Gas | Insulation - Roof/Ceiling | A | Cumulative Summer Peak Savings (MW) | Achievable Economic TRC Potential | 0 | 0 | 0 | 0 | 0 | 0 | 0 | 0 | 0 | 0 | 0 | 0 | 0 | 0 | 0 | 0 | 0 | 0 | 0 | 0 | 0 | 0
F12_Industrial_Food Products_Existing_Space Heating_Natural Gas_Insulation - Roof/Ceiling_A_Achievable Economic TRC Potential | F12 | Industrial | Food Products | Existing | Space Heating | Natural Gas | Insulation - Roof/Ceiling | A | Cumulative Winter Peak Savings (MW) | Achievable Economic TRC Potential | 0 | 0 | 0 | 0 | 0 | 0 | 0 | 0 | 0 | 0 | 0 | 0 | 0 | 0 | 0 | 0 | 0 | 0 | 0 | 0 | 0 | 0
F13_Industrial_Food Products_Existing_Space Heating_Natural Gas_Insulation - Roof/Ceiling_A_Achievable Economic TRC Potential | F13 | Industrial | Food Products | Existing | Space Heating | Natural Gas | Insulation - Roof/Ceiling | A | Purchases (Incremental) | Achievable Economic TRC Potential | 0 | 0 | 15538.2579 | 26723.1246 | 40852.5927 | 56207.5328 | 70303.4658 | 80606.5599 | 85310.391 | 83839.5221 | 76901.0789 | 66128.2985 | 53519.6574 | 40908.7036 | 29623.544 | 20378.9553 | 13351.7293 | 8350.0627 | 4995.015 | 3323.7322 | 0 | 0
F14_Industrial_Food Products_Existing_Space Heating_Natural Gas_Insulation - Roof/Ceiling_A_Achievable Economic TRC Potential | F14 | Industrial | Food Products | Existing | Space Heating | Natural Gas | Insulation - Roof/Ceiling | A | Purchases (Cumulative) | Achievable Economic TRC Potential | 0 | 0 | 15538.2579 | 42261.3825 | 83113.9752 | 139321.508 | 209624.9738 | 290231.5336 | 375541.9246 | 459381.4467 | 536282.5257 | 602410.8242 | 655930.4816 | 696839.1852 | 726462.7292 | 746841.6845 | 760193.4138 | 768543.4765 | 773538.4915 | 776862.2237 | 776862.2237 | 776862.2237
F1_Industrial_Food Products_Existing_Space Heating_Natural Gas_Insulation - Wall Cavity_A_Achievable Economic TRC Potential | F1 | Industrial | Food Products | Existing | Space Heating | Natural Gas | Insulation - Wall Cavity | A | Original Unit Energy Savings (kWh or therms) | Achievable Economic TRC Potential | 0 | 0 | 0.018165 | 0.018122 | 0.018079 | 0.018037 | 0.017995 | 0.017954 | 0.017915 | 0.017877 | 0.017841 | 0.017807 | 0.017775 | 0.017745 | 0.017717 | 0.01769 | 0.017665 | 0.017641 | 0.017619 | 0.017598 | 0.017579 | 0.01756
F2_Industrial_Food Products_Existing_Space Heating_Natural Gas_Insulation - Wall Cavity_A_Achievable Economic TRC Potential | F2 | Industrial | Food Products | Existing | Space Heating | Natural Gas | Insulation - Wall Cavity | A | Original Unit Summer Peak Savings (kW) | Achievable Economic TRC Potential | 0 | 0 | 0 | 0 | 0 | 0 | 0 | 0 | 0 | 0 | 0 | 0 | 0 | 0 | 0 | 0 | 0 | 0 | 0 | 0 | 0 | 0
F3_Industrial_Food Products_Existing_Space Heating_Natural Gas_Insulation - Wall Cavity_A_Achievable Economic TRC Potential | F3 | Industrial | Food Products | Existing | Space Heating | Natural Gas | Insulation - Wall Cavity | A | Original Unit Winter Peak Savings (kW) | Achievable Economic TRC Potential | 0 | 0 | 0 | 0 | 0 | 0 | 0 | 0 | 0 | 0 | 0 | 0 | 0 | 0 | 0 | 0 | 0 | 0 | 0 | 0 | 0 | 0
F4_Industrial_Food Products_Existing_Space Heating_Natural Gas_Insulation - Wall Cavity_A_Achievable Economic TRC Potential | F4 | Industrial | Food Products | Existing | Space Heating | Natural Gas | Insulation - Wall Cavity | A | Standalone Impact on Baseline Energy (%) | Achievable Economic TRC Potential | 0% | 0% | 0.06875% | 0.1903% | 0.3808% | 0.6494% | 0.9943% | 1.401% | 1.844% | 2.296% | 2.727% | 3.117% | 3.453% | 3.733% | 3.96% | 4.143% | 4.291% | 4.414% | 4.521% | 4.62% | 4.701% | 4.783%
F5_Industrial_Food Products_Existing_Space Heating_Natural Gas_Insulation - Wall Cavity_A_Achievable Economic TRC Potential | F5 | Industrial | Food Products | Existing | Space Heating | Natural Gas | Insulation - Wall Cavity | A | Standalone Impact on Baseline Summer Peak (%) | Achievable Economic TRC Potential | bar: 2019 to 2040
F6_Industrial_Food Products_Existing_Space Heating_Natural Gas_Insulation - Wall Cavity_A_Achievable Economic TRC Potential | F6 | Industrial | Food Products | Existing | Space Heating | Natural Gas | Insulation - Wall Cavity | A | Standalone Impact on Baseline Winter Peak (%) | Achievable Economic TRC Potential | bar: 2019 to 2040
F7_Industrial_Food Products_Existing_Space Heating_Natural Gas_Insulation - Wall Cavity_A_Achievable Economic TRC Potential | F7 | Industrial | Food Products | Existing | Space Heating | Natural Gas | Insulation - Wall Cavity | A | Incremental Energy Savings (MWh or mTherms) | Achievable Economic TRC Potential | 0 | 0 | 0.28226 | 0.48428 | 0.73858 | 1.0138 | 1.2651 | 1.4472 | 1.5283 | 1.4988 | 1.372 | 1.1776 | 0.95133 | 0.72593 | 0.52483 | 0.3605 | 0.23586 | 0.14731 | 0.088007 | 0.058491 | 0 | 0
F8_Industrial_Food Products_Existing_Space Heating_Natural Gas_Insulation - Wall Cavity_A_Achievable Economic TRC Potential | F8 | Industrial | Food Products | Existing | Space Heating | Natural Gas | Insulation - Wall Cavity | A | Incremental Summer Peak Savings (MW) | Achievable Economic TRC Potential | 0 | 0 | 0 | 0 | 0 | 0 | 0 | 0 | 0 | 0 | 0 | 0 | 0 | 0 | 0 | 0 | 0 | 0 | 0 | 0 | 0 | 0
F9_Industrial_Food Products_Existing_Space Heating_Natural Gas_Insulation - Wall Cavity_A_Achievable Economic TRC Potential | F9 | Industrial | Food Products | Existing | Space Heating | Natural Gas | Insulation - Wall Cavity | A | Incremental Winter Peak Savings (MW) | Achievable Economic TRC Potential | 0 | 0 | 0 | 0 | 0 | 0 | 0 | 0 | 0 | 0 | 0 | 0 | 0 | 0 | 0 | 0 | 0 | 0 | 0 | 0 | 0 | 0
F10_Industrial_Food Products_Existing_Space Heating_Natural Gas_Insulation - Wall Cavity_A_Achievable Economic TRC Potential | F10 | Industrial | Food Products | Existing | Space Heating | Natural Gas | Insulation - Wall Cavity | A | Cumulative Energy Savings (MWh or mTherms) | Achievable Economic TRC Potential | 0 | 0 | 0.28226 | 0.76587 | 1.5026 | 2.5129 | 3.7722 | 5.2109 | 6.7278 | 8.2124 | 9.5679 | 10.7273 | 11.6593 | 12.3655 | 12.8706 | 13.2117 | 13.4287 | 13.5581 | 13.629 | 13.6713 | 13.6561 | 13.6418
F11_Industrial_Food Products_Existing_Space Heating_Natural Gas_Insulation - Wall Cavity_A_Achievable Economic TRC Potential | F11 | Industrial | Food Products | Existing | Space Heating | Natural Gas | Insulation - Wall Cavity | A | Cumulative Summer Peak Savings (MW) | Achievable Economic TRC Potential | 0 | 0 | 0 | 0 | 0 | 0 | 0 | 0 | 0 | 0 | 0 | 0 | 0 | 0 | 0 | 0 | 0 | 0 | 0 | 0 | 0 | 0
F12_Industrial_Food Products_Existing_Space Heating_Natural Gas_Insulation - Wall Cavity_A_Achievable Economic TRC Potential | F12 | Industrial | Food Products | Existing | Space Heating | Natural Gas | Insulation - Wall Cavity | A | Cumulative Winter Peak Savings (MW) | Achievable Economic TRC Potential | 0 | 0 | 0 | 0 | 0 | 0 | 0 | 0 | 0 | 0 | 0 | 0 | 0 | 0 | 0 | 0 | 0 | 0 | 0 | 0 | 0 | 0
F13_Industrial_Food Products_Existing_Space Heating_Natural Gas_Insulation - Wall Cavity_A_Achievable Economic TRC Potential | F13 | Industrial | Food Products | Existing | Space Heating | Natural Gas | Insulation - Wall Cavity | A | Purchases (Incremental) | Achievable Economic TRC Potential | 0 | 0 | 15538.2579 | 26723.1246 | 40852.5927 | 56207.5328 | 70303.4658 | 80606.5599 | 85310.391 | 83839.5221 | 76901.0789 | 66128.2985 | 53519.6574 | 40908.7036 | 29623.544 | 20378.9553 | 13351.7293 | 8350.0627 | 4995.015 | 3323.7322 | 0 | 0
F14_Industrial_Food Products_Existing_Space Heating_Natural Gas_Insulation - Wall Cavity_A_Achievable Economic TRC Potential | F14 | Industrial | Food Products | Existing | Space Heating | Natural Gas | Insulation - Wall Cavity | A | Purchases (Cumulative) | Achievable Economic TRC Potential | 0 | 0 | 15538.2579 | 42261.3825 | 83113.9752 | 139321.508 | 209624.9738 | 290231.5336 | 375541.9246 | 459381.4467 | 536282.5257 | 602410.8242 | 655930.4816 | 696839.1852 | 726462.7292 | 746841.6845 | 760193.4138 | 768543.4765 | 773538.4915 | 776862.2237 | 776862.2237 | 776862.2237
F1_Industrial_Food Products_Existing_Space Heating_Natural Gas_Insulation - Ducting_A_Achievable Economic TRC Potential | F1 | Industrial | Food Products | Existing | Space Heating | Natural Gas | Insulation - Ducting | A | Original Unit Energy Savings (kWh or therms) | Achievable Economic TRC Potential | 0 | 0 | 0.0014398 | 0.0014319 | 0.0014239 | 0.0014161 | 0.0014083 | 0.0014008 | 0.0013935 | 0.0013865 | 0.0013799 | 0.0013736 | 0.0013677 | 0.0013622 | 0.001357 | 0.0013521 | 0.0013475 | 0.0013431 | 0.001339 | 0.0013352 | 0.0013316 | 0.0013281
F2_Industrial_Food Products_Existing_Space Heating_Natural Gas_Insulation - Ducting_A_Achievable Economic TRC Potential | F2 | Industrial | Food Products | Existing | Space Heating | Natural Gas | Insulation - Ducting | A | Original Unit Summer Peak Savings (kW) | Achievable Economic TRC Potential | 0 | 0 | 0 | 0 | 0 | 0 | 0 | 0 | 0 | 0 | 0 | 0 | 0 | 0 | 0 | 0 | 0 | 0 | 0 | 0 | 0 | 0
F3_Industrial_Food Products_Existing_Space Heating_Natural Gas_Insulation - Ducting_A_Achievable Economic TRC Potential | F3 | Industrial | Food Products | Existing | Space Heating | Natural Gas | Insulation - Ducting | A | Original Unit Winter Peak Savings (kW) | Achievable Economic TRC Potential | 0 | 0 | 0 | 0 | 0 | 0 | 0 | 0 | 0 | 0 | 0 | 0 | 0 | 0 | 0 | 0 | 0 | 0 | 0 | 0 | 0 | 0
F4_Industrial_Food Products_Existing_Space Heating_Natural Gas_Insulation - Ducting_A_Achievable Economic TRC Potential | F4 | Industrial | Food Products | Existing | Space Heating | Natural Gas | Insulation - Ducting | A | Standalone Impact on Baseline Energy (%) | Achievable Economic TRC Potential | bar: 2019 to 2040
F5_Industrial_Food Products_Existing_Space Heating_Natural Gas_Insulation - Ducting_A_Achievable Economic TRC Potential | F5 | Industrial | Food Products | Existing | Space Heating | Natural Gas | Insulation - Ducting | A | Standalone Impact on Baseline Summer Peak (%) | Achievable Economic TRC Potential | bar: 2019 to 2040
F6_Industrial_Food Products_Existing_Space Heating_Natural Gas_Insulation - Ducting_A_Achievable Economic TRC Potential | F6 | Industrial | Food Products | Existing | Space Heating | Natural Gas | Insulation - Ducting | A | Standalone Impact on Baseline Winter Peak (%) | Achievable Economic TRC Potential | bar: 2019 to 2040
F7_Industrial_Food Products_Existing_Space Heating_Natural Gas_Insulation - Ducting_A_Achievable Economic TRC Potential | F7 | Industrial | Food Products | Existing | Space Heating | Natural Gas | Insulation - Ducting | A | Incremental Energy Savings (MWh or mTherms) | Achievable Economic TRC Potential | 0 | 0 | 0 | 0 | 0 | 0 | 0 | 0 | 0 | 0 | 0 | 0 | 0 | 0 | 0 | 0 | 0 | 0 | 0 | 0 | 0 | 0
F8_Industrial_Food Products_Existing_Space Heating_Natural Gas_Insulation - Ducting_A_Achievable Economic TRC Potential | F8 | Industrial | Food Products | Existing | Space Heating | Natural Gas | Insulation - Ducting | A | Incremental Summer Peak Savings (MW) | Achievable Economic TRC Potential | 0 | 0 | 0 | 0 | 0 | 0 | 0 | 0 | 0 | 0 | 0 | 0 | 0 | 0 | 0 | 0 | 0 | 0 | 0 | 0 | 0 | 0
F9_Industrial_Food Products_Existing_Space Heating_Natural Gas_Insulation - Ducting_A_Achievable Economic TRC Potential | F9 | Industrial | Food Products | Existing | Space Heating | Natural Gas | Insulation - Ducting | A | Incremental Winter Peak Savings (MW) | Achievable Economic TRC Potential | 0 | 0 | 0 | 0 | 0 | 0 | 0 | 0 | 0 | 0 | 0 | 0 | 0 | 0 | 0 | 0 | 0 | 0 | 0 | 0 | 0 | 0
F10_Industrial_Food Products_Existing_Space Heating_Natural Gas_Insulation - Ducting_A_Achievable Economic TRC Potential | F10 | Industrial | Food Products | Existing | Space Heating | Natural Gas | Insulation - Ducting | A | Cumulative Energy Savings (MWh or mTherms) | Achievable Economic TRC Potential | 0 | 0 | 0 | 0 | 0 | 0 | 0 | 0 | 0 | 0 | 0 | 0 | 0 | 0 | 0 | 0 | 0 | 0 | 0 | 0 | 0 | 0
F11_Industrial_Food Products_Existing_Space Heating_Natural Gas_Insulation - Ducting_A_Achievable Economic TRC Potential | F11 | Industrial | Food Products | Existing | Space Heating | Natural Gas | Insulation - Ducting | A | Cumulative Summer Peak Savings (MW) | Achievable Economic TRC Potential | 0 | 0 | 0 | 0 | 0 | 0 | 0 | 0 | 0 | 0 | 0 | 0 | 0 | 0 | 0 | 0 | 0 | 0 | 0 | 0 | 0 | 0
F12_Industrial_Food Products_Existing_Space Heating_Natural Gas_Insulation - Ducting_A_Achievable Economic TRC Potential | F12 | Industrial | Food Products | Existing | Space Heating | Natural Gas | Insulation - Ducting | A | Cumulative Winter Peak Savings (MW) | Achievable Economic TRC Potential | 0 | 0 | 0 | 0 | 0 | 0 | 0 | 0 | 0 | 0 | 0 | 0 | 0 | 0 | 0 | 0 | 0 | 0 | 0 | 0 | 0 | 0
F13_Industrial_Food Products_Existing_Space Heating_Natural Gas_Insulation - Ducting_A_Achievable Economic TRC Potential | F13 | Industrial | Food Products | Existing | Space Heating | Natural Gas | Insulation - Ducting | A | Purchases (Incremental) | Achievable Economic TRC Potential | 0 | 0 | 0 | 0 | 0 | 0 | 0 | 0 | 0 | 0 | 0 | 0 | 0 | 0 | 0 | 0 | 0 | 0 | 0 | 0 | 0 | 0
F14_Industrial_Food Products_Existing_Space Heating_Natural Gas_Insulation - Ducting_A_Achievable Economic TRC Potential | F14 | Industrial | Food Products | Existing | Space Heating | Natural Gas | Insulation - Ducting | A | Purchases (Cumulative) | Achievable Economic TRC Potential | 0 | 0 | 0 | 0 | 0 | 0 | 0 | 0 | 0 | 0 | 0 | 0 | 0 | 0 | 0 | 0 | 0 | 0 | 0 | 0 | 0 | 0
F1_Industrial_Food Products_Existing_Space Heating_Natural Gas_HVAC - Duct Repair and Sealing_A_Achievable Economic TRC Potential | F1 | Industrial | Food Products | Existing | Space Heating | Natural Gas | HVAC - Duct Repair and Sealing | A | Original Unit Energy Savings (kWh or therms) | Achievable Economic TRC Potential | 0 | 0 | 0.0040723 | 0.0040498 | 0.0040273 | 0.004005 | 0.0039832 | 0.0039618 | 0.0039412 | 0.0039215 | 0.0039027 | 0.003885 | 0.0038683 | 0.0038527 | 0.0038379 | 0.0038241 | 0.003811 | 0.0037987 | 0.0037871 | 0.0037763 | 0.003766 | 0.0037564
F2_Industrial_Food Products_Existing_Space Heating_Natural Gas_HVAC - Duct Repair and Sealing_A_Achievable Economic TRC Potential | F2 | Industrial | Food Products | Existing | Space Heating | Natural Gas | HVAC - Duct Repair and Sealing | A | Original Unit Summer Peak Savings (kW) | Achievable Economic TRC Potential | 0 | 0 | 0 | 0 | 0 | 0 | 0 | 0 | 0 | 0 | 0 | 0 | 0 | 0 | 0 | 0 | 0 | 0 | 0 | 0 | 0 | 0
F3_Industrial_Food Products_Existing_Space Heating_Natural Gas_HVAC - Duct Repair and Sealing_A_Achievable Economic TRC Potential | F3 | Industrial | Food Products | Existing | Space Heating | Natural Gas | HVAC - Duct Repair and Sealing | A | Original Unit Winter Peak Savings (kW) | Achievable Economic TRC Potential | 0 | 0 | 0 | 0 | 0 | 0 | 0 | 0 | 0 | 0 | 0 | 0 | 0 | 0 | 0 | 0 | 0 | 0 | 0 | 0 | 0 | 0
F4_Industrial_Food Products_Existing_Space Heating_Natural Gas_HVAC - Duct Repair and Sealing_A_Achievable Economic TRC Potential | F4 | Industrial | Food Products | Existing | Space Heating | Natural Gas | HVAC - Duct Repair and Sealing | A | Standalone Impact on Baseline Energy (%) | Achievable Economic TRC Potential | bar: 2019 to 2040
F5_Industrial_Food Products_Existing_Space Heating_Natural Gas_HVAC - Duct Repair and Sealing_A_Achievable Economic TRC Potential | F5 | Industrial | Food Products | Existing | Space Heating | Natural Gas | HVAC - Duct Repair and Sealing | A | Standalone Impact on Baseline Summer Peak (%) | Achievable Economic TRC Potential | bar: 2019 to 2040
F6_Industrial_Food Products_Existing_Space Heating_Natural Gas_HVAC - Duct Repair and Sealing_A_Achievable Economic TRC Potential | F6 | Industrial | Food Products | Existing | Space Heating | Natural Gas | HVAC - Duct Repair and Sealing | A | Standalone Impact on Baseline Winter Peak (%) | Achievable Economic TRC Potential | bar: 2019 to 2040
F7_Industrial_Food Products_Existing_Space Heating_Natural Gas_HVAC - Duct Repair and Sealing_A_Achievable Economic TRC Potential | F7 | Industrial | Food Products | Existing | Space Heating | Natural Gas | HVAC - Duct Repair and Sealing | A | Incremental Energy Savings (MWh or mTherms) | Achievable Economic TRC Potential | 0 | 0 | 0 | 0 | 0 | 0 | 0 | 0 | 0 | 0 | 0 | 0 | 0 | 0 | 0 | 0 | 0 | 0 | 0 | 0 | 0 | 0
F8_Industrial_Food Products_Existing_Space Heating_Natural Gas_HVAC - Duct Repair and Sealing_A_Achievable Economic TRC Potential | F8 | Industrial | Food Products | Existing | Space Heating | Natural Gas | HVAC - Duct Repair and Sealing | A | Incremental Summer Peak Savings (MW) | Achievable Economic TRC Potential | 0 | 0 | 0 | 0 | 0 | 0 | 0 | 0 | 0 | 0 | 0 | 0 | 0 | 0 | 0 | 0 | 0 | 0 | 0 | 0 | 0 | 0
F9_Industrial_Food Products_Existing_Space Heating_Natural Gas_HVAC - Duct Repair and Sealing_A_Achievable Economic TRC Potential | F9 | Industrial | Food Products | Existing | Space Heating | Natural Gas | HVAC - Duct Repair and Sealing | A | Incremental Winter Peak Savings (MW) | Achievable Economic TRC Potential | 0 | 0 | 0 | 0 | 0 | 0 | 0 | 0 | 0 | 0 | 0 | 0 | 0 | 0 | 0 | 0 | 0 | 0 | 0 | 0 | 0 | 0
F10_Industrial_Food Products_Existing_Space Heating_Natural Gas_HVAC - Duct Repair and Sealing_A_Achievable Economic TRC Potential | F10 | Industrial | Food Products | Existing | Space Heating | Natural Gas | HVAC - Duct Repair and Sealing | A | Cumulative Energy Savings (MWh or mTherms) | Achievable Economic TRC Potential | 0 | 0 | 0 | 0 | 0 | 0 | 0 | 0 | 0 | 0 | 0 | 0 | 0 | 0 | 0 | 0 | 0 | 0 | 0 | 0 | 0 | 0
F11_Industrial_Food Products_Existing_Space Heating_Natural Gas_HVAC - Duct Repair and Sealing_A_Achievable Economic TRC Potential | F11 | Industrial | Food Products | Existing | Space Heating | Natural Gas | HVAC - Duct Repair and Sealing | A | Cumulative Summer Peak Savings (MW) | Achievable Economic TRC Potential | 0 | 0 | 0 | 0 | 0 | 0 | 0 | 0 | 0 | 0 | 0 | 0 | 0 | 0 | 0 | 0 | 0 | 0 | 0 | 0 | 0 | 0
F12_Industrial_Food Products_Existing_Space Heating_Natural Gas_HVAC - Duct Repair and Sealing_A_Achievable Economic TRC Potential | F12 | Industrial | Food Products | Existing | Space Heating | Natural Gas | HVAC - Duct Repair and Sealing | A | Cumulative Winter Peak Savings (MW) | Achievable Economic TRC Potential | 0 | 0 | 0 | 0 | 0 | 0 | 0 | 0 | 0 | 0 | 0 | 0 | 0 | 0 | 0 | 0 | 0 | 0 | 0 | 0 | 0 | 0
F13_Industrial_Food Products_Existing_Space Heating_Natural Gas_HVAC - Duct Repair and Sealing_A_Achievable Economic TRC Potential | F13 | Industrial | Food Products | Existing | Space Heating | Natural Gas | HVAC - Duct Repair and Sealing | A | Purchases (Incremental) | Achievable Economic TRC Potential | 0 | 0 | 0 | 0 | 0 | 0 | 0 | 0 | 0 | 0 | 0 | 0 | 0 | 0 | 0 | 0 | 0 | 0 | 0 | 0 | 0 | 0
F14_Industrial_Food Products_Existing_Space Heating_Natural Gas_HVAC - Duct Repair and Sealing_A_Achievable Economic TRC Potential | F14 | Industrial | Food Products | Existing | Space Heating | Natural Gas | HVAC - Duct Repair and Sealing | A | Purchases (Cumulative) | Achievable Economic TRC Potential | 0 | 0 | 0 | 0 | 0 | 0 | 0 | 0 | 0 | 0 | 0 | 0 | 0 | 0 | 0 | 0 | 0 | 0 | 0 | 0 | 0 | 0
F1_Industrial_Food Products_Existing_Space Heating_Natural Gas_Windows - High Efficiency_A_Achievable Economic TRC Potential | F1 | Industrial | Food Products | Existing | Space Heating | Natural Gas | Windows - High Efficiency | A | Original Unit Energy Savings (kWh or therms) | Achievable Economic TRC Potential | 0 | 0 | 0.0077675 | 0.0077491 | 0.0077307 | 0.0077125 | 0.0076946 | 0.0076772 | 0.0076604 | 0.0076442 | 0.0076289 | 0.0076144 | 0.0076007 | 0.0075878 | 0.0075757 | 0.0075643 | 0.0075535 | 0.0075434 | 0.0075339 | 0.007525 | 0.0075166 | 0.0075087
F2_Industrial_Food Products_Existing_Space Heating_Natural Gas_Windows - High Efficiency_A_Achievable Economic TRC Potential | F2 | Industrial | Food Products | Existing | Space Heating | Natural Gas | Windows - High Efficiency | A | Original Unit Summer Peak Savings (kW) | Achievable Economic TRC Potential | 0 | 0 | 0 | 0 | 0 | 0 | 0 | 0 | 0 | 0 | 0 | 0 | 0 | 0 | 0 | 0 | 0 | 0 | 0 | 0 | 0 | 0
F3_Industrial_Food Products_Existing_Space Heating_Natural Gas_Windows - High Efficiency_A_Achievable Economic TRC Potential | F3 | Industrial | Food Products | Existing | Space Heating | Natural Gas | Windows - High Efficiency | A | Original Unit Winter Peak Savings (kW) | Achievable Economic TRC Potential | 0 | 0 | 0 | 0 | 0 | 0 | 0 | 0 | 0 | 0 | 0 | 0 | 0 | 0 | 0 | 0 | 0 | 0 | 0 | 0 | 0 | 0
F4_Industrial_Food Products_Existing_Space Heating_Natural Gas_Windows - High Efficiency_A_Achievable Economic TRC Potential | F4 | Industrial | Food Products | Existing | Space Heating | Natural Gas | Windows - High Efficiency | A | Standalone Impact on Baseline Energy (%) | Achievable Economic TRC Potential | bar: 2019 to 2040
F5_Industrial_Food Products_Existing_Space Heating_Natural Gas_Windows - High Efficiency_A_Achievable Economic TRC Potential | F5 | Industrial | Food Products | Existing | Space Heating | Natural Gas | Windows - High Efficiency | A | Standalone Impact on Baseline Summer Peak (%) | Achievable Economic TRC Potential | bar: 2019 to 2040
F6_Industrial_Food Products_Existing_Space Heating_Natural Gas_Windows - High Efficiency_A_Achievable Economic TRC Potential | F6 | Industrial | Food Products | Existing | Space Heating | Natural Gas | Windows - High Efficiency | A | Standalone Impact on Baseline Winter Peak (%) | Achievable Economic TRC Potential | bar: 2019 to 2040
F7_Industrial_Food Products_Existing_Space Heating_Natural Gas_Windows - High Efficiency_A_Achievable Economic TRC Potential | F7 | Industrial | Food Products | Existing | Space Heating | Natural Gas | Windows - High Efficiency | A | Incremental Energy Savings (MWh or mTherms) | Achievable Economic TRC Potential | 0 | 0 | 0 | 0 | 0 | 0 | 0 | 0 | 0 | 0 | 0 | 0 | 0 | 0 | 0 | 0 | 0 | 0 | 0 | 0 | 0 | 0
F8_Industrial_Food Products_Existing_Space Heating_Natural Gas_Windows - High Efficiency_A_Achievable Economic TRC Potential | F8 | Industrial | Food Products | Existing | Space Heating | Natural Gas | Windows - High Efficiency | A | Incremental Summer Peak Savings (MW) | Achievable Economic TRC Potential | 0 | 0 | 0 | 0 | 0 | 0 | 0 | 0 | 0 | 0 | 0 | 0 | 0 | 0 | 0 | 0 | 0 | 0 | 0 | 0 | 0 | 0
F9_Industrial_Food Products_Existing_Space Heating_Natural Gas_Windows - High Efficiency_A_Achievable Economic TRC Potential | F9 | Industrial | Food Products | Existing | Space Heating | Natural Gas | Windows - High Efficiency | A | Incremental Winter Peak Savings (MW) | Achievable Economic TRC Potential | 0 | 0 | 0 | 0 | 0 | 0 | 0 | 0 | 0 | 0 | 0 | 0 | 0 | 0 | 0 | 0 | 0 | 0 | 0 | 0 | 0 | 0
F10_Industrial_Food Products_Existing_Space Heating_Natural Gas_Windows - High Efficiency_A_Achievable Economic TRC Potential | F10 | Industrial | Food Products | Existing | Space Heating | Natural Gas | Windows - High Efficiency | A | Cumulative Energy Savings (MWh or mTherms) | Achievable Economic TRC Potential | 0 | 0 | 0 | 0 | 0 | 0 | 0 | 0 | 0 | 0 | 0 | 0 | 0 | 0 | 0 | 0 | 0 | 0 | 0 | 0 | 0 | 0
F11_Industrial_Food Products_Existing_Space Heating_Natural Gas_Windows - High Efficiency_A_Achievable Economic TRC Potential | F11 | Industrial | Food Products | Existing | Space Heating | Natural Gas | Windows - High Efficiency | A | Cumulative Summer Peak Savings (MW) | Achievable Economic TRC Potential | 0 | 0 | 0 | 0 | 0 | 0 | 0 | 0 | 0 | 0 | 0 | 0 | 0 | 0 | 0 | 0 | 0 | 0 | 0 | 0 | 0 | 0
F12_Industrial_Food Products_Existing_Space Heating_Natural Gas_Windows - High Efficiency_A_Achievable Economic TRC Potential | F12 | Industrial | Food Products | Existing | Space Heating | Natural Gas | Windows - High Efficiency | A | Cumulative Winter Peak Savings (MW) | Achievable Economic TRC Potential | 0 | 0 | 0 | 0 | 0 | 0 | 0 | 0 | 0 | 0 | 0 | 0 | 0 | 0 | 0 | 0 | 0 | 0 | 0 | 0 | 0 | 0
F13_Industrial_Food Products_Existing_Space Heating_Natural Gas_Windows - High Efficiency_A_Achievable Economic TRC Potential | F13 | Industrial | Food Products | Existing | Space Heating | Natural Gas | Windows - High Efficiency | A | Purchases (Incremental) | Achievable Economic TRC Potential | 0 | 0 | 0 | 0 | 0 | 0 | 0 | 0 | 0 | 0 | 0 | 0 | 0 | 0 | 0 | 0 | 0 | 0 | 0 | 0 | 0 | 0
F14_Industrial_Food Products_Existing_Space Heating_Natural Gas_Windows - High Efficiency_A_Achievable Economic TRC Potential | F14 | Industrial | Food Products | Existing | Space Heating | Natural Gas | Windows - High Efficiency | A | Purchases (Cumulative) | Achievable Economic TRC Potential | 0 | 0 | 0 | 0 | 0 | 0 | 0 | 0 | 0 | 0 | 0 | 0 | 0 | 0 | 0 | 0 | 0 | 0 | 0 | 0 | 0 | 0
F1_Industrial_Food Products_Existing_Space Heating_Natural Gas_Gas Boiler - Maintenance_A_Achievable Economic TRC Potential | F1 | Industrial | Food Products | Existing | Space Heating | Natural Gas | Gas Boiler - Maintenance | A | Original Unit Energy Savings (kWh or therms) | Achievable Economic TRC Potential | 0 | 0 | 0.9524 | 0.95001 | 0.94767 | 0.94538 | 0.94315 | 0.94099 | 0.93889 | 0.93687 | 0.93492 | 0.93305 | 0.93126 | 0.92956 | 0.92794 | 0.92641 | 0.92497 | 0.92362 | 0.92236 | 0.9212 | 0.92013 | 0.91916
F2_Industrial_Food Products_Existing_Space Heating_Natural Gas_Gas Boiler - Maintenance_A_Achievable Economic TRC Potential | F2 | Industrial | Food Products | Existing | Space Heating | Natural Gas | Gas Boiler - Maintenance | A | Original Unit Summer Peak Savings (kW) | Achievable Economic TRC Potential | 0 | 0 | 0 | 0 | 0 | 0 | 0 | 0 | 0 | 0 | 0 | 0 | 0 | 0 | 0 | 0 | 0 | 0 | 0 | 0 | 0 | 0
F3_Industrial_Food Products_Existing_Space Heating_Natural Gas_Gas Boiler - Maintenance_A_Achievable Economic TRC Potential | F3 | Industrial | Food Products | Existing | Space Heating | Natural Gas | Gas Boiler - Maintenance | A | Original Unit Winter Peak Savings (kW) | Achievable Economic TRC Potential | 0 | 0 | 0 | 0 | 0 | 0 | 0 | 0 | 0 | 0 | 0 | 0 | 0 | 0 | 0 | 0 | 0 | 0 | 0 | 0 | 0 | 0
F4_Industrial_Food Products_Existing_Space Heating_Natural Gas_Gas Boiler - Maintenance_A_Achievable Economic TRC Potential | F4 | Industrial | Food Products | Existing | Space Heating | Natural Gas | Gas Boiler - Maintenance | A | Standalone Impact on Baseline Energy (%) | Achievable Economic TRC Potential | 0% | 0% | 0.004189% | 0.007197% | 0.009355% | 0.0111% | 0.01268% | 0.0141% | 0.01538% | 0.01652% | 0.01754% | 0.01847% | 0.01931% | 0.02004% | 0.0207% | 0.02131% | 0.02187% | 0.02242% | 0.02295% | 0.02347% | 0.02398% | 0.02448%
F5_Industrial_Food Products_Existing_Space Heating_Natural Gas_Gas Boiler - Maintenance_A_Achievable Economic TRC Potential | F5 | Industrial | Food Products | Existing | Space Heating | Natural Gas | Gas Boiler - Maintenance | A | Standalone Impact on Baseline Summer Peak (%) | Achievable Economic TRC Potential | bar: 2019 to 2040
F6_Industrial_Food Products_Existing_Space Heating_Natural Gas_Gas Boiler - Maintenance_A_Achievable Economic TRC Potential | F6 | Industrial | Food Products | Existing | Space Heating | Natural Gas | Gas Boiler - Maintenance | A | Standalone Impact on Baseline Winter Peak (%) | Achievable Economic TRC Potential | bar: 2019 to 2040
F7_Industrial_Food Products_Existing_Space Heating_Natural Gas_Gas Boiler - Maintenance_A_Achievable Economic TRC Potential | F7 | Industrial | Food Products | Existing | Space Heating | Natural Gas | Gas Boiler - Maintenance | A | Incremental Energy Savings (MWh or mTherms) | Achievable Economic TRC Potential | 0 | 0 | 0.017197 | 0.011816 | 0.008019 | 0.0061227 | 0.0052595 | 0.0044625 | 0.0037487 | 0.0031232 | 0.0025843 | 0.0021258 | 0.0017399 | 0.0013292 | 0.0010156 | 0.00077603 | 0.00059302 | 0.00053435 | 0.00041042 | 0.00034689 | 0.00028559 | 0.00022645
F8_Industrial_Food Products_Existing_Space Heating_Natural Gas_Gas Boiler - Maintenance_A_Achievable Economic TRC Potential | F8 | Industrial | Food Products | Existing | Space Heating | Natural Gas | Gas Boiler - Maintenance | A | Incremental Summer Peak Savings (MW) | Achievable Economic TRC Potential | 0 | 0 | 0 | 0 | 0 | 0 | 0 | 0 | 0 | 0 | 0 | 0 | 0 | 0 | 0 | 0 | 0 | 0 | 0 | 0 | 0 | 0
F9_Industrial_Food Products_Existing_Space Heating_Natural Gas_Gas Boiler - Maintenance_A_Achievable Economic TRC Potential | F9 | Industrial | Food Products | Existing | Space Heating | Natural Gas | Gas Boiler - Maintenance | A | Incremental Winter Peak Savings (MW) | Achievable Economic TRC Potential | 0 | 0 | 0 | 0 | 0 | 0 | 0 | 0 | 0 | 0 | 0 | 0 | 0 | 0 | 0 | 0 | 0 | 0 | 0 | 0 | 0 | 0
F10_Industrial_Food Products_Existing_Space Heating_Natural Gas_Gas Boiler - Maintenance_A_Achievable Economic TRC Potential | F10 | Industrial | Food Products | Existing | Space Heating | Natural Gas | Gas Boiler - Maintenance | A | Cumulative Energy Savings (MWh or mTherms) | Achievable Economic TRC Potential | 0 | 0 | 0.017197 | 0.02897 | 0.036917 | 0.042951 | 0.048109 | 0.052461 | 0.056093 | 0.059096 | 0.061557 | 0.06356 | 0.065178 | 0.066388 | 0.067288 | 0.067953 | 0.06844 | 0.068874 | 0.069191 | 0.069451 | 0.069656 | 0.069809
F11_Industrial_Food Products_Existing_Space Heating_Natural Gas_Gas Boiler - Maintenance_A_Achievable Economic TRC Potential | F11 | Industrial | Food Products | Existing | Space Heating | Natural Gas | Gas Boiler - Maintenance | A | Cumulative Summer Peak Savings (MW) | Achievable Economic TRC Potential | 0 | 0 | 0 | 0 | 0 | 0 | 0 | 0 | 0 | 0 | 0 | 0 | 0 | 0 | 0 | 0 | 0 | 0 | 0 | 0 | 0 | 0
F12_Industrial_Food Products_Existing_Space Heating_Natural Gas_Gas Boiler - Maintenance_A_Achievable Economic TRC Potential | F12 | Industrial | Food Products | Existing | Space Heating | Natural Gas | Gas Boiler - Maintenance | A | Cumulative Winter Peak Savings (MW) | Achievable Economic TRC Potential | 0 | 0 | 0 | 0 | 0 | 0 | 0 | 0 | 0 | 0 | 0 | 0 | 0 | 0 | 0 | 0 | 0 | 0 | 0 | 0 | 0 | 0
F13_Industrial_Food Products_Existing_Space Heating_Natural Gas_Gas Boiler - Maintenance_A_Achievable Economic TRC Potential | F13 | Industrial | Food Products | Existing | Space Heating | Natural Gas | Gas Boiler - Maintenance | A | Purchases (Incremental) | Achievable Economic TRC Potential | 0 | 0 | 18.0563 | 12.4378 | 8.4619 | 6.4765 | 5.5765 | 4.7424 | 3.9927 | 3.3337 | 2.7641 | 2.2783 | 1.8683 | 1.43 | 1.0945 | 0.83767 | 0.64113 | 0.57854 | 0.44497 | 0.37656 | 0.31038 | 0.24637
F14_Industrial_Food Products_Existing_Space Heating_Natural Gas_Gas Boiler - Maintenance_A_Achievable Economic TRC Potential | F14 | Industrial | Food Products | Existing | Space Heating | Natural Gas | Gas Boiler - Maintenance | A | Purchases (Cumulative) | Achievable Economic TRC Potential | 0 | 0 | 18.0563 | 30.4942 | 38.956 | 45.4325 | 51.0091 | 55.7514 | 59.7441 | 63.0778 | 65.8419 | 68.1202 | 69.9886 | 71.4185 | 72.513 | 73.3507 | 73.9918 | 74.5703 | 75.0153 | 75.3919 | 75.7022 | 75.9486
F1_Industrial_Food Products_Existing_Process_Natural Gas_Gas Boiler - Maintenance_A_Achievable Economic TRC Potential | F1 | Industrial | Food Products | Existing | Process | Natural Gas | Gas Boiler - Maintenance | A | Original Unit Energy Savings (kWh or therms) | Achievable Economic TRC Potential | 0 | 0 | 34.75 | 34.75 | 34.75 | 34.75 | 34.75 | 34.75 | 34.75 | 34.75 | 34.75 | 34.75 | 34.75 | 34.75 | 34.75 | 34.75 | 34.75 | 34.75 | 34.75 | 34.75 | 34.75 | 34.75
F2_Industrial_Food Products_Existing_Process_Natural Gas_Gas Boiler - Maintenance_A_Achievable Economic TRC Potential | F2 | Industrial | Food Products | Existing | Process | Natural Gas | Gas Boiler - Maintenance | A | Original Unit Summer Peak Savings (kW) | Achievable Economic TRC Potential | 0 | 0 | 0 | 0 | 0 | 0 | 0 | 0 | 0 | 0 | 0 | 0 | 0 | 0 | 0 | 0 | 0 | 0 | 0 | 0 | 0 | 0
F3_Industrial_Food Products_Existing_Process_Natural Gas_Gas Boiler - Maintenance_A_Achievable Economic TRC Potential | F3 | Industrial | Food Products | Existing | Process | Natural Gas | Gas Boiler - Maintenance | A | Original Unit Winter Peak Savings (kW) | Achievable Economic TRC Potential | 0 | 0 | 0 | 0 | 0 | 0 | 0 | 0 | 0 | 0 | 0 | 0 | 0 | 0 | 0 | 0 | 0 | 0 | 0 | 0 | 0 | 0
F4_Industrial_Food Products_Existing_Process_Natural Gas_Gas Boiler - Maintenance_A_Achievable Economic TRC Potential | F4 | Industrial | Food Products | Existing | Process | Natural Gas | Gas Boiler - Maintenance | A | Standalone Impact on Baseline Energy (%) | Achievable Economic TRC Potential | 0% | 0% | 0.02325% | 0.03996% | 0.05194% | 0.06164% | 0.07042% | 0.07831% | 0.08539% | 0.09174% | 0.09744% | 0.1026% | 0.1072% | 0.1114% | 0.115% | 0.1184% | 0.1215% | 0.1246% | 0.1276% | 0.1305% | 0.1333% | 0.1361%
F5_Industrial_Food Products_Existing_Process_Natural Gas_Gas Boiler - Maintenance_A_Achievable Economic TRC Potential | F5 | Industrial | Food Products | Existing | Process | Natural Gas | Gas Boiler - Maintenance | A | Standalone Impact on Baseline Summer Peak (%) | Achievable Economic TRC Potential | bar: 2019 to 2040
F6_Industrial_Food Products_Existing_Process_Natural Gas_Gas Boiler - Maintenance_A_Achievable Economic TRC Potential | F6 | Industrial | Food Products | Existing | Process | Natural Gas | Gas Boiler - Maintenance | A | Standalone Impact on Baseline Winter Peak (%) | Achievable Economic TRC Potential | bar: 2019 to 2040
F7_Industrial_Food Products_Existing_Process_Natural Gas_Gas Boiler - Maintenance_A_Achievable Economic TRC Potential | F7 | Industrial | Food Products | Existing | Process | Natural Gas | Gas Boiler - Maintenance | A | Incremental Energy Savings (MWh or mTherms) | Achievable Economic TRC Potential | 0 | 0 | 1.4961 | 1.0306 | 0.70115 | 0.53664 | 0.46207 | 0.39295 | 0.33083 | 0.27623 | 0.22903 | 0.18878 | 0.15481 | 0.11849 | 0.090686 | 0.069409 | 0.053124 | 0.047938 | 0.03687 | 0.031202 | 0.025718 | 0.020414
F8_Industrial_Food Products_Existing_Process_Natural Gas_Gas Boiler - Maintenance_A_Achievable Economic TRC Potential | F8 | Industrial | Food Products | Existing | Process | Natural Gas | Gas Boiler - Maintenance | A | Incremental Summer Peak Savings (MW) | Achievable Economic TRC Potential | 0 | 0 | 0 | 0 | 0 | 0 | 0 | 0 | 0 | 0 | 0 | 0 | 0 | 0 | 0 | 0 | 0 | 0 | 0 | 0 | 0 | 0
F9_Industrial_Food Products_Existing_Process_Natural Gas_Gas Boiler - Maintenance_A_Achievable Economic TRC Potential | F9 | Industrial | Food Products | Existing | Process | Natural Gas | Gas Boiler - Maintenance | A | Incremental Winter Peak Savings (MW) | Achievable Economic TRC Potential | 0 | 0 | 0 | 0 | 0 | 0 | 0 | 0 | 0 | 0 | 0 | 0 | 0 | 0 | 0 | 0 | 0 | 0 | 0 | 0 | 0 | 0
F10_Industrial_Food Products_Existing_Process_Natural Gas_Gas Boiler - Maintenance_A_Achievable Economic TRC Potential | F10 | Industrial | Food Products | Existing | Process | Natural Gas | Gas Boiler - Maintenance | A | Cumulative Energy Savings (MWh or mTherms) | Achievable Economic TRC Potential | 0 | 0 | 1.4961 | 2.5267 | 3.2279 | 3.7645 | 4.2266 | 4.6195 | 4.9504 | 5.2266 | 5.4556 | 5.6444 | 5.7992 | 5.9177 | 6.0084 | 6.0778 | 6.1309 | 6.1789 | 6.2157 | 6.2469 | 6.2726 | 6.2931
F11_Industrial_Food Products_Existing_Process_Natural Gas_Gas Boiler - Maintenance_A_Achievable Economic TRC Potential | F11 | Industrial | Food Products | Existing | Process | Natural Gas | Gas Boiler - Maintenance | A | Cumulative Summer Peak Savings (MW) | Achievable Economic TRC Potential | 0 | 0 | 0 | 0 | 0 | 0 | 0 | 0 | 0 | 0 | 0 | 0 | 0 | 0 | 0 | 0 | 0 | 0 | 0 | 0 | 0 | 0
F12_Industrial_Food Products_Existing_Process_Natural Gas_Gas Boiler - Maintenance_A_Achievable Economic TRC Potential | F12 | Industrial | Food Products | Existing | Process | Natural Gas | Gas Boiler - Maintenance | A | Cumulative Winter Peak Savings (MW) | Achievable Economic TRC Potential | 0 | 0 | 0 | 0 | 0 | 0 | 0 | 0 | 0 | 0 | 0 | 0 | 0 | 0 | 0 | 0 | 0 | 0 | 0 | 0 | 0 | 0
F13_Industrial_Food Products_Existing_Process_Natural Gas_Gas Boiler - Maintenance_A_Achievable Economic TRC Potential | F13 | Industrial | Food Products | Existing | Process | Natural Gas | Gas Boiler - Maintenance | A | Purchases (Incremental) | Achievable Economic TRC Potential | 0 | 0 | 43.0544 | 29.6574 | 20.1769 | 15.4428 | 13.297 | 11.3079 | 9.5203 | 7.949 | 6.5909 | 5.4326 | 4.4549 | 3.4097 | 2.6097 | 1.9974 | 1.5287 | 1.3795 | 1.061 | 0.89789 | 0.74008 | 0.58745
F14_Industrial_Food Products_Existing_Process_Natural Gas_Gas Boiler - Maintenance_A_Achievable Economic TRC Potential | F14 | Industrial | Food Products | Existing | Process | Natural Gas | Gas Boiler - Maintenance | A | Purchases (Cumulative) | Achievable Economic TRC Potential | 0 | 0 | 43.0544 | 72.7117 | 92.8886 | 108.3314 | 121.6284 | 132.9363 | 142.4566 | 150.4056 | 156.9965 | 162.4291 | 166.884 | 170.2937 | 172.9033 | 174.9007 | 176.4295 | 177.809 | 178.87 | 179.7679 | 180.5079 | 181.0954
F1_Industrial_Food Products_Existing_Space Heating_Natural Gas_Gas Furnace - Maintenance_A_Achievable Economic TRC Potential | F1 | Industrial | Food Products | Existing | Space Heating | Natural Gas | Gas Furnace - Maintenance | A | Original Unit Energy Savings (kWh or therms) | Achievable Economic TRC Potential | 0 | 0 | 0.0093975 | 0.0093456 | 0.0092937 | 0.0092423 | 0.0091918 | 0.0091426 | 0.0090951 | 0.0090495 | 0.0090061 | 0.0089653 | 0.0089269 | 0.0088907 | 0.0088567 | 0.0088247 | 0.0087946 | 0.0087662 | 0.0087395 | 0.0087144 | 0.0086907 | 0.0086685
F2_Industrial_Food Products_Existing_Space Heating_Natural Gas_Gas Furnace - Maintenance_A_Achievable Economic TRC Potential | F2 | Industrial | Food Products | Existing | Space Heating | Natural Gas | Gas Furnace - Maintenance | A | Original Unit Summer Peak Savings (kW) | Achievable Economic TRC Potential | 0 | 0 | 0 | 0 | 0 | 0 | 0 | 0 | 0 | 0 | 0 | 0 | 0 | 0 | 0 | 0 | 0 | 0 | 0 | 0 | 0 | 0
F3_Industrial_Food Products_Existing_Space Heating_Natural Gas_Gas Furnace - Maintenance_A_Achievable Economic TRC Potential | F3 | Industrial | Food Products | Existing | Space Heating | Natural Gas | Gas Furnace - Maintenance | A | Original Unit Winter Peak Savings (kW) | Achievable Economic TRC Potential | 0 | 0 | 0 | 0 | 0 | 0 | 0 | 0 | 0 | 0 | 0 | 0 | 0 | 0 | 0 | 0 | 0 | 0 | 0 | 0 | 0 | 0
F4_Industrial_Food Products_Existing_Space Heating_Natural Gas_Gas Furnace - Maintenance_A_Achievable Economic TRC Potential | F4 | Industrial | Food Products | Existing | Space Heating | Natural Gas | Gas Furnace - Maintenance | A | Standalone Impact on Baseline Energy (%) | Achievable Economic TRC Potential | bar: 2019 to 2040
F5_Industrial_Food Products_Existing_Space Heating_Natural Gas_Gas Furnace - Maintenance_A_Achievable Economic TRC Potential | F5 | Industrial | Food Products | Existing | Space Heating | Natural Gas | Gas Furnace - Maintenance | A | Standalone Impact on Baseline Summer Peak (%) | Achievable Economic TRC Potential | bar: 2019 to 2040
F6_Industrial_Food Products_Existing_Space Heating_Natural Gas_Gas Furnace - Maintenance_A_Achievable Economic TRC Potential | F6 | Industrial | Food Products | Existing | Space Heating | Natural Gas | Gas Furnace - Maintenance | A | Standalone Impact on Baseline Winter Peak (%) | Achievable Economic TRC Potential | bar: 2019 to 2040
F7_Industrial_Food Products_Existing_Space Heating_Natural Gas_Gas Furnace - Maintenance_A_Achievable Economic TRC Potential | F7 | Industrial | Food Products | Existing | Space Heating | Natural Gas | Gas Furnace - Maintenance | A | Incremental Energy Savings (MWh or mTherms) | Achievable Economic TRC Potential | 0 | 0 | 0 | 0 | 0 | 0 | 0 | 0 | 0 | 0 | 0 | 0 | 0 | 0 | 0 | 0 | 0 | 0 | 0 | 0 | 0 | 0
F8_Industrial_Food Products_Existing_Space Heating_Natural Gas_Gas Furnace - Maintenance_A_Achievable Economic TRC Potential | F8 | Industrial | Food Products | Existing | Space Heating | Natural Gas | Gas Furnace - Maintenance | A | Incremental Summer Peak Savings (MW) | Achievable Economic TRC Potential | 0 | 0 | 0 | 0 | 0 | 0 | 0 | 0 | 0 | 0 | 0 | 0 | 0 | 0 | 0 | 0 | 0 | 0 | 0 | 0 | 0 | 0
F9_Industrial_Food Products_Existing_Space Heating_Natural Gas_Gas Furnace - Maintenance_A_Achievable Economic TRC Potential | F9 | Industrial | Food Products | Existing | Space Heating | Natural Gas | Gas Furnace - Maintenance | A | Incremental Winter Peak Savings (MW) | Achievable Economic TRC Potential | 0 | 0 | 0 | 0 | 0 | 0 | 0 | 0 | 0 | 0 | 0 | 0 | 0 | 0 | 0 | 0 | 0 | 0 | 0 | 0 | 0 | 0
F10_Industrial_Food Products_Existing_Space Heating_Natural Gas_Gas Furnace - Maintenance_A_Achievable Economic TRC Potential | F10 | Industrial | Food Products | Existing | Space Heating | Natural Gas | Gas Furnace - Maintenance | A | Cumulative Energy Savings (MWh or mTherms) | Achievable Economic TRC Potential | 0 | 0 | 0 | 0 | 0 | 0 | 0 | 0 | 0 | 0 | 0 | 0 | 0 | 0 | 0 | 0 | 0 | 0 | 0 | 0 | 0 | 0
F11_Industrial_Food Products_Existing_Space Heating_Natural Gas_Gas Furnace - Maintenance_A_Achievable Economic TRC Potential | F11 | Industrial | Food Products | Existing | Space Heating | Natural Gas | Gas Furnace - Maintenance | A | Cumulative Summer Peak Savings (MW) | Achievable Economic TRC Potential | 0 | 0 | 0 | 0 | 0 | 0 | 0 | 0 | 0 | 0 | 0 | 0 | 0 | 0 | 0 | 0 | 0 | 0 | 0 | 0 | 0 | 0
F12_Industrial_Food Products_Existing_Space Heating_Natural Gas_Gas Furnace - Maintenance_A_Achievable Economic TRC Potential | F12 | Industrial | Food Products | Existing | Space Heating | Natural Gas | Gas Furnace - Maintenance | A | Cumulative Winter Peak Savings (MW) | Achievable Economic TRC Potential | 0 | 0 | 0 | 0 | 0 | 0 | 0 | 0 | 0 | 0 | 0 | 0 | 0 | 0 | 0 | 0 | 0 | 0 | 0 | 0 | 0 | 0
F13_Industrial_Food Products_Existing_Space Heating_Natural Gas_Gas Furnace - Maintenance_A_Achievable Economic TRC Potential | F13 | Industrial | Food Products | Existing | Space Heating | Natural Gas | Gas Furnace - Maintenance | A | Purchases (Incremental) | Achievable Economic TRC Potential | 0 | 0 | 0 | 0 | 0 | 0 | 0 | 0 | 0 | 0 | 0 | 0 | 0 | 0 | 0 | 0 | 0 | 0 | 0 | 0 | 0 | 0
F14_Industrial_Food Products_Existing_Space Heating_Natural Gas_Gas Furnace - Maintenance_A_Achievable Economic TRC Potential | F14 | Industrial | Food Products | Existing | Space Heating | Natural Gas | Gas Furnace - Maintenance | A | Purchases (Cumulative) | Achievable Economic TRC Potential | 0 | 0 | 0 | 0 | 0 | 0 | 0 | 0 | 0 | 0 | 0 | 0 | 0 | 0 | 0 | 0 | 0 | 0 | 0 | 0 | 0 | 0
F1_Industrial_Food Products_Existing_Space Heating_Natural Gas_Gas Boiler - Hot Water Reset_A_Achievable Economic TRC Potential | F1 | Industrial | Food Products | Existing | Space Heating | Natural Gas | Gas Boiler - Hot Water Reset | A | Original Unit Energy Savings (kWh or therms) | Achievable Economic TRC Potential | 0 | 0 | 3.4633 | 3.4546 | 3.4461 | 3.4377 | 3.4296 | 3.4218 | 3.4142 | 3.4068 | 3.3997 | 3.3929 | 3.3864 | 3.3802 | 3.3743 | 3.3688 | 3.3635 | 3.3586 | 3.354 | 3.3498 | 3.3459 | 3.3424
F2_Industrial_Food Products_Existing_Space Heating_Natural Gas_Gas Boiler - Hot Water Reset_A_Achievable Economic TRC Potential | F2 | Industrial | Food Products | Existing | Space Heating | Natural Gas | Gas Boiler - Hot Water Reset | A | Original Unit Summer Peak Savings (kW) | Achievable Economic TRC Potential | 0 | 0 | 0 | 0 | 0 | 0 | 0 | 0 | 0 | 0 | 0 | 0 | 0 | 0 | 0 | 0 | 0 | 0 | 0 | 0 | 0 | 0
F3_Industrial_Food Products_Existing_Space Heating_Natural Gas_Gas Boiler - Hot Water Reset_A_Achievable Economic TRC Potential | F3 | Industrial | Food Products | Existing | Space Heating | Natural Gas | Gas Boiler - Hot Water Reset | A | Original Unit Winter Peak Savings (kW) | Achievable Economic TRC Potential | 0 | 0 | 0 | 0 | 0 | 0 | 0 | 0 | 0 | 0 | 0 | 0 | 0 | 0 | 0 | 0 | 0 | 0 | 0 | 0 | 0 | 0
F4_Industrial_Food Products_Existing_Space Heating_Natural Gas_Gas Boiler - Hot Water Reset_A_Achievable Economic TRC Potential | F4 | Industrial | Food Products | Existing | Space Heating | Natural Gas | Gas Boiler - Hot Water Reset | A | Standalone Impact on Baseline Energy (%) | Achievable Economic TRC Potential | 0% | 0% | 0.007402% | 0.01662% | 0.02803% | 0.04143% | 0.05687% | 0.07508% | 0.09527% | 0.1162% | 0.1364% | 0.1544% | 0.1692% | 0.1801% | 0.1879% | 0.1934% | 0.1977% | 0.2015% | 0.2052% | 0.2088% | 0.2124% | 0.2161%
F5_Industrial_Food Products_Existing_Space Heating_Natural Gas_Gas Boiler - Hot Water Reset_A_Achievable Economic TRC Potential | F5 | Industrial | Food Products | Existing | Space Heating | Natural Gas | Gas Boiler - Hot Water Reset | A | Standalone Impact on Baseline Summer Peak (%) | Achievable Economic TRC Potential | bar: 2019 to 2040
F6_Industrial_Food Products_Existing_Space Heating_Natural Gas_Gas Boiler - Hot Water Reset_A_Achievable Economic TRC Potential | F6 | Industrial | Food Products | Existing | Space Heating | Natural Gas | Gas Boiler - Hot Water Reset | A | Standalone Impact on Baseline Winter Peak (%) | Achievable Economic TRC Potential | bar: 2019 to 2040
F7_Industrial_Food Products_Existing_Space Heating_Natural Gas_Gas Boiler - Hot Water Reset_A_Achievable Economic TRC Potential | F7 | Industrial | Food Products | Existing | Space Heating | Natural Gas | Gas Boiler - Hot Water Reset | A | Incremental Energy Savings (MWh or mTherms) | Achievable Economic TRC Potential | 0 | 0 | 0.030391 | 0.036579 | 0.043882 | 0.049941 | 0.05585 | 0.064023 | 0.06887 | 0.068993 | 0.063764 | 0.053758 | 0.040804 | 0.026491 | 0.01509 | 0.0071287 | 0.0029594 | 0.001056 | 0.00032373 | 6.9254e-05 | 1.1174e-05 | 1.3168e-06
F8_Industrial_Food Products_Existing_Space Heating_Natural Gas_Gas Boiler - Hot Water Reset_A_Achievable Economic TRC Potential | F8 | Industrial | Food Products | Existing | Space Heating | Natural Gas | Gas Boiler - Hot Water Reset | A | Incremental Summer Peak Savings (MW) | Achievable Economic TRC Potential | 0 | 0 | 0 | 0 | 0 | 0 | 0 | 0 | 0 | 0 | 0 | 0 | 0 | 0 | 0 | 0 | 0 | 0 | 0 | 0 | 0 | 0
F9_Industrial_Food Products_Existing_Space Heating_Natural Gas_Gas Boiler - Hot Water Reset_A_Achievable Economic TRC Potential | F9 | Industrial | Food Products | Existing | Space Heating | Natural Gas | Gas Boiler - Hot Water Reset | A | Incremental Winter Peak Savings (MW) | Achievable Economic TRC Potential | 0 | 0 | 0 | 0 | 0 | 0 | 0 | 0 | 0 | 0 | 0 | 0 | 0 | 0 | 0 | 0 | 0 | 0 | 0 | 0 | 0 | 0
F10_Industrial_Food Products_Existing_Space Heating_Natural Gas_Gas Boiler - Hot Water Reset_A_Achievable Economic TRC Potential | F10 | Industrial | Food Products | Existing | Space Heating | Natural Gas | Gas Boiler - Hot Water Reset | A | Cumulative Energy Savings (MWh or mTherms) | Achievable Economic TRC Potential | 0 | 0 | 0.030391 | 0.066894 | 0.11061 | 0.16029 | 0.21576 | 0.27929 | 0.34753 | 0.41578 | 0.47868 | 0.53148 | 0.57126 | 0.59671 | 0.61076 | 0.61688 | 0.61888 | 0.61903 | 0.61852 | 0.6178 | 0.6171 | 0.61645
F11_Industrial_Food Products_Existing_Space Heating_Natural Gas_Gas Boiler - Hot Water Reset_A_Achievable Economic TRC Potential | F11 | Industrial | Food Products | Existing | Space Heating | Natural Gas | Gas Boiler - Hot Water Reset | A | Cumulative Summer Peak Savings (MW) | Achievable Economic TRC Potential | 0 | 0 | 0 | 0 | 0 | 0 | 0 | 0 | 0 | 0 | 0 | 0 | 0 | 0 | 0 | 0 | 0 | 0 | 0 | 0 | 0 | 0
F12_Industrial_Food Products_Existing_Space Heating_Natural Gas_Gas Boiler - Hot Water Reset_A_Achievable Economic TRC Potential | F12 | Industrial | Food Products | Existing | Space Heating | Natural Gas | Gas Boiler - Hot Water Reset | A | Cumulative Winter Peak Savings (MW) | Achievable Economic TRC Potential | 0 | 0 | 0 | 0 | 0 | 0 | 0 | 0 | 0 | 0 | 0 | 0 | 0 | 0 | 0 | 0 | 0 | 0 | 0 | 0 | 0 | 0
F13_Industrial_Food Products_Existing_Space Heating_Natural Gas_Gas Boiler - Hot Water Reset_A_Achievable Economic TRC Potential | F13 | Industrial | Food Products | Existing | Space Heating | Natural Gas | Gas Boiler - Hot Water Reset | A | Purchases (Incremental) | Achievable Economic TRC Potential | 0 | 0 | 8.7751 | 10.5887 | 12.7341 | 14.5274 | 16.2846 | 18.7104 | 20.1718 | 20.2516 | 18.7556 | 15.8441 | 12.0494 | 7.8371 | 4.4721 | 2.1161 | 0.87984 | 0.31443 | 0.096519 | 0.020674 | 0.0033397 | 0.00039396
F14_Industrial_Food Products_Existing_Space Heating_Natural Gas_Gas Boiler - Hot Water Reset_A_Achievable Economic TRC Potential | F14 | Industrial | Food Products | Existing | Space Heating | Natural Gas | Gas Boiler - Hot Water Reset | A | Purchases (Cumulative) | Achievable Economic TRC Potential | 0 | 0 | 8.7751 | 19.3639 | 32.0979 | 46.6253 | 62.91 | 81.6204 | 101.7922 | 122.0438 | 140.7994 | 156.6435 | 168.693 | 176.53 | 181.0021 | 183.1182 | 183.9981 | 184.3125 | 184.409 | 184.4297 | 184.433 | 184.4334
F1_Industrial_Food Products_Existing_Process_Natural Gas_Gas Boiler - Hot Water Reset_A_Achievable Economic TRC Potential | F1 | Industrial | Food Products | Existing | Process | Natural Gas | Gas Boiler - Hot Water Reset | A | Original Unit Energy Savings (kWh or therms) | Achievable Economic TRC Potential | 0 | 0 | 63.1817 | 63.1817 | 63.1817 | 63.1817 | 63.1817 | 63.1817 | 63.1817 | 63.1817 | 63.1817 | 63.1817 | 63.1817 | 63.1817 | 63.1817 | 63.1817 | 63.1817 | 63.1817 | 63.1817 | 63.1817 | 63.1817 | 63.1817
F2_Industrial_Food Products_Existing_Process_Natural Gas_Gas Boiler - Hot Water Reset_A_Achievable Economic TRC Potential | F2 | Industrial | Food Products | Existing | Process | Natural Gas | Gas Boiler - Hot Water Reset | A | Original Unit Summer Peak Savings (kW) | Achievable Economic TRC Potential | 0 | 0 | 0 | 0 | 0 | 0 | 0 | 0 | 0 | 0 | 0 | 0 | 0 | 0 | 0 | 0 | 0 | 0 | 0 | 0 | 0 | 0
F3_Industrial_Food Products_Existing_Process_Natural Gas_Gas Boiler - Hot Water Reset_A_Achievable Economic TRC Potential | F3 | Industrial | Food Products | Existing | Process | Natural Gas | Gas Boiler - Hot Water Reset | A | Original Unit Winter Peak Savings (kW) | Achievable Economic TRC Potential | 0 | 0 | 0 | 0 | 0 | 0 | 0 | 0 | 0 | 0 | 0 | 0 | 0 | 0 | 0 | 0 | 0 | 0 | 0 | 0 | 0 | 0
F4_Industrial_Food Products_Existing_Process_Natural Gas_Gas Boiler - Hot Water Reset_A_Achievable Economic TRC Potential | F4 | Industrial | Food Products | Existing | Process | Natural Gas | Gas Boiler - Hot Water Reset | A | Standalone Impact on Baseline Energy (%) | Achievable Economic TRC Potential | 0% | 0% | 0.02055% | 0.04613% | 0.07781% | 0.115% | 0.1579% | 0.2085% | 0.2645% | 0.3227% | 0.3789% | 0.4289% | 0.47% | 0.5004% | 0.5221% | 0.5375% | 0.5496% | 0.5602% | 0.5703% | 0.5803% | 0.5905% | 0.6009%
F5_Industrial_Food Products_Existing_Process_Natural Gas_Gas Boiler - Hot Water Reset_A_Achievable Economic TRC Potential | F5 | Industrial | Food Products | Existing | Process | Natural Gas | Gas Boiler - Hot Water Reset | A | Standalone Impact on Baseline Summer Peak (%) | Achievable Economic TRC Potential | bar: 2019 to 2040
F6_Industrial_Food Products_Existing_Process_Natural Gas_Gas Boiler - Hot Water Reset_A_Achievable Economic TRC Potential | F6 | Industrial | Food Products | Existing | Process | Natural Gas | Gas Boiler - Hot Water Reset | A | Standalone Impact on Baseline Winter Peak (%) | Achievable Economic TRC Potential | bar: 2019 to 2040
F7_Industrial_Food Products_Existing_Process_Natural Gas_Gas Boiler - Hot Water Reset_A_Achievable Economic TRC Potential | F7 | Industrial | Food Products | Existing | Process | Natural Gas | Gas Boiler - Hot Water Reset | A | Incremental Energy Savings (MWh or mTherms) | Achievable Economic TRC Potential | 0 | 0 | 1.322 | 1.5952 | 1.9184 | 2.1886 | 2.4533 | 2.8188 | 3.0389 | 3.051 | 2.8256 | 2.387 | 1.8153 | 1.1807 | 0.67374 | 0.3188 | 0.13255 | 0.047369 | 0.014541 | 0.0031146 | 0.00050313 | 5.9352e-05
F8_Industrial_Food Products_Existing_Process_Natural Gas_Gas Boiler - Hot Water Reset_A_Achievable Economic TRC Potential | F8 | Industrial | Food Products | Existing | Process | Natural Gas | Gas Boiler - Hot Water Reset | A | Incremental Summer Peak Savings (MW) | Achievable Economic TRC Potential | 0 | 0 | 0 | 0 | 0 | 0 | 0 | 0 | 0 | 0 | 0 | 0 | 0 | 0 | 0 | 0 | 0 | 0 | 0 | 0 | 0 | 0
F9_Industrial_Food Products_Existing_Process_Natural Gas_Gas Boiler - Hot Water Reset_A_Achievable Economic TRC Potential | F9 | Industrial | Food Products | Existing | Process | Natural Gas | Gas Boiler - Hot Water Reset | A | Incremental Winter Peak Savings (MW) | Achievable Economic TRC Potential | 0 | 0 | 0 | 0 | 0 | 0 | 0 | 0 | 0 | 0 | 0 | 0 | 0 | 0 | 0 | 0 | 0 | 0 | 0 | 0 | 0 | 0
F10_Industrial_Food Products_Existing_Process_Natural Gas_Gas Boiler - Hot Water Reset_A_Achievable Economic TRC Potential | F10 | Industrial | Food Products | Existing | Process | Natural Gas | Gas Boiler - Hot Water Reset | A | Cumulative Energy Savings (MWh or mTherms) | Achievable Economic TRC Potential | 0 | 0 | 1.322 | 2.9172 | 4.8357 | 7.0243 | 9.4776 | 12.2964 | 15.3353 | 18.3863 | 21.2119 | 23.5989 | 25.4142 | 26.5949 | 27.2686 | 27.5874 | 27.72 | 27.7673 | 27.7819 | 27.785 | 27.7855 | 27.7855
F11_Industrial_Food Products_Existing_Process_Natural Gas_Gas Boiler - Hot Water Reset_A_Achievable Economic TRC Potential | F11 | Industrial | Food Products | Existing | Process | Natural Gas | Gas Boiler - Hot Water Reset | A | Cumulative Summer Peak Savings (MW) | Achievable Economic TRC Potential | 0 | 0 | 0 | 0 | 0 | 0 | 0 | 0 | 0 | 0 | 0 | 0 | 0 | 0 | 0 | 0 | 0 | 0 | 0 | 0 | 0 | 0
F12_Industrial_Food Products_Existing_Process_Natural Gas_Gas Boiler - Hot Water Reset_A_Achievable Economic TRC Potential | F12 | Industrial | Food Products | Existing | Process | Natural Gas | Gas Boiler - Hot Water Reset | A | Cumulative Winter Peak Savings (MW) | Achievable Economic TRC Potential | 0 | 0 | 0 | 0 | 0 | 0 | 0 | 0 | 0 | 0 | 0 | 0 | 0 | 0 | 0 | 0 | 0 | 0 | 0 | 0 | 0 | 0
F13_Industrial_Food Products_Existing_Process_Natural Gas_Gas Boiler - Hot Water Reset_A_Achievable Economic TRC Potential | F13 | Industrial | Food Products | Existing | Process | Natural Gas | Gas Boiler - Hot Water Reset | A | Purchases (Incremental) | Achievable Economic TRC Potential | 0 | 0 | 20.9239 | 25.2482 | 30.3637 | 34.6398 | 38.8299 | 44.6141 | 48.0985 | 48.2888 | 44.7218 | 37.7794 | 28.7312 | 18.6871 | 10.6635 | 5.0458 | 2.0979 | 0.74973 | 0.23015 | 0.049296 | 0.0079632 | 0.00093938
F14_Industrial_Food Products_Existing_Process_Natural Gas_Gas Boiler - Hot Water Reset_A_Achievable Economic TRC Potential | F14 | Industrial | Food Products | Existing | Process | Natural Gas | Gas Boiler - Hot Water Reset | A | Purchases (Cumulative) | Achievable Economic TRC Potential | 0 | 0 | 20.9239 | 46.1721 | 76.5358 | 111.1756 | 150.0055 | 194.6195 | 242.718 | 291.0069 | 335.7287 | 373.5081 | 402.2393 | 420.9265 | 431.5899 | 436.6357 | 438.7336 | 439.4834 | 439.7135 | 439.7628 | 439.7708 | 439.7717
F1_Industrial_Food Products_Existing_Space Heating_Natural Gas_Steam Trap Maintenance_A_Achievable Economic TRC Potential | F1 | Industrial | Food Products | Existing | Space Heating | Natural Gas | Steam Trap Maintenance | A | Original Unit Energy Savings (kWh or therms) | Achievable Economic TRC Potential | 0 | 0 | 1.2235 | 1.2204 | 1.2174 | 1.2145 | 1.2116 | 1.2088 | 1.2062 | 1.2036 | 1.201 | 1.1986 | 1.1964 | 1.1942 | 1.1921 | 1.1901 | 1.1883 | 1.1865 | 1.1849 | 1.1834 | 1.182 | 1.1808
F2_Industrial_Food Products_Existing_Space Heating_Natural Gas_Steam Trap Maintenance_A_Achievable Economic TRC Potential | F2 | Industrial | Food Products | Existing | Space Heating | Natural Gas | Steam Trap Maintenance | A | Original Unit Summer Peak Savings (kW) | Achievable Economic TRC Potential | 0 | 0 | 0 | 0 | 0 | 0 | 0 | 0 | 0 | 0 | 0 | 0 | 0 | 0 | 0 | 0 | 0 | 0 | 0 | 0 | 0 | 0
F3_Industrial_Food Products_Existing_Space Heating_Natural Gas_Steam Trap Maintenance_A_Achievable Economic TRC Potential | F3 | Industrial | Food Products | Existing | Space Heating | Natural Gas | Steam Trap Maintenance | A | Original Unit Winter Peak Savings (kW) | Achievable Economic TRC Potential | 0 | 0 | 0 | 0 | 0 | 0 | 0 | 0 | 0 | 0 | 0 | 0 | 0 | 0 | 0 | 0 | 0 | 0 | 0 | 0 | 0 | 0
F4_Industrial_Food Products_Existing_Space Heating_Natural Gas_Steam Trap Maintenance_A_Achievable Economic TRC Potential | F4 | Industrial | Food Products | Existing | Space Heating | Natural Gas | Steam Trap Maintenance | A | Standalone Impact on Baseline Energy (%) | Achievable Economic TRC Potential | 0% | 0% | 0.00146% | 0.002944% | 0.004455% | 0.005992% | 0.007556% | 0.009147% | 0.01077% | 0.01241% | 0.01409% | 0.01579% | 0.01753% | 0.01929% | 0.02108% | 0.02291% | 0.02477% | 0.02665% | 0.02858% | 0.03053% | 0.03252% | 0.03455%
F5_Industrial_Food Products_Existing_Space Heating_Natural Gas_Steam Trap Maintenance_A_Achievable Economic TRC Potential | F5 | Industrial | Food Products | Existing | Space Heating | Natural Gas | Steam Trap Maintenance | A | Standalone Impact on Baseline Summer Peak (%) | Achievable Economic TRC Potential | bar: 2019 to 2040
F6_Industrial_Food Products_Existing_Space Heating_Natural Gas_Steam Trap Maintenance_A_Achievable Economic TRC Potential | F6 | Industrial | Food Products | Existing | Space Heating | Natural Gas | Steam Trap Maintenance | A | Standalone Impact on Baseline Winter Peak (%) | Achievable Economic TRC Potential | bar: 2019 to 2040
F7_Industrial_Food Products_Existing_Space Heating_Natural Gas_Steam Trap Maintenance_A_Achievable Economic TRC Potential | F7 | Industrial | Food Products | Existing | Space Heating | Natural Gas | Steam Trap Maintenance | A | Incremental Energy Savings (MWh or mTherms) | Achievable Economic TRC Potential | 0 | 0 | 0.0059924 | 0.0058743 | 0.0057588 | 0.0056458 | 0.0055354 | 0.0054275 | 0.0053221 | 0.005219 | 0.0051184 | 0.0050201 | 0.0049241 | 0.0048303 | 0.0047388 | 0.0046494 | 0.0045621 | 0.0044769 | 0.0043937 | 0.0043125 | 0.0042333 | 0.0041559
F8_Industrial_Food Products_Existing_Space Heating_Natural Gas_Steam Trap Maintenance_A_Achievable Economic TRC Potential | F8 | Industrial | Food Products | Existing | Space Heating | Natural Gas | Steam Trap Maintenance | A | Incremental Summer Peak Savings (MW) | Achievable Economic TRC Potential | 0 | 0 | 0 | 0 | 0 | 0 | 0 | 0 | 0 | 0 | 0 | 0 | 0 | 0 | 0 | 0 | 0 | 0 | 0 | 0 | 0 | 0
F9_Industrial_Food Products_Existing_Space Heating_Natural Gas_Steam Trap Maintenance_A_Achievable Economic TRC Potential | F9 | Industrial | Food Products | Existing | Space Heating | Natural Gas | Steam Trap Maintenance | A | Incremental Winter Peak Savings (MW) | Achievable Economic TRC Potential | 0 | 0 | 0 | 0 | 0 | 0 | 0 | 0 | 0 | 0 | 0 | 0 | 0 | 0 | 0 | 0 | 0 | 0 | 0 | 0 | 0 | 0
F10_Industrial_Food Products_Existing_Space Heating_Natural Gas_Steam Trap Maintenance_A_Achievable Economic TRC Potential | F10 | Industrial | Food Products | Existing | Space Heating | Natural Gas | Steam Trap Maintenance | A | Cumulative Energy Savings (MWh or mTherms) | Achievable Economic TRC Potential | 0 | 0 | 0.0059924 | 0.011852 | 0.017581 | 0.023185 | 0.028665 | 0.034027 | 0.039274 | 0.044408 | 0.049434 | 0.054355 | 0.059175 | 0.063897 | 0.068525 | 0.073061 | 0.077509 | 0.081873 | 0.086155 | 0.090359 | 0.094488 | 0.098544
F11_Industrial_Food Products_Existing_Space Heating_Natural Gas_Steam Trap Maintenance_A_Achievable Economic TRC Potential | F11 | Industrial | Food Products | Existing | Space Heating | Natural Gas | Steam Trap Maintenance | A | Cumulative Summer Peak Savings (MW) | Achievable Economic TRC Potential | 0 | 0 | 0 | 0 | 0 | 0 | 0 | 0 | 0 | 0 | 0 | 0 | 0 | 0 | 0 | 0 | 0 | 0 | 0 | 0 | 0 | 0
F12_Industrial_Food Products_Existing_Space Heating_Natural Gas_Steam Trap Maintenance_A_Achievable Economic TRC Potential | F12 | Industrial | Food Products | Existing | Space Heating | Natural Gas | Steam Trap Maintenance | A | Cumulative Winter Peak Savings (MW) | Achievable Economic TRC Potential | 0 | 0 | 0 | 0 | 0 | 0 | 0 | 0 | 0 | 0 | 0 | 0 | 0 | 0 | 0 | 0 | 0 | 0 | 0 | 0 | 0 | 0
F13_Industrial_Food Products_Existing_Space Heating_Natural Gas_Steam Trap Maintenance_A_Achievable Economic TRC Potential | F13 | Industrial | Food Products | Existing | Space Heating | Natural Gas | Steam Trap Maintenance | A | Purchases (Incremental) | Achievable Economic TRC Potential | 0 | 0 | 4.8978 | 4.8133 | 4.7303 | 4.6488 | 4.5686 | 4.4898 | 4.4124 | 4.3364 | 4.2616 | 4.1881 | 4.1159 | 4.0449 | 3.9752 | 3.9067 | 3.8393 | 3.7731 | 3.7081 | 3.6441 | 3.5813 | 3.5196
F14_Industrial_Food Products_Existing_Space Heating_Natural Gas_Steam Trap Maintenance_A_Achievable Economic TRC Potential | F14 | Industrial | Food Products | Existing | Space Heating | Natural Gas | Steam Trap Maintenance | A | Purchases (Cumulative) | Achievable Economic TRC Potential | 0 | 0 | 4.8978 | 9.7111 | 14.4414 | 19.0902 | 23.6588 | 28.1486 | 32.5611 | 36.8974 | 41.159 | 45.3471 | 49.463 | 53.508 | 57.4832 | 61.3899 | 65.2292 | 69.0023 | 72.7103 | 76.3545 | 79.9358 | 83.4553
F1_Industrial_Food Products_Existing_Process_Natural Gas_Steam Trap Maintenance_A_Achievable Economic TRC Potential | F1 | Industrial | Food Products | Existing | Process | Natural Gas | Steam Trap Maintenance | A | Original Unit Energy Savings (kWh or therms) | Achievable Economic TRC Potential | 0 | 0 | 44.6416 | 44.6416 | 44.6416 | 44.6416 | 44.6416 | 44.6416 | 44.6416 | 44.6416 | 44.6416 | 44.6416 | 44.6416 | 44.6416 | 44.6416 | 44.6416 | 44.6416 | 44.6416 | 44.6416 | 44.6416 | 44.6416 | 44.6416
F2_Industrial_Food Products_Existing_Process_Natural Gas_Steam Trap Maintenance_A_Achievable Economic TRC Potential | F2 | Industrial | Food Products | Existing | Process | Natural Gas | Steam Trap Maintenance | A | Original Unit Summer Peak Savings (kW) | Achievable Economic TRC Potential | 0 | 0 | 0 | 0 | 0 | 0 | 0 | 0 | 0 | 0 | 0 | 0 | 0 | 0 | 0 | 0 | 0 | 0 | 0 | 0 | 0 | 0
F3_Industrial_Food Products_Existing_Process_Natural Gas_Steam Trap Maintenance_A_Achievable Economic TRC Potential | F3 | Industrial | Food Products | Existing | Process | Natural Gas | Steam Trap Maintenance | A | Original Unit Winter Peak Savings (kW) | Achievable Economic TRC Potential | 0 | 0 | 0 | 0 | 0 | 0 | 0 | 0 | 0 | 0 | 0 | 0 | 0 | 0 | 0 | 0 | 0 | 0 | 0 | 0 | 0 | 0
F4_Industrial_Food Products_Existing_Process_Natural Gas_Steam Trap Maintenance_A_Achievable Economic TRC Potential | F4 | Industrial | Food Products | Existing | Process | Natural Gas | Steam Trap Maintenance | A | Standalone Impact on Baseline Energy (%) | Achievable Economic TRC Potential | 0% | 0% | 0.008102% | 0.01635% | 0.02474% | 0.03327% | 0.04196% | 0.0508% | 0.05979% | 0.06894% | 0.07825% | 0.08773% | 0.09737% | 0.1072% | 0.1172% | 0.1273% | 0.1377% | 0.1482% | 0.1589% | 0.1698% | 0.1808% | 0.1921%
F5_Industrial_Food Products_Existing_Process_Natural Gas_Steam Trap Maintenance_A_Achievable Economic TRC Potential | F5 | Industrial | Food Products | Existing | Process | Natural Gas | Steam Trap Maintenance | A | Standalone Impact on Baseline Summer Peak (%) | Achievable Economic TRC Potential | bar: 2019 to 2040
F6_Industrial_Food Products_Existing_Process_Natural Gas_Steam Trap Maintenance_A_Achievable Economic TRC Potential | F6 | Industrial | Food Products | Existing | Process | Natural Gas | Steam Trap Maintenance | A | Standalone Impact on Baseline Winter Peak (%) | Achievable Economic TRC Potential | bar: 2019 to 2040
F7_Industrial_Food Products_Existing_Process_Natural Gas_Steam Trap Maintenance_A_Achievable Economic TRC Potential | F7 | Industrial | Food Products | Existing | Process | Natural Gas | Steam Trap Maintenance | A | Incremental Energy Savings (MWh or mTherms) | Achievable Economic TRC Potential | 0 | 0 | 0.52134 | 0.51236 | 0.50352 | 0.49484 | 0.48631 | 0.47792 | 0.46968 | 0.46159 | 0.45363 | 0.44581 | 0.43812 | 0.43057 | 0.42314 | 0.41585 | 0.40868 | 0.40163 | 0.39471 | 0.3879 | 0.38121 | 0.37464
F8_Industrial_Food Products_Existing_Process_Natural Gas_Steam Trap Maintenance_A_Achievable Economic TRC Potential | F8 | Industrial | Food Products | Existing | Process | Natural Gas | Steam Trap Maintenance | A | Incremental Summer Peak Savings (MW) | Achievable Economic TRC Potential | 0 | 0 | 0 | 0 | 0 | 0 | 0 | 0 | 0 | 0 | 0 | 0 | 0 | 0 | 0 | 0 | 0 | 0 | 0 | 0 | 0 | 0
F9_Industrial_Food Products_Existing_Process_Natural Gas_Steam Trap Maintenance_A_Achievable Economic TRC Potential | F9 | Industrial | Food Products | Existing | Process | Natural Gas | Steam Trap Maintenance | A | Incremental Winter Peak Savings (MW) | Achievable Economic TRC Potential | 0 | 0 | 0 | 0 | 0 | 0 | 0 | 0 | 0 | 0 | 0 | 0 | 0 | 0 | 0 | 0 | 0 | 0 | 0 | 0 | 0 | 0
F10_Industrial_Food Products_Existing_Process_Natural Gas_Steam Trap Maintenance_A_Achievable Economic TRC Potential | F10 | Industrial | Food Products | Existing | Process | Natural Gas | Steam Trap Maintenance | A | Cumulative Energy Savings (MWh or mTherms) | Achievable Economic TRC Potential | 0 | 0 | 0.52134 | 1.0337 | 1.5372 | 2.0321 | 2.5184 | 2.9963 | 3.466 | 3.9276 | 4.3812 | 4.827 | 5.2651 | 5.6957 | 6.1188 | 6.5347 | 6.9433 | 7.345 | 7.7397 | 8.1276 | 8.5088 | 8.8834
F11_Industrial_Food Products_Existing_Process_Natural Gas_Steam Trap Maintenance_A_Achievable Economic TRC Potential | F11 | Industrial | Food Products | Existing | Process | Natural Gas | Steam Trap Maintenance | A | Cumulative Summer Peak Savings (MW) | Achievable Economic TRC Potential | 0 | 0 | 0 | 0 | 0 | 0 | 0 | 0 | 0 | 0 | 0 | 0 | 0 | 0 | 0 | 0 | 0 | 0 | 0 | 0 | 0 | 0
F12_Industrial_Food Products_Existing_Process_Natural Gas_Steam Trap Maintenance_A_Achievable Economic TRC Potential | F12 | Industrial | Food Products | Existing | Process | Natural Gas | Steam Trap Maintenance | A | Cumulative Winter Peak Savings (MW) | Achievable Economic TRC Potential | 0 | 0 | 0 | 0 | 0 | 0 | 0 | 0 | 0 | 0 | 0 | 0 | 0 | 0 | 0 | 0 | 0 | 0 | 0 | 0 | 0 | 0
F13_Industrial_Food Products_Existing_Process_Natural Gas_Steam Trap Maintenance_A_Achievable Economic TRC Potential | F13 | Industrial | Food Products | Existing | Process | Natural Gas | Steam Trap Maintenance | A | Purchases (Incremental) | Achievable Economic TRC Potential | 0 | 0 | 11.6784 | 11.4771 | 11.2792 | 11.0847 | 10.8936 | 10.7058 | 10.5212 | 10.3398 | 10.1615 | 9.9863 | 9.8142 | 9.645 | 9.4787 | 9.3152 | 9.1546 | 8.9968 | 8.8417 | 8.6892 | 8.5394 | 8.3922
F14_Industrial_Food Products_Existing_Process_Natural Gas_Steam Trap Maintenance_A_Achievable Economic TRC Potential | F14 | Industrial | Food Products | Existing | Process | Natural Gas | Steam Trap Maintenance | A | Purchases (Cumulative) | Achievable Economic TRC Potential | 0 | 0 | 11.6784 | 23.1555 | 34.4347 | 45.5195 | 56.4131 | 67.1189 | 77.6401 | 87.9799 | 98.1415 | 108.1278 | 117.942 | 127.5869 | 137.0656 | 146.3808 | 155.5355 | 164.5323 | 173.3739 | 182.0632 | 190.6026 | 198.9948
F1_Industrial_Food Products_Existing_Space Heating_Natural Gas_Gas Boiler - High Turndown_A_Achievable Economic TRC Potential | F1 | Industrial | Food Products | Existing | Space Heating | Natural Gas | Gas Boiler - High Turndown | A | Original Unit Energy Savings (kWh or therms) | Achievable Economic TRC Potential | 0 | 0 | 1.2987 | 1.2955 | 1.2923 | 1.2892 | 1.2861 | 1.2832 | 1.2803 | 1.2776 | 1.2749 | 1.2723 | 1.2699 | 1.2676 | 1.2654 | 1.2633 | 1.2613 | 1.2595 | 1.2578 | 1.2562 | 1.2547 | 1.2534
F2_Industrial_Food Products_Existing_Space Heating_Natural Gas_Gas Boiler - High Turndown_A_Achievable Economic TRC Potential | F2 | Industrial | Food Products | Existing | Space Heating | Natural Gas | Gas Boiler - High Turndown | A | Original Unit Summer Peak Savings (kW) | Achievable Economic TRC Potential | 0 | 0 | 0 | 0 | 0 | 0 | 0 | 0 | 0 | 0 | 0 | 0 | 0 | 0 | 0 | 0 | 0 | 0 | 0 | 0 | 0 | 0
F3_Industrial_Food Products_Existing_Space Heating_Natural Gas_Gas Boiler - High Turndown_A_Achievable Economic TRC Potential | F3 | Industrial | Food Products | Existing | Space Heating | Natural Gas | Gas Boiler - High Turndown | A | Original Unit Winter Peak Savings (kW) | Achievable Economic TRC Potential | 0 | 0 | 0 | 0 | 0 | 0 | 0 | 0 | 0 | 0 | 0 | 0 | 0 | 0 | 0 | 0 | 0 | 0 | 0 | 0 | 0 | 0
F4_Industrial_Food Products_Existing_Space Heating_Natural Gas_Gas Boiler - High Turndown_A_Achievable Economic TRC Potential | F4 | Industrial | Food Products | Existing | Space Heating | Natural Gas | Gas Boiler - High Turndown | A | Standalone Impact on Baseline Energy (%) | Achievable Economic TRC Potential | bar: 2019 to 2040
F5_Industrial_Food Products_Existing_Space Heating_Natural Gas_Gas Boiler - High Turndown_A_Achievable Economic TRC Potential | F5 | Industrial | Food Products | Existing | Space Heating | Natural Gas | Gas Boiler - High Turndown | A | Standalone Impact on Baseline Summer Peak (%) | Achievable Economic TRC Potential | bar: 2019 to 2040
F6_Industrial_Food Products_Existing_Space Heating_Natural Gas_Gas Boiler - High Turndown_A_Achievable Economic TRC Potential | F6 | Industrial | Food Products | Existing | Space Heating | Natural Gas | Gas Boiler - High Turndown | A | Standalone Impact on Baseline Winter Peak (%) | Achievable Economic TRC Potential | bar: 2019 to 2040
F7_Industrial_Food Products_Existing_Space Heating_Natural Gas_Gas Boiler - High Turndown_A_Achievable Economic TRC Potential | F7 | Industrial | Food Products | Existing | Space Heating | Natural Gas | Gas Boiler - High Turndown | A | Incremental Energy Savings (MWh or mTherms) | Achievable Economic TRC Potential | 0 | 0 | 0 | 0 | 0 | 0 | 0 | 0 | 0 | 0 | 0 | 0 | 0 | 0 | 0 | 0 | 0 | 0 | 0 | 0 | 0 | 0
F8_Industrial_Food Products_Existing_Space Heating_Natural Gas_Gas Boiler - High Turndown_A_Achievable Economic TRC Potential | F8 | Industrial | Food Products | Existing | Space Heating | Natural Gas | Gas Boiler - High Turndown | A | Incremental Summer Peak Savings (MW) | Achievable Economic TRC Potential | 0 | 0 | 0 | 0 | 0 | 0 | 0 | 0 | 0 | 0 | 0 | 0 | 0 | 0 | 0 | 0 | 0 | 0 | 0 | 0 | 0 | 0
F9_Industrial_Food Products_Existing_Space Heating_Natural Gas_Gas Boiler - High Turndown_A_Achievable Economic TRC Potential | F9 | Industrial | Food Products | Existing | Space Heating | Natural Gas | Gas Boiler - High Turndown | A | Incremental Winter Peak Savings (MW) | Achievable Economic TRC Potential | 0 | 0 | 0 | 0 | 0 | 0 | 0 | 0 | 0 | 0 | 0 | 0 | 0 | 0 | 0 | 0 | 0 | 0 | 0 | 0 | 0 | 0
F10_Industrial_Food Products_Existing_Space Heating_Natural Gas_Gas Boiler - High Turndown_A_Achievable Economic TRC Potential | F10 | Industrial | Food Products | Existing | Space Heating | Natural Gas | Gas Boiler - High Turndown | A | Cumulative Energy Savings (MWh or mTherms) | Achievable Economic TRC Potential | 0 | 0 | 0 | 0 | 0 | 0 | 0 | 0 | 0 | 0 | 0 | 0 | 0 | 0 | 0 | 0 | 0 | 0 | 0 | 0 | 0 | 0
F11_Industrial_Food Products_Existing_Space Heating_Natural Gas_Gas Boiler - High Turndown_A_Achievable Economic TRC Potential | F11 | Industrial | Food Products | Existing | Space Heating | Natural Gas | Gas Boiler - High Turndown | A | Cumulative Summer Peak Savings (MW) | Achievable Economic TRC Potential | 0 | 0 | 0 | 0 | 0 | 0 | 0 | 0 | 0 | 0 | 0 | 0 | 0 | 0 | 0 | 0 | 0 | 0 | 0 | 0 | 0 | 0
F12_Industrial_Food Products_Existing_Space Heating_Natural Gas_Gas Boiler - High Turndown_A_Achievable Economic TRC Potential | F12 | Industrial | Food Products | Existing | Space Heating | Natural Gas | Gas Boiler - High Turndown | A | Cumulative Winter Peak Savings (MW) | Achievable Economic TRC Potential | 0 | 0 | 0 | 0 | 0 | 0 | 0 | 0 | 0 | 0 | 0 | 0 | 0 | 0 | 0 | 0 | 0 | 0 | 0 | 0 | 0 | 0
F13_Industrial_Food Products_Existing_Space Heating_Natural Gas_Gas Boiler - High Turndown_A_Achievable Economic TRC Potential | F13 | Industrial | Food Products | Existing | Space Heating | Natural Gas | Gas Boiler - High Turndown | A | Purchases (Incremental) | Achievable Economic TRC Potential | 0 | 0 | 0 | 0 | 0 | 0 | 0 | 0 | 0 | 0 | 0 | 0 | 0 | 0 | 0 | 0 | 0 | 0 | 0 | 0 | 0 | 0
F14_Industrial_Food Products_Existing_Space Heating_Natural Gas_Gas Boiler - High Turndown_A_Achievable Economic TRC Potential | F14 | Industrial | Food Products | Existing | Space Heating | Natural Gas | Gas Boiler - High Turndown | A | Purchases (Cumulative) | Achievable Economic TRC Potential | 0 | 0 | 0 | 0 | 0 | 0 | 0 | 0 | 0 | 0 | 0 | 0 | 0 | 0 | 0 | 0 | 0 | 0 | 0 | 0 | 0 | 0
F1_Industrial_Food Products_Existing_Process_Natural Gas_Gas Boiler - High Turndown_A_Achievable Economic TRC Potential | F1 | Industrial | Food Products | Existing | Process | Natural Gas | Gas Boiler - High Turndown | A | Original Unit Energy Savings (kWh or therms) | Achievable Economic TRC Potential | 0 | 0 | 47.3863 | 47.3863 | 47.3863 | 47.3863 | 47.3863 | 47.3863 | 47.3863 | 47.3863 | 47.3863 | 47.3863 | 47.3863 | 47.3863 | 47.3863 | 47.3863 | 47.3863 | 47.3863 | 47.3863 | 47.3863 | 47.3863 | 47.3863
F2_Industrial_Food Products_Existing_Process_Natural Gas_Gas Boiler - High Turndown_A_Achievable Economic TRC Potential | F2 | Industrial | Food Products | Existing | Process | Natural Gas | Gas Boiler - High Turndown | A | Original Unit Summer Peak Savings (kW) | Achievable Economic TRC Potential | 0 | 0 | 0 | 0 | 0 | 0 | 0 | 0 | 0 | 0 | 0 | 0 | 0 | 0 | 0 | 0 | 0 | 0 | 0 | 0 | 0 | 0
F3_Industrial_Food Products_Existing_Process_Natural Gas_Gas Boiler - High Turndown_A_Achievable Economic TRC Potential | F3 | Industrial | Food Products | Existing | Process | Natural Gas | Gas Boiler - High Turndown | A | Original Unit Winter Peak Savings (kW) | Achievable Economic TRC Potential | 0 | 0 | 0 | 0 | 0 | 0 | 0 | 0 | 0 | 0 | 0 | 0 | 0 | 0 | 0 | 0 | 0 | 0 | 0 | 0 | 0 | 0
F4_Industrial_Food Products_Existing_Process_Natural Gas_Gas Boiler - High Turndown_A_Achievable Economic TRC Potential | F4 | Industrial | Food Products | Existing | Process | Natural Gas | Gas Boiler - High Turndown | A | Standalone Impact on Baseline Energy (%) | Achievable Economic TRC Potential | bar: 2019 to 2040
F5_Industrial_Food Products_Existing_Process_Natural Gas_Gas Boiler - High Turndown_A_Achievable Economic TRC Potential | F5 | Industrial | Food Products | Existing | Process | Natural Gas | Gas Boiler - High Turndown | A | Standalone Impact on Baseline Summer Peak (%) | Achievable Economic TRC Potential | bar: 2019 to 2040
F6_Industrial_Food Products_Existing_Process_Natural Gas_Gas Boiler - High Turndown_A_Achievable Economic TRC Potential | F6 | Industrial | Food Products | Existing | Process | Natural Gas | Gas Boiler - High Turndown | A | Standalone Impact on Baseline Winter Peak (%) | Achievable Economic TRC Potential | bar: 2019 to 2040
F7_Industrial_Food Products_Existing_Process_Natural Gas_Gas Boiler - High Turndown_A_Achievable Economic TRC Potential | F7 | Industrial | Food Products | Existing | Process | Natural Gas | Gas Boiler - High Turndown | A | Incremental Energy Savings (MWh or mTherms) | Achievable Economic TRC Potential | 0 | 0 | 0 | 0 | 0 | 0 | 0 | 0 | 0 | 0 | 0 | 0 | 0 | 0 | 0 | 0 | 0 | 0 | 0 | 0 | 0 | 0
F8_Industrial_Food Products_Existing_Process_Natural Gas_Gas Boiler - High Turndown_A_Achievable Economic TRC Potential | F8 | Industrial | Food Products | Existing | Process | Natural Gas | Gas Boiler - High Turndown | A | Incremental Summer Peak Savings (MW) | Achievable Economic TRC Potential | 0 | 0 | 0 | 0 | 0 | 0 | 0 | 0 | 0 | 0 | 0 | 0 | 0 | 0 | 0 | 0 | 0 | 0 | 0 | 0 | 0 | 0
F9_Industrial_Food Products_Existing_Process_Natural Gas_Gas Boiler - High Turndown_A_Achievable Economic TRC Potential | F9 | Industrial | Food Products | Existing | Process | Natural Gas | Gas Boiler - High Turndown | A | Incremental Winter Peak Savings (MW) | Achievable Economic TRC Potential | 0 | 0 | 0 | 0 | 0 | 0 | 0 | 0 | 0 | 0 | 0 | 0 | 0 | 0 | 0 | 0 | 0 | 0 | 0 | 0 | 0 | 0
F10_Industrial_Food Products_Existing_Process_Natural Gas_Gas Boiler - High Turndown_A_Achievable Economic TRC Potential | F10 | Industrial | Food Products | Existing | Process | Natural Gas | Gas Boiler - High Turndown | A | Cumulative Energy Savings (MWh or mTherms) | Achievable Economic TRC Potential | 0 | 0 | 0 | 0 | 0 | 0 | 0 | 0 | 0 | 0 | 0 | 0 | 0 | 0 | 0 | 0 | 0 | 0 | 0 | 0 | 0 | 0
F11_Industrial_Food Products_Existing_Process_Natural Gas_Gas Boiler - High Turndown_A_Achievable Economic TRC Potential | F11 | Industrial | Food Products | Existing | Process | Natural Gas | Gas Boiler - High Turndown | A | Cumulative Summer Peak Savings (MW) | Achievable Economic TRC Potential | 0 | 0 | 0 | 0 | 0 | 0 | 0 | 0 | 0 | 0 | 0 | 0 | 0 | 0 | 0 | 0 | 0 | 0 | 0 | 0 | 0 | 0
F12_Industrial_Food Products_Existing_Process_Natural Gas_Gas Boiler - High Turndown_A_Achievable Economic TRC Potential | F12 | Industrial | Food Products | Existing | Process | Natural Gas | Gas Boiler - High Turndown | A | Cumulative Winter Peak Savings (MW) | Achievable Economic TRC Potential | 0 | 0 | 0 | 0 | 0 | 0 | 0 | 0 | 0 | 0 | 0 | 0 | 0 | 0 | 0 | 0 | 0 | 0 | 0 | 0 | 0 | 0
F13_Industrial_Food Products_Existing_Process_Natural Gas_Gas Boiler - High Turndown_A_Achievable Economic TRC Potential | F13 | Industrial | Food Products | Existing | Process | Natural Gas | Gas Boiler - High Turndown | A | Purchases (Incremental) | Achievable Economic TRC Potential | 0 | 0 | 0 | 0 | 0 | 0 | 0 | 0 | 0 | 0 | 0 | 0 | 0 | 0 | 0 | 0 | 0 | 0 | 0 | 0 | 0 | 0
F14_Industrial_Food Products_Existing_Process_Natural Gas_Gas Boiler - High Turndown_A_Achievable Economic TRC Potential | F14 | Industrial | Food Products | Existing | Process | Natural Gas | Gas Boiler - High Turndown | A | Purchases (Cumulative) | Achievable Economic TRC Potential | 0 | 0 | 0 | 0 | 0 | 0 | 0 | 0 | 0 | 0 | 0 | 0 | 0 | 0 | 0 | 0 | 0 | 0 | 0 | 0 | 0 | 0
F1_Industrial_Food Products_Existing_Space Heating_Natural Gas_Gas Boiler - Burner Control Optimization_A_Achievable Economic TRC Potential | F1 | Industrial | Food Products | Existing | Space Heating | Natural Gas | Gas Boiler - Burner Control Optimization | A | Original Unit Energy Savings (kWh or therms) | Achievable Economic TRC Potential | 0 | 0 | 0.37663 | 0.37568 | 0.37476 | 0.37385 | 0.37297 | 0.37212 | 0.37129 | 0.37049 | 0.36972 | 0.36898 | 0.36827 | 0.3676 | 0.36696 | 0.36635 | 0.36578 | 0.36525 | 0.36475 | 0.36429 | 0.36387 | 0.36349
F2_Industrial_Food Products_Existing_Space Heating_Natural Gas_Gas Boiler - Burner Control Optimization_A_Achievable Economic TRC Potential | F2 | Industrial | Food Products | Existing | Space Heating | Natural Gas | Gas Boiler - Burner Control Optimization | A | Original Unit Summer Peak Savings (kW) | Achievable Economic TRC Potential | 0 | 0 | 0 | 0 | 0 | 0 | 0 | 0 | 0 | 0 | 0 | 0 | 0 | 0 | 0 | 0 | 0 | 0 | 0 | 0 | 0 | 0
F3_Industrial_Food Products_Existing_Space Heating_Natural Gas_Gas Boiler - Burner Control Optimization_A_Achievable Economic TRC Potential | F3 | Industrial | Food Products | Existing | Space Heating | Natural Gas | Gas Boiler - Burner Control Optimization | A | Original Unit Winter Peak Savings (kW) | Achievable Economic TRC Potential | 0 | 0 | 0 | 0 | 0 | 0 | 0 | 0 | 0 | 0 | 0 | 0 | 0 | 0 | 0 | 0 | 0 | 0 | 0 | 0 | 0 | 0
F4_Industrial_Food Products_Existing_Space Heating_Natural Gas_Gas Boiler - Burner Control Optimization_A_Achievable Economic TRC Potential | F4 | Industrial | Food Products | Existing | Space Heating | Natural Gas | Gas Boiler - Burner Control Optimization | A | Standalone Impact on Baseline Energy (%) | Achievable Economic TRC Potential | bar: 2019 to 2040
F5_Industrial_Food Products_Existing_Space Heating_Natural Gas_Gas Boiler - Burner Control Optimization_A_Achievable Economic TRC Potential | F5 | Industrial | Food Products | Existing | Space Heating | Natural Gas | Gas Boiler - Burner Control Optimization | A | Standalone Impact on Baseline Summer Peak (%) | Achievable Economic TRC Potential | bar: 2019 to 2040
F6_Industrial_Food Products_Existing_Space Heating_Natural Gas_Gas Boiler - Burner Control Optimization_A_Achievable Economic TRC Potential | F6 | Industrial | Food Products | Existing | Space Heating | Natural Gas | Gas Boiler - Burner Control Optimization | A | Standalone Impact on Baseline Winter Peak (%) | Achievable Economic TRC Potential | bar: 2019 to 2040
F7_Industrial_Food Products_Existing_Space Heating_Natural Gas_Gas Boiler - Burner Control Optimization_A_Achievable Economic TRC Potential | F7 | Industrial | Food Products | Existing | Space Heating | Natural Gas | Gas Boiler - Burner Control Optimization | A | Incremental Energy Savings (MWh or mTherms) | Achievable Economic TRC Potential | 0 | 0 | 0 | 0 | 0 | 0 | 0 | 0 | 0 | 0 | 0 | 0 | 0 | 0 | 0 | 0 | 0 | 0 | 0 | 0 | 0 | 0
F8_Industrial_Food Products_Existing_Space Heating_Natural Gas_Gas Boiler - Burner Control Optimization_A_Achievable Economic TRC Potential | F8 | Industrial | Food Products | Existing | Space Heating | Natural Gas | Gas Boiler - Burner Control Optimization | A | Incremental Summer Peak Savings (MW) | Achievable Economic TRC Potential | 0 | 0 | 0 | 0 | 0 | 0 | 0 | 0 | 0 | 0 | 0 | 0 | 0 | 0 | 0 | 0 | 0 | 0 | 0 | 0 | 0 | 0
F9_Industrial_Food Products_Existing_Space Heating_Natural Gas_Gas Boiler - Burner Control Optimization_A_Achievable Economic TRC Potential | F9 | Industrial | Food Products | Existing | Space Heating | Natural Gas | Gas Boiler - Burner Control Optimization | A | Incremental Winter Peak Savings (MW) | Achievable Economic TRC Potential | 0 | 0 | 0 | 0 | 0 | 0 | 0 | 0 | 0 | 0 | 0 | 0 | 0 | 0 | 0 | 0 | 0 | 0 | 0 | 0 | 0 | 0
F10_Industrial_Food Products_Existing_Space Heating_Natural Gas_Gas Boiler - Burner Control Optimization_A_Achievable Economic TRC Potential | F10 | Industrial | Food Products | Existing | Space Heating | Natural Gas | Gas Boiler - Burner Control Optimization | A | Cumulative Energy Savings (MWh or mTherms) | Achievable Economic TRC Potential | 0 | 0 | 0 | 0 | 0 | 0 | 0 | 0 | 0 | 0 | 0 | 0 | 0 | 0 | 0 | 0 | 0 | 0 | 0 | 0 | 0 | 0
F11_Industrial_Food Products_Existing_Space Heating_Natural Gas_Gas Boiler - Burner Control Optimization_A_Achievable Economic TRC Potential | F11 | Industrial | Food Products | Existing | Space Heating | Natural Gas | Gas Boiler - Burner Control Optimization | A | Cumulative Summer Peak Savings (MW) | Achievable Economic TRC Potential | 0 | 0 | 0 | 0 | 0 | 0 | 0 | 0 | 0 | 0 | 0 | 0 | 0 | 0 | 0 | 0 | 0 | 0 | 0 | 0 | 0 | 0
F12_Industrial_Food Products_Existing_Space Heating_Natural Gas_Gas Boiler - Burner Control Optimization_A_Achievable Economic TRC Potential | F12 | Industrial | Food Products | Existing | Space Heating | Natural Gas | Gas Boiler - Burner Control Optimization | A | Cumulative Winter Peak Savings (MW) | Achievable Economic TRC Potential | 0 | 0 | 0 | 0 | 0 | 0 | 0 | 0 | 0 | 0 | 0 | 0 | 0 | 0 | 0 | 0 | 0 | 0 | 0 | 0 | 0 | 0
F13_Industrial_Food Products_Existing_Space Heating_Natural Gas_Gas Boiler - Burner Control Optimization_A_Achievable Economic TRC Potential | F13 | Industrial | Food Products | Existing | Space Heating | Natural Gas | Gas Boiler - Burner Control Optimization | A | Purchases (Incremental) | Achievable Economic TRC Potential | 0 | 0 | 0 | 0 | 0 | 0 | 0 | 0 | 0 | 0 | 0 | 0 | 0 | 0 | 0 | 0 | 0 | 0 | 0 | 0 | 0 | 0
F14_Industrial_Food Products_Existing_Space Heating_Natural Gas_Gas Boiler - Burner Control Optimization_A_Achievable Economic TRC Potential | F14 | Industrial | Food Products | Existing | Space Heating | Natural Gas | Gas Boiler - Burner Control Optimization | A | Purchases (Cumulative) | Achievable Economic TRC Potential | 0 | 0 | 0 | 0 | 0 | 0 | 0 | 0 | 0 | 0 | 0 | 0 | 0 | 0 | 0 | 0 | 0 | 0 | 0 | 0 | 0 | 0
F1_Industrial_Food Products_Existing_Process_Natural Gas_Gas Boiler - Burner Control Optimization_A_Achievable Economic TRC Potential | F1 | Industrial | Food Products | Existing | Process | Natural Gas | Gas Boiler - Burner Control Optimization | A | Original Unit Energy Savings (kWh or therms) | Achievable Economic TRC Potential | 0 | 0 | 13.742 | 13.742 | 13.742 | 13.742 | 13.742 | 13.742 | 13.742 | 13.742 | 13.742 | 13.742 | 13.742 | 13.742 | 13.742 | 13.742 | 13.742 | 13.742 | 13.742 | 13.742 | 13.742 | 13.742
F2_Industrial_Food Products_Existing_Process_Natural Gas_Gas Boiler - Burner Control Optimization_A_Achievable Economic TRC Potential | F2 | Industrial | Food Products | Existing | Process | Natural Gas | Gas Boiler - Burner Control Optimization | A | Original Unit Summer Peak Savings (kW) | Achievable Economic TRC Potential | 0 | 0 | 0 | 0 | 0 | 0 | 0 | 0 | 0 | 0 | 0 | 0 | 0 | 0 | 0 | 0 | 0 | 0 | 0 | 0 | 0 | 0
F3_Industrial_Food Products_Existing_Process_Natural Gas_Gas Boiler - Burner Control Optimization_A_Achievable Economic TRC Potential | F3 | Industrial | Food Products | Existing | Process | Natural Gas | Gas Boiler - Burner Control Optimization | A | Original Unit Winter Peak Savings (kW) | Achievable Economic TRC Potential | 0 | 0 | 0 | 0 | 0 | 0 | 0 | 0 | 0 | 0 | 0 | 0 | 0 | 0 | 0 | 0 | 0 | 0 | 0 | 0 | 0 | 0
F4_Industrial_Food Products_Existing_Process_Natural Gas_Gas Boiler - Burner Control Optimization_A_Achievable Economic TRC Potential | F4 | Industrial | Food Products | Existing | Process | Natural Gas | Gas Boiler - Burner Control Optimization | A | Standalone Impact on Baseline Energy (%) | Achievable Economic TRC Potential | bar: 2019 to 2040
F5_Industrial_Food Products_Existing_Process_Natural Gas_Gas Boiler - Burner Control Optimization_A_Achievable Economic TRC Potential | F5 | Industrial | Food Products | Existing | Process | Natural Gas | Gas Boiler - Burner Control Optimization | A | Standalone Impact on Baseline Summer Peak (%) | Achievable Economic TRC Potential | bar: 2019 to 2040
F6_Industrial_Food Products_Existing_Process_Natural Gas_Gas Boiler - Burner Control Optimization_A_Achievable Economic TRC Potential | F6 | Industrial | Food Products | Existing | Process | Natural Gas | Gas Boiler - Burner Control Optimization | A | Standalone Impact on Baseline Winter Peak (%) | Achievable Economic TRC Potential | bar: 2019 to 2040
F7_Industrial_Food Products_Existing_Process_Natural Gas_Gas Boiler - Burner Control Optimization_A_Achievable Economic TRC Potential | F7 | Industrial | Food Products | Existing | Process | Natural Gas | Gas Boiler - Burner Control Optimization | A | Incremental Energy Savings (MWh or mTherms) | Achievable Economic TRC Potential | 0 | 0 | 0 | 0 | 0 | 0 | 0 | 0 | 0 | 0 | 0 | 0 | 0 | 0 | 0 | 0 | 0 | 0 | 0 | 0 | 0 | 0
F8_Industrial_Food Products_Existing_Process_Natural Gas_Gas Boiler - Burner Control Optimization_A_Achievable Economic TRC Potential | F8 | Industrial | Food Products | Existing | Process | Natural Gas | Gas Boiler - Burner Control Optimization | A | Incremental Summer Peak Savings (MW) | Achievable Economic TRC Potential | 0 | 0 | 0 | 0 | 0 | 0 | 0 | 0 | 0 | 0 | 0 | 0 | 0 | 0 | 0 | 0 | 0 | 0 | 0 | 0 | 0 | 0
F9_Industrial_Food Products_Existing_Process_Natural Gas_Gas Boiler - Burner Control Optimization_A_Achievable Economic TRC Potential | F9 | Industrial | Food Products | Existing | Process | Natural Gas | Gas Boiler - Burner Control Optimization | A | Incremental Winter Peak Savings (MW) | Achievable Economic TRC Potential | 0 | 0 | 0 | 0 | 0 | 0 | 0 | 0 | 0 | 0 | 0 | 0 | 0 | 0 | 0 | 0 | 0 | 0 | 0 | 0 | 0 | 0
F10_Industrial_Food Products_Existing_Process_Natural Gas_Gas Boiler - Burner Control Optimization_A_Achievable Economic TRC Potential | F10 | Industrial | Food Products | Existing | Process | Natural Gas | Gas Boiler - Burner Control Optimization | A | Cumulative Energy Savings (MWh or mTherms) | Achievable Economic TRC Potential | 0 | 0 | 0 | 0 | 0 | 0 | 0 | 0 | 0 | 0 | 0 | 0 | 0 | 0 | 0 | 0 | 0 | 0 | 0 | 0 | 0 | 0
F11_Industrial_Food Products_Existing_Process_Natural Gas_Gas Boiler - Burner Control Optimization_A_Achievable Economic TRC Potential | F11 | Industrial | Food Products | Existing | Process | Natural Gas | Gas Boiler - Burner Control Optimization | A | Cumulative Summer Peak Savings (MW) | Achievable Economic TRC Potential | 0 | 0 | 0 | 0 | 0 | 0 | 0 | 0 | 0 | 0 | 0 | 0 | 0 | 0 | 0 | 0 | 0 | 0 | 0 | 0 | 0 | 0
F12_Industrial_Food Products_Existing_Process_Natural Gas_Gas Boiler - Burner Control Optimization_A_Achievable Economic TRC Potential | F12 | Industrial | Food Products | Existing | Process | Natural Gas | Gas Boiler - Burner Control Optimization | A | Cumulative Winter Peak Savings (MW) | Achievable Economic TRC Potential | 0 | 0 | 0 | 0 | 0 | 0 | 0 | 0 | 0 | 0 | 0 | 0 | 0 | 0 | 0 | 0 | 0 | 0 | 0 | 0 | 0 | 0
F13_Industrial_Food Products_Existing_Process_Natural Gas_Gas Boiler - Burner Control Optimization_A_Achievable Economic TRC Potential | F13 | Industrial | Food Products | Existing | Process | Natural Gas | Gas Boiler - Burner Control Optimization | A | Purchases (Incremental) | Achievable Economic TRC Potential | 0 | 0 | 0 | 0 | 0 | 0 | 0 | 0 | 0 | 0 | 0 | 0 | 0 | 0 | 0 | 0 | 0 | 0 | 0 | 0 | 0 | 0
F14_Industrial_Food Products_Existing_Process_Natural Gas_Gas Boiler - Burner Control Optimization_A_Achievable Economic TRC Potential | F14 | Industrial | Food Products | Existing | Process | Natural Gas | Gas Boiler - Burner Control Optimization | A | Purchases (Cumulative) | Achievable Economic TRC Potential | 0 | 0 | 0 | 0 | 0 | 0 | 0 | 0 | 0 | 0 | 0 | 0 | 0 | 0 | 0 | 0 | 0 | 0 | 0 | 0 | 0 | 0
F1_Industrial_Food Products_Existing_Space Heating_Natural Gas_HVAC - Demand Controlled Ventilation_A_Achievable Economic TRC Potential | F1 | Industrial | Food Products | Existing | Space Heating | Natural Gas | HVAC - Demand Controlled Ventilation | A | Original Unit Energy Savings (kWh or therms) | Achievable Economic TRC Potential | 0 | 0 | 0.076632 | 0.076208 | 0.075785 | 0.075366 | 0.074954 | 0.074553 | 0.074165 | 0.073793 | 0.07344 | 0.073107 | 0.072794 | 0.072499 | 0.072221 | 0.07196 | 0.071715 | 0.071483 | 0.071266 | 0.071061 | 0.070868 | 0.070686
F2_Industrial_Food Products_Existing_Space Heating_Natural Gas_HVAC - Demand Controlled Ventilation_A_Achievable Economic TRC Potential | F2 | Industrial | Food Products | Existing | Space Heating | Natural Gas | HVAC - Demand Controlled Ventilation | A | Original Unit Summer Peak Savings (kW) | Achievable Economic TRC Potential | 0 | 0 | 0 | 0 | 0 | 0 | 0 | 0 | 0 | 0 | 0 | 0 | 0 | 0 | 0 | 0 | 0 | 0 | 0 | 0 | 0 | 0
F3_Industrial_Food Products_Existing_Space Heating_Natural Gas_HVAC - Demand Controlled Ventilation_A_Achievable Economic TRC Potential | F3 | Industrial | Food Products | Existing | Space Heating | Natural Gas | HVAC - Demand Controlled Ventilation | A | Original Unit Winter Peak Savings (kW) | Achievable Economic TRC Potential | 0 | 0 | 0 | 0 | 0 | 0 | 0 | 0 | 0 | 0 | 0 | 0 | 0 | 0 | 0 | 0 | 0 | 0 | 0 | 0 | 0 | 0
F4_Industrial_Food Products_Existing_Space Heating_Natural Gas_HVAC - Demand Controlled Ventilation_A_Achievable Economic TRC Potential | F4 | Industrial | Food Products | Existing | Space Heating | Natural Gas | HVAC - Demand Controlled Ventilation | A | Standalone Impact on Baseline Energy (%) | Achievable Economic TRC Potential | 0% | 0% | 0.04258% | 0.08564% | 0.1292% | 0.1732% | 0.2177% | 0.2628% | 0.3084% | 0.3545% | 0.4013% | 0.4487% | 0.4967% | 0.5455% | 0.595% | 0.6452% | 0.6962% | 0.748% | 0.8005% | 0.854% | 0.9083% | 0.9634%
F5_Industrial_Food Products_Existing_Space Heating_Natural Gas_HVAC - Demand Controlled Ventilation_A_Achievable Economic TRC Potential | F5 | Industrial | Food Products | Existing | Space Heating | Natural Gas | HVAC - Demand Controlled Ventilation | A | Standalone Impact on Baseline Summer Peak (%) | Achievable Economic TRC Potential | bar: 2019 to 2040
F6_Industrial_Food Products_Existing_Space Heating_Natural Gas_HVAC - Demand Controlled Ventilation_A_Achievable Economic TRC Potential | F6 | Industrial | Food Products | Existing | Space Heating | Natural Gas | HVAC - Demand Controlled Ventilation | A | Standalone Impact on Baseline Winter Peak (%) | Achievable Economic TRC Potential | bar: 2019 to 2040
F7_Industrial_Food Products_Existing_Space Heating_Natural Gas_HVAC - Demand Controlled Ventilation_A_Achievable Economic TRC Potential | F7 | Industrial | Food Products | Existing | Space Heating | Natural Gas | HVAC - Demand Controlled Ventilation | A | Incremental Energy Savings (MWh or mTherms) | Achievable Economic TRC Potential | 0 | 0 | 0.17482 | 0.17085 | 0.16698 | 0.16319 | 0.1595 | 0.15591 | 0.15243 | 0.14905 | 0.14577 | 0.14261 | 0.13955 | 0.13659 | 0.13372 | 0.13094 | 0.12824 | 0.12563 | 0.12309 | 0.12062 | 0.11821 | 0.11588
F8_Industrial_Food Products_Existing_Space Heating_Natural Gas_HVAC - Demand Controlled Ventilation_A_Achievable Economic TRC Potential | F8 | Industrial | Food Products | Existing | Space Heating | Natural Gas | HVAC - Demand Controlled Ventilation | A | Incremental Summer Peak Savings (MW) | Achievable Economic TRC Potential | 0 | 0 | 0 | 0 | 0 | 0 | 0 | 0 | 0 | 0 | 0 | 0 | 0 | 0 | 0 | 0 | 0 | 0 | 0 | 0 | 0 | 0
F9_Industrial_Food Products_Existing_Space Heating_Natural Gas_HVAC - Demand Controlled Ventilation_A_Achievable Economic TRC Potential | F9 | Industrial | Food Products | Existing | Space Heating | Natural Gas | HVAC - Demand Controlled Ventilation | A | Incremental Winter Peak Savings (MW) | Achievable Economic TRC Potential | 0 | 0 | 0 | 0 | 0 | 0 | 0 | 0 | 0 | 0 | 0 | 0 | 0 | 0 | 0 | 0 | 0 | 0 | 0 | 0 | 0 | 0
F10_Industrial_Food Products_Existing_Space Heating_Natural Gas_HVAC - Demand Controlled Ventilation_A_Achievable Economic TRC Potential | F10 | Industrial | Food Products | Existing | Space Heating | Natural Gas | HVAC - Demand Controlled Ventilation | A | Cumulative Energy Savings (MWh or mTherms) | Achievable Economic TRC Potential | 0 | 0 | 0.17482 | 0.3447 | 0.50976 | 0.67014 | 0.82598 | 0.97747 | 1.1248 | 1.2682 | 1.4079 | 1.5441 | 1.6771 | 1.8069 | 1.9337 | 2.0576 | 2.1789 | 2.2975 | 2.4135 | 2.5272 | 2.6386 | 2.7477
F11_Industrial_Food Products_Existing_Space Heating_Natural Gas_HVAC - Demand Controlled Ventilation_A_Achievable Economic TRC Potential | F11 | Industrial | Food Products | Existing | Space Heating | Natural Gas | HVAC - Demand Controlled Ventilation | A | Cumulative Summer Peak Savings (MW) | Achievable Economic TRC Potential | 0 | 0 | 0 | 0 | 0 | 0 | 0 | 0 | 0 | 0 | 0 | 0 | 0 | 0 | 0 | 0 | 0 | 0 | 0 | 0 | 0 | 0
F12_Industrial_Food Products_Existing_Space Heating_Natural Gas_HVAC - Demand Controlled Ventilation_A_Achievable Economic TRC Potential | F12 | Industrial | Food Products | Existing | Space Heating | Natural Gas | HVAC - Demand Controlled Ventilation | A | Cumulative Winter Peak Savings (MW) | Achievable Economic TRC Potential | 0 | 0 | 0 | 0 | 0 | 0 | 0 | 0 | 0 | 0 | 0 | 0 | 0 | 0 | 0 | 0 | 0 | 0 | 0 | 0 | 0 | 0
F13_Industrial_Food Products_Existing_Space Heating_Natural Gas_HVAC - Demand Controlled Ventilation_A_Achievable Economic TRC Potential | F13 | Industrial | Food Products | Existing | Space Heating | Natural Gas | HVAC - Demand Controlled Ventilation | A | Purchases (Incremental) | Achievable Economic TRC Potential | 0 | 0 | 2281.2689 | 2241.9367 | 2203.2826 | 2165.295 | 2127.9623 | 2091.2733 | 2055.2168 | 2019.7821 | 1984.9582 | 1950.7348 | 1917.1015 | 1884.048 | 1851.5644 | 1819.6409 | 1788.2678 | 1757.4356 | 1727.1349 | 1697.3568 | 1668.092 | 1639.3318
F14_Industrial_Food Products_Existing_Space Heating_Natural Gas_HVAC - Demand Controlled Ventilation_A_Achievable Economic TRC Potential | F14 | Industrial | Food Products | Existing | Space Heating | Natural Gas | HVAC - Demand Controlled Ventilation | A | Purchases (Cumulative) | Achievable Economic TRC Potential | 0 | 0 | 2281.2689 | 4523.2055 | 6726.4881 | 8891.7831 | 11019.7454 | 13111.0186 | 15166.2355 | 17186.0175 | 19170.9758 | 21121.7106 | 23038.8121 | 24922.86 | 26774.4244 | 28594.0653 | 30382.3331 | 32139.7686 | 33866.9036 | 35564.2603 | 37232.3523 | 38871.6841
F1_Industrial_Food Products_Existing_Space Heating_Natural Gas_Gas Boiler - Stack Economizer_A_Achievable Economic TRC Potential | F1 | Industrial | Food Products | Existing | Space Heating | Natural Gas | Gas Boiler - Stack Economizer | A | Original Unit Energy Savings (kWh or therms) | Achievable Economic TRC Potential | 0 | 0 | 0.94807 | 0.94569 | 0.94336 | 0.94108 | 0.93886 | 0.93671 | 0.93463 | 0.93261 | 0.93067 | 0.92881 | 0.92703 | 0.92533 | 0.92372 | 0.9222 | 0.92076 | 0.91942 | 0.91817 | 0.91701 | 0.91595 | 0.91498
F2_Industrial_Food Products_Existing_Space Heating_Natural Gas_Gas Boiler - Stack Economizer_A_Achievable Economic TRC Potential | F2 | Industrial | Food Products | Existing | Space Heating | Natural Gas | Gas Boiler - Stack Economizer | A | Original Unit Summer Peak Savings (kW) | Achievable Economic TRC Potential | 0 | 0 | 0 | 0 | 0 | 0 | 0 | 0 | 0 | 0 | 0 | 0 | 0 | 0 | 0 | 0 | 0 | 0 | 0 | 0 | 0 | 0
F3_Industrial_Food Products_Existing_Space Heating_Natural Gas_Gas Boiler - Stack Economizer_A_Achievable Economic TRC Potential | F3 | Industrial | Food Products | Existing | Space Heating | Natural Gas | Gas Boiler - Stack Economizer | A | Original Unit Winter Peak Savings (kW) | Achievable Economic TRC Potential | 0 | 0 | 0 | 0 | 0 | 0 | 0 | 0 | 0 | 0 | 0 | 0 | 0 | 0 | 0 | 0 | 0 | 0 | 0 | 0 | 0 | 0
F4_Industrial_Food Products_Existing_Space Heating_Natural Gas_Gas Boiler - Stack Economizer_A_Achievable Economic TRC Potential | F4 | Industrial | Food Products | Existing | Space Heating | Natural Gas | Gas Boiler - Stack Economizer | A | Standalone Impact on Baseline Energy (%) | Achievable Economic TRC Potential | bar: 2019 to 2040
F5_Industrial_Food Products_Existing_Space Heating_Natural Gas_Gas Boiler - Stack Economizer_A_Achievable Economic TRC Potential | F5 | Industrial | Food Products | Existing | Space Heating | Natural Gas | Gas Boiler - Stack Economizer | A | Standalone Impact on Baseline Summer Peak (%) | Achievable Economic TRC Potential | bar: 2019 to 2040
F6_Industrial_Food Products_Existing_Space Heating_Natural Gas_Gas Boiler - Stack Economizer_A_Achievable Economic TRC Potential | F6 | Industrial | Food Products | Existing | Space Heating | Natural Gas | Gas Boiler - Stack Economizer | A | Standalone Impact on Baseline Winter Peak (%) | Achievable Economic TRC Potential | bar: 2019 to 2040
F7_Industrial_Food Products_Existing_Space Heating_Natural Gas_Gas Boiler - Stack Economizer_A_Achievable Economic TRC Potential | F7 | Industrial | Food Products | Existing | Space Heating | Natural Gas | Gas Boiler - Stack Economizer | A | Incremental Energy Savings (MWh or mTherms) | Achievable Economic TRC Potential | 0 | 0 | 0 | 0 | 0 | 0 | 0 | 0 | 0 | 0 | 0 | 0 | 0 | 0 | 0 | 0 | 0 | 0 | 0 | 0 | 0 | 0
F8_Industrial_Food Products_Existing_Space Heating_Natural Gas_Gas Boiler - Stack Economizer_A_Achievable Economic TRC Potential | F8 | Industrial | Food Products | Existing | Space Heating | Natural Gas | Gas Boiler - Stack Economizer | A | Incremental Summer Peak Savings (MW) | Achievable Economic TRC Potential | 0 | 0 | 0 | 0 | 0 | 0 | 0 | 0 | 0 | 0 | 0 | 0 | 0 | 0 | 0 | 0 | 0 | 0 | 0 | 0 | 0 | 0
F9_Industrial_Food Products_Existing_Space Heating_Natural Gas_Gas Boiler - Stack Economizer_A_Achievable Economic TRC Potential | F9 | Industrial | Food Products | Existing | Space Heating | Natural Gas | Gas Boiler - Stack Economizer | A | Incremental Winter Peak Savings (MW) | Achievable Economic TRC Potential | 0 | 0 | 0 | 0 | 0 | 0 | 0 | 0 | 0 | 0 | 0 | 0 | 0 | 0 | 0 | 0 | 0 | 0 | 0 | 0 | 0 | 0
F10_Industrial_Food Products_Existing_Space Heating_Natural Gas_Gas Boiler - Stack Economizer_A_Achievable Economic TRC Potential | F10 | Industrial | Food Products | Existing | Space Heating | Natural Gas | Gas Boiler - Stack Economizer | A | Cumulative Energy Savings (MWh or mTherms) | Achievable Economic TRC Potential | 0 | 0 | 0 | 0 | 0 | 0 | 0 | 0 | 0 | 0 | 0 | 0 | 0 | 0 | 0 | 0 | 0 | 0 | 0 | 0 | 0 | 0
F11_Industrial_Food Products_Existing_Space Heating_Natural Gas_Gas Boiler - Stack Economizer_A_Achievable Economic TRC Potential | F11 | Industrial | Food Products | Existing | Space Heating | Natural Gas | Gas Boiler - Stack Economizer | A | Cumulative Summer Peak Savings (MW) | Achievable Economic TRC Potential | 0 | 0 | 0 | 0 | 0 | 0 | 0 | 0 | 0 | 0 | 0 | 0 | 0 | 0 | 0 | 0 | 0 | 0 | 0 | 0 | 0 | 0
F12_Industrial_Food Products_Existing_Space Heating_Natural Gas_Gas Boiler - Stack Economizer_A_Achievable Economic TRC Potential | F12 | Industrial | Food Products | Existing | Space Heating | Natural Gas | Gas Boiler - Stack Economizer | A | Cumulative Winter Peak Savings (MW) | Achievable Economic TRC Potential | 0 | 0 | 0 | 0 | 0 | 0 | 0 | 0 | 0 | 0 | 0 | 0 | 0 | 0 | 0 | 0 | 0 | 0 | 0 | 0 | 0 | 0
F13_Industrial_Food Products_Existing_Space Heating_Natural Gas_Gas Boiler - Stack Economizer_A_Achievable Economic TRC Potential | F13 | Industrial | Food Products | Existing | Space Heating | Natural Gas | Gas Boiler - Stack Economizer | A | Purchases (Incremental) | Achievable Economic TRC Potential | 0 | 0 | 0 | 0 | 0 | 0 | 0 | 0 | 0 | 0 | 0 | 0 | 0 | 0 | 0 | 0 | 0 | 0 | 0 | 0 | 0 | 0
F14_Industrial_Food Products_Existing_Space Heating_Natural Gas_Gas Boiler - Stack Economizer_A_Achievable Economic TRC Potential | F14 | Industrial | Food Products | Existing | Space Heating | Natural Gas | Gas Boiler - Stack Economizer | A | Purchases (Cumulative) | Achievable Economic TRC Potential | 0 | 0 | 0 | 0 | 0 | 0 | 0 | 0 | 0 | 0 | 0 | 0 | 0 | 0 | 0 | 0 | 0 | 0 | 0 | 0 | 0 | 0
F1_Industrial_Food Products_Existing_Process_Natural Gas_Gas Boiler - Stack Economizer_A_Achievable Economic TRC Potential | F1 | Industrial | Food Products | Existing | Process | Natural Gas | Gas Boiler - Stack Economizer | A | Original Unit Energy Savings (kWh or therms) | Achievable Economic TRC Potential | 0 | 0 | 45.4909 | 45.4909 | 45.4909 | 45.4909 | 45.4909 | 45.4909 | 45.4909 | 45.4909 | 45.4909 | 45.4909 | 45.4909 | 45.4909 | 45.4909 | 45.4909 | 45.4909 | 45.4909 | 45.4909 | 45.4909 | 45.4909 | 45.4909
F2_Industrial_Food Products_Existing_Process_Natural Gas_Gas Boiler - Stack Economizer_A_Achievable Economic TRC Potential | F2 | Industrial | Food Products | Existing | Process | Natural Gas | Gas Boiler - Stack Economizer | A | Original Unit Summer Peak Savings (kW) | Achievable Economic TRC Potential | 0 | 0 | 0 | 0 | 0 | 0 | 0 | 0 | 0 | 0 | 0 | 0 | 0 | 0 | 0 | 0 | 0 | 0 | 0 | 0 | 0 | 0
F3_Industrial_Food Products_Existing_Process_Natural Gas_Gas Boiler - Stack Economizer_A_Achievable Economic TRC Potential | F3 | Industrial | Food Products | Existing | Process | Natural Gas | Gas Boiler - Stack Economizer | A | Original Unit Winter Peak Savings (kW) | Achievable Economic TRC Potential | 0 | 0 | 0 | 0 | 0 | 0 | 0 | 0 | 0 | 0 | 0 | 0 | 0 | 0 | 0 | 0 | 0 | 0 | 0 | 0 | 0 | 0
F4_Industrial_Food Products_Existing_Process_Natural Gas_Gas Boiler - Stack Economizer_A_Achievable Economic TRC Potential | F4 | Industrial | Food Products | Existing | Process | Natural Gas | Gas Boiler - Stack Economizer | A | Standalone Impact on Baseline Energy (%) | Achievable Economic TRC Potential | bar: 2019 to 2040
F5_Industrial_Food Products_Existing_Process_Natural Gas_Gas Boiler - Stack Economizer_A_Achievable Economic TRC Potential | F5 | Industrial | Food Products | Existing | Process | Natural Gas | Gas Boiler - Stack Economizer | A | Standalone Impact on Baseline Summer Peak (%) | Achievable Economic TRC Potential | bar: 2019 to 2040
F6_Industrial_Food Products_Existing_Process_Natural Gas_Gas Boiler - Stack Economizer_A_Achievable Economic TRC Potential | F6 | Industrial | Food Products | Existing | Process | Natural Gas | Gas Boiler - Stack Economizer | A | Standalone Impact on Baseline Winter Peak (%) | Achievable Economic TRC Potential | bar: 2019 to 2040
F7_Industrial_Food Products_Existing_Process_Natural Gas_Gas Boiler - Stack Economizer_A_Achievable Economic TRC Potential | F7 | Industrial | Food Products | Existing | Process | Natural Gas | Gas Boiler - Stack Economizer | A | Incremental Energy Savings (MWh or mTherms) | Achievable Economic TRC Potential | 0 | 0 | 0 | 0 | 0 | 0 | 0 | 0 | 0 | 0 | 0 | 0 | 0 | 0 | 0 | 0 | 0 | 0 | 0 | 0 | 0 | 0
F8_Industrial_Food Products_Existing_Process_Natural Gas_Gas Boiler - Stack Economizer_A_Achievable Economic TRC Potential | F8 | Industrial | Food Products | Existing | Process | Natural Gas | Gas Boiler - Stack Economizer | A | Incremental Summer Peak Savings (MW) | Achievable Economic TRC Potential | 0 | 0 | 0 | 0 | 0 | 0 | 0 | 0 | 0 | 0 | 0 | 0 | 0 | 0 | 0 | 0 | 0 | 0 | 0 | 0 | 0 | 0
F9_Industrial_Food Products_Existing_Process_Natural Gas_Gas Boiler - Stack Economizer_A_Achievable Economic TRC Potential | F9 | Industrial | Food Products | Existing | Process | Natural Gas | Gas Boiler - Stack Economizer | A | Incremental Winter Peak Savings (MW) | Achievable Economic TRC Potential | 0 | 0 | 0 | 0 | 0 | 0 | 0 | 0 | 0 | 0 | 0 | 0 | 0 | 0 | 0 | 0 | 0 | 0 | 0 | 0 | 0 | 0
F10_Industrial_Food Products_Existing_Process_Natural Gas_Gas Boiler - Stack Economizer_A_Achievable Economic TRC Potential | F10 | Industrial | Food Products | Existing | Process | Natural Gas | Gas Boiler - Stack Economizer | A | Cumulative Energy Savings (MWh or mTherms) | Achievable Economic TRC Potential | 0 | 0 | 0 | 0 | 0 | 0 | 0 | 0 | 0 | 0 | 0 | 0 | 0 | 0 | 0 | 0 | 0 | 0 | 0 | 0 | 0 | 0
F11_Industrial_Food Products_Existing_Process_Natural Gas_Gas Boiler - Stack Economizer_A_Achievable Economic TRC Potential | F11 | Industrial | Food Products | Existing | Process | Natural Gas | Gas Boiler - Stack Economizer | A | Cumulative Summer Peak Savings (MW) | Achievable Economic TRC Potential | 0 | 0 | 0 | 0 | 0 | 0 | 0 | 0 | 0 | 0 | 0 | 0 | 0 | 0 | 0 | 0 | 0 | 0 | 0 | 0 | 0 | 0
F12_Industrial_Food Products_Existing_Process_Natural Gas_Gas Boiler - Stack Economizer_A_Achievable Economic TRC Potential | F12 | Industrial | Food Products | Existing | Process | Natural Gas | Gas Boiler - Stack Economizer | A | Cumulative Winter Peak Savings (MW) | Achievable Economic TRC Potential | 0 | 0 | 0 | 0 | 0 | 0 | 0 | 0 | 0 | 0 | 0 | 0 | 0 | 0 | 0 | 0 | 0 | 0 | 0 | 0 | 0 | 0
F13_Industrial_Food Products_Existing_Process_Natural Gas_Gas Boiler - Stack Economizer_A_Achievable Economic TRC Potential | F13 | Industrial | Food Products | Existing | Process | Natural Gas | Gas Boiler - Stack Economizer | A | Purchases (Incremental) | Achievable Economic TRC Potential | 0 | 0 | 0 | 0 | 0 | 0 | 0 | 0 | 0 | 0 | 0 | 0 | 0 | 0 | 0 | 0 | 0 | 0 | 0 | 0 | 0 | 0
F14_Industrial_Food Products_Existing_Process_Natural Gas_Gas Boiler - Stack Economizer_A_Achievable Economic TRC Potential | F14 | Industrial | Food Products | Existing | Process | Natural Gas | Gas Boiler - Stack Economizer | A | Purchases (Cumulative) | Achievable Economic TRC Potential | 0 | 0 | 0 | 0 | 0 | 0 | 0 | 0 | 0 | 0 | 0 | 0 | 0 | 0 | 0 | 0 | 0 | 0 | 0 | 0 | 0 | 0
F1_Industrial_Food Products_Existing_Space Heating_Natural Gas_Gas Furnace Tube Inserts_A_Achievable Economic TRC Potential | F1 | Industrial | Food Products | Existing | Space Heating | Natural Gas | Gas Furnace Tube Inserts | A | Original Unit Energy Savings (kWh or therms) | Achievable Economic TRC Potential | 0 | 0 | 0.088102 | 0.087615 | 0.087128 | 0.086647 | 0.086173 | 0.085712 | 0.085266 | 0.084839 | 0.084432 | 0.08405 | 0.08369 | 0.083351 | 0.083032 | 0.082732 | 0.082449 | 0.082183 | 0.081933 | 0.081697 | 0.081476 | 0.081267
F2_Industrial_Food Products_Existing_Space Heating_Natural Gas_Gas Furnace Tube Inserts_A_Achievable Economic TRC Potential | F2 | Industrial | Food Products | Existing | Space Heating | Natural Gas | Gas Furnace Tube Inserts | A | Original Unit Summer Peak Savings (kW) | Achievable Economic TRC Potential | 0 | 0 | 0 | 0 | 0 | 0 | 0 | 0 | 0 | 0 | 0 | 0 | 0 | 0 | 0 | 0 | 0 | 0 | 0 | 0 | 0 | 0
F3_Industrial_Food Products_Existing_Space Heating_Natural Gas_Gas Furnace Tube Inserts_A_Achievable Economic TRC Potential | F3 | Industrial | Food Products | Existing | Space Heating | Natural Gas | Gas Furnace Tube Inserts | A | Original Unit Winter Peak Savings (kW) | Achievable Economic TRC Potential | 0 | 0 | 0 | 0 | 0 | 0 | 0 | 0 | 0 | 0 | 0 | 0 | 0 | 0 | 0 | 0 | 0 | 0 | 0 | 0 | 0 | 0
F4_Industrial_Food Products_Existing_Space Heating_Natural Gas_Gas Furnace Tube Inserts_A_Achievable Economic TRC Potential | F4 | Industrial | Food Products | Existing | Space Heating | Natural Gas | Gas Furnace Tube Inserts | A | Standalone Impact on Baseline Energy (%) | Achievable Economic TRC Potential | bar: 2019 to 2040
F5_Industrial_Food Products_Existing_Space Heating_Natural Gas_Gas Furnace Tube Inserts_A_Achievable Economic TRC Potential | F5 | Industrial | Food Products | Existing | Space Heating | Natural Gas | Gas Furnace Tube Inserts | A | Standalone Impact on Baseline Summer Peak (%) | Achievable Economic TRC Potential | bar: 2019 to 2040
F6_Industrial_Food Products_Existing_Space Heating_Natural Gas_Gas Furnace Tube Inserts_A_Achievable Economic TRC Potential | F6 | Industrial | Food Products | Existing | Space Heating | Natural Gas | Gas Furnace Tube Inserts | A | Standalone Impact on Baseline Winter Peak (%) | Achievable Economic TRC Potential | bar: 2019 to 2040
F7_Industrial_Food Products_Existing_Space Heating_Natural Gas_Gas Furnace Tube Inserts_A_Achievable Economic TRC Potential | F7 | Industrial | Food Products | Existing | Space Heating | Natural Gas | Gas Furnace Tube Inserts | A | Incremental Energy Savings (MWh or mTherms) | Achievable Economic TRC Potential | 0 | 0 | 0 | 0 | 0 | 0 | 0 | 0 | 0 | 0 | 0 | 0 | 0 | 0 | 0 | 0 | 0 | 0 | 0 | 0 | 0 | 0
F8_Industrial_Food Products_Existing_Space Heating_Natural Gas_Gas Furnace Tube Inserts_A_Achievable Economic TRC Potential | F8 | Industrial | Food Products | Existing | Space Heating | Natural Gas | Gas Furnace Tube Inserts | A | Incremental Summer Peak Savings (MW) | Achievable Economic TRC Potential | 0 | 0 | 0 | 0 | 0 | 0 | 0 | 0 | 0 | 0 | 0 | 0 | 0 | 0 | 0 | 0 | 0 | 0 | 0 | 0 | 0 | 0
F9_Industrial_Food Products_Existing_Space Heating_Natural Gas_Gas Furnace Tube Inserts_A_Achievable Economic TRC Potential | F9 | Industrial | Food Products | Existing | Space Heating | Natural Gas | Gas Furnace Tube Inserts | A | Incremental Winter Peak Savings (MW) | Achievable Economic TRC Potential | 0 | 0 | 0 | 0 | 0 | 0 | 0 | 0 | 0 | 0 | 0 | 0 | 0 | 0 | 0 | 0 | 0 | 0 | 0 | 0 | 0 | 0
F10_Industrial_Food Products_Existing_Space Heating_Natural Gas_Gas Furnace Tube Inserts_A_Achievable Economic TRC Potential | F10 | Industrial | Food Products | Existing | Space Heating | Natural Gas | Gas Furnace Tube Inserts | A | Cumulative Energy Savings (MWh or mTherms) | Achievable Economic TRC Potential | 0 | 0 | 0 | 0 | 0 | 0 | 0 | 0 | 0 | 0 | 0 | 0 | 0 | 0 | 0 | 0 | 0 | 0 | 0 | 0 | 0 | 0
F11_Industrial_Food Products_Existing_Space Heating_Natural Gas_Gas Furnace Tube Inserts_A_Achievable Economic TRC Potential | F11 | Industrial | Food Products | Existing | Space Heating | Natural Gas | Gas Furnace Tube Inserts | A | Cumulative Summer Peak Savings (MW) | Achievable Economic TRC Potential | 0 | 0 | 0 | 0 | 0 | 0 | 0 | 0 | 0 | 0 | 0 | 0 | 0 | 0 | 0 | 0 | 0 | 0 | 0 | 0 | 0 | 0
F12_Industrial_Food Products_Existing_Space Heating_Natural Gas_Gas Furnace Tube Inserts_A_Achievable Economic TRC Potential | F12 | Industrial | Food Products | Existing | Space Heating | Natural Gas | Gas Furnace Tube Inserts | A | Cumulative Winter Peak Savings (MW) | Achievable Economic TRC Potential | 0 | 0 | 0 | 0 | 0 | 0 | 0 | 0 | 0 | 0 | 0 | 0 | 0 | 0 | 0 | 0 | 0 | 0 | 0 | 0 | 0 | 0
F13_Industrial_Food Products_Existing_Space Heating_Natural Gas_Gas Furnace Tube Inserts_A_Achievable Economic TRC Potential | F13 | Industrial | Food Products | Existing | Space Heating | Natural Gas | Gas Furnace Tube Inserts | A | Purchases (Incremental) | Achievable Economic TRC Potential | 0 | 0 | 0 | 0 | 0 | 0 | 0 | 0 | 0 | 0 | 0 | 0 | 0 | 0 | 0 | 0 | 0 | 0 | 0 | 0 | 0 | 0
F14_Industrial_Food Products_Existing_Space Heating_Natural Gas_Gas Furnace Tube Inserts_A_Achievable Economic TRC Potential | F14 | Industrial | Food Products | Existing | Space Heating | Natural Gas | Gas Furnace Tube Inserts | A | Purchases (Cumulative) | Achievable Economic TRC Potential | 0 | 0 | 0 | 0 | 0 | 0 | 0 | 0 | 0 | 0 | 0 | 0 | 0 | 0 | 0 | 0 | 0 | 0 | 0 | 0 | 0 | 0
F1_Industrial_Food Products_Existing_Space Heating_Natural Gas_Space Heating - Heat Recovery Ventilator_A_Achievable Economic TRC Potential | F1 | Industrial | Food Products | Existing | Space Heating | Natural Gas | Space Heating - Heat Recovery Ventilator | A | Original Unit Energy Savings (kWh or therms) | Achievable Economic TRC Potential | 0 | 0 | 0.01336 | 0.013329 | 0.013297 | 0.013266 | 0.013235 | 0.013205 | 0.013176 | 0.013148 | 0.013122 | 0.013097 | 0.013074 | 0.013051 | 0.013031 | 0.013011 | 0.012992 | 0.012975 | 0.012959 | 0.012943 | 0.012929 | 0.012915
F2_Industrial_Food Products_Existing_Space Heating_Natural Gas_Space Heating - Heat Recovery Ventilator_A_Achievable Economic TRC Potential | F2 | Industrial | Food Products | Existing | Space Heating | Natural Gas | Space Heating - Heat Recovery Ventilator | A | Original Unit Summer Peak Savings (kW) | Achievable Economic TRC Potential | 0 | 0 | 0 | 0 | 0 | 0 | 0 | 0 | 0 | 0 | 0 | 0 | 0 | 0 | 0 | 0 | 0 | 0 | 0 | 0 | 0 | 0
F3_Industrial_Food Products_Existing_Space Heating_Natural Gas_Space Heating - Heat Recovery Ventilator_A_Achievable Economic TRC Potential | F3 | Industrial | Food Products | Existing | Space Heating | Natural Gas | Space Heating - Heat Recovery Ventilator | A | Original Unit Winter Peak Savings (kW) | Achievable Economic TRC Potential | 0 | 0 | 0 | 0 | 0 | 0 | 0 | 0 | 0 | 0 | 0 | 0 | 0 | 0 | 0 | 0 | 0 | 0 | 0 | 0 | 0 | 0
F4_Industrial_Food Products_Existing_Space Heating_Natural Gas_Space Heating - Heat Recovery Ventilator_A_Achievable Economic TRC Potential | F4 | Industrial | Food Products | Existing | Space Heating | Natural Gas | Space Heating - Heat Recovery Ventilator | A | Standalone Impact on Baseline Energy (%) | Achievable Economic TRC Potential | bar: 2019 to 2040
F5_Industrial_Food Products_Existing_Space Heating_Natural Gas_Space Heating - Heat Recovery Ventilator_A_Achievable Economic TRC Potential | F5 | Industrial | Food Products | Existing | Space Heating | Natural Gas | Space Heating - Heat Recovery Ventilator | A | Standalone Impact on Baseline Summer Peak (%) | Achievable Economic TRC Potential | bar: 2019 to 2040
F6_Industrial_Food Products_Existing_Space Heating_Natural Gas_Space Heating - Heat Recovery Ventilator_A_Achievable Economic TRC Potential | F6 | Industrial | Food Products | Existing | Space Heating | Natural Gas | Space Heating - Heat Recovery Ventilator | A | Standalone Impact on Baseline Winter Peak (%) | Achievable Economic TRC Potential | bar: 2019 to 2040
F7_Industrial_Food Products_Existing_Space Heating_Natural Gas_Space Heating - Heat Recovery Ventilator_A_Achievable Economic TRC Potential | F7 | Industrial | Food Products | Existing | Space Heating | Natural Gas | Space Heating - Heat Recovery Ventilator | A | Incremental Energy Savings (MWh or mTherms) | Achievable Economic TRC Potential | 0 | 0 | 0 | 0 | 0 | 0 | 0 | 0 | 0 | 0 | 0 | 0 | 0 | 0 | 0 | 0 | 0 | 0 | 0 | 0 | 0 | 0
F8_Industrial_Food Products_Existing_Space Heating_Natural Gas_Space Heating - Heat Recovery Ventilator_A_Achievable Economic TRC Potential | F8 | Industrial | Food Products | Existing | Space Heating | Natural Gas | Space Heating - Heat Recovery Ventilator | A | Incremental Summer Peak Savings (MW) | Achievable Economic TRC Potential | 0 | 0 | 0 | 0 | 0 | 0 | 0 | 0 | 0 | 0 | 0 | 0 | 0 | 0 | 0 | 0 | 0 | 0 | 0 | 0 | 0 | 0
F9_Industrial_Food Products_Existing_Space Heating_Natural Gas_Space Heating - Heat Recovery Ventilator_A_Achievable Economic TRC Potential | F9 | Industrial | Food Products | Existing | Space Heating | Natural Gas | Space Heating - Heat Recovery Ventilator | A | Incremental Winter Peak Savings (MW) | Achievable Economic TRC Potential | 0 | 0 | 0 | 0 | 0 | 0 | 0 | 0 | 0 | 0 | 0 | 0 | 0 | 0 | 0 | 0 | 0 | 0 | 0 | 0 | 0 | 0
F10_Industrial_Food Products_Existing_Space Heating_Natural Gas_Space Heating - Heat Recovery Ventilator_A_Achievable Economic TRC Potential | F10 | Industrial | Food Products | Existing | Space Heating | Natural Gas | Space Heating - Heat Recovery Ventilator | A | Cumulative Energy Savings (MWh or mTherms) | Achievable Economic TRC Potential | 0 | 0 | 0 | 0 | 0 | 0 | 0 | 0 | 0 | 0 | 0 | 0 | 0 | 0 | 0 | 0 | 0 | 0 | 0 | 0 | 0 | 0
F11_Industrial_Food Products_Existing_Space Heating_Natural Gas_Space Heating - Heat Recovery Ventilator_A_Achievable Economic TRC Potential | F11 | Industrial | Food Products | Existing | Space Heating | Natural Gas | Space Heating - Heat Recovery Ventilator | A | Cumulative Summer Peak Savings (MW) | Achievable Economic TRC Potential | 0 | 0 | 0 | 0 | 0 | 0 | 0 | 0 | 0 | 0 | 0 | 0 | 0 | 0 | 0 | 0 | 0 | 0 | 0 | 0 | 0 | 0
F12_Industrial_Food Products_Existing_Space Heating_Natural Gas_Space Heating - Heat Recovery Ventilator_A_Achievable Economic TRC Potential | F12 | Industrial | Food Products | Existing | Space Heating | Natural Gas | Space Heating - Heat Recovery Ventilator | A | Cumulative Winter Peak Savings (MW) | Achievable Economic TRC Potential | 0 | 0 | 0 | 0 | 0 | 0 | 0 | 0 | 0 | 0 | 0 | 0 | 0 | 0 | 0 | 0 | 0 | 0 | 0 | 0 | 0 | 0
F13_Industrial_Food Products_Existing_Space Heating_Natural Gas_Space Heating - Heat Recovery Ventilator_A_Achievable Economic TRC Potential | F13 | Industrial | Food Products | Existing | Space Heating | Natural Gas | Space Heating - Heat Recovery Ventilator | A | Purchases (Incremental) | Achievable Economic TRC Potential | 0 | 0 | 0 | 0 | 0 | 0 | 0 | 0 | 0 | 0 | 0 | 0 | 0 | 0 | 0 | 0 | 0 | 0 | 0 | 0 | 0 | 0
F14_Industrial_Food Products_Existing_Space Heating_Natural Gas_Space Heating - Heat Recovery Ventilator_A_Achievable Economic TRC Potential | F14 | Industrial | Food Products | Existing | Space Heating | Natural Gas | Space Heating - Heat Recovery Ventilator | A | Purchases (Cumulative) | Achievable Economic TRC Potential | 0 | 0 | 0 | 0 | 0 | 0 | 0 | 0 | 0 | 0 | 0 | 0 | 0 | 0 | 0 | 0 | 0 | 0 | 0 | 0 | 0 | 0
F1_Industrial_Food Products_Existing_Space Heating_Natural Gas_Thermostat - Programmable_A_Achievable Economic TRC Potential | F1 | Industrial | Food Products | Existing | Space Heating | Natural Gas | Thermostat - Programmable | A | Original Unit Energy Savings (kWh or therms) | Achievable Economic TRC Potential | 0 | 0 | 0.0064634 | 0.006448 | 0.0064327 | 0.0064176 | 0.0064027 | 0.0063882 | 0.0063742 | 0.0063608 | 0.006348 | 0.006336 | 0.0063246 | 0.0063139 | 0.0063038 | 0.0062943 | 0.0062853 | 0.0062769 | 0.006269 | 0.0062616 | 0.0062546 | 0.006248
F2_Industrial_Food Products_Existing_Space Heating_Natural Gas_Thermostat - Programmable_A_Achievable Economic TRC Potential | F2 | Industrial | Food Products | Existing | Space Heating | Natural Gas | Thermostat - Programmable | A | Original Unit Summer Peak Savings (kW) | Achievable Economic TRC Potential | 0 | 0 | 0 | 0 | 0 | 0 | 0 | 0 | 0 | 0 | 0 | 0 | 0 | 0 | 0 | 0 | 0 | 0 | 0 | 0 | 0 | 0
F3_Industrial_Food Products_Existing_Space Heating_Natural Gas_Thermostat - Programmable_A_Achievable Economic TRC Potential | F3 | Industrial | Food Products | Existing | Space Heating | Natural Gas | Thermostat - Programmable | A | Original Unit Winter Peak Savings (kW) | Achievable Economic TRC Potential | 0 | 0 | 0 | 0 | 0 | 0 | 0 | 0 | 0 | 0 | 0 | 0 | 0 | 0 | 0 | 0 | 0 | 0 | 0 | 0 | 0 | 0
F4_Industrial_Food Products_Existing_Space Heating_Natural Gas_Thermostat - Programmable_A_Achievable Economic TRC Potential | F4 | Industrial | Food Products | Existing | Space Heating | Natural Gas | Thermostat - Programmable | A | Standalone Impact on Baseline Energy (%) | Achievable Economic TRC Potential | bar: 2019 to 2040
F5_Industrial_Food Products_Existing_Space Heating_Natural Gas_Thermostat - Programmable_A_Achievable Economic TRC Potential | F5 | Industrial | Food Products | Existing | Space Heating | Natural Gas | Thermostat - Programmable | A | Standalone Impact on Baseline Summer Peak (%) | Achievable Economic TRC Potential | bar: 2019 to 2040
F6_Industrial_Food Products_Existing_Space Heating_Natural Gas_Thermostat - Programmable_A_Achievable Economic TRC Potential | F6 | Industrial | Food Products | Existing | Space Heating | Natural Gas | Thermostat - Programmable | A | Standalone Impact on Baseline Winter Peak (%) | Achievable Economic TRC Potential | bar: 2019 to 2040
F7_Industrial_Food Products_Existing_Space Heating_Natural Gas_Thermostat - Programmable_A_Achievable Economic TRC Potential | F7 | Industrial | Food Products | Existing | Space Heating | Natural Gas | Thermostat - Programmable | A | Incremental Energy Savings (MWh or mTherms) | Achievable Economic TRC Potential | 0 | 0 | 0 | 0 | 0 | 0 | 0 | 0 | 0 | 0 | 0 | 0 | 0 | 0 | 0 | 0 | 0 | 0 | 0 | 0 | 0 | 0
F8_Industrial_Food Products_Existing_Space Heating_Natural Gas_Thermostat - Programmable_A_Achievable Economic TRC Potential | F8 | Industrial | Food Products | Existing | Space Heating | Natural Gas | Thermostat - Programmable | A | Incremental Summer Peak Savings (MW) | Achievable Economic TRC Potential | 0 | 0 | 0 | 0 | 0 | 0 | 0 | 0 | 0 | 0 | 0 | 0 | 0 | 0 | 0 | 0 | 0 | 0 | 0 | 0 | 0 | 0
F9_Industrial_Food Products_Existing_Space Heating_Natural Gas_Thermostat - Programmable_A_Achievable Economic TRC Potential | F9 | Industrial | Food Products | Existing | Space Heating | Natural Gas | Thermostat - Programmable | A | Incremental Winter Peak Savings (MW) | Achievable Economic TRC Potential | 0 | 0 | 0 | 0 | 0 | 0 | 0 | 0 | 0 | 0 | 0 | 0 | 0 | 0 | 0 | 0 | 0 | 0 | 0 | 0 | 0 | 0
F10_Industrial_Food Products_Existing_Space Heating_Natural Gas_Thermostat - Programmable_A_Achievable Economic TRC Potential | F10 | Industrial | Food Products | Existing | Space Heating | Natural Gas | Thermostat - Programmable | A | Cumulative Energy Savings (MWh or mTherms) | Achievable Economic TRC Potential | 0 | 0 | 0 | 0 | 0 | 0 | 0 | 0 | 0 | 0 | 0 | 0 | 0 | 0 | 0 | 0 | 0 | 0 | 0 | 0 | 0 | 0
F11_Industrial_Food Products_Existing_Space Heating_Natural Gas_Thermostat - Programmable_A_Achievable Economic TRC Potential | F11 | Industrial | Food Products | Existing | Space Heating | Natural Gas | Thermostat - Programmable | A | Cumulative Summer Peak Savings (MW) | Achievable Economic TRC Potential | 0 | 0 | 0 | 0 | 0 | 0 | 0 | 0 | 0 | 0 | 0 | 0 | 0 | 0 | 0 | 0 | 0 | 0 | 0 | 0 | 0 | 0
F12_Industrial_Food Products_Existing_Space Heating_Natural Gas_Thermostat - Programmable_A_Achievable Economic TRC Potential | F12 | Industrial | Food Products | Existing | Space Heating | Natural Gas | Thermostat - Programmable | A | Cumulative Winter Peak Savings (MW) | Achievable Economic TRC Potential | 0 | 0 | 0 | 0 | 0 | 0 | 0 | 0 | 0 | 0 | 0 | 0 | 0 | 0 | 0 | 0 | 0 | 0 | 0 | 0 | 0 | 0
F13_Industrial_Food Products_Existing_Space Heating_Natural Gas_Thermostat - Programmable_A_Achievable Economic TRC Potential | F13 | Industrial | Food Products | Existing | Space Heating | Natural Gas | Thermostat - Programmable | A | Purchases (Incremental) | Achievable Economic TRC Potential | 0 | 0 | 0 | 0 | 0 | 0 | 0 | 0 | 0 | 0 | 0 | 0 | 0 | 0 | 0 | 0 | 0 | 0 | 0 | 0 | 0 | 0
F14_Industrial_Food Products_Existing_Space Heating_Natural Gas_Thermostat - Programmable_A_Achievable Economic TRC Potential | F14 | Industrial | Food Products | Existing | Space Heating | Natural Gas | Thermostat - Programmable | A | Purchases (Cumulative) | Achievable Economic TRC Potential | 0 | 0 | 0 | 0 | 0 | 0 | 0 | 0 | 0 | 0 | 0 | 0 | 0 | 0 | 0 | 0 | 0 | 0 | 0 | 0 | 0 | 0
F1_Industrial_Food Products_Existing_Space Heating_Natural Gas_ENERGY STAR Connected Thermostat_A_Achievable Economic TRC Potential | F1 | Industrial | Food Products | Existing | Space Heating | Natural Gas | ENERGY STAR Connected Thermostat | A | Original Unit Energy Savings (kWh or therms) | Achievable Economic TRC Potential | 0 | 0 | 0.015624 | 0.015587 | 0.01555 | 0.015514 | 0.015478 | 0.015443 | 0.015409 | 0.015376 | 0.015345 | 0.015316 | 0.015289 | 0.015263 | 0.015238 | 0.015215 | 0.015194 | 0.015173 | 0.015154 | 0.015136 | 0.01512 | 0.015104
F2_Industrial_Food Products_Existing_Space Heating_Natural Gas_ENERGY STAR Connected Thermostat_A_Achievable Economic TRC Potential | F2 | Industrial | Food Products | Existing | Space Heating | Natural Gas | ENERGY STAR Connected Thermostat | A | Original Unit Summer Peak Savings (kW) | Achievable Economic TRC Potential | 0 | 0 | 0 | 0 | 0 | 0 | 0 | 0 | 0 | 0 | 0 | 0 | 0 | 0 | 0 | 0 | 0 | 0 | 0 | 0 | 0 | 0
F3_Industrial_Food Products_Existing_Space Heating_Natural Gas_ENERGY STAR Connected Thermostat_A_Achievable Economic TRC Potential | F3 | Industrial | Food Products | Existing | Space Heating | Natural Gas | ENERGY STAR Connected Thermostat | A | Original Unit Winter Peak Savings (kW) | Achievable Economic TRC Potential | 0 | 0 | 0 | 0 | 0 | 0 | 0 | 0 | 0 | 0 | 0 | 0 | 0 | 0 | 0 | 0 | 0 | 0 | 0 | 0 | 0 | 0
F4_Industrial_Food Products_Existing_Space Heating_Natural Gas_ENERGY STAR Connected Thermostat_A_Achievable Economic TRC Potential | F4 | Industrial | Food Products | Existing | Space Heating | Natural Gas | ENERGY STAR Connected Thermostat | A | Standalone Impact on Baseline Energy (%) | Achievable Economic TRC Potential | bar: 2019 to 2040
F5_Industrial_Food Products_Existing_Space Heating_Natural Gas_ENERGY STAR Connected Thermostat_A_Achievable Economic TRC Potential | F5 | Industrial | Food Products | Existing | Space Heating | Natural Gas | ENERGY STAR Connected Thermostat | A | Standalone Impact on Baseline Summer Peak (%) | Achievable Economic TRC Potential | bar: 2019 to 2040
F6_Industrial_Food Products_Existing_Space Heating_Natural Gas_ENERGY STAR Connected Thermostat_A_Achievable Economic TRC Potential | F6 | Industrial | Food Products | Existing | Space Heating | Natural Gas | ENERGY STAR Connected Thermostat | A | Standalone Impact on Baseline Winter Peak (%) | Achievable Economic TRC Potential | bar: 2019 to 2040
F7_Industrial_Food Products_Existing_Space Heating_Natural Gas_ENERGY STAR Connected Thermostat_A_Achievable Economic TRC Potential | F7 | Industrial | Food Products | Existing | Space Heating | Natural Gas | ENERGY STAR Connected Thermostat | A | Incremental Energy Savings (MWh or mTherms) | Achievable Economic TRC Potential | 0 | 0 | 0 | 0 | 0 | 0 | 0 | 0 | 0 | 0 | 0 | 0 | 0 | 0 | 0 | 0 | 0 | 0 | 0 | 0 | 0 | 0
F8_Industrial_Food Products_Existing_Space Heating_Natural Gas_ENERGY STAR Connected Thermostat_A_Achievable Economic TRC Potential | F8 | Industrial | Food Products | Existing | Space Heating | Natural Gas | ENERGY STAR Connected Thermostat | A | Incremental Summer Peak Savings (MW) | Achievable Economic TRC Potential | 0 | 0 | 0 | 0 | 0 | 0 | 0 | 0 | 0 | 0 | 0 | 0 | 0 | 0 | 0 | 0 | 0 | 0 | 0 | 0 | 0 | 0
F9_Industrial_Food Products_Existing_Space Heating_Natural Gas_ENERGY STAR Connected Thermostat_A_Achievable Economic TRC Potential | F9 | Industrial | Food Products | Existing | Space Heating | Natural Gas | ENERGY STAR Connected Thermostat | A | Incremental Winter Peak Savings (MW) | Achievable Economic TRC Potential | 0 | 0 | 0 | 0 | 0 | 0 | 0 | 0 | 0 | 0 | 0 | 0 | 0 | 0 | 0 | 0 | 0 | 0 | 0 | 0 | 0 | 0
F10_Industrial_Food Products_Existing_Space Heating_Natural Gas_ENERGY STAR Connected Thermostat_A_Achievable Economic TRC Potential | F10 | Industrial | Food Products | Existing | Space Heating | Natural Gas | ENERGY STAR Connected Thermostat | A | Cumulative Energy Savings (MWh or mTherms) | Achievable Economic TRC Potential | 0 | 0 | 0 | 0 | 0 | 0 | 0 | 0 | 0 | 0 | 0 | 0 | 0 | 0 | 0 | 0 | 0 | 0 | 0 | 0 | 0 | 0
F11_Industrial_Food Products_Existing_Space Heating_Natural Gas_ENERGY STAR Connected Thermostat_A_Achievable Economic TRC Potential | F11 | Industrial | Food Products | Existing | Space Heating | Natural Gas | ENERGY STAR Connected Thermostat | A | Cumulative Summer Peak Savings (MW) | Achievable Economic TRC Potential | 0 | 0 | 0 | 0 | 0 | 0 | 0 | 0 | 0 | 0 | 0 | 0 | 0 | 0 | 0 | 0 | 0 | 0 | 0 | 0 | 0 | 0
F12_Industrial_Food Products_Existing_Space Heating_Natural Gas_ENERGY STAR Connected Thermostat_A_Achievable Economic TRC Potential | F12 | Industrial | Food Products | Existing | Space Heating | Natural Gas | ENERGY STAR Connected Thermostat | A | Cumulative Winter Peak Savings (MW) | Achievable Economic TRC Potential | 0 | 0 | 0 | 0 | 0 | 0 | 0 | 0 | 0 | 0 | 0 | 0 | 0 | 0 | 0 | 0 | 0 | 0 | 0 | 0 | 0 | 0
F13_Industrial_Food Products_Existing_Space Heating_Natural Gas_ENERGY STAR Connected Thermostat_A_Achievable Economic TRC Potential | F13 | Industrial | Food Products | Existing | Space Heating | Natural Gas | ENERGY STAR Connected Thermostat | A | Purchases (Incremental) | Achievable Economic TRC Potential | 0 | 0 | 0 | 0 | 0 | 0 | 0 | 0 | 0 | 0 | 0 | 0 | 0 | 0 | 0 | 0 | 0 | 0 | 0 | 0 | 0 | 0
F14_Industrial_Food Products_Existing_Space Heating_Natural Gas_ENERGY STAR Connected Thermostat_A_Achievable Economic TRC Potential | F14 | Industrial | Food Products | Existing | Space Heating | Natural Gas | ENERGY STAR Connected Thermostat | A | Purchases (Cumulative) | Achievable Economic TRC Potential | 0 | 0 | 0 | 0 | 0 | 0 | 0 | 0 | 0 | 0 | 0 | 0 | 0 | 0 | 0 | 0 | 0 | 0 | 0 | 0 | 0 | 0
F1_Industrial_Food Products_Existing_Space Heating_Natural Gas_Destratification Fans (HVLS)_A_Achievable Economic TRC Potential | F1 | Industrial | Food Products | Existing | Space Heating | Natural Gas | Destratification Fans (HVLS) | A | Original Unit Energy Savings (kWh or therms) | Achievable Economic TRC Potential | 0 | 0 | 0.015624 | 0.015587 | 0.01555 | 0.015514 | 0.015478 | 0.015443 | 0.015409 | 0.015376 | 0.015345 | 0.015316 | 0.015289 | 0.015263 | 0.015238 | 0.015215 | 0.015194 | 0.015173 | 0.015154 | 0.015136 | 0.01512 | 0.015104
F2_Industrial_Food Products_Existing_Space Heating_Natural Gas_Destratification Fans (HVLS)_A_Achievable Economic TRC Potential | F2 | Industrial | Food Products | Existing | Space Heating | Natural Gas | Destratification Fans (HVLS) | A | Original Unit Summer Peak Savings (kW) | Achievable Economic TRC Potential | 0 | 0 | 0 | 0 | 0 | 0 | 0 | 0 | 0 | 0 | 0 | 0 | 0 | 0 | 0 | 0 | 0 | 0 | 0 | 0 | 0 | 0
F3_Industrial_Food Products_Existing_Space Heating_Natural Gas_Destratification Fans (HVLS)_A_Achievable Economic TRC Potential | F3 | Industrial | Food Products | Existing | Space Heating | Natural Gas | Destratification Fans (HVLS) | A | Original Unit Winter Peak Savings (kW) | Achievable Economic TRC Potential | 0 | 0 | 0 | 0 | 0 | 0 | 0 | 0 | 0 | 0 | 0 | 0 | 0 | 0 | 0 | 0 | 0 | 0 | 0 | 0 | 0 | 0
F4_Industrial_Food Products_Existing_Space Heating_Natural Gas_Destratification Fans (HVLS)_A_Achievable Economic TRC Potential | F4 | Industrial | Food Products | Existing | Space Heating | Natural Gas | Destratification Fans (HVLS) | A | Standalone Impact on Baseline Energy (%) | Achievable Economic TRC Potential | bar: 2019 to 2040
F5_Industrial_Food Products_Existing_Space Heating_Natural Gas_Destratification Fans (HVLS)_A_Achievable Economic TRC Potential | F5 | Industrial | Food Products | Existing | Space Heating | Natural Gas | Destratification Fans (HVLS) | A | Standalone Impact on Baseline Summer Peak (%) | Achievable Economic TRC Potential | bar: 2019 to 2040
F6_Industrial_Food Products_Existing_Space Heating_Natural Gas_Destratification Fans (HVLS)_A_Achievable Economic TRC Potential | F6 | Industrial | Food Products | Existing | Space Heating | Natural Gas | Destratification Fans (HVLS) | A | Standalone Impact on Baseline Winter Peak (%) | Achievable Economic TRC Potential | bar: 2019 to 2040
F7_Industrial_Food Products_Existing_Space Heating_Natural Gas_Destratification Fans (HVLS)_A_Achievable Economic TRC Potential | F7 | Industrial | Food Products | Existing | Space Heating | Natural Gas | Destratification Fans (HVLS) | A | Incremental Energy Savings (MWh or mTherms) | Achievable Economic TRC Potential | 0 | 0 | 0 | 0 | 0 | 0 | 0 | 0 | 0 | 0 | 0 | 0 | 0 | 0 | 0 | 0 | 0 | 0 | 0 | 0 | 0 | 0
F8_Industrial_Food Products_Existing_Space Heating_Natural Gas_Destratification Fans (HVLS)_A_Achievable Economic TRC Potential | F8 | Industrial | Food Products | Existing | Space Heating | Natural Gas | Destratification Fans (HVLS) | A | Incremental Summer Peak Savings (MW) | Achievable Economic TRC Potential | 0 | 0 | 0 | 0 | 0 | 0 | 0 | 0 | 0 | 0 | 0 | 0 | 0 | 0 | 0 | 0 | 0 | 0 | 0 | 0 | 0 | 0
F9_Industrial_Food Products_Existing_Space Heating_Natural Gas_Destratification Fans (HVLS)_A_Achievable Economic TRC Potential | F9 | Industrial | Food Products | Existing | Space Heating | Natural Gas | Destratification Fans (HVLS) | A | Incremental Winter Peak Savings (MW) | Achievable Economic TRC Potential | 0 | 0 | 0 | 0 | 0 | 0 | 0 | 0 | 0 | 0 | 0 | 0 | 0 | 0 | 0 | 0 | 0 | 0 | 0 | 0 | 0 | 0
F10_Industrial_Food Products_Existing_Space Heating_Natural Gas_Destratification Fans (HVLS)_A_Achievable Economic TRC Potential | F10 | Industrial | Food Products | Existing | Space Heating | Natural Gas | Destratification Fans (HVLS) | A | Cumulative Energy Savings (MWh or mTherms) | Achievable Economic TRC Potential | 0 | 0 | 0 | 0 | 0 | 0 | 0 | 0 | 0 | 0 | 0 | 0 | 0 | 0 | 0 | 0 | 0 | 0 | 0 | 0 | 0 | 0
F11_Industrial_Food Products_Existing_Space Heating_Natural Gas_Destratification Fans (HVLS)_A_Achievable Economic TRC Potential | F11 | Industrial | Food Products | Existing | Space Heating | Natural Gas | Destratification Fans (HVLS) | A | Cumulative Summer Peak Savings (MW) | Achievable Economic TRC Potential | 0 | 0 | 0 | 0 | 0 | 0 | 0 | 0 | 0 | 0 | 0 | 0 | 0 | 0 | 0 | 0 | 0 | 0 | 0 | 0 | 0 | 0
F12_Industrial_Food Products_Existing_Space Heating_Natural Gas_Destratification Fans (HVLS)_A_Achievable Economic TRC Potential | F12 | Industrial | Food Products | Existing | Space Heating | Natural Gas | Destratification Fans (HVLS) | A | Cumulative Winter Peak Savings (MW) | Achievable Economic TRC Potential | 0 | 0 | 0 | 0 | 0 | 0 | 0 | 0 | 0 | 0 | 0 | 0 | 0 | 0 | 0 | 0 | 0 | 0 | 0 | 0 | 0 | 0
F13_Industrial_Food Products_Existing_Space Heating_Natural Gas_Destratification Fans (HVLS)_A_Achievable Economic TRC Potential | F13 | Industrial | Food Products | Existing | Space Heating | Natural Gas | Destratification Fans (HVLS) | A | Purchases (Incremental) | Achievable Economic TRC Potential | 0 | 0 | 0 | 0 | 0 | 0 | 0 | 0 | 0 | 0 | 0 | 0 | 0 | 0 | 0 | 0 | 0 | 0 | 0 | 0 | 0 | 0
F14_Industrial_Food Products_Existing_Space Heating_Natural Gas_Destratification Fans (HVLS)_A_Achievable Economic TRC Potential | F14 | Industrial | Food Products | Existing | Space Heating | Natural Gas | Destratification Fans (HVLS) | A | Purchases (Cumulative) | Achievable Economic TRC Potential | 0 | 0 | 0 | 0 | 0 | 0 | 0 | 0 | 0 | 0 | 0 | 0 | 0 | 0 | 0 | 0 | 0 | 0 | 0 | 0 | 0 | 0
F1_Industrial_Food Products_Existing_Space Heating_Natural Gas_Gas Boiler - Insulate Steam Lines/Condensate Tank_A_Achievable Economic TRC Potential | F1 | Industrial | Food Products | Existing | Space Heating | Natural Gas | Gas Boiler - Insulate Steam Lines/Condensate Tank | A | Original Unit Energy Savings (kWh or therms) | Achievable Economic TRC Potential | 0 | 0 | 10.3143 | 10.2884 | 10.2631 | 10.2383 | 10.2142 | 10.1908 | 10.1681 | 10.1462 | 10.1251 | 10.1048 | 10.0855 | 10.067 | 10.0495 | 10.0329 | 10.0173 | 10.0026 | 9.989 | 9.9764 | 9.9649 | 9.9544
F2_Industrial_Food Products_Existing_Space Heating_Natural Gas_Gas Boiler - Insulate Steam Lines/Condensate Tank_A_Achievable Economic TRC Potential | F2 | Industrial | Food Products | Existing | Space Heating | Natural Gas | Gas Boiler - Insulate Steam Lines/Condensate Tank | A | Original Unit Summer Peak Savings (kW) | Achievable Economic TRC Potential | 0 | 0 | 0 | 0 | 0 | 0 | 0 | 0 | 0 | 0 | 0 | 0 | 0 | 0 | 0 | 0 | 0 | 0 | 0 | 0 | 0 | 0
F3_Industrial_Food Products_Existing_Space Heating_Natural Gas_Gas Boiler - Insulate Steam Lines/Condensate Tank_A_Achievable Economic TRC Potential | F3 | Industrial | Food Products | Existing | Space Heating | Natural Gas | Gas Boiler - Insulate Steam Lines/Condensate Tank | A | Original Unit Winter Peak Savings (kW) | Achievable Economic TRC Potential | 0 | 0 | 0 | 0 | 0 | 0 | 0 | 0 | 0 | 0 | 0 | 0 | 0 | 0 | 0 | 0 | 0 | 0 | 0 | 0 | 0 | 0
F4_Industrial_Food Products_Existing_Space Heating_Natural Gas_Gas Boiler - Insulate Steam Lines/Condensate Tank_A_Achievable Economic TRC Potential | F4 | Industrial | Food Products | Existing | Space Heating | Natural Gas | Gas Boiler - Insulate Steam Lines/Condensate Tank | A | Standalone Impact on Baseline Energy (%) | Achievable Economic TRC Potential | 0% | 0% | 0.005127% | 0.01034% | 0.01565% | 0.02105% | 0.02654% | 0.03213% | 0.03782% | 0.0436% | 0.04949% | 0.05548% | 0.06157% | 0.06776% | 0.07406% | 0.08047% | 0.08699% | 0.09363% | 0.1004% | 0.1073% | 0.1142% | 0.1214%
F5_Industrial_Food Products_Existing_Space Heating_Natural Gas_Gas Boiler - Insulate Steam Lines/Condensate Tank_A_Achievable Economic TRC Potential | F5 | Industrial | Food Products | Existing | Space Heating | Natural Gas | Gas Boiler - Insulate Steam Lines/Condensate Tank | A | Standalone Impact on Baseline Summer Peak (%) | Achievable Economic TRC Potential | bar: 2019 to 2040
F6_Industrial_Food Products_Existing_Space Heating_Natural Gas_Gas Boiler - Insulate Steam Lines/Condensate Tank_A_Achievable Economic TRC Potential | F6 | Industrial | Food Products | Existing | Space Heating | Natural Gas | Gas Boiler - Insulate Steam Lines/Condensate Tank | A | Standalone Impact on Baseline Winter Peak (%) | Achievable Economic TRC Potential | bar: 2019 to 2040
F7_Industrial_Food Products_Existing_Space Heating_Natural Gas_Gas Boiler - Insulate Steam Lines/Condensate Tank_A_Achievable Economic TRC Potential | F7 | Industrial | Food Products | Existing | Space Heating | Natural Gas | Gas Boiler - Insulate Steam Lines/Condensate Tank | A | Incremental Energy Savings (MWh or mTherms) | Achievable Economic TRC Potential | 0 | 0 | 0.021049 | 0.020634 | 0.020228 | 0.019831 | 0.019444 | 0.019065 | 0.018694 | 0.018332 | 0.017979 | 0.017633 | 0.017296 | 0.016967 | 0.016645 | 0.016331 | 0.016025 | 0.015725 | 0.015433 | 0.015148 | 0.01487 | 0.014598
F8_Industrial_Food Products_Existing_Space Heating_Natural Gas_Gas Boiler - Insulate Steam Lines/Condensate Tank_A_Achievable Economic TRC Potential | F8 | Industrial | Food Products | Existing | Space Heating | Natural Gas | Gas Boiler - Insulate Steam Lines/Condensate Tank | A | Incremental Summer Peak Savings (MW) | Achievable Economic TRC Potential | 0 | 0 | 0 | 0 | 0 | 0 | 0 | 0 | 0 | 0 | 0 | 0 | 0 | 0 | 0 | 0 | 0 | 0 | 0 | 0 | 0 | 0
F9_Industrial_Food Products_Existing_Space Heating_Natural Gas_Gas Boiler - Insulate Steam Lines/Condensate Tank_A_Achievable Economic TRC Potential | F9 | Industrial | Food Products | Existing | Space Heating | Natural Gas | Gas Boiler - Insulate Steam Lines/Condensate Tank | A | Incremental Winter Peak Savings (MW) | Achievable Economic TRC Potential | 0 | 0 | 0 | 0 | 0 | 0 | 0 | 0 | 0 | 0 | 0 | 0 | 0 | 0 | 0 | 0 | 0 | 0 | 0 | 0 | 0 | 0
F10_Industrial_Food Products_Existing_Space Heating_Natural Gas_Gas Boiler - Insulate Steam Lines/Condensate Tank_A_Achievable Economic TRC Potential | F10 | Industrial | Food Products | Existing | Space Heating | Natural Gas | Gas Boiler - Insulate Steam Lines/Condensate Tank | A | Cumulative Energy Savings (MWh or mTherms) | Achievable Economic TRC Potential | 0 | 0 | 0.021049 | 0.04163 | 0.061755 | 0.081438 | 0.10069 | 0.11952 | 0.13795 | 0.15599 | 0.17364 | 0.19093 | 0.20786 | 0.22444 | 0.2407 | 0.25663 | 0.27226 | 0.28759 | 0.30263 | 0.31739 | 0.3319 | 0.34614
F11_Industrial_Food Products_Existing_Space Heating_Natural Gas_Gas Boiler - Insulate Steam Lines/Condensate Tank_A_Achievable Economic TRC Potential | F11 | Industrial | Food Products | Existing | Space Heating | Natural Gas | Gas Boiler - Insulate Steam Lines/Condensate Tank | A | Cumulative Summer Peak Savings (MW) | Achievable Economic TRC Potential | 0 | 0 | 0 | 0 | 0 | 0 | 0 | 0 | 0 | 0 | 0 | 0 | 0 | 0 | 0 | 0 | 0 | 0 | 0 | 0 | 0 | 0
F12_Industrial_Food Products_Existing_Space Heating_Natural Gas_Gas Boiler - Insulate Steam Lines/Condensate Tank_A_Achievable Economic TRC Potential | F12 | Industrial | Food Products | Existing | Space Heating | Natural Gas | Gas Boiler - Insulate Steam Lines/Condensate Tank | A | Cumulative Winter Peak Savings (MW) | Achievable Economic TRC Potential | 0 | 0 | 0 | 0 | 0 | 0 | 0 | 0 | 0 | 0 | 0 | 0 | 0 | 0 | 0 | 0 | 0 | 0 | 0 | 0 | 0 | 0
F13_Industrial_Food Products_Existing_Space Heating_Natural Gas_Gas Boiler - Insulate Steam Lines/Condensate Tank_A_Achievable Economic TRC Potential | F13 | Industrial | Food Products | Existing | Space Heating | Natural Gas | Gas Boiler - Insulate Steam Lines/Condensate Tank | A | Purchases (Incremental) | Achievable Economic TRC Potential | 0 | 0 | 2.0407 | 2.0055 | 1.971 | 1.937 | 1.9036 | 1.8708 | 1.8385 | 1.8068 | 1.7757 | 1.745 | 1.715 | 1.6854 | 1.6563 | 1.6278 | 1.5997 | 1.5721 | 1.545 | 1.5184 | 1.4922 | 1.4665
F14_Industrial_Food Products_Existing_Space Heating_Natural Gas_Gas Boiler - Insulate Steam Lines/Condensate Tank_A_Achievable Economic TRC Potential | F14 | Industrial | Food Products | Existing | Space Heating | Natural Gas | Gas Boiler - Insulate Steam Lines/Condensate Tank | A | Purchases (Cumulative) | Achievable Economic TRC Potential | 0 | 0 | 2.0407 | 4.0463 | 6.0172 | 7.9542 | 9.8578 | 11.7286 | 13.5671 | 15.3739 | 17.1496 | 18.8946 | 20.6096 | 22.295 | 23.9513 | 25.5791 | 27.1788 | 28.7509 | 30.296 | 31.8144 | 33.3066 | 34.7731
F1_Industrial_Food Products_Existing_Process_Natural Gas_Gas Boiler - Insulate Steam Lines/Condensate Tank_A_Achievable Economic TRC Potential | F1 | Industrial | Food Products | Existing | Process | Natural Gas | Gas Boiler - Insulate Steam Lines/Condensate Tank | A | Original Unit Energy Savings (kWh or therms) | Achievable Economic TRC Potential | 0 | 0 | 376.3371 | 376.3371 | 376.3371 | 376.3371 | 376.3371 | 376.3371 | 376.3371 | 376.3371 | 376.3371 | 376.3371 | 376.3371 | 376.3371 | 376.3371 | 376.3371 | 376.3371 | 376.3371 | 376.3371 | 376.3371 | 376.3371 | 376.3371
F2_Industrial_Food Products_Existing_Process_Natural Gas_Gas Boiler - Insulate Steam Lines/Condensate Tank_A_Achievable Economic TRC Potential | F2 | Industrial | Food Products | Existing | Process | Natural Gas | Gas Boiler - Insulate Steam Lines/Condensate Tank | A | Original Unit Summer Peak Savings (kW) | Achievable Economic TRC Potential | 0 | 0 | 0 | 0 | 0 | 0 | 0 | 0 | 0 | 0 | 0 | 0 | 0 | 0 | 0 | 0 | 0 | 0 | 0 | 0 | 0 | 0
F3_Industrial_Food Products_Existing_Process_Natural Gas_Gas Boiler - Insulate Steam Lines/Condensate Tank_A_Achievable Economic TRC Potential | F3 | Industrial | Food Products | Existing | Process | Natural Gas | Gas Boiler - Insulate Steam Lines/Condensate Tank | A | Original Unit Winter Peak Savings (kW) | Achievable Economic TRC Potential | 0 | 0 | 0 | 0 | 0 | 0 | 0 | 0 | 0 | 0 | 0 | 0 | 0 | 0 | 0 | 0 | 0 | 0 | 0 | 0 | 0 | 0
F4_Industrial_Food Products_Existing_Process_Natural Gas_Gas Boiler - Insulate Steam Lines/Condensate Tank_A_Achievable Economic TRC Potential | F4 | Industrial | Food Products | Existing | Process | Natural Gas | Gas Boiler - Insulate Steam Lines/Condensate Tank | A | Standalone Impact on Baseline Energy (%) | Achievable Economic TRC Potential | 0% | 0% | 0.02846% | 0.05742% | 0.08688% | 0.1169% | 0.1474% | 0.1784% | 0.21% | 0.2422% | 0.2749% | 0.3081% | 0.342% | 0.3765% | 0.4115% | 0.4472% | 0.4835% | 0.5205% | 0.5581% | 0.5963% | 0.6352% | 0.6748%
F5_Industrial_Food Products_Existing_Process_Natural Gas_Gas Boiler - Insulate Steam Lines/Condensate Tank_A_Achievable Economic TRC Potential | F5 | Industrial | Food Products | Existing | Process | Natural Gas | Gas Boiler - Insulate Steam Lines/Condensate Tank | A | Standalone Impact on Baseline Summer Peak (%) | Achievable Economic TRC Potential | bar: 2019 to 2040
F6_Industrial_Food Products_Existing_Process_Natural Gas_Gas Boiler - Insulate Steam Lines/Condensate Tank_A_Achievable Economic TRC Potential | F6 | Industrial | Food Products | Existing | Process | Natural Gas | Gas Boiler - Insulate Steam Lines/Condensate Tank | A | Standalone Impact on Baseline Winter Peak (%) | Achievable Economic TRC Potential | bar: 2019 to 2040
F7_Industrial_Food Products_Existing_Process_Natural Gas_Gas Boiler - Insulate Steam Lines/Condensate Tank_A_Achievable Economic TRC Potential | F7 | Industrial | Food Products | Existing | Process | Natural Gas | Gas Boiler - Insulate Steam Lines/Condensate Tank | A | Incremental Energy Savings (MWh or mTherms) | Achievable Economic TRC Potential | 0 | 0 | 1.8313 | 1.7997 | 1.7687 | 1.7382 | 1.7082 | 1.6787 | 1.6498 | 1.6214 | 1.5934 | 1.5659 | 1.5389 | 1.5124 | 1.4863 | 1.4607 | 1.4355 | 1.4108 | 1.3864 | 1.3625 | 1.339 | 1.316
F8_Industrial_Food Products_Existing_Process_Natural Gas_Gas Boiler - Insulate Steam Lines/Condensate Tank_A_Achievable Economic TRC Potential | F8 | Industrial | Food Products | Existing | Process | Natural Gas | Gas Boiler - Insulate Steam Lines/Condensate Tank | A | Incremental Summer Peak Savings (MW) | Achievable Economic TRC Potential | 0 | 0 | 0 | 0 | 0 | 0 | 0 | 0 | 0 | 0 | 0 | 0 | 0 | 0 | 0 | 0 | 0 | 0 | 0 | 0 | 0 | 0
F9_Industrial_Food Products_Existing_Process_Natural Gas_Gas Boiler - Insulate Steam Lines/Condensate Tank_A_Achievable Economic TRC Potential | F9 | Industrial | Food Products | Existing | Process | Natural Gas | Gas Boiler - Insulate Steam Lines/Condensate Tank | A | Incremental Winter Peak Savings (MW) | Achievable Economic TRC Potential | 0 | 0 | 0 | 0 | 0 | 0 | 0 | 0 | 0 | 0 | 0 | 0 | 0 | 0 | 0 | 0 | 0 | 0 | 0 | 0 | 0 | 0
F10_Industrial_Food Products_Existing_Process_Natural Gas_Gas Boiler - Insulate Steam Lines/Condensate Tank_A_Achievable Economic TRC Potential | F10 | Industrial | Food Products | Existing | Process | Natural Gas | Gas Boiler - Insulate Steam Lines/Condensate Tank | A | Cumulative Energy Savings (MWh or mTherms) | Achievable Economic TRC Potential | 0 | 0 | 1.8313 | 3.631 | 5.3996 | 7.1378 | 8.846 | 10.5247 | 12.1745 | 13.7959 | 15.3893 | 16.9552 | 18.4941 | 20.0065 | 21.4929 | 22.9536 | 24.3891 | 25.7998 | 27.1863 | 28.5488 | 29.8878 | 31.2038
F11_Industrial_Food Products_Existing_Process_Natural Gas_Gas Boiler - Insulate Steam Lines/Condensate Tank_A_Achievable Economic TRC Potential | F11 | Industrial | Food Products | Existing | Process | Natural Gas | Gas Boiler - Insulate Steam Lines/Condensate Tank | A | Cumulative Summer Peak Savings (MW) | Achievable Economic TRC Potential | 0 | 0 | 0 | 0 | 0 | 0 | 0 | 0 | 0 | 0 | 0 | 0 | 0 | 0 | 0 | 0 | 0 | 0 | 0 | 0 | 0 | 0
F12_Industrial_Food Products_Existing_Process_Natural Gas_Gas Boiler - Insulate Steam Lines/Condensate Tank_A_Achievable Economic TRC Potential | F12 | Industrial | Food Products | Existing | Process | Natural Gas | Gas Boiler - Insulate Steam Lines/Condensate Tank | A | Cumulative Winter Peak Savings (MW) | Achievable Economic TRC Potential | 0 | 0 | 0 | 0 | 0 | 0 | 0 | 0 | 0 | 0 | 0 | 0 | 0 | 0 | 0 | 0 | 0 | 0 | 0 | 0 | 0 | 0
F13_Industrial_Food Products_Existing_Process_Natural Gas_Gas Boiler - Insulate Steam Lines/Condensate Tank_A_Achievable Economic TRC Potential | F13 | Industrial | Food Products | Existing | Process | Natural Gas | Gas Boiler - Insulate Steam Lines/Condensate Tank | A | Purchases (Incremental) | Achievable Economic TRC Potential | 0 | 0 | 4.866 | 4.7821 | 4.6997 | 4.6186 | 4.539 | 4.4607 | 4.3838 | 4.3083 | 4.234 | 4.161 | 4.0892 | 4.0187 | 3.9494 | 3.8813 | 3.8144 | 3.7487 | 3.684 | 3.6205 | 3.5581 | 3.4967
F14_Industrial_Food Products_Existing_Process_Natural Gas_Gas Boiler - Insulate Steam Lines/Condensate Tank_A_Achievable Economic TRC Potential | F14 | Industrial | Food Products | Existing | Process | Natural Gas | Gas Boiler - Insulate Steam Lines/Condensate Tank | A | Purchases (Cumulative) | Achievable Economic TRC Potential | 0 | 0 | 4.866 | 9.6481 | 14.3478 | 18.9664 | 23.5055 | 27.9662 | 32.35 | 36.6583 | 40.8923 | 45.0533 | 49.1425 | 53.1612 | 57.1107 | 60.992 | 64.8064 | 68.5551 | 72.2391 | 75.8597 | 79.4177 | 82.9145
F1_Industrial_Food Products_Existing_Space Heating_Natural Gas_Gas Boiler - Insulate Hot Water Lines_A_Achievable Economic TRC Potential | F1 | Industrial | Food Products | Existing | Space Heating | Natural Gas | Gas Boiler - Insulate Hot Water Lines | A | Original Unit Energy Savings (kWh or therms) | Achievable Economic TRC Potential | 0 | 0 | 11.6584 | 11.6292 | 11.6005 | 11.5725 | 11.5453 | 11.5188 | 11.4931 | 11.4684 | 11.4445 | 11.4216 | 11.3997 | 11.3789 | 11.3591 | 11.3403 | 11.3227 | 11.3061 | 11.2907 | 11.2765 | 11.2635 | 11.2516
F2_Industrial_Food Products_Existing_Space Heating_Natural Gas_Gas Boiler - Insulate Hot Water Lines_A_Achievable Economic TRC Potential | F2 | Industrial | Food Products | Existing | Space Heating | Natural Gas | Gas Boiler - Insulate Hot Water Lines | A | Original Unit Summer Peak Savings (kW) | Achievable Economic TRC Potential | 0 | 0 | 0 | 0 | 0 | 0 | 0 | 0 | 0 | 0 | 0 | 0 | 0 | 0 | 0 | 0 | 0 | 0 | 0 | 0 | 0 | 0
F3_Industrial_Food Products_Existing_Space Heating_Natural Gas_Gas Boiler - Insulate Hot Water Lines_A_Achievable Economic TRC Potential | F3 | Industrial | Food Products | Existing | Space Heating | Natural Gas | Gas Boiler - Insulate Hot Water Lines | A | Original Unit Winter Peak Savings (kW) | Achievable Economic TRC Potential | 0 | 0 | 0 | 0 | 0 | 0 | 0 | 0 | 0 | 0 | 0 | 0 | 0 | 0 | 0 | 0 | 0 | 0 | 0 | 0 | 0 | 0
F4_Industrial_Food Products_Existing_Space Heating_Natural Gas_Gas Boiler - Insulate Hot Water Lines_A_Achievable Economic TRC Potential | F4 | Industrial | Food Products | Existing | Space Heating | Natural Gas | Gas Boiler - Insulate Hot Water Lines | A | Standalone Impact on Baseline Energy (%) | Achievable Economic TRC Potential | 0% | 0% | 0.01159% | 0.02338% | 0.03537% | 0.04758% | 0.06% | 0.07264% | 0.08549% | 0.09857% | 0.1119% | 0.1254% | 0.1392% | 0.1532% | 0.1674% | 0.1819% | 0.1967% | 0.2117% | 0.2269% | 0.2425% | 0.2583% | 0.2744%
F5_Industrial_Food Products_Existing_Space Heating_Natural Gas_Gas Boiler - Insulate Hot Water Lines_A_Achievable Economic TRC Potential | F5 | Industrial | Food Products | Existing | Space Heating | Natural Gas | Gas Boiler - Insulate Hot Water Lines | A | Standalone Impact on Baseline Summer Peak (%) | Achievable Economic TRC Potential | bar: 2019 to 2040
F6_Industrial_Food Products_Existing_Space Heating_Natural Gas_Gas Boiler - Insulate Hot Water Lines_A_Achievable Economic TRC Potential | F6 | Industrial | Food Products | Existing | Space Heating | Natural Gas | Gas Boiler - Insulate Hot Water Lines | A | Standalone Impact on Baseline Winter Peak (%) | Achievable Economic TRC Potential | bar: 2019 to 2040
F7_Industrial_Food Products_Existing_Space Heating_Natural Gas_Gas Boiler - Insulate Hot Water Lines_A_Achievable Economic TRC Potential | F7 | Industrial | Food Products | Existing | Space Heating | Natural Gas | Gas Boiler - Insulate Hot Water Lines | A | Incremental Energy Savings (MWh or mTherms) | Achievable Economic TRC Potential | 0 | 0 | 0.047583 | 0.046646 | 0.045728 | 0.044832 | 0.043955 | 0.043098 | 0.042261 | 0.041442 | 0.040643 | 0.039863 | 0.0391 | 0.038356 | 0.037629 | 0.036919 | 0.036226 | 0.035549 | 0.034889 | 0.034244 | 0.033615 | 0.033
F8_Industrial_Food Products_Existing_Space Heating_Natural Gas_Gas Boiler - Insulate Hot Water Lines_A_Achievable Economic TRC Potential | F8 | Industrial | Food Products | Existing | Space Heating | Natural Gas | Gas Boiler - Insulate Hot Water Lines | A | Incremental Summer Peak Savings (MW) | Achievable Economic TRC Potential | 0 | 0 | 0 | 0 | 0 | 0 | 0 | 0 | 0 | 0 | 0 | 0 | 0 | 0 | 0 | 0 | 0 | 0 | 0 | 0 | 0 | 0
F9_Industrial_Food Products_Existing_Space Heating_Natural Gas_Gas Boiler - Insulate Hot Water Lines_A_Achievable Economic TRC Potential | F9 | Industrial | Food Products | Existing | Space Heating | Natural Gas | Gas Boiler - Insulate Hot Water Lines | A | Incremental Winter Peak Savings (MW) | Achievable Economic TRC Potential | 0 | 0 | 0 | 0 | 0 | 0 | 0 | 0 | 0 | 0 | 0 | 0 | 0 | 0 | 0 | 0 | 0 | 0 | 0 | 0 | 0 | 0
F10_Industrial_Food Products_Existing_Space Heating_Natural Gas_Gas Boiler - Insulate Hot Water Lines_A_Achievable Economic TRC Potential | F10 | Industrial | Food Products | Existing | Space Heating | Natural Gas | Gas Boiler - Insulate Hot Water Lines | A | Cumulative Energy Savings (MWh or mTherms) | Achievable Economic TRC Potential | 0 | 0 | 0.047583 | 0.09411 | 0.13961 | 0.1841 | 0.22762 | 0.2702 | 0.31186 | 0.35263 | 0.39254 | 0.43162 | 0.46989 | 0.50738 | 0.54413 | 0.58015 | 0.61547 | 0.65012 | 0.68413 | 0.71751 | 0.75029 | 0.7825
F11_Industrial_Food Products_Existing_Space Heating_Natural Gas_Gas Boiler - Insulate Hot Water Lines_A_Achievable Economic TRC Potential | F11 | Industrial | Food Products | Existing | Space Heating | Natural Gas | Gas Boiler - Insulate Hot Water Lines | A | Cumulative Summer Peak Savings (MW) | Achievable Economic TRC Potential | 0 | 0 | 0 | 0 | 0 | 0 | 0 | 0 | 0 | 0 | 0 | 0 | 0 | 0 | 0 | 0 | 0 | 0 | 0 | 0 | 0 | 0
F12_Industrial_Food Products_Existing_Space Heating_Natural Gas_Gas Boiler - Insulate Hot Water Lines_A_Achievable Economic TRC Potential | F12 | Industrial | Food Products | Existing | Space Heating | Natural Gas | Gas Boiler - Insulate Hot Water Lines | A | Cumulative Winter Peak Savings (MW) | Achievable Economic TRC Potential | 0 | 0 | 0 | 0 | 0 | 0 | 0 | 0 | 0 | 0 | 0 | 0 | 0 | 0 | 0 | 0 | 0 | 0 | 0 | 0 | 0 | 0
F13_Industrial_Food Products_Existing_Space Heating_Natural Gas_Gas Boiler - Insulate Hot Water Lines_A_Achievable Economic TRC Potential | F13 | Industrial | Food Products | Existing | Space Heating | Natural Gas | Gas Boiler - Insulate Hot Water Lines | A | Purchases (Incremental) | Achievable Economic TRC Potential | 0 | 0 | 4.0815 | 4.0111 | 3.9419 | 3.874 | 3.8072 | 3.7415 | 3.677 | 3.6136 | 3.5513 | 3.4901 | 3.4299 | 3.3708 | 3.3127 | 3.2556 | 3.1994 | 3.1443 | 3.0901 | 3.0368 | 2.9844 | 2.933
F14_Industrial_Food Products_Existing_Space Heating_Natural Gas_Gas Boiler - Insulate Hot Water Lines_A_Achievable Economic TRC Potential | F14 | Industrial | Food Products | Existing | Space Heating | Natural Gas | Gas Boiler - Insulate Hot Water Lines | A | Purchases (Cumulative) | Achievable Economic TRC Potential | 0 | 0 | 4.0815 | 8.0926 | 12.0345 | 15.9085 | 19.7156 | 23.4572 | 27.1342 | 30.7478 | 34.2992 | 37.7893 | 41.2192 | 44.59 | 47.9027 | 51.1582 | 54.3576 | 57.5019 | 60.5919 | 63.6287 | 66.6131 | 69.5461
F1_Industrial_Food Products_Existing_Process_Natural Gas_Gas Boiler - Insulate Hot Water Lines_A_Achievable Economic TRC Potential | F1 | Industrial | Food Products | Existing | Process | Natural Gas | Gas Boiler - Insulate Hot Water Lines | A | Original Unit Energy Savings (kWh or therms) | Achievable Economic TRC Potential | 0 | 0 | 425.3792 | 425.3792 | 425.3792 | 425.3792 | 425.3792 | 425.3792 | 425.3792 | 425.3792 | 425.3792 | 425.3792 | 425.3792 | 425.3792 | 425.3792 | 425.3792 | 425.3792 | 425.3792 | 425.3792 | 425.3792 | 425.3792 | 425.3792
F2_Industrial_Food Products_Existing_Process_Natural Gas_Gas Boiler - Insulate Hot Water Lines_A_Achievable Economic TRC Potential | F2 | Industrial | Food Products | Existing | Process | Natural Gas | Gas Boiler - Insulate Hot Water Lines | A | Original Unit Summer Peak Savings (kW) | Achievable Economic TRC Potential | 0 | 0 | 0 | 0 | 0 | 0 | 0 | 0 | 0 | 0 | 0 | 0 | 0 | 0 | 0 | 0 | 0 | 0 | 0 | 0 | 0 | 0
F3_Industrial_Food Products_Existing_Process_Natural Gas_Gas Boiler - Insulate Hot Water Lines_A_Achievable Economic TRC Potential | F3 | Industrial | Food Products | Existing | Process | Natural Gas | Gas Boiler - Insulate Hot Water Lines | A | Original Unit Winter Peak Savings (kW) | Achievable Economic TRC Potential | 0 | 0 | 0 | 0 | 0 | 0 | 0 | 0 | 0 | 0 | 0 | 0 | 0 | 0 | 0 | 0 | 0 | 0 | 0 | 0 | 0 | 0
F4_Industrial_Food Products_Existing_Process_Natural Gas_Gas Boiler - Insulate Hot Water Lines_A_Achievable Economic TRC Potential | F4 | Industrial | Food Products | Existing | Process | Natural Gas | Gas Boiler - Insulate Hot Water Lines | A | Standalone Impact on Baseline Energy (%) | Achievable Economic TRC Potential | 0% | 0% | 0.06434% | 0.1298% | 0.1964% | 0.2642% | 0.3332% | 0.4033% | 0.4748% | 0.5474% | 0.6214% | 0.6966% | 0.7732% | 0.8511% | 0.9303% | 1.011% | 1.093% | 1.177% | 1.262% | 1.348% | 1.436% | 1.526%
F5_Industrial_Food Products_Existing_Process_Natural Gas_Gas Boiler - Insulate Hot Water Lines_A_Achievable Economic TRC Potential | F5 | Industrial | Food Products | Existing | Process | Natural Gas | Gas Boiler - Insulate Hot Water Lines | A | Standalone Impact on Baseline Summer Peak (%) | Achievable Economic TRC Potential | bar: 2019 to 2040
F6_Industrial_Food Products_Existing_Process_Natural Gas_Gas Boiler - Insulate Hot Water Lines_A_Achievable Economic TRC Potential | F6 | Industrial | Food Products | Existing | Process | Natural Gas | Gas Boiler - Insulate Hot Water Lines | A | Standalone Impact on Baseline Winter Peak (%) | Achievable Economic TRC Potential | bar: 2019 to 2040
F7_Industrial_Food Products_Existing_Process_Natural Gas_Gas Boiler - Insulate Hot Water Lines_A_Achievable Economic TRC Potential | F7 | Industrial | Food Products | Existing | Process | Natural Gas | Gas Boiler - Insulate Hot Water Lines | A | Incremental Energy Savings (MWh or mTherms) | Achievable Economic TRC Potential | 0 | 0 | 4.1398 | 4.0684 | 3.9983 | 3.9293 | 3.8616 | 3.795 | 3.7296 | 3.6653 | 3.6021 | 3.54 | 3.479 | 3.419 | 3.36 | 3.3021 | 3.2452 | 3.1892 | 3.1342 | 3.0802 | 3.0271 | 2.9749
F8_Industrial_Food Products_Existing_Process_Natural Gas_Gas Boiler - Insulate Hot Water Lines_A_Achievable Economic TRC Potential | F8 | Industrial | Food Products | Existing | Process | Natural Gas | Gas Boiler - Insulate Hot Water Lines | A | Incremental Summer Peak Savings (MW) | Achievable Economic TRC Potential | 0 | 0 | 0 | 0 | 0 | 0 | 0 | 0 | 0 | 0 | 0 | 0 | 0 | 0 | 0 | 0 | 0 | 0 | 0 | 0 | 0 | 0
F9_Industrial_Food Products_Existing_Process_Natural Gas_Gas Boiler - Insulate Hot Water Lines_A_Achievable Economic TRC Potential | F9 | Industrial | Food Products | Existing | Process | Natural Gas | Gas Boiler - Insulate Hot Water Lines | A | Incremental Winter Peak Savings (MW) | Achievable Economic TRC Potential | 0 | 0 | 0 | 0 | 0 | 0 | 0 | 0 | 0 | 0 | 0 | 0 | 0 | 0 | 0 | 0 | 0 | 0 | 0 | 0 | 0 | 0
F10_Industrial_Food Products_Existing_Process_Natural Gas_Gas Boiler - Insulate Hot Water Lines_A_Achievable Economic TRC Potential | F10 | Industrial | Food Products | Existing | Process | Natural Gas | Gas Boiler - Insulate Hot Water Lines | A | Cumulative Energy Savings (MWh or mTherms) | Achievable Economic TRC Potential | 0 | 0 | 4.1398 | 8.2082 | 12.2065 | 16.1359 | 19.9975 | 23.7925 | 27.5221 | 31.1874 | 34.7895 | 38.3294 | 41.8084 | 45.2274 | 48.5874 | 51.8895 | 55.1346 | 58.3238 | 61.4581 | 64.5382 | 67.5653 | 70.5402
F11_Industrial_Food Products_Existing_Process_Natural Gas_Gas Boiler - Insulate Hot Water Lines_A_Achievable Economic TRC Potential | F11 | Industrial | Food Products | Existing | Process | Natural Gas | Gas Boiler - Insulate Hot Water Lines | A | Cumulative Summer Peak Savings (MW) | Achievable Economic TRC Potential | 0 | 0 | 0 | 0 | 0 | 0 | 0 | 0 | 0 | 0 | 0 | 0 | 0 | 0 | 0 | 0 | 0 | 0 | 0 | 0 | 0 | 0
F12_Industrial_Food Products_Existing_Process_Natural Gas_Gas Boiler - Insulate Hot Water Lines_A_Achievable Economic TRC Potential | F12 | Industrial | Food Products | Existing | Process | Natural Gas | Gas Boiler - Insulate Hot Water Lines | A | Cumulative Winter Peak Savings (MW) | Achievable Economic TRC Potential | 0 | 0 | 0 | 0 | 0 | 0 | 0 | 0 | 0 | 0 | 0 | 0 | 0 | 0 | 0 | 0 | 0 | 0 | 0 | 0 | 0 | 0
F13_Industrial_Food Products_Existing_Process_Natural Gas_Gas Boiler - Insulate Hot Water Lines_A_Achievable Economic TRC Potential | F13 | Industrial | Food Products | Existing | Process | Natural Gas | Gas Boiler - Insulate Hot Water Lines | A | Purchases (Incremental) | Achievable Economic TRC Potential | 0 | 0 | 9.732 | 9.5642 | 9.3993 | 9.2373 | 9.078 | 8.9215 | 8.7677 | 8.6165 | 8.468 | 8.322 | 8.1785 | 8.0375 | 7.8989 | 7.7627 | 7.6289 | 7.4973 | 7.3681 | 7.241 | 7.1162 | 6.9935
F14_Industrial_Food Products_Existing_Process_Natural Gas_Gas Boiler - Insulate Hot Water Lines_A_Achievable Economic TRC Potential | F14 | Industrial | Food Products | Existing | Process | Natural Gas | Gas Boiler - Insulate Hot Water Lines | A | Purchases (Cumulative) | Achievable Economic TRC Potential | 0 | 0 | 9.732 | 19.2963 | 28.6956 | 37.9329 | 47.0109 | 55.9324 | 64.7001 | 73.3166 | 81.7846 | 90.1065 | 98.285 | 106.3224 | 114.2213 | 121.984 | 129.6129 | 137.1102 | 144.4783 | 151.7193 | 158.8355 | 165.829
F1_Industrial_Food Products_Existing_Process_Natural Gas_Process - Insulate Heated Process Fluids_A_Achievable Economic TRC Potential | F1 | Industrial | Food Products | Existing | Process | Natural Gas | Process - Insulate Heated Process Fluids | A | Original Unit Energy Savings (kWh or therms) | Achievable Economic TRC Potential | 0 | 0 | 275.607 | 275.607 | 275.607 | 275.607 | 275.607 | 275.607 | 275.607 | 275.607 | 275.607 | 275.607 | 275.607 | 275.607 | 275.607 | 275.607 | 275.607 | 275.607 | 275.607 | 275.607 | 275.607 | 275.607
F2_Industrial_Food Products_Existing_Process_Natural Gas_Process - Insulate Heated Process Fluids_A_Achievable Economic TRC Potential | F2 | Industrial | Food Products | Existing | Process | Natural Gas | Process - Insulate Heated Process Fluids | A | Original Unit Summer Peak Savings (kW) | Achievable Economic TRC Potential | 0 | 0 | 0 | 0 | 0 | 0 | 0 | 0 | 0 | 0 | 0 | 0 | 0 | 0 | 0 | 0 | 0 | 0 | 0 | 0 | 0 | 0
F3_Industrial_Food Products_Existing_Process_Natural Gas_Process - Insulate Heated Process Fluids_A_Achievable Economic TRC Potential | F3 | Industrial | Food Products | Existing | Process | Natural Gas | Process - Insulate Heated Process Fluids | A | Original Unit Winter Peak Savings (kW) | Achievable Economic TRC Potential | 0 | 0 | 0 | 0 | 0 | 0 | 0 | 0 | 0 | 0 | 0 | 0 | 0 | 0 | 0 | 0 | 0 | 0 | 0 | 0 | 0 | 0
F4_Industrial_Food Products_Existing_Process_Natural Gas_Process - Insulate Heated Process Fluids_A_Achievable Economic TRC Potential | F4 | Industrial | Food Products | Existing | Process | Natural Gas | Process - Insulate Heated Process Fluids | A | Standalone Impact on Baseline Energy (%) | Achievable Economic TRC Potential | 0% | 0% | 0.04559% | 0.09198% | 0.1392% | 0.1872% | 0.2361% | 0.2813% | 0.319% | 0.3509% | 0.3781% | 0.4015% | 0.422% | 0.4401% | 0.4565% | 0.4714% | 0.4851% | 0.4981% | 0.5068% | 0.5157% | 0.5248% | 0.534%
F5_Industrial_Food Products_Existing_Process_Natural Gas_Process - Insulate Heated Process Fluids_A_Achievable Economic TRC Potential | F5 | Industrial | Food Products | Existing | Process | Natural Gas | Process - Insulate Heated Process Fluids | A | Standalone Impact on Baseline Summer Peak (%) | Achievable Economic TRC Potential | bar: 2019 to 2040
F6_Industrial_Food Products_Existing_Process_Natural Gas_Process - Insulate Heated Process Fluids_A_Achievable Economic TRC Potential | F6 | Industrial | Food Products | Existing | Process | Natural Gas | Process - Insulate Heated Process Fluids | A | Standalone Impact on Baseline Winter Peak (%) | Achievable Economic TRC Potential | bar: 2019 to 2040
F7_Industrial_Food Products_Existing_Process_Natural Gas_Process - Insulate Heated Process Fluids_A_Achievable Economic TRC Potential | F7 | Industrial | Food Products | Existing | Process | Natural Gas | Process - Insulate Heated Process Fluids | A | Incremental Energy Savings (MWh or mTherms) | Achievable Economic TRC Potential | 0 | 0 | 2.9337 | 2.8831 | 2.8334 | 2.7845 | 2.7365 | 2.4204 | 1.9029 | 1.4961 | 1.1762 | 0.92477 | 0.72706 | 0.57162 | 0.44941 | 0.35333 | 0.27779 | 0.2184 | 0.001464 | 0.00051384 | 0.00017215 | 5.5168e-05
F8_Industrial_Food Products_Existing_Process_Natural Gas_Process - Insulate Heated Process Fluids_A_Achievable Economic TRC Potential | F8 | Industrial | Food Products | Existing | Process | Natural Gas | Process - Insulate Heated Process Fluids | A | Incremental Summer Peak Savings (MW) | Achievable Economic TRC Potential | 0 | 0 | 0 | 0 | 0 | 0 | 0 | 0 | 0 | 0 | 0 | 0 | 0 | 0 | 0 | 0 | 0 | 0 | 0 | 0 | 0 | 0
F9_Industrial_Food Products_Existing_Process_Natural Gas_Process - Insulate Heated Process Fluids_A_Achievable Economic TRC Potential | F9 | Industrial | Food Products | Existing | Process | Natural Gas | Process - Insulate Heated Process Fluids | A | Incremental Winter Peak Savings (MW) | Achievable Economic TRC Potential | 0 | 0 | 0 | 0 | 0 | 0 | 0 | 0 | 0 | 0 | 0 | 0 | 0 | 0 | 0 | 0 | 0 | 0 | 0 | 0 | 0 | 0
F10_Industrial_Food Products_Existing_Process_Natural Gas_Process - Insulate Heated Process Fluids_A_Achievable Economic TRC Potential | F10 | Industrial | Food Products | Existing | Process | Natural Gas | Process - Insulate Heated Process Fluids | A | Cumulative Energy Savings (MWh or mTherms) | Achievable Economic TRC Potential | 0 | 0 | 2.9337 | 5.8167 | 8.6501 | 11.4346 | 14.1712 | 16.5916 | 18.4945 | 19.9906 | 21.1668 | 22.0916 | 22.8187 | 23.3903 | 23.8397 | 24.193 | 24.4708 | 24.6892 | 24.6907 | 24.6912 | 24.6914 | 24.6914
F11_Industrial_Food Products_Existing_Process_Natural Gas_Process - Insulate Heated Process Fluids_A_Achievable Economic TRC Potential | F11 | Industrial | Food Products | Existing | Process | Natural Gas | Process - Insulate Heated Process Fluids | A | Cumulative Summer Peak Savings (MW) | Achievable Economic TRC Potential | 0 | 0 | 0 | 0 | 0 | 0 | 0 | 0 | 0 | 0 | 0 | 0 | 0 | 0 | 0 | 0 | 0 | 0 | 0 | 0 | 0 | 0
F12_Industrial_Food Products_Existing_Process_Natural Gas_Process - Insulate Heated Process Fluids_A_Achievable Economic TRC Potential | F12 | Industrial | Food Products | Existing | Process | Natural Gas | Process - Insulate Heated Process Fluids | A | Cumulative Winter Peak Savings (MW) | Achievable Economic TRC Potential | 0 | 0 | 0 | 0 | 0 | 0 | 0 | 0 | 0 | 0 | 0 | 0 | 0 | 0 | 0 | 0 | 0 | 0 | 0 | 0 | 0 | 0
F13_Industrial_Food Products_Existing_Process_Natural Gas_Process - Insulate Heated Process Fluids_A_Achievable Economic TRC Potential | F13 | Industrial | Food Products | Existing | Process | Natural Gas | Process - Insulate Heated Process Fluids | A | Purchases (Incremental) | Achievable Economic TRC Potential | 0 | 0 | 10.6444 | 10.4608 | 10.2805 | 10.1032 | 9.929 | 8.7821 | 6.9045 | 5.4284 | 4.2678 | 3.3554 | 2.638 | 2.074 | 1.6306 | 1.282 | 1.0079 | 0.79244 | 0.0053118 | 0.0018644 | 0.00062463 | 0.00020017
F14_Industrial_Food Products_Existing_Process_Natural Gas_Process - Insulate Heated Process Fluids_A_Achievable Economic TRC Potential | F14 | Industrial | Food Products | Existing | Process | Natural Gas | Process - Insulate Heated Process Fluids | A | Purchases (Cumulative) | Achievable Economic TRC Potential | 0 | 0 | 10.6444 | 21.1052 | 31.3857 | 41.4889 | 51.418 | 60.2001 | 67.1046 | 72.533 | 76.8008 | 80.1562 | 82.7942 | 84.8683 | 86.4989 | 87.7809 | 88.7888 | 89.5813 | 89.5866 | 89.5885 | 89.5891 | 89.5893
F1_Industrial_Food Products_Existing_Process_Natural Gas_Process Heat Recovery_A_Achievable Economic TRC Potential | F1 | Industrial | Food Products | Existing | Process | Natural Gas | Process Heat Recovery | A | Original Unit Energy Savings (kWh or therms) | Achievable Economic TRC Potential | 0 | 0 | 3.2358 | 3.2358 | 3.2358 | 3.2358 | 3.2358 | 3.2358 | 3.2358 | 3.2358 | 3.2358 | 3.2358 | 3.2358 | 3.2358 | 3.2358 | 3.2358 | 3.2358 | 3.2358 | 3.2358 | 3.2358 | 3.2358 | 3.2358
F2_Industrial_Food Products_Existing_Process_Natural Gas_Process Heat Recovery_A_Achievable Economic TRC Potential | F2 | Industrial | Food Products | Existing | Process | Natural Gas | Process Heat Recovery | A | Original Unit Summer Peak Savings (kW) | Achievable Economic TRC Potential | 0 | 0 | 0 | 0 | 0 | 0 | 0 | 0 | 0 | 0 | 0 | 0 | 0 | 0 | 0 | 0 | 0 | 0 | 0 | 0 | 0 | 0
F3_Industrial_Food Products_Existing_Process_Natural Gas_Process Heat Recovery_A_Achievable Economic TRC Potential | F3 | Industrial | Food Products | Existing | Process | Natural Gas | Process Heat Recovery | A | Original Unit Winter Peak Savings (kW) | Achievable Economic TRC Potential | 0 | 0 | 0 | 0 | 0 | 0 | 0 | 0 | 0 | 0 | 0 | 0 | 0 | 0 | 0 | 0 | 0 | 0 | 0 | 0 | 0 | 0
F4_Industrial_Food Products_Existing_Process_Natural Gas_Process Heat Recovery_A_Achievable Economic TRC Potential | F4 | Industrial | Food Products | Existing | Process | Natural Gas | Process Heat Recovery | A | Standalone Impact on Baseline Energy (%) | Achievable Economic TRC Potential | bar: 2019 to 2040
F5_Industrial_Food Products_Existing_Process_Natural Gas_Process Heat Recovery_A_Achievable Economic TRC Potential | F5 | Industrial | Food Products | Existing | Process | Natural Gas | Process Heat Recovery | A | Standalone Impact on Baseline Summer Peak (%) | Achievable Economic TRC Potential | bar: 2019 to 2040
F6_Industrial_Food Products_Existing_Process_Natural Gas_Process Heat Recovery_A_Achievable Economic TRC Potential | F6 | Industrial | Food Products | Existing | Process | Natural Gas | Process Heat Recovery | A | Standalone Impact on Baseline Winter Peak (%) | Achievable Economic TRC Potential | bar: 2019 to 2040
F7_Industrial_Food Products_Existing_Process_Natural Gas_Process Heat Recovery_A_Achievable Economic TRC Potential | F7 | Industrial | Food Products | Existing | Process | Natural Gas | Process Heat Recovery | A | Incremental Energy Savings (MWh or mTherms) | Achievable Economic TRC Potential | 0 | 0 | 0 | 0 | 0 | 0 | 0 | 0 | 0 | 0 | 0 | 0 | 0 | 0 | 0 | 0 | 0 | 0 | 0 | 0 | 0 | 0
F8_Industrial_Food Products_Existing_Process_Natural Gas_Process Heat Recovery_A_Achievable Economic TRC Potential | F8 | Industrial | Food Products | Existing | Process | Natural Gas | Process Heat Recovery | A | Incremental Summer Peak Savings (MW) | Achievable Economic TRC Potential | 0 | 0 | 0 | 0 | 0 | 0 | 0 | 0 | 0 | 0 | 0 | 0 | 0 | 0 | 0 | 0 | 0 | 0 | 0 | 0 | 0 | 0
F9_Industrial_Food Products_Existing_Process_Natural Gas_Process Heat Recovery_A_Achievable Economic TRC Potential | F9 | Industrial | Food Products | Existing | Process | Natural Gas | Process Heat Recovery | A | Incremental Winter Peak Savings (MW) | Achievable Economic TRC Potential | 0 | 0 | 0 | 0 | 0 | 0 | 0 | 0 | 0 | 0 | 0 | 0 | 0 | 0 | 0 | 0 | 0 | 0 | 0 | 0 | 0 | 0
F10_Industrial_Food Products_Existing_Process_Natural Gas_Process Heat Recovery_A_Achievable Economic TRC Potential | F10 | Industrial | Food Products | Existing | Process | Natural Gas | Process Heat Recovery | A | Cumulative Energy Savings (MWh or mTherms) | Achievable Economic TRC Potential | 0 | 0 | 0 | 0 | 0 | 0 | 0 | 0 | 0 | 0 | 0 | 0 | 0 | 0 | 0 | 0 | 0 | 0 | 0 | 0 | 0 | 0
F11_Industrial_Food Products_Existing_Process_Natural Gas_Process Heat Recovery_A_Achievable Economic TRC Potential | F11 | Industrial | Food Products | Existing | Process | Natural Gas | Process Heat Recovery | A | Cumulative Summer Peak Savings (MW) | Achievable Economic TRC Potential | 0 | 0 | 0 | 0 | 0 | 0 | 0 | 0 | 0 | 0 | 0 | 0 | 0 | 0 | 0 | 0 | 0 | 0 | 0 | 0 | 0 | 0
F12_Industrial_Food Products_Existing_Process_Natural Gas_Process Heat Recovery_A_Achievable Economic TRC Potential | F12 | Industrial | Food Products | Existing | Process | Natural Gas | Process Heat Recovery | A | Cumulative Winter Peak Savings (MW) | Achievable Economic TRC Potential | 0 | 0 | 0 | 0 | 0 | 0 | 0 | 0 | 0 | 0 | 0 | 0 | 0 | 0 | 0 | 0 | 0 | 0 | 0 | 0 | 0 | 0
F13_Industrial_Food Products_Existing_Process_Natural Gas_Process Heat Recovery_A_Achievable Economic TRC Potential | F13 | Industrial | Food Products | Existing | Process | Natural Gas | Process Heat Recovery | A | Purchases (Incremental) | Achievable Economic TRC Potential | 0 | 0 | 0 | 0 | 0 | 0 | 0 | 0 | 0 | 0 | 0 | 0 | 0 | 0 | 0 | 0 | 0 | 0 | 0 | 0 | 0 | 0
F14_Industrial_Food Products_Existing_Process_Natural Gas_Process Heat Recovery_A_Achievable Economic TRC Potential | F14 | Industrial | Food Products | Existing | Process | Natural Gas | Process Heat Recovery | A | Purchases (Cumulative) | Achievable Economic TRC Potential | 0 | 0 | 0 | 0 | 0 | 0 | 0 | 0 | 0 | 0 | 0 | 0 | 0 | 0 | 0 | 0 | 0 | 0 | 0 | 0 | 0 | 0
F1_Industrial_Food Products_Existing_Space Heating_Natural Gas_Building Automation System_A_Achievable Economic TRC Potential | F1 | Industrial | Food Products | Existing | Space Heating | Natural Gas | Building Automation System | A | Original Unit Energy Savings (kWh or therms) | Achievable Economic TRC Potential | 0 | 0 | 0.015624 | 0.015587 | 0.01555 | 0.015514 | 0.015478 | 0.015443 | 0.015409 | 0.015376 | 0.015345 | 0.015316 | 0.015289 | 0.015263 | 0.015238 | 0.015215 | 0.015194 | 0.015173 | 0.015154 | 0.015136 | 0.01512 | 0.015104
F2_Industrial_Food Products_Existing_Space Heating_Natural Gas_Building Automation System_A_Achievable Economic TRC Potential | F2 | Industrial | Food Products | Existing | Space Heating | Natural Gas | Building Automation System | A | Original Unit Summer Peak Savings (kW) | Achievable Economic TRC Potential | 0 | 0 | 0 | 0 | 0 | 0 | 0 | 0 | 0 | 0 | 0 | 0 | 0 | 0 | 0 | 0 | 0 | 0 | 0 | 0 | 0 | 0
F3_Industrial_Food Products_Existing_Space Heating_Natural Gas_Building Automation System_A_Achievable Economic TRC Potential | F3 | Industrial | Food Products | Existing | Space Heating | Natural Gas | Building Automation System | A | Original Unit Winter Peak Savings (kW) | Achievable Economic TRC Potential | 0 | 0 | 0 | 0 | 0 | 0 | 0 | 0 | 0 | 0 | 0 | 0 | 0 | 0 | 0 | 0 | 0 | 0 | 0 | 0 | 0 | 0
F4_Industrial_Food Products_Existing_Space Heating_Natural Gas_Building Automation System_A_Achievable Economic TRC Potential | F4 | Industrial | Food Products | Existing | Space Heating | Natural Gas | Building Automation System | A | Standalone Impact on Baseline Energy (%) | Achievable Economic TRC Potential | 0% | 0% | 0.01308% | 0.03945% | 0.08656% | 0.1636% | 0.2811% | 0.4501% | 0.6813% | 0.9827% | 1.358% | 1.804% | 2.309% | 2.854% | 3.41% | 3.946% | 4.435% | 4.86% | 5.21% | 5.485% | 5.699% | 5.875%
F5_Industrial_Food Products_Existing_Space Heating_Natural Gas_Building Automation System_A_Achievable Economic TRC Potential | F5 | Industrial | Food Products | Existing | Space Heating | Natural Gas | Building Automation System | A | Standalone Impact on Baseline Summer Peak (%) | Achievable Economic TRC Potential | bar: 2019 to 2040
F6_Industrial_Food Products_Existing_Space Heating_Natural Gas_Building Automation System_A_Achievable Economic TRC Potential | F6 | Industrial | Food Products | Existing | Space Heating | Natural Gas | Building Automation System | A | Standalone Impact on Baseline Winter Peak (%) | Achievable Economic TRC Potential | bar: 2019 to 2040
F7_Industrial_Food Products_Existing_Space Heating_Natural Gas_Building Automation System_A_Achievable Economic TRC Potential | F7 | Industrial | Food Products | Existing | Space Heating | Natural Gas | Building Automation System | A | Incremental Energy Savings (MWh or mTherms) | Achievable Economic TRC Potential | 0 | 0 | 0.053695 | 0.10523 | 0.18319 | 0.29215 | 0.43479 | 0.61059 | 0.81447 | 1.0355 | 1.2561 | 1.4529 | 1.5991 | 1.6689 | 1.6444 | 1.5211 | 1.3125 | 1.0652 | 0.79954 | 0.54334 | 0.34077 | 0.21818
F8_Industrial_Food Products_Existing_Space Heating_Natural Gas_Building Automation System_A_Achievable Economic TRC Potential | F8 | Industrial | Food Products | Existing | Space Heating | Natural Gas | Building Automation System | A | Incremental Summer Peak Savings (MW) | Achievable Economic TRC Potential | 0 | 0 | 0 | 0 | 0 | 0 | 0 | 0 | 0 | 0 | 0 | 0 | 0 | 0 | 0 | 0 | 0 | 0 | 0 | 0 | 0 | 0
F9_Industrial_Food Products_Existing_Space Heating_Natural Gas_Building Automation System_A_Achievable Economic TRC Potential | F9 | Industrial | Food Products | Existing | Space Heating | Natural Gas | Building Automation System | A | Incremental Winter Peak Savings (MW) | Achievable Economic TRC Potential | 0 | 0 | 0 | 0 | 0 | 0 | 0 | 0 | 0 | 0 | 0 | 0 | 0 | 0 | 0 | 0 | 0 | 0 | 0 | 0 | 0 | 0
F10_Industrial_Food Products_Existing_Space Heating_Natural Gas_Building Automation System_A_Achievable Economic TRC Potential | F10 | Industrial | Food Products | Existing | Space Heating | Natural Gas | Building Automation System | A | Cumulative Energy Savings (MWh or mTherms) | Achievable Economic TRC Potential | 0 | 0 | 0.053695 | 0.1588 | 0.34161 | 0.63296 | 1.0663 | 1.6745 | 2.4853 | 3.5155 | 4.7645 | 6.2083 | 7.7962 | 9.452 | 11.0813 | 12.5856 | 13.8802 | 14.9268 | 15.7076 | 16.2323 | 16.555 | 16.7558
F11_Industrial_Food Products_Existing_Space Heating_Natural Gas_Building Automation System_A_Achievable Economic TRC Potential | F11 | Industrial | Food Products | Existing | Space Heating | Natural Gas | Building Automation System | A | Cumulative Summer Peak Savings (MW) | Achievable Economic TRC Potential | 0 | 0 | 0 | 0 | 0 | 0 | 0 | 0 | 0 | 0 | 0 | 0 | 0 | 0 | 0 | 0 | 0 | 0 | 0 | 0 | 0 | 0
F12_Industrial_Food Products_Existing_Space Heating_Natural Gas_Building Automation System_A_Achievable Economic TRC Potential | F12 | Industrial | Food Products | Existing | Space Heating | Natural Gas | Building Automation System | A | Cumulative Winter Peak Savings (MW) | Achievable Economic TRC Potential | 0 | 0 | 0 | 0 | 0 | 0 | 0 | 0 | 0 | 0 | 0 | 0 | 0 | 0 | 0 | 0 | 0 | 0 | 0 | 0 | 0 | 0
F13_Industrial_Food Products_Existing_Space Heating_Natural Gas_Building Automation System_A_Achievable Economic TRC Potential | F13 | Industrial | Food Products | Existing | Space Heating | Natural Gas | Building Automation System | A | Purchases (Incremental) | Achievable Economic TRC Potential | 0 | 0 | 3436.6546 | 6751.205 | 11780.3966 | 18832.043 | 28091.5763 | 39539.465 | 52857.2113 | 67340.6221 | 81852.7306 | 94859.61 | 104591.3812 | 109347.166 | 107910.5091 | 99969.994 | 86380.5357 | 70204.0977 | 52759.8747 | 35896.3073 | 22538.3424 | 14445.4893
F14_Industrial_Food Products_Existing_Space Heating_Natural Gas_Building Automation System_A_Achievable Economic TRC Potential | F14 | Industrial | Food Products | Existing | Space Heating | Natural Gas | Building Automation System | A | Purchases (Cumulative) | Achievable Economic TRC Potential | 0 | 0 | 3436.6546 | 10187.8597 | 21968.2563 | 40800.2993 | 68891.8756 | 108431.3405 | 161288.5518 | 228629.1739 | 310481.9045 | 405341.5145 | 509932.8956 | 619280.0616 | 727190.5707 | 827160.5647 | 913541.1004 | 983745.1982 | 1036505.0728 | 1072401.3801 | 1094939.7225 | 1109385.2118
F1_Industrial_Food Products_Existing_Space Heating_Natural Gas_Steam System Efficiency Improvements_A_Achievable Economic TRC Potential | F1 | Industrial | Food Products | Existing | Space Heating | Natural Gas | Steam System Efficiency Improvements | A | Original Unit Energy Savings (kWh or therms) | Achievable Economic TRC Potential | 0 | 0 | 0.13953 | 0.13917 | 0.13883 | 0.1385 | 0.13817 | 0.13785 | 0.13755 | 0.13725 | 0.13697 | 0.13669 | 0.13643 | 0.13618 | 0.13594 | 0.13572 | 0.13551 | 0.13531 | 0.13512 | 0.13495 | 0.1348 | 0.13466
F2_Industrial_Food Products_Existing_Space Heating_Natural Gas_Steam System Efficiency Improvements_A_Achievable Economic TRC Potential | F2 | Industrial | Food Products | Existing | Space Heating | Natural Gas | Steam System Efficiency Improvements | A | Original Unit Summer Peak Savings (kW) | Achievable Economic TRC Potential | 0 | 0 | 0 | 0 | 0 | 0 | 0 | 0 | 0 | 0 | 0 | 0 | 0 | 0 | 0 | 0 | 0 | 0 | 0 | 0 | 0 | 0
F3_Industrial_Food Products_Existing_Space Heating_Natural Gas_Steam System Efficiency Improvements_A_Achievable Economic TRC Potential | F3 | Industrial | Food Products | Existing | Space Heating | Natural Gas | Steam System Efficiency Improvements | A | Original Unit Winter Peak Savings (kW) | Achievable Economic TRC Potential | 0 | 0 | 0 | 0 | 0 | 0 | 0 | 0 | 0 | 0 | 0 | 0 | 0 | 0 | 0 | 0 | 0 | 0 | 0 | 0 | 0 | 0
F4_Industrial_Food Products_Existing_Space Heating_Natural Gas_Steam System Efficiency Improvements_A_Achievable Economic TRC Potential | F4 | Industrial | Food Products | Existing | Space Heating | Natural Gas | Steam System Efficiency Improvements | A | Standalone Impact on Baseline Energy (%) | Achievable Economic TRC Potential | 0% | 0% | 0.0008277% | 0.002496% | 0.005477% | 0.01035% | 0.01778% | 0.02848% | 0.0431% | 0.06217% | 0.0859% | 0.1141% | 0.146% | 0.1804% | 0.2156% | 0.2495% | 0.2803% | 0.3071% | 0.3292% | 0.3466% | 0.3601% | 0.3712%
F5_Industrial_Food Products_Existing_Space Heating_Natural Gas_Steam System Efficiency Improvements_A_Achievable Economic TRC Potential | F5 | Industrial | Food Products | Existing | Space Heating | Natural Gas | Steam System Efficiency Improvements | A | Standalone Impact on Baseline Summer Peak (%) | Achievable Economic TRC Potential | bar: 2019 to 2040
F6_Industrial_Food Products_Existing_Space Heating_Natural Gas_Steam System Efficiency Improvements_A_Achievable Economic TRC Potential | F6 | Industrial | Food Products | Existing | Space Heating | Natural Gas | Steam System Efficiency Improvements | A | Standalone Impact on Baseline Winter Peak (%) | Achievable Economic TRC Potential | bar: 2019 to 2040
F7_Industrial_Food Products_Existing_Space Heating_Natural Gas_Steam System Efficiency Improvements_A_Achievable Economic TRC Potential | F7 | Industrial | Food Products | Existing | Space Heating | Natural Gas | Steam System Efficiency Improvements | A | Incremental Energy Savings (MWh or mTherms) | Achievable Economic TRC Potential | 0 | 0 | 0.0033983 | 0.006659 | 0.011591 | 0.018484 | 0.027508 | 0.038629 | 0.051526 | 0.065503 | 0.079453 | 0.091895 | 0.10113 | 0.10553 | 0.10397 | 0.096156 | 0.082956 | 0.067322 | 0.050525 | 0.034333 | 0.021532 | 0.013786
F8_Industrial_Food Products_Existing_Space Heating_Natural Gas_Steam System Efficiency Improvements_A_Achievable Economic TRC Potential | F8 | Industrial | Food Products | Existing | Space Heating | Natural Gas | Steam System Efficiency Improvements | A | Incremental Summer Peak Savings (MW) | Achievable Economic TRC Potential | 0 | 0 | 0 | 0 | 0 | 0 | 0 | 0 | 0 | 0 | 0 | 0 | 0 | 0 | 0 | 0 | 0 | 0 | 0 | 0 | 0 | 0
F9_Industrial_Food Products_Existing_Space Heating_Natural Gas_Steam System Efficiency Improvements_A_Achievable Economic TRC Potential | F9 | Industrial | Food Products | Existing | Space Heating | Natural Gas | Steam System Efficiency Improvements | A | Incremental Winter Peak Savings (MW) | Achievable Economic TRC Potential | 0 | 0 | 0 | 0 | 0 | 0 | 0 | 0 | 0 | 0 | 0 | 0 | 0 | 0 | 0 | 0 | 0 | 0 | 0 | 0 | 0 | 0
F10_Industrial_Food Products_Existing_Space Heating_Natural Gas_Steam System Efficiency Improvements_A_Achievable Economic TRC Potential | F10 | Industrial | Food Products | Existing | Space Heating | Natural Gas | Steam System Efficiency Improvements | A | Cumulative Energy Savings (MWh or mTherms) | Achievable Economic TRC Potential | 0 | 0 | 0.0033983 | 0.010049 | 0.021615 | 0.040047 | 0.067461 | 0.10594 | 0.15723 | 0.22239 | 0.30138 | 0.39267 | 0.49305 | 0.59768 | 0.7006 | 0.7956 | 0.87732 | 0.94336 | 0.9926 | 1.0257 | 1.046 | 1.0587
F11_Industrial_Food Products_Existing_Space Heating_Natural Gas_Steam System Efficiency Improvements_A_Achievable Economic TRC Potential | F11 | Industrial | Food Products | Existing | Space Heating | Natural Gas | Steam System Efficiency Improvements | A | Cumulative Summer Peak Savings (MW) | Achievable Economic TRC Potential | 0 | 0 | 0 | 0 | 0 | 0 | 0 | 0 | 0 | 0 | 0 | 0 | 0 | 0 | 0 | 0 | 0 | 0 | 0 | 0 | 0 | 0
F12_Industrial_Food Products_Existing_Space Heating_Natural Gas_Steam System Efficiency Improvements_A_Achievable Economic TRC Potential | F12 | Industrial | Food Products | Existing | Space Heating | Natural Gas | Steam System Efficiency Improvements | A | Cumulative Winter Peak Savings (MW) | Achievable Economic TRC Potential | 0 | 0 | 0 | 0 | 0 | 0 | 0 | 0 | 0 | 0 | 0 | 0 | 0 | 0 | 0 | 0 | 0 | 0 | 0 | 0 | 0 | 0
F13_Industrial_Food Products_Existing_Space Heating_Natural Gas_Steam System Efficiency Improvements_A_Achievable Economic TRC Potential | F13 | Industrial | Food Products | Existing | Space Heating | Natural Gas | Steam System Efficiency Improvements | A | Purchases (Incremental) | Achievable Economic TRC Potential | 0 | 0 | 24.356 | 47.8466 | 83.4891 | 133.465 | 199.0884 | 280.221 | 374.6055 | 477.2512 | 580.1003 | 672.2817 | 741.2519 | 774.9567 | 764.775 | 708.4996 | 612.1894 | 497.545 | 373.9157 | 254.4015 | 159.732 | 102.3769
F14_Industrial_Food Products_Existing_Space Heating_Natural Gas_Steam System Efficiency Improvements_A_Achievable Economic TRC Potential | F14 | Industrial | Food Products | Existing | Space Heating | Natural Gas | Steam System Efficiency Improvements | A | Purchases (Cumulative) | Achievable Economic TRC Potential | 0 | 0 | 24.356 | 72.2026 | 155.6917 | 289.1567 | 488.2451 | 768.4662 | 1143.0717 | 1620.3229 | 2200.4232 | 2872.7049 | 3613.9568 | 4388.9135 | 5153.6885 | 5862.1881 | 6474.3775 | 6971.9225 | 7345.8382 | 7600.2398 | 7759.9717 | 7862.3487
F1_Industrial_Food Products_Existing_Process_Natural Gas_Steam System Efficiency Improvements_A_Achievable Economic TRC Potential | F1 | Industrial | Food Products | Existing | Process | Natural Gas | Steam System Efficiency Improvements | A | Original Unit Energy Savings (kWh or therms) | Achievable Economic TRC Potential | 0 | 0 | 5.0908 | 5.0908 | 5.0908 | 5.0908 | 5.0908 | 5.0908 | 5.0908 | 5.0908 | 5.0908 | 5.0908 | 5.0908 | 5.0908 | 5.0908 | 5.0908 | 5.0908 | 5.0908 | 5.0908 | 5.0908 | 5.0908 | 5.0908
F2_Industrial_Food Products_Existing_Process_Natural Gas_Steam System Efficiency Improvements_A_Achievable Economic TRC Potential | F2 | Industrial | Food Products | Existing | Process | Natural Gas | Steam System Efficiency Improvements | A | Original Unit Summer Peak Savings (kW) | Achievable Economic TRC Potential | 0 | 0 | 0 | 0 | 0 | 0 | 0 | 0 | 0 | 0 | 0 | 0 | 0 | 0 | 0 | 0 | 0 | 0 | 0 | 0 | 0 | 0
F3_Industrial_Food Products_Existing_Process_Natural Gas_Steam System Efficiency Improvements_A_Achievable Economic TRC Potential | F3 | Industrial | Food Products | Existing | Process | Natural Gas | Steam System Efficiency Improvements | A | Original Unit Winter Peak Savings (kW) | Achievable Economic TRC Potential | 0 | 0 | 0 | 0 | 0 | 0 | 0 | 0 | 0 | 0 | 0 | 0 | 0 | 0 | 0 | 0 | 0 | 0 | 0 | 0 | 0 | 0
F4_Industrial_Food Products_Existing_Process_Natural Gas_Steam System Efficiency Improvements_A_Achievable Economic TRC Potential | F4 | Industrial | Food Products | Existing | Process | Natural Gas | Steam System Efficiency Improvements | A | Standalone Impact on Baseline Energy (%) | Achievable Economic TRC Potential | 0% | 0% | 0.0001185% | 0.0003574% | 0.0007841% | 0.001482% | 0.002546% | 0.004077% | 0.006172% | 0.008902% | 0.0123% | 0.01634% | 0.02092% | 0.02585% | 0.03089% | 0.03575% | 0.04017% | 0.04402% | 0.04719% | 0.04969% | 0.05162% | 0.05322%
F5_Industrial_Food Products_Existing_Process_Natural Gas_Steam System Efficiency Improvements_A_Achievable Economic TRC Potential | F5 | Industrial | Food Products | Existing | Process | Natural Gas | Steam System Efficiency Improvements | A | Standalone Impact on Baseline Summer Peak (%) | Achievable Economic TRC Potential | bar: 2019 to 2040
F6_Industrial_Food Products_Existing_Process_Natural Gas_Steam System Efficiency Improvements_A_Achievable Economic TRC Potential | F6 | Industrial | Food Products | Existing | Process | Natural Gas | Steam System Efficiency Improvements | A | Standalone Impact on Baseline Winter Peak (%) | Achievable Economic TRC Potential | bar: 2019 to 2040
F7_Industrial_Food Products_Existing_Process_Natural Gas_Steam System Efficiency Improvements_A_Achievable Economic TRC Potential | F7 | Industrial | Food Products | Existing | Process | Natural Gas | Steam System Efficiency Improvements | A | Incremental Energy Savings (MWh or mTherms) | Achievable Economic TRC Potential | 0 | 0 | 0.007623 | 0.014975 | 0.026131 | 0.041772 | 0.062312 | 0.087705 | 0.11725 | 0.14937 | 0.18156 | 0.21041 | 0.232 | 0.24255 | 0.23936 | 0.22175 | 0.19161 | 0.15572 | 0.11703 | 0.079624 | 0.049994 | 0.032042
F8_Industrial_Food Products_Existing_Process_Natural Gas_Steam System Efficiency Improvements_A_Achievable Economic TRC Potential | F8 | Industrial | Food Products | Existing | Process | Natural Gas | Steam System Efficiency Improvements | A | Incremental Summer Peak Savings (MW) | Achievable Economic TRC Potential | 0 | 0 | 0 | 0 | 0 | 0 | 0 | 0 | 0 | 0 | 0 | 0 | 0 | 0 | 0 | 0 | 0 | 0 | 0 | 0 | 0 | 0
F9_Industrial_Food Products_Existing_Process_Natural Gas_Steam System Efficiency Improvements_A_Achievable Economic TRC Potential | F9 | Industrial | Food Products | Existing | Process | Natural Gas | Steam System Efficiency Improvements | A | Incremental Winter Peak Savings (MW) | Achievable Economic TRC Potential | 0 | 0 | 0 | 0 | 0 | 0 | 0 | 0 | 0 | 0 | 0 | 0 | 0 | 0 | 0 | 0 | 0 | 0 | 0 | 0 | 0 | 0
F10_Industrial_Food Products_Existing_Process_Natural Gas_Steam System Efficiency Improvements_A_Achievable Economic TRC Potential | F10 | Industrial | Food Products | Existing | Process | Natural Gas | Steam System Efficiency Improvements | A | Cumulative Energy Savings (MWh or mTherms) | Achievable Economic TRC Potential | 0 | 0 | 0.007623 | 0.022598 | 0.048729 | 0.090501 | 0.15281 | 0.24052 | 0.35776 | 0.50714 | 0.6887 | 0.89911 | 1.1311 | 1.3737 | 1.613 | 1.8348 | 2.0264 | 2.1821 | 2.2991 | 2.3788 | 2.4287 | 2.4608
F11_Industrial_Food Products_Existing_Process_Natural Gas_Steam System Efficiency Improvements_A_Achievable Economic TRC Potential | F11 | Industrial | Food Products | Existing | Process | Natural Gas | Steam System Efficiency Improvements | A | Cumulative Summer Peak Savings (MW) | Achievable Economic TRC Potential | 0 | 0 | 0 | 0 | 0 | 0 | 0 | 0 | 0 | 0 | 0 | 0 | 0 | 0 | 0 | 0 | 0 | 0 | 0 | 0 | 0 | 0
F12_Industrial_Food Products_Existing_Process_Natural Gas_Steam System Efficiency Improvements_A_Achievable Economic TRC Potential | F12 | Industrial | Food Products | Existing | Process | Natural Gas | Steam System Efficiency Improvements | A | Cumulative Winter Peak Savings (MW) | Achievable Economic TRC Potential | 0 | 0 | 0 | 0 | 0 | 0 | 0 | 0 | 0 | 0 | 0 | 0 | 0 | 0 | 0 | 0 | 0 | 0 | 0 | 0 | 0 | 0
F13_Industrial_Food Products_Existing_Process_Natural Gas_Steam System Efficiency Improvements_A_Achievable Economic TRC Potential | F13 | Industrial | Food Products | Existing | Process | Natural Gas | Steam System Efficiency Improvements | A | Purchases (Incremental) | Achievable Economic TRC Potential | 0 | 0 | 1.4974 | 2.9416 | 5.1329 | 8.2054 | 12.24 | 17.228 | 23.0308 | 29.3414 | 35.6646 | 41.3319 | 45.5722 | 47.6444 | 47.0184 | 43.5586 | 37.6374 | 30.5891 | 22.9884 | 15.6406 | 9.8203 | 6.2941
F14_Industrial_Food Products_Existing_Process_Natural Gas_Steam System Efficiency Improvements_A_Achievable Economic TRC Potential | F14 | Industrial | Food Products | Existing | Process | Natural Gas | Steam System Efficiency Improvements | A | Purchases (Cumulative) | Achievable Economic TRC Potential | 0 | 0 | 1.4974 | 4.439 | 9.5719 | 17.7774 | 30.0173 | 47.2453 | 70.2761 | 99.6175 | 135.2821 | 176.614 | 222.1863 | 269.8306 | 316.849 | 360.4076 | 398.0451 | 428.6342 | 451.6225 | 467.2631 | 477.0835 | 483.3776
F1_Industrial_Food Products_Existing_Space Heating_Natural Gas_Strategic Energy Management_A_Achievable Economic TRC Potential | F1 | Industrial | Food Products | Existing | Space Heating | Natural Gas | Strategic Energy Management | A | Original Unit Energy Savings (kWh or therms) | Achievable Economic TRC Potential | 0 | 0 | 7.9291 | 7.9102 | 7.8914 | 7.8729 | 7.8547 | 7.8369 | 7.8197 | 7.8032 | 7.7875 | 7.7727 | 7.7588 | 7.7457 | 7.7333 | 7.7216 | 7.7106 | 7.7003 | 7.6906 | 7.6815 | 7.6729 | 7.6649
F2_Industrial_Food Products_Existing_Space Heating_Natural Gas_Strategic Energy Management_A_Achievable Economic TRC Potential | F2 | Industrial | Food Products | Existing | Space Heating | Natural Gas | Strategic Energy Management | A | Original Unit Summer Peak Savings (kW) | Achievable Economic TRC Potential | 0 | 0 | 0 | 0 | 0 | 0 | 0 | 0 | 0 | 0 | 0 | 0 | 0 | 0 | 0 | 0 | 0 | 0 | 0 | 0 | 0 | 0
F3_Industrial_Food Products_Existing_Space Heating_Natural Gas_Strategic Energy Management_A_Achievable Economic TRC Potential | F3 | Industrial | Food Products | Existing | Space Heating | Natural Gas | Strategic Energy Management | A | Original Unit Winter Peak Savings (kW) | Achievable Economic TRC Potential | 0 | 0 | 0 | 0 | 0 | 0 | 0 | 0 | 0 | 0 | 0 | 0 | 0 | 0 | 0 | 0 | 0 | 0 | 0 | 0 | 0 | 0
F4_Industrial_Food Products_Existing_Space Heating_Natural Gas_Strategic Energy Management_A_Achievable Economic TRC Potential | F4 | Industrial | Food Products | Existing | Space Heating | Natural Gas | Strategic Energy Management | A | Standalone Impact on Baseline Energy (%) | Achievable Economic TRC Potential | 0% | 0% | 0.08224% | 0.1659% | 0.2511% | 0.3377% | 0.4259% | 0.5156% | 0.6069% | 0.6997% | 0.7943% | 0.8904% | 0.9883% | 1.088% | 1.189% | 1.292% | 1.397% | 1.504% | 1.613% | 1.723% | 1.836% | 1.95%
F5_Industrial_Food Products_Existing_Space Heating_Natural Gas_Strategic Energy Management_A_Achievable Economic TRC Potential | F5 | Industrial | Food Products | Existing | Space Heating | Natural Gas | Strategic Energy Management | A | Standalone Impact on Baseline Summer Peak (%) | Achievable Economic TRC Potential | bar: 2019 to 2040
F6_Industrial_Food Products_Existing_Space Heating_Natural Gas_Strategic Energy Management_A_Achievable Economic TRC Potential | F6 | Industrial | Food Products | Existing | Space Heating | Natural Gas | Strategic Energy Management | A | Standalone Impact on Baseline Winter Peak (%) | Achievable Economic TRC Potential | bar: 2019 to 2040
F7_Industrial_Food Products_Existing_Space Heating_Natural Gas_Strategic Energy Management_A_Achievable Economic TRC Potential | F7 | Industrial | Food Products | Existing | Space Heating | Natural Gas | Strategic Energy Management | A | Incremental Energy Savings (MWh or mTherms) | Achievable Economic TRC Potential | 0 | 0 | 0.33764 | 0.33103 | 0.32455 | 0.3182 | 0.31199 | 0.30592 | 0.29999 | 0.29419 | 0.28854 | 0.28302 | 0.27765 | 0.2724 | 0.26727 | 0.26227 | 0.25738 | 0.2526 | 0.24793 | 0.24337 | 0.23891 | 0.23454
F8_Industrial_Food Products_Existing_Space Heating_Natural Gas_Strategic Energy Management_A_Achievable Economic TRC Potential | F8 | Industrial | Food Products | Existing | Space Heating | Natural Gas | Strategic Energy Management | A | Incremental Summer Peak Savings (MW) | Achievable Economic TRC Potential | 0 | 0 | 0 | 0 | 0 | 0 | 0 | 0 | 0 | 0 | 0 | 0 | 0 | 0 | 0 | 0 | 0 | 0 | 0 | 0 | 0 | 0
F9_Industrial_Food Products_Existing_Space Heating_Natural Gas_Strategic Energy Management_A_Achievable Economic TRC Potential | F9 | Industrial | Food Products | Existing | Space Heating | Natural Gas | Strategic Energy Management | A | Incremental Winter Peak Savings (MW) | Achievable Economic TRC Potential | 0 | 0 | 0 | 0 | 0 | 0 | 0 | 0 | 0 | 0 | 0 | 0 | 0 | 0 | 0 | 0 | 0 | 0 | 0 | 0 | 0 | 0
F10_Industrial_Food Products_Existing_Space Heating_Natural Gas_Strategic Energy Management_A_Achievable Economic TRC Potential | F10 | Industrial | Food Products | Existing | Space Heating | Natural Gas | Strategic Energy Management | A | Cumulative Energy Savings (MWh or mTherms) | Achievable Economic TRC Potential | 0 | 0 | 0.33764 | 0.66786 | 0.99082 | 1.3067 | 1.6157 | 1.9179 | 2.2137 | 2.5032 | 2.7867 | 3.0645 | 3.3366 | 3.6034 | 3.8649 | 4.1213 | 4.3728 | 4.6196 | 4.8617 | 5.0993 | 5.3325 | 5.5615
F11_Industrial_Food Products_Existing_Space Heating_Natural Gas_Strategic Energy Management_A_Achievable Economic TRC Potential | F11 | Industrial | Food Products | Existing | Space Heating | Natural Gas | Strategic Energy Management | A | Cumulative Summer Peak Savings (MW) | Achievable Economic TRC Potential | 0 | 0 | 0 | 0 | 0 | 0 | 0 | 0 | 0 | 0 | 0 | 0 | 0 | 0 | 0 | 0 | 0 | 0 | 0 | 0 | 0 | 0
F12_Industrial_Food Products_Existing_Space Heating_Natural Gas_Strategic Energy Management_A_Achievable Economic TRC Potential | F12 | Industrial | Food Products | Existing | Space Heating | Natural Gas | Strategic Energy Management | A | Cumulative Winter Peak Savings (MW) | Achievable Economic TRC Potential | 0 | 0 | 0 | 0 | 0 | 0 | 0 | 0 | 0 | 0 | 0 | 0 | 0 | 0 | 0 | 0 | 0 | 0 | 0 | 0 | 0 | 0
F13_Industrial_Food Products_Existing_Space Heating_Natural Gas_Strategic Energy Management_A_Achievable Economic TRC Potential | F13 | Industrial | Food Products | Existing | Space Heating | Natural Gas | Strategic Energy Management | A | Purchases (Incremental) | Achievable Economic TRC Potential | 0 | 0 | 42.5822 | 41.848 | 41.1265 | 40.4174 | 39.7206 | 39.0357 | 38.3627 | 37.7013 | 37.0513 | 36.4124 | 35.7846 | 35.1677 | 34.5613 | 33.9654 | 33.3798 | 32.8043 | 32.2387 | 31.6829 | 31.1366 | 30.5998
F14_Industrial_Food Products_Existing_Space Heating_Natural Gas_Strategic Energy Management_A_Achievable Economic TRC Potential | F14 | Industrial | Food Products | Existing | Space Heating | Natural Gas | Strategic Energy Management | A | Purchases (Cumulative) | Achievable Economic TRC Potential | 0 | 0 | 42.5822 | 84.4302 | 125.5567 | 165.9741 | 205.6947 | 244.7304 | 283.0931 | 320.7944 | 357.8456 | 394.2581 | 430.0427 | 465.2104 | 499.7717 | 533.7371 | 567.117 | 599.9213 | 632.16 | 663.8429 | 694.9795 | 725.5793
F1_Industrial_Food Products_Existing_Process_Natural Gas_Strategic Energy Management_A_Achievable Economic TRC Potential | F1 | Industrial | Food Products | Existing | Process | Natural Gas | Strategic Energy Management | A | Original Unit Energy Savings (kWh or therms) | Achievable Economic TRC Potential | 0 | 0 | 30.2077 | 30.2077 | 30.2077 | 30.2077 | 30.2077 | 30.2077 | 30.2077 | 30.2077 | 30.2077 | 30.2077 | 30.2077 | 30.2077 | 30.2077 | 30.2077 | 30.2077 | 30.2077 | 30.2077 | 30.2077 | 30.2077 | 30.2077
F2_Industrial_Food Products_Existing_Process_Natural Gas_Strategic Energy Management_A_Achievable Economic TRC Potential | F2 | Industrial | Food Products | Existing | Process | Natural Gas | Strategic Energy Management | A | Original Unit Summer Peak Savings (kW) | Achievable Economic TRC Potential | 0 | 0 | 0 | 0 | 0 | 0 | 0 | 0 | 0 | 0 | 0 | 0 | 0 | 0 | 0 | 0 | 0 | 0 | 0 | 0 | 0 | 0
F3_Industrial_Food Products_Existing_Process_Natural Gas_Strategic Energy Management_A_Achievable Economic TRC Potential | F3 | Industrial | Food Products | Existing | Process | Natural Gas | Strategic Energy Management | A | Original Unit Winter Peak Savings (kW) | Achievable Economic TRC Potential | 0 | 0 | 0 | 0 | 0 | 0 | 0 | 0 | 0 | 0 | 0 | 0 | 0 | 0 | 0 | 0 | 0 | 0 | 0 | 0 | 0 | 0
F4_Industrial_Food Products_Existing_Process_Natural Gas_Strategic Energy Management_A_Achievable Economic TRC Potential | F4 | Industrial | Food Products | Existing | Process | Natural Gas | Strategic Energy Management | A | Standalone Impact on Baseline Energy (%) | Achievable Economic TRC Potential | 0% | 0% | 0.08224% | 0.1659% | 0.2511% | 0.3377% | 0.4259% | 0.5156% | 0.6069% | 0.6997% | 0.7943% | 0.8904% | 0.9883% | 1.088% | 1.189% | 1.292% | 1.397% | 1.504% | 1.613% | 1.723% | 1.836% | 1.95%
F5_Industrial_Food Products_Existing_Process_Natural Gas_Strategic Energy Management_A_Achievable Economic TRC Potential | F5 | Industrial | Food Products | Existing | Process | Natural Gas | Strategic Energy Management | A | Standalone Impact on Baseline Summer Peak (%) | Achievable Economic TRC Potential | bar: 2019 to 2040
F6_Industrial_Food Products_Existing_Process_Natural Gas_Strategic Energy Management_A_Achievable Economic TRC Potential | F6 | Industrial | Food Products | Existing | Process | Natural Gas | Strategic Energy Management | A | Standalone Impact on Baseline Winter Peak (%) | Achievable Economic TRC Potential | bar: 2019 to 2040
F7_Industrial_Food Products_Existing_Process_Natural Gas_Strategic Energy Management_A_Achievable Economic TRC Potential | F7 | Industrial | Food Products | Existing | Process | Natural Gas | Strategic Energy Management | A | Incremental Energy Savings (MWh or mTherms) | Achievable Economic TRC Potential | 0 | 0 | 5.2917 | 5.2004 | 5.1108 | 5.0227 | 4.9361 | 4.851 | 4.7673 | 4.6851 | 4.6044 | 4.525 | 4.447 | 4.3703 | 4.2949 | 4.2209 | 4.1481 | 4.0766 | 4.0063 | 3.9372 | 3.8693 | 3.8026
F8_Industrial_Food Products_Existing_Process_Natural Gas_Strategic Energy Management_A_Achievable Economic TRC Potential | F8 | Industrial | Food Products | Existing | Process | Natural Gas | Strategic Energy Management | A | Incremental Summer Peak Savings (MW) | Achievable Economic TRC Potential | 0 | 0 | 0 | 0 | 0 | 0 | 0 | 0 | 0 | 0 | 0 | 0 | 0 | 0 | 0 | 0 | 0 | 0 | 0 | 0 | 0 | 0
F9_Industrial_Food Products_Existing_Process_Natural Gas_Strategic Energy Management_A_Achievable Economic TRC Potential | F9 | Industrial | Food Products | Existing | Process | Natural Gas | Strategic Energy Management | A | Incremental Winter Peak Savings (MW) | Achievable Economic TRC Potential | 0 | 0 | 0 | 0 | 0 | 0 | 0 | 0 | 0 | 0 | 0 | 0 | 0 | 0 | 0 | 0 | 0 | 0 | 0 | 0 | 0 | 0
F10_Industrial_Food Products_Existing_Process_Natural Gas_Strategic Energy Management_A_Achievable Economic TRC Potential | F10 | Industrial | Food Products | Existing | Process | Natural Gas | Strategic Energy Management | A | Cumulative Energy Savings (MWh or mTherms) | Achievable Economic TRC Potential | 0 | 0 | 5.2917 | 10.4921 | 15.6029 | 20.6256 | 25.5617 | 30.4126 | 35.18 | 39.8651 | 44.4694 | 48.9944 | 53.4414 | 57.8116 | 62.1066 | 66.3275 | 70.4756 | 74.5522 | 78.5585 | 82.4957 | 86.365 | 90.1677
F11_Industrial_Food Products_Existing_Process_Natural Gas_Strategic Energy Management_A_Achievable Economic TRC Potential | F11 | Industrial | Food Products | Existing | Process | Natural Gas | Strategic Energy Management | A | Cumulative Summer Peak Savings (MW) | Achievable Economic TRC Potential | 0 | 0 | 0 | 0 | 0 | 0 | 0 | 0 | 0 | 0 | 0 | 0 | 0 | 0 | 0 | 0 | 0 | 0 | 0 | 0 | 0 | 0
F12_Industrial_Food Products_Existing_Process_Natural Gas_Strategic Energy Management_A_Achievable Economic TRC Potential | F12 | Industrial | Food Products | Existing | Process | Natural Gas | Strategic Energy Management | A | Cumulative Winter Peak Savings (MW) | Achievable Economic TRC Potential | 0 | 0 | 0 | 0 | 0 | 0 | 0 | 0 | 0 | 0 | 0 | 0 | 0 | 0 | 0 | 0 | 0 | 0 | 0 | 0 | 0 | 0
F13_Industrial_Food Products_Existing_Process_Natural Gas_Strategic Energy Management_A_Achievable Economic TRC Potential | F13 | Industrial | Food Products | Existing | Process | Natural Gas | Strategic Energy Management | A | Purchases (Incremental) | Achievable Economic TRC Potential | 0 | 0 | 175.1766 | 172.1563 | 169.1881 | 166.271 | 163.4043 | 160.587 | 157.8182 | 155.0972 | 152.4231 | 149.7952 | 147.2125 | 144.6743 | 142.18 | 139.7286 | 137.3195 | 134.9519 | 132.6251 | 130.3385 | 128.0913 | 125.8828
F14_Industrial_Food Products_Existing_Process_Natural Gas_Strategic Energy Management_A_Achievable Economic TRC Potential | F14 | Industrial | Food Products | Existing | Process | Natural Gas | Strategic Energy Management | A | Purchases (Cumulative) | Achievable Economic TRC Potential | 0 | 0 | 175.1766 | 347.3329 | 516.5209 | 682.792 | 846.1963 | 1006.7833 | 1164.6015 | 1319.6988 | 1472.1219 | 1621.9171 | 1769.1296 | 1913.8039 | 2055.9839 | 2195.7124 | 2333.0319 | 2467.9838 | 2600.6089 | 2730.9474 | 2859.0387 | 2984.9215
F1_Industrial_Food Products_Existing_Miscellaneous_Natural Gas_Strategic Energy Management_A_Achievable Economic TRC Potential | F1 | Industrial | Food Products | Existing | Miscellaneous | Natural Gas | Strategic Energy Management | A | Original Unit Energy Savings (kWh or therms) | Achievable Economic TRC Potential | 0 | 0 | 2.7925 | 2.7925 | 2.7925 | 2.7925 | 2.7925 | 2.7925 | 2.7925 | 2.7925 | 2.7925 | 2.7925 | 2.7925 | 2.7925 | 2.7925 | 2.7925 | 2.7925 | 2.7925 | 2.7925 | 2.7925 | 2.7925 | 2.7925
F2_Industrial_Food Products_Existing_Miscellaneous_Natural Gas_Strategic Energy Management_A_Achievable Economic TRC Potential | F2 | Industrial | Food Products | Existing | Miscellaneous | Natural Gas | Strategic Energy Management | A | Original Unit Summer Peak Savings (kW) | Achievable Economic TRC Potential | 0 | 0 | 0 | 0 | 0 | 0 | 0 | 0 | 0 | 0 | 0 | 0 | 0 | 0 | 0 | 0 | 0 | 0 | 0 | 0 | 0 | 0
F3_Industrial_Food Products_Existing_Miscellaneous_Natural Gas_Strategic Energy Management_A_Achievable Economic TRC Potential | F3 | Industrial | Food Products | Existing | Miscellaneous | Natural Gas | Strategic Energy Management | A | Original Unit Winter Peak Savings (kW) | Achievable Economic TRC Potential | 0 | 0 | 0 | 0 | 0 | 0 | 0 | 0 | 0 | 0 | 0 | 0 | 0 | 0 | 0 | 0 | 0 | 0 | 0 | 0 | 0 | 0
F4_Industrial_Food Products_Existing_Miscellaneous_Natural Gas_Strategic Energy Management_A_Achievable Economic TRC Potential | F4 | Industrial | Food Products | Existing | Miscellaneous | Natural Gas | Strategic Energy Management | A | Standalone Impact on Baseline Energy (%) | Achievable Economic TRC Potential | 0% | 0% | 0.08224% | 0.1659% | 0.2511% | 0.3377% | 0.4259% | 0.5156% | 0.6069% | 0.6997% | 0.7943% | 0.8904% | 0.9883% | 1.088% | 1.189% | 1.292% | 1.397% | 1.504% | 1.613% | 1.723% | 1.836% | 1.95%
F5_Industrial_Food Products_Existing_Miscellaneous_Natural Gas_Strategic Energy Management_A_Achievable Economic TRC Potential | F5 | Industrial | Food Products | Existing | Miscellaneous | Natural Gas | Strategic Energy Management | A | Standalone Impact on Baseline Summer Peak (%) | Achievable Economic TRC Potential | bar: 2019 to 2040
F6_Industrial_Food Products_Existing_Miscellaneous_Natural Gas_Strategic Energy Management_A_Achievable Economic TRC Potential | F6 | Industrial | Food Products | Existing | Miscellaneous | Natural Gas | Strategic Energy Management | A | Standalone Impact on Baseline Winter Peak (%) | Achievable Economic TRC Potential | bar: 2019 to 2040
F7_Industrial_Food Products_Existing_Miscellaneous_Natural Gas_Strategic Energy Management_A_Achievable Economic TRC Potential | F7 | Industrial | Food Products | Existing | Miscellaneous | Natural Gas | Strategic Energy Management | A | Incremental Energy Savings (MWh or mTherms) | Achievable Economic TRC Potential | 0 | 0 | 0.12229 | 0.12019 | 0.11811 | 0.11608 | 0.11408 | 0.11211 | 0.11018 | 0.10828 | 0.10641 | 0.10458 | 0.10277 | 0.101 | 0.099259 | 0.097548 | 0.095866 | 0.094213 | 0.092589 | 0.090992 | 0.089423 | 0.087882
F8_Industrial_Food Products_Existing_Miscellaneous_Natural Gas_Strategic Energy Management_A_Achievable Economic TRC Potential | F8 | Industrial | Food Products | Existing | Miscellaneous | Natural Gas | Strategic Energy Management | A | Incremental Summer Peak Savings (MW) | Achievable Economic TRC Potential | 0 | 0 | 0 | 0 | 0 | 0 | 0 | 0 | 0 | 0 | 0 | 0 | 0 | 0 | 0 | 0 | 0 | 0 | 0 | 0 | 0 | 0
F9_Industrial_Food Products_Existing_Miscellaneous_Natural Gas_Strategic Energy Management_A_Achievable Economic TRC Potential | F9 | Industrial | Food Products | Existing | Miscellaneous | Natural Gas | Strategic Energy Management | A | Incremental Winter Peak Savings (MW) | Achievable Economic TRC Potential | 0 | 0 | 0 | 0 | 0 | 0 | 0 | 0 | 0 | 0 | 0 | 0 | 0 | 0 | 0 | 0 | 0 | 0 | 0 | 0 | 0 | 0
F10_Industrial_Food Products_Existing_Miscellaneous_Natural Gas_Strategic Energy Management_A_Achievable Economic TRC Potential | F10 | Industrial | Food Products | Existing | Miscellaneous | Natural Gas | Strategic Energy Management | A | Cumulative Energy Savings (MWh or mTherms) | Achievable Economic TRC Potential | 0 | 0 | 0.12229 | 0.24248 | 0.36059 | 0.47667 | 0.59075 | 0.70286 | 0.81303 | 0.92131 | 1.0277 | 1.1323 | 1.2351 | 1.3361 | 1.4353 | 1.5329 | 1.6287 | 1.723 | 1.8155 | 1.9065 | 1.996 | 2.0838
F11_Industrial_Food Products_Existing_Miscellaneous_Natural Gas_Strategic Energy Management_A_Achievable Economic TRC Potential | F11 | Industrial | Food Products | Existing | Miscellaneous | Natural Gas | Strategic Energy Management | A | Cumulative Summer Peak Savings (MW) | Achievable Economic TRC Potential | 0 | 0 | 0 | 0 | 0 | 0 | 0 | 0 | 0 | 0 | 0 | 0 | 0 | 0 | 0 | 0 | 0 | 0 | 0 | 0 | 0 | 0
F12_Industrial_Food Products_Existing_Miscellaneous_Natural Gas_Strategic Energy Management_A_Achievable Economic TRC Potential | F12 | Industrial | Food Products | Existing | Miscellaneous | Natural Gas | Strategic Energy Management | A | Cumulative Winter Peak Savings (MW) | Achievable Economic TRC Potential | 0 | 0 | 0 | 0 | 0 | 0 | 0 | 0 | 0 | 0 | 0 | 0 | 0 | 0 | 0 | 0 | 0 | 0 | 0 | 0 | 0 | 0
F13_Industrial_Food Products_Existing_Miscellaneous_Natural Gas_Strategic Energy Management_A_Achievable Economic TRC Potential | F13 | Industrial | Food Products | Existing | Miscellaneous | Natural Gas | Strategic Energy Management | A | Purchases (Incremental) | Achievable Economic TRC Potential | 0 | 0 | 43.7941 | 43.0391 | 42.297 | 41.5678 | 40.8511 | 40.1467 | 39.4546 | 38.7743 | 38.1058 | 37.4488 | 36.8031 | 36.1686 | 35.545 | 34.9321 | 34.3299 | 33.738 | 33.1563 | 32.5846 | 32.0228 | 31.4707
F14_Industrial_Food Products_Existing_Miscellaneous_Natural Gas_Strategic Energy Management_A_Achievable Economic TRC Potential | F14 | Industrial | Food Products | Existing | Miscellaneous | Natural Gas | Strategic Energy Management | A | Purchases (Cumulative) | Achievable Economic TRC Potential | 0 | 0 | 43.7941 | 86.8332 | 129.1302 | 170.698 | 211.5491 | 251.6958 | 291.1504 | 329.9247 | 368.0305 | 405.4793 | 442.2824 | 478.451 | 513.996 | 548.9281 | 583.258 | 616.9959 | 650.1522 | 682.7369 | 714.7597 | 746.2304
F1_Industrial_Food Products_Existing_Space Heating_Natural Gas_Commissioning_A_Achievable Economic TRC Potential | F1 | Industrial | Food Products | Existing | Space Heating | Natural Gas | Commissioning | A | Original Unit Energy Savings (kWh or therms) | Achievable Economic TRC Potential | 0 | 0 | 10.7577 | 10.7321 | 10.7066 | 10.6814 | 10.6567 | 10.6326 | 10.6093 | 10.5869 | 10.5656 | 10.5456 | 10.5266 | 10.5088 | 10.492 | 10.4762 | 10.4613 | 10.4473 | 10.4341 | 10.4217 | 10.4101 | 10.3992
F2_Industrial_Food Products_Existing_Space Heating_Natural Gas_Commissioning_A_Achievable Economic TRC Potential | F2 | Industrial | Food Products | Existing | Space Heating | Natural Gas | Commissioning | A | Original Unit Summer Peak Savings (kW) | Achievable Economic TRC Potential | 0 | 0 | 0 | 0 | 0 | 0 | 0 | 0 | 0 | 0 | 0 | 0 | 0 | 0 | 0 | 0 | 0 | 0 | 0 | 0 | 0 | 0
F3_Industrial_Food Products_Existing_Space Heating_Natural Gas_Commissioning_A_Achievable Economic TRC Potential | F3 | Industrial | Food Products | Existing | Space Heating | Natural Gas | Commissioning | A | Original Unit Winter Peak Savings (kW) | Achievable Economic TRC Potential | 0 | 0 | 0 | 0 | 0 | 0 | 0 | 0 | 0 | 0 | 0 | 0 | 0 | 0 | 0 | 0 | 0 | 0 | 0 | 0 | 0 | 0
F4_Industrial_Food Products_Existing_Space Heating_Natural Gas_Commissioning_A_Achievable Economic TRC Potential | F4 | Industrial | Food Products | Existing | Space Heating | Natural Gas | Commissioning | A | Standalone Impact on Baseline Energy (%) | Achievable Economic TRC Potential | bar: 2019 to 2040
F5_Industrial_Food Products_Existing_Space Heating_Natural Gas_Commissioning_A_Achievable Economic TRC Potential | F5 | Industrial | Food Products | Existing | Space Heating | Natural Gas | Commissioning | A | Standalone Impact on Baseline Summer Peak (%) | Achievable Economic TRC Potential | bar: 2019 to 2040
F6_Industrial_Food Products_Existing_Space Heating_Natural Gas_Commissioning_A_Achievable Economic TRC Potential | F6 | Industrial | Food Products | Existing | Space Heating | Natural Gas | Commissioning | A | Standalone Impact on Baseline Winter Peak (%) | Achievable Economic TRC Potential | bar: 2019 to 2040
F7_Industrial_Food Products_Existing_Space Heating_Natural Gas_Commissioning_A_Achievable Economic TRC Potential | F7 | Industrial | Food Products | Existing | Space Heating | Natural Gas | Commissioning | A | Incremental Energy Savings (MWh or mTherms) | Achievable Economic TRC Potential | 0 | 0 | 0 | 0 | 0 | 0 | 0 | 0 | 0 | 0 | 0 | 0 | 0 | 0 | 0 | 0 | 0 | 0 | 0 | 0 | 0 | 0
F8_Industrial_Food Products_Existing_Space Heating_Natural Gas_Commissioning_A_Achievable Economic TRC Potential | F8 | Industrial | Food Products | Existing | Space Heating | Natural Gas | Commissioning | A | Incremental Summer Peak Savings (MW) | Achievable Economic TRC Potential | 0 | 0 | 0 | 0 | 0 | 0 | 0 | 0 | 0 | 0 | 0 | 0 | 0 | 0 | 0 | 0 | 0 | 0 | 0 | 0 | 0 | 0
F9_Industrial_Food Products_Existing_Space Heating_Natural Gas_Commissioning_A_Achievable Economic TRC Potential | F9 | Industrial | Food Products | Existing | Space Heating | Natural Gas | Commissioning | A | Incremental Winter Peak Savings (MW) | Achievable Economic TRC Potential | 0 | 0 | 0 | 0 | 0 | 0 | 0 | 0 | 0 | 0 | 0 | 0 | 0 | 0 | 0 | 0 | 0 | 0 | 0 | 0 | 0 | 0
F10_Industrial_Food Products_Existing_Space Heating_Natural Gas_Commissioning_A_Achievable Economic TRC Potential | F10 | Industrial | Food Products | Existing | Space Heating | Natural Gas | Commissioning | A | Cumulative Energy Savings (MWh or mTherms) | Achievable Economic TRC Potential | 0 | 0 | 0 | 0 | 0 | 0 | 0 | 0 | 0 | 0 | 0 | 0 | 0 | 0 | 0 | 0 | 0 | 0 | 0 | 0 | 0 | 0
F11_Industrial_Food Products_Existing_Space Heating_Natural Gas_Commissioning_A_Achievable Economic TRC Potential | F11 | Industrial | Food Products | Existing | Space Heating | Natural Gas | Commissioning | A | Cumulative Summer Peak Savings (MW) | Achievable Economic TRC Potential | 0 | 0 | 0 | 0 | 0 | 0 | 0 | 0 | 0 | 0 | 0 | 0 | 0 | 0 | 0 | 0 | 0 | 0 | 0 | 0 | 0 | 0
F12_Industrial_Food Products_Existing_Space Heating_Natural Gas_Commissioning_A_Achievable Economic TRC Potential | F12 | Industrial | Food Products | Existing | Space Heating | Natural Gas | Commissioning | A | Cumulative Winter Peak Savings (MW) | Achievable Economic TRC Potential | 0 | 0 | 0 | 0 | 0 | 0 | 0 | 0 | 0 | 0 | 0 | 0 | 0 | 0 | 0 | 0 | 0 | 0 | 0 | 0 | 0 | 0
F13_Industrial_Food Products_Existing_Space Heating_Natural Gas_Commissioning_A_Achievable Economic TRC Potential | F13 | Industrial | Food Products | Existing | Space Heating | Natural Gas | Commissioning | A | Purchases (Incremental) | Achievable Economic TRC Potential | 0 | 0 | 0 | 0 | 0 | 0 | 0 | 0 | 0 | 0 | 0 | 0 | 0 | 0 | 0 | 0 | 0 | 0 | 0 | 0 | 0 | 0
F14_Industrial_Food Products_Existing_Space Heating_Natural Gas_Commissioning_A_Achievable Economic TRC Potential | F14 | Industrial | Food Products | Existing | Space Heating | Natural Gas | Commissioning | A | Purchases (Cumulative) | Achievable Economic TRC Potential | 0 | 0 | 0 | 0 | 0 | 0 | 0 | 0 | 0 | 0 | 0 | 0 | 0 | 0 | 0 | 0 | 0 | 0 | 0 | 0 | 0 | 0
F1_Industrial_Food Products_Existing_Process_Natural Gas_Commissioning_A_Achievable Economic TRC Potential | F1 | Industrial | Food Products | Existing | Process | Natural Gas | Commissioning | A | Original Unit Energy Savings (kWh or therms) | Achievable Economic TRC Potential | 0 | 0 | 168.6012 | 168.6012 | 168.6012 | 168.6012 | 168.6012 | 168.6012 | 168.6012 | 168.6012 | 168.6012 | 168.6012 | 168.6012 | 168.6012 | 168.6012 | 168.6012 | 168.6012 | 168.6012 | 168.6012 | 168.6012 | 168.6012 | 168.6012
F2_Industrial_Food Products_Existing_Process_Natural Gas_Commissioning_A_Achievable Economic TRC Potential | F2 | Industrial | Food Products | Existing | Process | Natural Gas | Commissioning | A | Original Unit Summer Peak Savings (kW) | Achievable Economic TRC Potential | 0 | 0 | 0 | 0 | 0 | 0 | 0 | 0 | 0 | 0 | 0 | 0 | 0 | 0 | 0 | 0 | 0 | 0 | 0 | 0 | 0 | 0
F3_Industrial_Food Products_Existing_Process_Natural Gas_Commissioning_A_Achievable Economic TRC Potential | F3 | Industrial | Food Products | Existing | Process | Natural Gas | Commissioning | A | Original Unit Winter Peak Savings (kW) | Achievable Economic TRC Potential | 0 | 0 | 0 | 0 | 0 | 0 | 0 | 0 | 0 | 0 | 0 | 0 | 0 | 0 | 0 | 0 | 0 | 0 | 0 | 0 | 0 | 0
F4_Industrial_Food Products_Existing_Process_Natural Gas_Commissioning_A_Achievable Economic TRC Potential | F4 | Industrial | Food Products | Existing | Process | Natural Gas | Commissioning | A | Standalone Impact on Baseline Energy (%) | Achievable Economic TRC Potential | bar: 2019 to 2040
F5_Industrial_Food Products_Existing_Process_Natural Gas_Commissioning_A_Achievable Economic TRC Potential | F5 | Industrial | Food Products | Existing | Process | Natural Gas | Commissioning | A | Standalone Impact on Baseline Summer Peak (%) | Achievable Economic TRC Potential | bar: 2019 to 2040
F6_Industrial_Food Products_Existing_Process_Natural Gas_Commissioning_A_Achievable Economic TRC Potential | F6 | Industrial | Food Products | Existing | Process | Natural Gas | Commissioning | A | Standalone Impact on Baseline Winter Peak (%) | Achievable Economic TRC Potential | bar: 2019 to 2040
F7_Industrial_Food Products_Existing_Process_Natural Gas_Commissioning_A_Achievable Economic TRC Potential | F7 | Industrial | Food Products | Existing | Process | Natural Gas | Commissioning | A | Incremental Energy Savings (MWh or mTherms) | Achievable Economic TRC Potential | 0 | 0 | 0 | 0 | 0 | 0 | 0 | 0 | 0 | 0 | 0 | 0 | 0 | 0 | 0 | 0 | 0 | 0 | 0 | 0 | 0 | 0
F8_Industrial_Food Products_Existing_Process_Natural Gas_Commissioning_A_Achievable Economic TRC Potential | F8 | Industrial | Food Products | Existing | Process | Natural Gas | Commissioning | A | Incremental Summer Peak Savings (MW) | Achievable Economic TRC Potential | 0 | 0 | 0 | 0 | 0 | 0 | 0 | 0 | 0 | 0 | 0 | 0 | 0 | 0 | 0 | 0 | 0 | 0 | 0 | 0 | 0 | 0
F9_Industrial_Food Products_Existing_Process_Natural Gas_Commissioning_A_Achievable Economic TRC Potential | F9 | Industrial | Food Products | Existing | Process | Natural Gas | Commissioning | A | Incremental Winter Peak Savings (MW) | Achievable Economic TRC Potential | 0 | 0 | 0 | 0 | 0 | 0 | 0 | 0 | 0 | 0 | 0 | 0 | 0 | 0 | 0 | 0 | 0 | 0 | 0 | 0 | 0 | 0
F10_Industrial_Food Products_Existing_Process_Natural Gas_Commissioning_A_Achievable Economic TRC Potential | F10 | Industrial | Food Products | Existing | Process | Natural Gas | Commissioning | A | Cumulative Energy Savings (MWh or mTherms) | Achievable Economic TRC Potential | 0 | 0 | 0 | 0 | 0 | 0 | 0 | 0 | 0 | 0 | 0 | 0 | 0 | 0 | 0 | 0 | 0 | 0 | 0 | 0 | 0 | 0
F11_Industrial_Food Products_Existing_Process_Natural Gas_Commissioning_A_Achievable Economic TRC Potential | F11 | Industrial | Food Products | Existing | Process | Natural Gas | Commissioning | A | Cumulative Summer Peak Savings (MW) | Achievable Economic TRC Potential | 0 | 0 | 0 | 0 | 0 | 0 | 0 | 0 | 0 | 0 | 0 | 0 | 0 | 0 | 0 | 0 | 0 | 0 | 0 | 0 | 0 | 0
F12_Industrial_Food Products_Existing_Process_Natural Gas_Commissioning_A_Achievable Economic TRC Potential | F12 | Industrial | Food Products | Existing | Process | Natural Gas | Commissioning | A | Cumulative Winter Peak Savings (MW) | Achievable Economic TRC Potential | 0 | 0 | 0 | 0 | 0 | 0 | 0 | 0 | 0 | 0 | 0 | 0 | 0 | 0 | 0 | 0 | 0 | 0 | 0 | 0 | 0 | 0
F13_Industrial_Food Products_Existing_Process_Natural Gas_Commissioning_A_Achievable Economic TRC Potential | F13 | Industrial | Food Products | Existing | Process | Natural Gas | Commissioning | A | Purchases (Incremental) | Achievable Economic TRC Potential | 0 | 0 | 0 | 0 | 0 | 0 | 0 | 0 | 0 | 0 | 0 | 0 | 0 | 0 | 0 | 0 | 0 | 0 | 0 | 0 | 0 | 0
F14_Industrial_Food Products_Existing_Process_Natural Gas_Commissioning_A_Achievable Economic TRC Potential | F14 | Industrial | Food Products | Existing | Process | Natural Gas | Commissioning | A | Purchases (Cumulative) | Achievable Economic TRC Potential | 0 | 0 | 0 | 0 | 0 | 0 | 0 | 0 | 0 | 0 | 0 | 0 | 0 | 0 | 0 | 0 | 0 | 0 | 0 | 0 | 0 | 0
F1_Industrial_Food Products_Existing_Space Heating_Natural Gas_Retrocommissioning_A_Achievable Economic TRC Potential | F1 | Industrial | Food Products | Existing | Space Heating | Natural Gas | Retrocommissioning | A | Original Unit Energy Savings (kWh or therms) | Achievable Economic TRC Potential | 0 | 0 | 1.4942 | 1.4906 | 1.4871 | 1.4836 | 1.4801 | 1.4768 | 1.4736 | 1.4704 | 1.4675 | 1.4647 | 1.4621 | 1.4596 | 1.4573 | 1.4551 | 1.453 | 1.4511 | 1.4492 | 1.4475 | 1.4459 | 1.4444
F2_Industrial_Food Products_Existing_Space Heating_Natural Gas_Retrocommissioning_A_Achievable Economic TRC Potential | F2 | Industrial | Food Products | Existing | Space Heating | Natural Gas | Retrocommissioning | A | Original Unit Summer Peak Savings (kW) | Achievable Economic TRC Potential | 0 | 0 | 0 | 0 | 0 | 0 | 0 | 0 | 0 | 0 | 0 | 0 | 0 | 0 | 0 | 0 | 0 | 0 | 0 | 0 | 0 | 0
F3_Industrial_Food Products_Existing_Space Heating_Natural Gas_Retrocommissioning_A_Achievable Economic TRC Potential | F3 | Industrial | Food Products | Existing | Space Heating | Natural Gas | Retrocommissioning | A | Original Unit Winter Peak Savings (kW) | Achievable Economic TRC Potential | 0 | 0 | 0 | 0 | 0 | 0 | 0 | 0 | 0 | 0 | 0 | 0 | 0 | 0 | 0 | 0 | 0 | 0 | 0 | 0 | 0 | 0
F4_Industrial_Food Products_Existing_Space Heating_Natural Gas_Retrocommissioning_A_Achievable Economic TRC Potential | F4 | Industrial | Food Products | Existing | Space Heating | Natural Gas | Retrocommissioning | A | Standalone Impact on Baseline Energy (%) | Achievable Economic TRC Potential | 0% | 0% | 0.0124% | 0.02501% | 0.03784% | 0.0509% | 0.06419% | 0.07772% | 0.09148% | 0.1055% | 0.1197% | 0.1342% | 0.149% | 0.164% | 0.1793% | 0.1948% | 0.2106% | 0.2267% | 0.2431% | 0.2597% | 0.2767% | 0.2939%
F5_Industrial_Food Products_Existing_Space Heating_Natural Gas_Retrocommissioning_A_Achievable Economic TRC Potential | F5 | Industrial | Food Products | Existing | Space Heating | Natural Gas | Retrocommissioning | A | Standalone Impact on Baseline Summer Peak (%) | Achievable Economic TRC Potential | bar: 2019 to 2040
F6_Industrial_Food Products_Existing_Space Heating_Natural Gas_Retrocommissioning_A_Achievable Economic TRC Potential | F6 | Industrial | Food Products | Existing | Space Heating | Natural Gas | Retrocommissioning | A | Standalone Impact on Baseline Winter Peak (%) | Achievable Economic TRC Potential | bar: 2019 to 2040
F7_Industrial_Food Products_Existing_Space Heating_Natural Gas_Retrocommissioning_A_Achievable Economic TRC Potential | F7 | Industrial | Food Products | Existing | Space Heating | Natural Gas | Retrocommissioning | A | Incremental Energy Savings (MWh or mTherms) | Achievable Economic TRC Potential | 0 | 0 | 0.050894 | 0.049898 | 0.048921 | 0.047965 | 0.047028 | 0.046113 | 0.045219 | 0.044345 | 0.043493 | 0.042662 | 0.041851 | 0.04106 | 0.040288 | 0.039533 | 0.038796 | 0.038077 | 0.037373 | 0.036685 | 0.036012 | 0.035354
F8_Industrial_Food Products_Existing_Space Heating_Natural Gas_Retrocommissioning_A_Achievable Economic TRC Potential | F8 | Industrial | Food Products | Existing | Space Heating | Natural Gas | Retrocommissioning | A | Incremental Summer Peak Savings (MW) | Achievable Economic TRC Potential | 0 | 0 | 0 | 0 | 0 | 0 | 0 | 0 | 0 | 0 | 0 | 0 | 0 | 0 | 0 | 0 | 0 | 0 | 0 | 0 | 0 | 0
F9_Industrial_Food Products_Existing_Space Heating_Natural Gas_Retrocommissioning_A_Achievable Economic TRC Potential | F9 | Industrial | Food Products | Existing | Space Heating | Natural Gas | Retrocommissioning | A | Incremental Winter Peak Savings (MW) | Achievable Economic TRC Potential | 0 | 0 | 0 | 0 | 0 | 0 | 0 | 0 | 0 | 0 | 0 | 0 | 0 | 0 | 0 | 0 | 0 | 0 | 0 | 0 | 0 | 0
F10_Industrial_Food Products_Existing_Space Heating_Natural Gas_Retrocommissioning_A_Achievable Economic TRC Potential | F10 | Industrial | Food Products | Existing | Space Heating | Natural Gas | Retrocommissioning | A | Cumulative Energy Savings (MWh or mTherms) | Achievable Economic TRC Potential | 0 | 0 | 0.050894 | 0.10067 | 0.14935 | 0.19697 | 0.24354 | 0.2891 | 0.33369 | 0.37733 | 0.42006 | 0.46193 | 0.50295 | 0.54316 | 0.58258 | 0.62123 | 0.65914 | 0.69634 | 0.73283 | 0.76865 | 0.80381 | 0.83832
F11_Industrial_Food Products_Existing_Space Heating_Natural Gas_Retrocommissioning_A_Achievable Economic TRC Potential | F11 | Industrial | Food Products | Existing | Space Heating | Natural Gas | Retrocommissioning | A | Cumulative Summer Peak Savings (MW) | Achievable Economic TRC Potential | 0 | 0 | 0 | 0 | 0 | 0 | 0 | 0 | 0 | 0 | 0 | 0 | 0 | 0 | 0 | 0 | 0 | 0 | 0 | 0 | 0 | 0
F12_Industrial_Food Products_Existing_Space Heating_Natural Gas_Retrocommissioning_A_Achievable Economic TRC Potential | F12 | Industrial | Food Products | Existing | Space Heating | Natural Gas | Retrocommissioning | A | Cumulative Winter Peak Savings (MW) | Achievable Economic TRC Potential | 0 | 0 | 0 | 0 | 0 | 0 | 0 | 0 | 0 | 0 | 0 | 0 | 0 | 0 | 0 | 0 | 0 | 0 | 0 | 0 | 0 | 0
F13_Industrial_Food Products_Existing_Space Heating_Natural Gas_Retrocommissioning_A_Achievable Economic TRC Potential | F13 | Industrial | Food Products | Existing | Space Heating | Natural Gas | Retrocommissioning | A | Purchases (Incremental) | Achievable Economic TRC Potential | 0 | 0 | 34.0621 | 33.4748 | 32.8977 | 32.3305 | 31.7731 | 31.2252 | 30.6869 | 30.1578 | 29.6378 | 29.1268 | 28.6247 | 28.1311 | 27.6461 | 27.1694 | 26.701 | 26.2406 | 25.7882 | 25.3436 | 24.9066 | 24.4772
F14_Industrial_Food Products_Existing_Space Heating_Natural Gas_Retrocommissioning_A_Achievable Economic TRC Potential | F14 | Industrial | Food Products | Existing | Space Heating | Natural Gas | Retrocommissioning | A | Purchases (Cumulative) | Achievable Economic TRC Potential | 0 | 0 | 34.0621 | 67.5369 | 100.4346 | 132.7651 | 164.5382 | 195.7634 | 226.4503 | 256.6081 | 286.2459 | 315.3728 | 343.9974 | 372.1285 | 399.7746 | 426.9441 | 453.6451 | 479.8857 | 505.674 | 531.0176 | 555.9242 | 580.4014
F1_Industrial_Food Products_Existing_Process_Natural Gas_Retrocommissioning_A_Achievable Economic TRC Potential | F1 | Industrial | Food Products | Existing | Process | Natural Gas | Retrocommissioning | A | Original Unit Energy Savings (kWh or therms) | Achievable Economic TRC Potential | 0 | 0 | 0 | 0 | 0 | 0 | 0 | 0 | 0 | 0 | 0 | 0 | 0 | 0 | 0 | 0 | 0 | 0 | 0 | 0 | 0 | 0
F2_Industrial_Food Products_Existing_Process_Natural Gas_Retrocommissioning_A_Achievable Economic TRC Potential | F2 | Industrial | Food Products | Existing | Process | Natural Gas | Retrocommissioning | A | Original Unit Summer Peak Savings (kW) | Achievable Economic TRC Potential | 0 | 0 | 0 | 0 | 0 | 0 | 0 | 0 | 0 | 0 | 0 | 0 | 0 | 0 | 0 | 0 | 0 | 0 | 0 | 0 | 0 | 0
F3_Industrial_Food Products_Existing_Process_Natural Gas_Retrocommissioning_A_Achievable Economic TRC Potential | F3 | Industrial | Food Products | Existing | Process | Natural Gas | Retrocommissioning | A | Original Unit Winter Peak Savings (kW) | Achievable Economic TRC Potential | 0 | 0 | 0 | 0 | 0 | 0 | 0 | 0 | 0 | 0 | 0 | 0 | 0 | 0 | 0 | 0 | 0 | 0 | 0 | 0 | 0 | 0
F4_Industrial_Food Products_Existing_Process_Natural Gas_Retrocommissioning_A_Achievable Economic TRC Potential | F4 | Industrial | Food Products | Existing | Process | Natural Gas | Retrocommissioning | A | Standalone Impact on Baseline Energy (%) | Achievable Economic TRC Potential | bar: 2019 to 2040
F5_Industrial_Food Products_Existing_Process_Natural Gas_Retrocommissioning_A_Achievable Economic TRC Potential | F5 | Industrial | Food Products | Existing | Process | Natural Gas | Retrocommissioning | A | Standalone Impact on Baseline Summer Peak (%) | Achievable Economic TRC Potential | bar: 2019 to 2040
F6_Industrial_Food Products_Existing_Process_Natural Gas_Retrocommissioning_A_Achievable Economic TRC Potential | F6 | Industrial | Food Products | Existing | Process | Natural Gas | Retrocommissioning | A | Standalone Impact on Baseline Winter Peak (%) | Achievable Economic TRC Potential | bar: 2019 to 2040
F7_Industrial_Food Products_Existing_Process_Natural Gas_Retrocommissioning_A_Achievable Economic TRC Potential | F7 | Industrial | Food Products | Existing | Process | Natural Gas | Retrocommissioning | A | Incremental Energy Savings (MWh or mTherms) | Achievable Economic TRC Potential | 0 | 0 | 0 | 0 | 0 | 0 | 0 | 0 | 0 | 0 | 0 | 0 | 0 | 0 | 0 | 0 | 0 | 0 | 0 | 0 | 0 | 0
F8_Industrial_Food Products_Existing_Process_Natural Gas_Retrocommissioning_A_Achievable Economic TRC Potential | F8 | Industrial | Food Products | Existing | Process | Natural Gas | Retrocommissioning | A | Incremental Summer Peak Savings (MW) | Achievable Economic TRC Potential | 0 | 0 | 0 | 0 | 0 | 0 | 0 | 0 | 0 | 0 | 0 | 0 | 0 | 0 | 0 | 0 | 0 | 0 | 0 | 0 | 0 | 0
F9_Industrial_Food Products_Existing_Process_Natural Gas_Retrocommissioning_A_Achievable Economic TRC Potential | F9 | Industrial | Food Products | Existing | Process | Natural Gas | Retrocommissioning | A | Incremental Winter Peak Savings (MW) | Achievable Economic TRC Potential | 0 | 0 | 0 | 0 | 0 | 0 | 0 | 0 | 0 | 0 | 0 | 0 | 0 | 0 | 0 | 0 | 0 | 0 | 0 | 0 | 0 | 0
F10_Industrial_Food Products_Existing_Process_Natural Gas_Retrocommissioning_A_Achievable Economic TRC Potential | F10 | Industrial | Food Products | Existing | Process | Natural Gas | Retrocommissioning | A | Cumulative Energy Savings (MWh or mTherms) | Achievable Economic TRC Potential | 0 | 0 | 0 | 0 | 0 | 0 | 0 | 0 | 0 | 0 | 0 | 0 | 0 | 0 | 0 | 0 | 0 | 0 | 0 | 0 | 0 | 0
F11_Industrial_Food Products_Existing_Process_Natural Gas_Retrocommissioning_A_Achievable Economic TRC Potential | F11 | Industrial | Food Products | Existing | Process | Natural Gas | Retrocommissioning | A | Cumulative Summer Peak Savings (MW) | Achievable Economic TRC Potential | 0 | 0 | 0 | 0 | 0 | 0 | 0 | 0 | 0 | 0 | 0 | 0 | 0 | 0 | 0 | 0 | 0 | 0 | 0 | 0 | 0 | 0
F12_Industrial_Food Products_Existing_Process_Natural Gas_Retrocommissioning_A_Achievable Economic TRC Potential | F12 | Industrial | Food Products | Existing | Process | Natural Gas | Retrocommissioning | A | Cumulative Winter Peak Savings (MW) | Achievable Economic TRC Potential | 0 | 0 | 0 | 0 | 0 | 0 | 0 | 0 | 0 | 0 | 0 | 0 | 0 | 0 | 0 | 0 | 0 | 0 | 0 | 0 | 0 | 0
F13_Industrial_Food Products_Existing_Process_Natural Gas_Retrocommissioning_A_Achievable Economic TRC Potential | F13 | Industrial | Food Products | Existing | Process | Natural Gas | Retrocommissioning | A | Purchases (Incremental) | Achievable Economic TRC Potential | 0 | 0 | 34.0621 | 33.4748 | 32.8977 | 32.3305 | 31.7731 | 31.2252 | 30.6869 | 30.1578 | 29.6378 | 29.1268 | 28.6247 | 28.1311 | 27.6461 | 27.1694 | 26.701 | 26.2406 | 25.7882 | 25.3436 | 24.9066 | 24.4772
F14_Industrial_Food Products_Existing_Process_Natural Gas_Retrocommissioning_A_Achievable Economic TRC Potential | F14 | Industrial | Food Products | Existing | Process | Natural Gas | Retrocommissioning | A | Purchases (Cumulative) | Achievable Economic TRC Potential | 0 | 0 | 34.0621 | 67.5369 | 100.4346 | 132.7651 | 164.5382 | 195.7634 | 226.4503 | 256.6081 | 286.2459 | 315.3728 | 343.9974 | 372.1285 | 399.7746 | 426.9441 | 453.6451 | 479.8857 | 505.674 | 531.0176 | 555.9242 | 580.4014
F1_Industrial_Food Products_New_Space Heating_Natural Gas_Insulation - Roof/Ceiling_A_Achievable Economic TRC Potential | F1 | Industrial | Food Products | New | Space Heating | Natural Gas | Insulation - Roof/Ceiling | A | Original Unit Energy Savings (kWh or therms) | Achievable Economic TRC Potential | 0 | 0 | 0.078976 | 0.078976 | 0.078976 | 0.078976 | 0.078976 | 0.078976 | 0.078976 | 0.078976 | 0.078976 | 0.078976 | 0.078976 | 0.078976 | 0.078976 | 0.078976 | 0.078976 | 0.078976 | 0.078976 | 0.078976 | 0.078976 | 0.078976
F2_Industrial_Food Products_New_Space Heating_Natural Gas_Insulation - Roof/Ceiling_A_Achievable Economic TRC Potential | F2 | Industrial | Food Products | New | Space Heating | Natural Gas | Insulation - Roof/Ceiling | A | Original Unit Summer Peak Savings (kW) | Achievable Economic TRC Potential | 0 | 0 | 0 | 0 | 0 | 0 | 0 | 0 | 0 | 0 | 0 | 0 | 0 | 0 | 0 | 0 | 0 | 0 | 0 | 0 | 0 | 0
F3_Industrial_Food Products_New_Space Heating_Natural Gas_Insulation - Roof/Ceiling_A_Achievable Economic TRC Potential | F3 | Industrial | Food Products | New | Space Heating | Natural Gas | Insulation - Roof/Ceiling | A | Original Unit Winter Peak Savings (kW) | Achievable Economic TRC Potential | 0 | 0 | 0 | 0 | 0 | 0 | 0 | 0 | 0 | 0 | 0 | 0 | 0 | 0 | 0 | 0 | 0 | 0 | 0 | 0 | 0 | 0
F4_Industrial_Food Products_New_Space Heating_Natural Gas_Insulation - Roof/Ceiling_A_Achievable Economic TRC Potential | F4 | Industrial | Food Products | New | Space Heating | Natural Gas | Insulation - Roof/Ceiling | A | Standalone Impact on Baseline Energy (%) | Achievable Economic TRC Potential | bar: 2019 to 2040
F5_Industrial_Food Products_New_Space Heating_Natural Gas_Insulation - Roof/Ceiling_A_Achievable Economic TRC Potential | F5 | Industrial | Food Products | New | Space Heating | Natural Gas | Insulation - Roof/Ceiling | A | Standalone Impact on Baseline Summer Peak (%) | Achievable Economic TRC Potential | bar: 2019 to 2040
F6_Industrial_Food Products_New_Space Heating_Natural Gas_Insulation - Roof/Ceiling_A_Achievable Economic TRC Potential | F6 | Industrial | Food Products | New | Space Heating | Natural Gas | Insulation - Roof/Ceiling | A | Standalone Impact on Baseline Winter Peak (%) | Achievable Economic TRC Potential | bar: 2019 to 2040
F7_Industrial_Food Products_New_Space Heating_Natural Gas_Insulation - Roof/Ceiling_A_Achievable Economic TRC Potential | F7 | Industrial | Food Products | New | Space Heating | Natural Gas | Insulation - Roof/Ceiling | A | Incremental Energy Savings (MWh or mTherms) | Achievable Economic TRC Potential | 0 | 0 | 0 | 0 | 0 | 0 | 0 | 0 | 0 | 0 | 0 | 0 | 0 | 0 | 0 | 0 | 0 | 0 | 0 | 0 | 0 | 0
F8_Industrial_Food Products_New_Space Heating_Natural Gas_Insulation - Roof/Ceiling_A_Achievable Economic TRC Potential | F8 | Industrial | Food Products | New | Space Heating | Natural Gas | Insulation - Roof/Ceiling | A | Incremental Summer Peak Savings (MW) | Achievable Economic TRC Potential | 0 | 0 | 0 | 0 | 0 | 0 | 0 | 0 | 0 | 0 | 0 | 0 | 0 | 0 | 0 | 0 | 0 | 0 | 0 | 0 | 0 | 0
F9_Industrial_Food Products_New_Space Heating_Natural Gas_Insulation - Roof/Ceiling_A_Achievable Economic TRC Potential | F9 | Industrial | Food Products | New | Space Heating | Natural Gas | Insulation - Roof/Ceiling | A | Incremental Winter Peak Savings (MW) | Achievable Economic TRC Potential | 0 | 0 | 0 | 0 | 0 | 0 | 0 | 0 | 0 | 0 | 0 | 0 | 0 | 0 | 0 | 0 | 0 | 0 | 0 | 0 | 0 | 0
F10_Industrial_Food Products_New_Space Heating_Natural Gas_Insulation - Roof/Ceiling_A_Achievable Economic TRC Potential | F10 | Industrial | Food Products | New | Space Heating | Natural Gas | Insulation - Roof/Ceiling | A | Cumulative Energy Savings (MWh or mTherms) | Achievable Economic TRC Potential | 0 | 0 | 0 | 0 | 0 | 0 | 0 | 0 | 0 | 0 | 0 | 0 | 0 | 0 | 0 | 0 | 0 | 0 | 0 | 0 | 0 | 0
F11_Industrial_Food Products_New_Space Heating_Natural Gas_Insulation - Roof/Ceiling_A_Achievable Economic TRC Potential | F11 | Industrial | Food Products | New | Space Heating | Natural Gas | Insulation - Roof/Ceiling | A | Cumulative Summer Peak Savings (MW) | Achievable Economic TRC Potential | 0 | 0 | 0 | 0 | 0 | 0 | 0 | 0 | 0 | 0 | 0 | 0 | 0 | 0 | 0 | 0 | 0 | 0 | 0 | 0 | 0 | 0
F12_Industrial_Food Products_New_Space Heating_Natural Gas_Insulation - Roof/Ceiling_A_Achievable Economic TRC Potential | F12 | Industrial | Food Products | New | Space Heating | Natural Gas | Insulation - Roof/Ceiling | A | Cumulative Winter Peak Savings (MW) | Achievable Economic TRC Potential | 0 | 0 | 0 | 0 | 0 | 0 | 0 | 0 | 0 | 0 | 0 | 0 | 0 | 0 | 0 | 0 | 0 | 0 | 0 | 0 | 0 | 0
F13_Industrial_Food Products_New_Space Heating_Natural Gas_Insulation - Roof/Ceiling_A_Achievable Economic TRC Potential | F13 | Industrial | Food Products | New | Space Heating | Natural Gas | Insulation - Roof/Ceiling | A | Purchases (Incremental) | Achievable Economic TRC Potential | 0 | 0 | 0 | 0 | 0 | 0 | 0 | 0 | 0 | 0 | 0 | 0 | 0 | 0 | 0 | 0 | 0 | 0 | 0 | 0 | 0 | 0
F14_Industrial_Food Products_New_Space Heating_Natural Gas_Insulation - Roof/Ceiling_A_Achievable Economic TRC Potential | F14 | Industrial | Food Products | New | Space Heating | Natural Gas | Insulation - Roof/Ceiling | A | Purchases (Cumulative) | Achievable Economic TRC Potential | 0 | 0 | 0 | 0 | 0 | 0 | 0 | 0 | 0 | 0 | 0 | 0 | 0 | 0 | 0 | 0 | 0 | 0 | 0 | 0 | 0 | 0
F1_Industrial_Food Products_New_Space Heating_Natural Gas_Insulation - Wall Cavity_A_Achievable Economic TRC Potential | F1 | Industrial | Food Products | New | Space Heating | Natural Gas | Insulation - Wall Cavity | A | Original Unit Energy Savings (kWh or therms) | Achievable Economic TRC Potential | 0 | 0 | 0.017277 | 0.017277 | 0.017277 | 0.017277 | 0.017277 | 0.017277 | 0.017277 | 0.017277 | 0.017277 | 0.017277 | 0.017277 | 0.017277 | 0.017277 | 0.017277 | 0.017277 | 0.017277 | 0.017277 | 0.017277 | 0.017277 | 0.017277
F2_Industrial_Food Products_New_Space Heating_Natural Gas_Insulation - Wall Cavity_A_Achievable Economic TRC Potential | F2 | Industrial | Food Products | New | Space Heating | Natural Gas | Insulation - Wall Cavity | A | Original Unit Summer Peak Savings (kW) | Achievable Economic TRC Potential | 0 | 0 | 0 | 0 | 0 | 0 | 0 | 0 | 0 | 0 | 0 | 0 | 0 | 0 | 0 | 0 | 0 | 0 | 0 | 0 | 0 | 0
F3_Industrial_Food Products_New_Space Heating_Natural Gas_Insulation - Wall Cavity_A_Achievable Economic TRC Potential | F3 | Industrial | Food Products | New | Space Heating | Natural Gas | Insulation - Wall Cavity | A | Original Unit Winter Peak Savings (kW) | Achievable Economic TRC Potential | 0 | 0 | 0 | 0 | 0 | 0 | 0 | 0 | 0 | 0 | 0 | 0 | 0 | 0 | 0 | 0 | 0 | 0 | 0 | 0 | 0 | 0
F4_Industrial_Food Products_New_Space Heating_Natural Gas_Insulation - Wall Cavity_A_Achievable Economic TRC Potential | F4 | Industrial | Food Products | New | Space Heating | Natural Gas | Insulation - Wall Cavity | A | Standalone Impact on Baseline Energy (%) | Achievable Economic TRC Potential | bar: 2019 to 2040
F5_Industrial_Food Products_New_Space Heating_Natural Gas_Insulation - Wall Cavity_A_Achievable Economic TRC Potential | F5 | Industrial | Food Products | New | Space Heating | Natural Gas | Insulation - Wall Cavity | A | Standalone Impact on Baseline Summer Peak (%) | Achievable Economic TRC Potential | bar: 2019 to 2040
F6_Industrial_Food Products_New_Space Heating_Natural Gas_Insulation - Wall Cavity_A_Achievable Economic TRC Potential | F6 | Industrial | Food Products | New | Space Heating | Natural Gas | Insulation - Wall Cavity | A | Standalone Impact on Baseline Winter Peak (%) | Achievable Economic TRC Potential | bar: 2019 to 2040
F7_Industrial_Food Products_New_Space Heating_Natural Gas_Insulation - Wall Cavity_A_Achievable Economic TRC Potential | F7 | Industrial | Food Products | New | Space Heating | Natural Gas | Insulation - Wall Cavity | A | Incremental Energy Savings (MWh or mTherms) | Achievable Economic TRC Potential | 0 | 0 | 0 | 0 | 0 | 0 | 0 | 0 | 0 | 0 | 0 | 0 | 0 | 0 | 0 | 0 | 0 | 0 | 0 | 0 | 0 | 0
F8_Industrial_Food Products_New_Space Heating_Natural Gas_Insulation - Wall Cavity_A_Achievable Economic TRC Potential | F8 | Industrial | Food Products | New | Space Heating | Natural Gas | Insulation - Wall Cavity | A | Incremental Summer Peak Savings (MW) | Achievable Economic TRC Potential | 0 | 0 | 0 | 0 | 0 | 0 | 0 | 0 | 0 | 0 | 0 | 0 | 0 | 0 | 0 | 0 | 0 | 0 | 0 | 0 | 0 | 0
F9_Industrial_Food Products_New_Space Heating_Natural Gas_Insulation - Wall Cavity_A_Achievable Economic TRC Potential | F9 | Industrial | Food Products | New | Space Heating | Natural Gas | Insulation - Wall Cavity | A | Incremental Winter Peak Savings (MW) | Achievable Economic TRC Potential | 0 | 0 | 0 | 0 | 0 | 0 | 0 | 0 | 0 | 0 | 0 | 0 | 0 | 0 | 0 | 0 | 0 | 0 | 0 | 0 | 0 | 0
F10_Industrial_Food Products_New_Space Heating_Natural Gas_Insulation - Wall Cavity_A_Achievable Economic TRC Potential | F10 | Industrial | Food Products | New | Space Heating | Natural Gas | Insulation - Wall Cavity | A | Cumulative Energy Savings (MWh or mTherms) | Achievable Economic TRC Potential | 0 | 0 | 0 | 0 | 0 | 0 | 0 | 0 | 0 | 0 | 0 | 0 | 0 | 0 | 0 | 0 | 0 | 0 | 0 | 0 | 0 | 0
F11_Industrial_Food Products_New_Space Heating_Natural Gas_Insulation - Wall Cavity_A_Achievable Economic TRC Potential | F11 | Industrial | Food Products | New | Space Heating | Natural Gas | Insulation - Wall Cavity | A | Cumulative Summer Peak Savings (MW) | Achievable Economic TRC Potential | 0 | 0 | 0 | 0 | 0 | 0 | 0 | 0 | 0 | 0 | 0 | 0 | 0 | 0 | 0 | 0 | 0 | 0 | 0 | 0 | 0 | 0
F12_Industrial_Food Products_New_Space Heating_Natural Gas_Insulation - Wall Cavity_A_Achievable Economic TRC Potential | F12 | Industrial | Food Products | New | Space Heating | Natural Gas | Insulation - Wall Cavity | A | Cumulative Winter Peak Savings (MW) | Achievable Economic TRC Potential | 0 | 0 | 0 | 0 | 0 | 0 | 0 | 0 | 0 | 0 | 0 | 0 | 0 | 0 | 0 | 0 | 0 | 0 | 0 | 0 | 0 | 0
F13_Industrial_Food Products_New_Space Heating_Natural Gas_Insulation - Wall Cavity_A_Achievable Economic TRC Potential | F13 | Industrial | Food Products | New | Space Heating | Natural Gas | Insulation - Wall Cavity | A | Purchases (Incremental) | Achievable Economic TRC Potential | 0 | 0 | 0 | 0 | 0 | 0 | 0 | 0 | 0 | 0 | 0 | 0 | 0 | 0 | 0 | 0 | 0 | 0 | 0 | 0 | 0 | 0
F14_Industrial_Food Products_New_Space Heating_Natural Gas_Insulation - Wall Cavity_A_Achievable Economic TRC Potential | F14 | Industrial | Food Products | New | Space Heating | Natural Gas | Insulation - Wall Cavity | A | Purchases (Cumulative) | Achievable Economic TRC Potential | 0 | 0 | 0 | 0 | 0 | 0 | 0 | 0 | 0 | 0 | 0 | 0 | 0 | 0 | 0 | 0 | 0 | 0 | 0 | 0 | 0 | 0
F1_Industrial_Food Products_New_Space Heating_Natural Gas_Insulation - Ducting_A_Achievable Economic TRC Potential | F1 | Industrial | Food Products | New | Space Heating | Natural Gas | Insulation - Ducting | A | Original Unit Energy Savings (kWh or therms) | Achievable Economic TRC Potential | 0 | 0 | 0.0012737 | 0.0012737 | 0.0012737 | 0.0012737 | 0.0012737 | 0.0012737 | 0.0012737 | 0.0012737 | 0.0012737 | 0.0012737 | 0.0012737 | 0.0012737 | 0.0012737 | 0.0012737 | 0.0012737 | 0.0012737 | 0.0012737 | 0.0012737 | 0.0012737 | 0.0012737
F2_Industrial_Food Products_New_Space Heating_Natural Gas_Insulation - Ducting_A_Achievable Economic TRC Potential | F2 | Industrial | Food Products | New | Space Heating | Natural Gas | Insulation - Ducting | A | Original Unit Summer Peak Savings (kW) | Achievable Economic TRC Potential | 0 | 0 | 0 | 0 | 0 | 0 | 0 | 0 | 0 | 0 | 0 | 0 | 0 | 0 | 0 | 0 | 0 | 0 | 0 | 0 | 0 | 0
F3_Industrial_Food Products_New_Space Heating_Natural Gas_Insulation - Ducting_A_Achievable Economic TRC Potential | F3 | Industrial | Food Products | New | Space Heating | Natural Gas | Insulation - Ducting | A | Original Unit Winter Peak Savings (kW) | Achievable Economic TRC Potential | 0 | 0 | 0 | 0 | 0 | 0 | 0 | 0 | 0 | 0 | 0 | 0 | 0 | 0 | 0 | 0 | 0 | 0 | 0 | 0 | 0 | 0
F4_Industrial_Food Products_New_Space Heating_Natural Gas_Insulation - Ducting_A_Achievable Economic TRC Potential | F4 | Industrial | Food Products | New | Space Heating | Natural Gas | Insulation - Ducting | A | Standalone Impact on Baseline Energy (%) | Achievable Economic TRC Potential | bar: 2019 to 2040
F5_Industrial_Food Products_New_Space Heating_Natural Gas_Insulation - Ducting_A_Achievable Economic TRC Potential | F5 | Industrial | Food Products | New | Space Heating | Natural Gas | Insulation - Ducting | A | Standalone Impact on Baseline Summer Peak (%) | Achievable Economic TRC Potential | bar: 2019 to 2040
F6_Industrial_Food Products_New_Space Heating_Natural Gas_Insulation - Ducting_A_Achievable Economic TRC Potential | F6 | Industrial | Food Products | New | Space Heating | Natural Gas | Insulation - Ducting | A | Standalone Impact on Baseline Winter Peak (%) | Achievable Economic TRC Potential | bar: 2019 to 2040
F7_Industrial_Food Products_New_Space Heating_Natural Gas_Insulation - Ducting_A_Achievable Economic TRC Potential | F7 | Industrial | Food Products | New | Space Heating | Natural Gas | Insulation - Ducting | A | Incremental Energy Savings (MWh or mTherms) | Achievable Economic TRC Potential | 0 | 0 | 0 | 0 | 0 | 0 | 0 | 0 | 0 | 0 | 0 | 0 | 0 | 0 | 0 | 0 | 0 | 0 | 0 | 0 | 0 | 0
F8_Industrial_Food Products_New_Space Heating_Natural Gas_Insulation - Ducting_A_Achievable Economic TRC Potential | F8 | Industrial | Food Products | New | Space Heating | Natural Gas | Insulation - Ducting | A | Incremental Summer Peak Savings (MW) | Achievable Economic TRC Potential | 0 | 0 | 0 | 0 | 0 | 0 | 0 | 0 | 0 | 0 | 0 | 0 | 0 | 0 | 0 | 0 | 0 | 0 | 0 | 0 | 0 | 0
F9_Industrial_Food Products_New_Space Heating_Natural Gas_Insulation - Ducting_A_Achievable Economic TRC Potential | F9 | Industrial | Food Products | New | Space Heating | Natural Gas | Insulation - Ducting | A | Incremental Winter Peak Savings (MW) | Achievable Economic TRC Potential | 0 | 0 | 0 | 0 | 0 | 0 | 0 | 0 | 0 | 0 | 0 | 0 | 0 | 0 | 0 | 0 | 0 | 0 | 0 | 0 | 0 | 0
F10_Industrial_Food Products_New_Space Heating_Natural Gas_Insulation - Ducting_A_Achievable Economic TRC Potential | F10 | Industrial | Food Products | New | Space Heating | Natural Gas | Insulation - Ducting | A | Cumulative Energy Savings (MWh or mTherms) | Achievable Economic TRC Potential | 0 | 0 | 0 | 0 | 0 | 0 | 0 | 0 | 0 | 0 | 0 | 0 | 0 | 0 | 0 | 0 | 0 | 0 | 0 | 0 | 0 | 0
F11_Industrial_Food Products_New_Space Heating_Natural Gas_Insulation - Ducting_A_Achievable Economic TRC Potential | F11 | Industrial | Food Products | New | Space Heating | Natural Gas | Insulation - Ducting | A | Cumulative Summer Peak Savings (MW) | Achievable Economic TRC Potential | 0 | 0 | 0 | 0 | 0 | 0 | 0 | 0 | 0 | 0 | 0 | 0 | 0 | 0 | 0 | 0 | 0 | 0 | 0 | 0 | 0 | 0
F12_Industrial_Food Products_New_Space Heating_Natural Gas_Insulation - Ducting_A_Achievable Economic TRC Potential | F12 | Industrial | Food Products | New | Space Heating | Natural Gas | Insulation - Ducting | A | Cumulative Winter Peak Savings (MW) | Achievable Economic TRC Potential | 0 | 0 | 0 | 0 | 0 | 0 | 0 | 0 | 0 | 0 | 0 | 0 | 0 | 0 | 0 | 0 | 0 | 0 | 0 | 0 | 0 | 0
F13_Industrial_Food Products_New_Space Heating_Natural Gas_Insulation - Ducting_A_Achievable Economic TRC Potential | F13 | Industrial | Food Products | New | Space Heating | Natural Gas | Insulation - Ducting | A | Purchases (Incremental) | Achievable Economic TRC Potential | 0 | 0 | 0 | 0 | 0 | 0 | 0 | 0 | 0 | 0 | 0 | 0 | 0 | 0 | 0 | 0 | 0 | 0 | 0 | 0 | 0 | 0
F14_Industrial_Food Products_New_Space Heating_Natural Gas_Insulation - Ducting_A_Achievable Economic TRC Potential | F14 | Industrial | Food Products | New | Space Heating | Natural Gas | Insulation - Ducting | A | Purchases (Cumulative) | Achievable Economic TRC Potential | 0 | 0 | 0 | 0 | 0 | 0 | 0 | 0 | 0 | 0 | 0 | 0 | 0 | 0 | 0 | 0 | 0 | 0 | 0 | 0 | 0 | 0
F1_Industrial_Food Products_New_Space Heating_Natural Gas_HVAC - Duct Repair and Sealing_A_Achievable Economic TRC Potential | F1 | Industrial | Food Products | New | Space Heating | Natural Gas | HVAC - Duct Repair and Sealing | A | Original Unit Energy Savings (kWh or therms) | Achievable Economic TRC Potential | 0 | 0 | 0.0036023 | 0.0036023 | 0.0036023 | 0.0036023 | 0.0036023 | 0.0036023 | 0.0036023 | 0.0036023 | 0.0036023 | 0.0036023 | 0.0036023 | 0.0036023 | 0.0036023 | 0.0036023 | 0.0036023 | 0.0036023 | 0.0036023 | 0.0036023 | 0.0036023 | 0.0036023
F2_Industrial_Food Products_New_Space Heating_Natural Gas_HVAC - Duct Repair and Sealing_A_Achievable Economic TRC Potential | F2 | Industrial | Food Products | New | Space Heating | Natural Gas | HVAC - Duct Repair and Sealing | A | Original Unit Summer Peak Savings (kW) | Achievable Economic TRC Potential | 0 | 0 | 0 | 0 | 0 | 0 | 0 | 0 | 0 | 0 | 0 | 0 | 0 | 0 | 0 | 0 | 0 | 0 | 0 | 0 | 0 | 0
F3_Industrial_Food Products_New_Space Heating_Natural Gas_HVAC - Duct Repair and Sealing_A_Achievable Economic TRC Potential | F3 | Industrial | Food Products | New | Space Heating | Natural Gas | HVAC - Duct Repair and Sealing | A | Original Unit Winter Peak Savings (kW) | Achievable Economic TRC Potential | 0 | 0 | 0 | 0 | 0 | 0 | 0 | 0 | 0 | 0 | 0 | 0 | 0 | 0 | 0 | 0 | 0 | 0 | 0 | 0 | 0 | 0
F4_Industrial_Food Products_New_Space Heating_Natural Gas_HVAC - Duct Repair and Sealing_A_Achievable Economic TRC Potential | F4 | Industrial | Food Products | New | Space Heating | Natural Gas | HVAC - Duct Repair and Sealing | A | Standalone Impact on Baseline Energy (%) | Achievable Economic TRC Potential | bar: 2019 to 2040
F5_Industrial_Food Products_New_Space Heating_Natural Gas_HVAC - Duct Repair and Sealing_A_Achievable Economic TRC Potential | F5 | Industrial | Food Products | New | Space Heating | Natural Gas | HVAC - Duct Repair and Sealing | A | Standalone Impact on Baseline Summer Peak (%) | Achievable Economic TRC Potential | bar: 2019 to 2040
F6_Industrial_Food Products_New_Space Heating_Natural Gas_HVAC - Duct Repair and Sealing_A_Achievable Economic TRC Potential | F6 | Industrial | Food Products | New | Space Heating | Natural Gas | HVAC - Duct Repair and Sealing | A | Standalone Impact on Baseline Winter Peak (%) | Achievable Economic TRC Potential | bar: 2019 to 2040
F7_Industrial_Food Products_New_Space Heating_Natural Gas_HVAC - Duct Repair and Sealing_A_Achievable Economic TRC Potential | F7 | Industrial | Food Products | New | Space Heating | Natural Gas | HVAC - Duct Repair and Sealing | A | Incremental Energy Savings (MWh or mTherms) | Achievable Economic TRC Potential | 0 | 0 | 0 | 0 | 0 | 0 | 0 | 0 | 0 | 0 | 0 | 0 | 0 | 0 | 0 | 0 | 0 | 0 | 0 | 0 | 0 | 0
F8_Industrial_Food Products_New_Space Heating_Natural Gas_HVAC - Duct Repair and Sealing_A_Achievable Economic TRC Potential | F8 | Industrial | Food Products | New | Space Heating | Natural Gas | HVAC - Duct Repair and Sealing | A | Incremental Summer Peak Savings (MW) | Achievable Economic TRC Potential | 0 | 0 | 0 | 0 | 0 | 0 | 0 | 0 | 0 | 0 | 0 | 0 | 0 | 0 | 0 | 0 | 0 | 0 | 0 | 0 | 0 | 0
F9_Industrial_Food Products_New_Space Heating_Natural Gas_HVAC - Duct Repair and Sealing_A_Achievable Economic TRC Potential | F9 | Industrial | Food Products | New | Space Heating | Natural Gas | HVAC - Duct Repair and Sealing | A | Incremental Winter Peak Savings (MW) | Achievable Economic TRC Potential | 0 | 0 | 0 | 0 | 0 | 0 | 0 | 0 | 0 | 0 | 0 | 0 | 0 | 0 | 0 | 0 | 0 | 0 | 0 | 0 | 0 | 0
F10_Industrial_Food Products_New_Space Heating_Natural Gas_HVAC - Duct Repair and Sealing_A_Achievable Economic TRC Potential | F10 | Industrial | Food Products | New | Space Heating | Natural Gas | HVAC - Duct Repair and Sealing | A | Cumulative Energy Savings (MWh or mTherms) | Achievable Economic TRC Potential | 0 | 0 | 0 | 0 | 0 | 0 | 0 | 0 | 0 | 0 | 0 | 0 | 0 | 0 | 0 | 0 | 0 | 0 | 0 | 0 | 0 | 0
F11_Industrial_Food Products_New_Space Heating_Natural Gas_HVAC - Duct Repair and Sealing_A_Achievable Economic TRC Potential | F11 | Industrial | Food Products | New | Space Heating | Natural Gas | HVAC - Duct Repair and Sealing | A | Cumulative Summer Peak Savings (MW) | Achievable Economic TRC Potential | 0 | 0 | 0 | 0 | 0 | 0 | 0 | 0 | 0 | 0 | 0 | 0 | 0 | 0 | 0 | 0 | 0 | 0 | 0 | 0 | 0 | 0
F12_Industrial_Food Products_New_Space Heating_Natural Gas_HVAC - Duct Repair and Sealing_A_Achievable Economic TRC Potential | F12 | Industrial | Food Products | New | Space Heating | Natural Gas | HVAC - Duct Repair and Sealing | A | Cumulative Winter Peak Savings (MW) | Achievable Economic TRC Potential | 0 | 0 | 0 | 0 | 0 | 0 | 0 | 0 | 0 | 0 | 0 | 0 | 0 | 0 | 0 | 0 | 0 | 0 | 0 | 0 | 0 | 0
F13_Industrial_Food Products_New_Space Heating_Natural Gas_HVAC - Duct Repair and Sealing_A_Achievable Economic TRC Potential | F13 | Industrial | Food Products | New | Space Heating | Natural Gas | HVAC - Duct Repair and Sealing | A | Purchases (Incremental) | Achievable Economic TRC Potential | 0 | 0 | 0 | 0 | 0 | 0 | 0 | 0 | 0 | 0 | 0 | 0 | 0 | 0 | 0 | 0 | 0 | 0 | 0 | 0 | 0 | 0
F14_Industrial_Food Products_New_Space Heating_Natural Gas_HVAC - Duct Repair and Sealing_A_Achievable Economic TRC Potential | F14 | Industrial | Food Products | New | Space Heating | Natural Gas | HVAC - Duct Repair and Sealing | A | Purchases (Cumulative) | Achievable Economic TRC Potential | 0 | 0 | 0 | 0 | 0 | 0 | 0 | 0 | 0 | 0 | 0 | 0 | 0 | 0 | 0 | 0 | 0 | 0 | 0 | 0 | 0 | 0
F1_Industrial_Food Products_New_Space Heating_Natural Gas_Windows - High Efficiency_A_Achievable Economic TRC Potential | F1 | Industrial | Food Products | New | Space Heating | Natural Gas | Windows - High Efficiency | A | Original Unit Energy Savings (kWh or therms) | Achievable Economic TRC Potential | 0 | 0 | 0.0073878 | 0.0073878 | 0.0073878 | 0.0073878 | 0.0073878 | 0.0073878 | 0.0073878 | 0.0073878 | 0.0073878 | 0.0073878 | 0.0073878 | 0.0073878 | 0.0073878 | 0.0073878 | 0.0073878 | 0.0073878 | 0.0073878 | 0.0073878 | 0.0073878 | 0.0073878
F2_Industrial_Food Products_New_Space Heating_Natural Gas_Windows - High Efficiency_A_Achievable Economic TRC Potential | F2 | Industrial | Food Products | New | Space Heating | Natural Gas | Windows - High Efficiency | A | Original Unit Summer Peak Savings (kW) | Achievable Economic TRC Potential | 0 | 0 | 0 | 0 | 0 | 0 | 0 | 0 | 0 | 0 | 0 | 0 | 0 | 0 | 0 | 0 | 0 | 0 | 0 | 0 | 0 | 0
F3_Industrial_Food Products_New_Space Heating_Natural Gas_Windows - High Efficiency_A_Achievable Economic TRC Potential | F3 | Industrial | Food Products | New | Space Heating | Natural Gas | Windows - High Efficiency | A | Original Unit Winter Peak Savings (kW) | Achievable Economic TRC Potential | 0 | 0 | 0 | 0 | 0 | 0 | 0 | 0 | 0 | 0 | 0 | 0 | 0 | 0 | 0 | 0 | 0 | 0 | 0 | 0 | 0 | 0
F4_Industrial_Food Products_New_Space Heating_Natural Gas_Windows - High Efficiency_A_Achievable Economic TRC Potential | F4 | Industrial | Food Products | New | Space Heating | Natural Gas | Windows - High Efficiency | A | Standalone Impact on Baseline Energy (%) | Achievable Economic TRC Potential | bar: 2019 to 2040
F5_Industrial_Food Products_New_Space Heating_Natural Gas_Windows - High Efficiency_A_Achievable Economic TRC Potential | F5 | Industrial | Food Products | New | Space Heating | Natural Gas | Windows - High Efficiency | A | Standalone Impact on Baseline Summer Peak (%) | Achievable Economic TRC Potential | bar: 2019 to 2040
F6_Industrial_Food Products_New_Space Heating_Natural Gas_Windows - High Efficiency_A_Achievable Economic TRC Potential | F6 | Industrial | Food Products | New | Space Heating | Natural Gas | Windows - High Efficiency | A | Standalone Impact on Baseline Winter Peak (%) | Achievable Economic TRC Potential | bar: 2019 to 2040
F7_Industrial_Food Products_New_Space Heating_Natural Gas_Windows - High Efficiency_A_Achievable Economic TRC Potential | F7 | Industrial | Food Products | New | Space Heating | Natural Gas | Windows - High Efficiency | A | Incremental Energy Savings (MWh or mTherms) | Achievable Economic TRC Potential | 0 | 0 | 0 | 0 | 0 | 0 | 0 | 0 | 0 | 0 | 0 | 0 | 0 | 0 | 0 | 0 | 0 | 0 | 0 | 0 | 0 | 0
F8_Industrial_Food Products_New_Space Heating_Natural Gas_Windows - High Efficiency_A_Achievable Economic TRC Potential | F8 | Industrial | Food Products | New | Space Heating | Natural Gas | Windows - High Efficiency | A | Incremental Summer Peak Savings (MW) | Achievable Economic TRC Potential | 0 | 0 | 0 | 0 | 0 | 0 | 0 | 0 | 0 | 0 | 0 | 0 | 0 | 0 | 0 | 0 | 0 | 0 | 0 | 0 | 0 | 0
F9_Industrial_Food Products_New_Space Heating_Natural Gas_Windows - High Efficiency_A_Achievable Economic TRC Potential | F9 | Industrial | Food Products | New | Space Heating | Natural Gas | Windows - High Efficiency | A | Incremental Winter Peak Savings (MW) | Achievable Economic TRC Potential | 0 | 0 | 0 | 0 | 0 | 0 | 0 | 0 | 0 | 0 | 0 | 0 | 0 | 0 | 0 | 0 | 0 | 0 | 0 | 0 | 0 | 0
F10_Industrial_Food Products_New_Space Heating_Natural Gas_Windows - High Efficiency_A_Achievable Economic TRC Potential | F10 | Industrial | Food Products | New | Space Heating | Natural Gas | Windows - High Efficiency | A | Cumulative Energy Savings (MWh or mTherms) | Achievable Economic TRC Potential | 0 | 0 | 0 | 0 | 0 | 0 | 0 | 0 | 0 | 0 | 0 | 0 | 0 | 0 | 0 | 0 | 0 | 0 | 0 | 0 | 0 | 0
F11_Industrial_Food Products_New_Space Heating_Natural Gas_Windows - High Efficiency_A_Achievable Economic TRC Potential | F11 | Industrial | Food Products | New | Space Heating | Natural Gas | Windows - High Efficiency | A | Cumulative Summer Peak Savings (MW) | Achievable Economic TRC Potential | 0 | 0 | 0 | 0 | 0 | 0 | 0 | 0 | 0 | 0 | 0 | 0 | 0 | 0 | 0 | 0 | 0 | 0 | 0 | 0 | 0 | 0
F12_Industrial_Food Products_New_Space Heating_Natural Gas_Windows - High Efficiency_A_Achievable Economic TRC Potential | F12 | Industrial | Food Products | New | Space Heating | Natural Gas | Windows - High Efficiency | A | Cumulative Winter Peak Savings (MW) | Achievable Economic TRC Potential | 0 | 0 | 0 | 0 | 0 | 0 | 0 | 0 | 0 | 0 | 0 | 0 | 0 | 0 | 0 | 0 | 0 | 0 | 0 | 0 | 0 | 0
F13_Industrial_Food Products_New_Space Heating_Natural Gas_Windows - High Efficiency_A_Achievable Economic TRC Potential | F13 | Industrial | Food Products | New | Space Heating | Natural Gas | Windows - High Efficiency | A | Purchases (Incremental) | Achievable Economic TRC Potential | 0 | 0 | 0 | 0 | 0 | 0 | 0 | 0 | 0 | 0 | 0 | 0 | 0 | 0 | 0 | 0 | 0 | 0 | 0 | 0 | 0 | 0
F14_Industrial_Food Products_New_Space Heating_Natural Gas_Windows - High Efficiency_A_Achievable Economic TRC Potential | F14 | Industrial | Food Products | New | Space Heating | Natural Gas | Windows - High Efficiency | A | Purchases (Cumulative) | Achievable Economic TRC Potential | 0 | 0 | 0 | 0 | 0 | 0 | 0 | 0 | 0 | 0 | 0 | 0 | 0 | 0 | 0 | 0 | 0 | 0 | 0 | 0 | 0 | 0
F1_Industrial_Food Products_New_Space Heating_Natural Gas_Gas Boiler - Maintenance_A_Achievable Economic TRC Potential | F1 | Industrial | Food Products | New | Space Heating | Natural Gas | Gas Boiler - Maintenance | A | Original Unit Energy Savings (kWh or therms) | Achievable Economic TRC Potential | 0 | 0 | 0.90938 | 0.90938 | 0.90938 | 0.90938 | 0.90938 | 0.90938 | 0.90938 | 0.90938 | 0.90938 | 0.90938 | 0.90938 | 0.90938 | 0.90938 | 0.90938 | 0.90938 | 0.90938 | 0.90938 | 0.90938 | 0.90938 | 0.90938
F2_Industrial_Food Products_New_Space Heating_Natural Gas_Gas Boiler - Maintenance_A_Achievable Economic TRC Potential | F2 | Industrial | Food Products | New | Space Heating | Natural Gas | Gas Boiler - Maintenance | A | Original Unit Summer Peak Savings (kW) | Achievable Economic TRC Potential | 0 | 0 | 0 | 0 | 0 | 0 | 0 | 0 | 0 | 0 | 0 | 0 | 0 | 0 | 0 | 0 | 0 | 0 | 0 | 0 | 0 | 0
F3_Industrial_Food Products_New_Space Heating_Natural Gas_Gas Boiler - Maintenance_A_Achievable Economic TRC Potential | F3 | Industrial | Food Products | New | Space Heating | Natural Gas | Gas Boiler - Maintenance | A | Original Unit Winter Peak Savings (kW) | Achievable Economic TRC Potential | 0 | 0 | 0 | 0 | 0 | 0 | 0 | 0 | 0 | 0 | 0 | 0 | 0 | 0 | 0 | 0 | 0 | 0 | 0 | 0 | 0 | 0
F4_Industrial_Food Products_New_Space Heating_Natural Gas_Gas Boiler - Maintenance_A_Achievable Economic TRC Potential | F4 | Industrial | Food Products | New | Space Heating | Natural Gas | Gas Boiler - Maintenance | A | Standalone Impact on Baseline Energy (%) | Achievable Economic TRC Potential | 0% | 0% | 0.002102% | 0.002678% | 0.002898% | 0.002333% | 0.00205% | 0.001805% | 0.001597% | 0.001413% | 0.001302% | 0.001194% | 0.001103% | 0.001014% | 0.0009612% | 0.000904% | 0.0008533% | 0.000801% | 0.0007699% | 0.0007346% | 0.0007033% | 0.0006747%
F5_Industrial_Food Products_New_Space Heating_Natural Gas_Gas Boiler - Maintenance_A_Achievable Economic TRC Potential | F5 | Industrial | Food Products | New | Space Heating | Natural Gas | Gas Boiler - Maintenance | A | Standalone Impact on Baseline Summer Peak (%) | Achievable Economic TRC Potential | bar: 2019 to 2040
F6_Industrial_Food Products_New_Space Heating_Natural Gas_Gas Boiler - Maintenance_A_Achievable Economic TRC Potential | F6 | Industrial | Food Products | New | Space Heating | Natural Gas | Gas Boiler - Maintenance | A | Standalone Impact on Baseline Winter Peak (%) | Achievable Economic TRC Potential | bar: 2019 to 2040
F7_Industrial_Food Products_New_Space Heating_Natural Gas_Gas Boiler - Maintenance_A_Achievable Economic TRC Potential | F7 | Industrial | Food Products | New | Space Heating | Natural Gas | Gas Boiler - Maintenance | A | Incremental Energy Savings (MWh or mTherms) | Achievable Economic TRC Potential | 0 | 0 | 0.00045414 | 0.00055553 | 0.00054838 | 0.00057007 | 0.00057491 | 0.00057328 | 0.00057007 | 0.00057491 | 0.00057328 | 0.0010242 | 0.0011304 | 0.0011217 | 0.0020484 | 0.0022609 | 0.0022433 | 0.0040968 | 0.0045218 | 0.0044867 | 0.0083096 | 0.0090629
F8_Industrial_Food Products_New_Space Heating_Natural Gas_Gas Boiler - Maintenance_A_Achievable Economic TRC Potential | F8 | Industrial | Food Products | New | Space Heating | Natural Gas | Gas Boiler - Maintenance | A | Incremental Summer Peak Savings (MW) | Achievable Economic TRC Potential | 0 | 0 | 0 | 0 | 0 | 0 | 0 | 0 | 0 | 0 | 0 | 0 | 0 | 0 | 0 | 0 | 0 | 0 | 0 | 0 | 0 | 0
F9_Industrial_Food Products_New_Space Heating_Natural Gas_Gas Boiler - Maintenance_A_Achievable Economic TRC Potential | F9 | Industrial | Food Products | New | Space Heating | Natural Gas | Gas Boiler - Maintenance | A | Incremental Winter Peak Savings (MW) | Achievable Economic TRC Potential | 0 | 0 | 0 | 0 | 0 | 0 | 0 | 0 | 0 | 0 | 0 | 0 | 0 | 0 | 0 | 0 | 0 | 0 | 0 | 0 | 0 | 0
F10_Industrial_Food Products_New_Space Heating_Natural Gas_Gas Boiler - Maintenance_A_Achievable Economic TRC Potential | F10 | Industrial | Food Products | New | Space Heating | Natural Gas | Gas Boiler - Maintenance | A | Cumulative Energy Savings (MWh or mTherms) | Achievable Economic TRC Potential | 0 | 0 | 0.00045414 | 0.0010097 | 0.001558 | 0.001674 | 0.0016934 | 0.0017183 | 0.0017183 | 0.0017183 | 0.0017183 | 0.0017183 | 0.0017183 | 0.0017183 | 0.0017183 | 0.0017183 | 0.0017183 | 0.0017183 | 0.0017183 | 0.0017183 | 0.0017183 | 0.0017183
F11_Industrial_Food Products_New_Space Heating_Natural Gas_Gas Boiler - Maintenance_A_Achievable Economic TRC Potential | F11 | Industrial | Food Products | New | Space Heating | Natural Gas | Gas Boiler - Maintenance | A | Cumulative Summer Peak Savings (MW) | Achievable Economic TRC Potential | 0 | 0 | 0 | 0 | 0 | 0 | 0 | 0 | 0 | 0 | 0 | 0 | 0 | 0 | 0 | 0 | 0 | 0 | 0 | 0 | 0 | 0
F12_Industrial_Food Products_New_Space Heating_Natural Gas_Gas Boiler - Maintenance_A_Achievable Economic TRC Potential | F12 | Industrial | Food Products | New | Space Heating | Natural Gas | Gas Boiler - Maintenance | A | Cumulative Winter Peak Savings (MW) | Achievable Economic TRC Potential | 0 | 0 | 0 | 0 | 0 | 0 | 0 | 0 | 0 | 0 | 0 | 0 | 0 | 0 | 0 | 0 | 0 | 0 | 0 | 0 | 0 | 0
F13_Industrial_Food Products_New_Space Heating_Natural Gas_Gas Boiler - Maintenance_A_Achievable Economic TRC Potential | F13 | Industrial | Food Products | New | Space Heating | Natural Gas | Gas Boiler - Maintenance | A | Purchases (Incremental) | Achievable Economic TRC Potential | 0 | 0 | 0.4994 | 0.61089 | 0.60303 | 0.62688 | 0.63221 | 0.63042 | 0.62688 | 0.63221 | 0.63042 | 1.1263 | 1.2431 | 1.2334 | 2.2526 | 2.4862 | 2.4669 | 4.5051 | 4.9724 | 4.9338 | 9.1377 | 9.9661
F14_Industrial_Food Products_New_Space Heating_Natural Gas_Gas Boiler - Maintenance_A_Achievable Economic TRC Potential | F14 | Industrial | Food Products | New | Space Heating | Natural Gas | Gas Boiler - Maintenance | A | Purchases (Cumulative) | Achievable Economic TRC Potential | 0 | 0 | 0.4994 | 1.1103 | 1.7133 | 1.8408 | 1.8621 | 1.8895 | 1.8895 | 1.8895 | 1.8895 | 1.8895 | 1.8895 | 1.8895 | 1.8895 | 1.8895 | 1.8895 | 1.8895 | 1.8895 | 1.8895 | 1.8895 | 1.8895
F1_Industrial_Food Products_New_Process_Natural Gas_Gas Boiler - Maintenance_A_Achievable Economic TRC Potential | F1 | Industrial | Food Products | New | Process | Natural Gas | Gas Boiler - Maintenance | A | Original Unit Energy Savings (kWh or therms) | Achievable Economic TRC Potential | 0 | 0 | 34.75 | 34.75 | 34.75 | 34.75 | 34.75 | 34.75 | 34.75 | 34.75 | 34.75 | 34.75 | 34.75 | 34.75 | 34.75 | 34.75 | 34.75 | 34.75 | 34.75 | 34.75 | 34.75 | 34.75
F2_Industrial_Food Products_New_Process_Natural Gas_Gas Boiler - Maintenance_A_Achievable Economic TRC Potential | F2 | Industrial | Food Products | New | Process | Natural Gas | Gas Boiler - Maintenance | A | Original Unit Summer Peak Savings (kW) | Achievable Economic TRC Potential | 0 | 0 | 0 | 0 | 0 | 0 | 0 | 0 | 0 | 0 | 0 | 0 | 0 | 0 | 0 | 0 | 0 | 0 | 0 | 0 | 0 | 0
F3_Industrial_Food Products_New_Process_Natural Gas_Gas Boiler - Maintenance_A_Achievable Economic TRC Potential | F3 | Industrial | Food Products | New | Process | Natural Gas | Gas Boiler - Maintenance | A | Original Unit Winter Peak Savings (kW) | Achievable Economic TRC Potential | 0 | 0 | 0 | 0 | 0 | 0 | 0 | 0 | 0 | 0 | 0 | 0 | 0 | 0 | 0 | 0 | 0 | 0 | 0 | 0 | 0 | 0
F4_Industrial_Food Products_New_Process_Natural Gas_Gas Boiler - Maintenance_A_Achievable Economic TRC Potential | F4 | Industrial | Food Products | New | Process | Natural Gas | Gas Boiler - Maintenance | A | Standalone Impact on Baseline Energy (%) | Achievable Economic TRC Potential | 0% | 0% | 0.01163% | 0.01481% | 0.01603% | 0.0129% | 0.01134% | 0.009983% | 0.00883% | 0.007815% | 0.007199% | 0.0066% | 0.0061% | 0.005607% | 0.005315% | 0.004999% | 0.004718% | 0.004429% | 0.004257% | 0.004062% | 0.003889% | 0.003731%
F5_Industrial_Food Products_New_Process_Natural Gas_Gas Boiler - Maintenance_A_Achievable Economic TRC Potential | F5 | Industrial | Food Products | New | Process | Natural Gas | Gas Boiler - Maintenance | A | Standalone Impact on Baseline Summer Peak (%) | Achievable Economic TRC Potential | bar: 2019 to 2040
F6_Industrial_Food Products_New_Process_Natural Gas_Gas Boiler - Maintenance_A_Achievable Economic TRC Potential | F6 | Industrial | Food Products | New | Process | Natural Gas | Gas Boiler - Maintenance | A | Standalone Impact on Baseline Winter Peak (%) | Achievable Economic TRC Potential | bar: 2019 to 2040
F7_Industrial_Food Products_New_Process_Natural Gas_Gas Boiler - Maintenance_A_Achievable Economic TRC Potential | F7 | Industrial | Food Products | New | Process | Natural Gas | Gas Boiler - Maintenance | A | Incremental Energy Savings (MWh or mTherms) | Achievable Economic TRC Potential | 0 | 0 | 0.04138 | 0.050618 | 0.049967 | 0.051943 | 0.052384 | 0.052236 | 0.051943 | 0.052384 | 0.052236 | 0.093323 | 0.103 | 0.1022 | 0.18665 | 0.206 | 0.2044 | 0.37329 | 0.41201 | 0.40881 | 0.75714 | 0.82578
F8_Industrial_Food Products_New_Process_Natural Gas_Gas Boiler - Maintenance_A_Achievable Economic TRC Potential | F8 | Industrial | Food Products | New | Process | Natural Gas | Gas Boiler - Maintenance | A | Incremental Summer Peak Savings (MW) | Achievable Economic TRC Potential | 0 | 0 | 0 | 0 | 0 | 0 | 0 | 0 | 0 | 0 | 0 | 0 | 0 | 0 | 0 | 0 | 0 | 0 | 0 | 0 | 0 | 0
F9_Industrial_Food Products_New_Process_Natural Gas_Gas Boiler - Maintenance_A_Achievable Economic TRC Potential | F9 | Industrial | Food Products | New | Process | Natural Gas | Gas Boiler - Maintenance | A | Incremental Winter Peak Savings (MW) | Achievable Economic TRC Potential | 0 | 0 | 0 | 0 | 0 | 0 | 0 | 0 | 0 | 0 | 0 | 0 | 0 | 0 | 0 | 0 | 0 | 0 | 0 | 0 | 0 | 0
F10_Industrial_Food Products_New_Process_Natural Gas_Gas Boiler - Maintenance_A_Achievable Economic TRC Potential | F10 | Industrial | Food Products | New | Process | Natural Gas | Gas Boiler - Maintenance | A | Cumulative Energy Savings (MWh or mTherms) | Achievable Economic TRC Potential | 0 | 0 | 0.04138 | 0.091998 | 0.14196 | 0.15253 | 0.15429 | 0.15656 | 0.15656 | 0.15656 | 0.15656 | 0.15656 | 0.15656 | 0.15656 | 0.15656 | 0.15656 | 0.15656 | 0.15656 | 0.15656 | 0.15656 | 0.15656 | 0.15656
F11_Industrial_Food Products_New_Process_Natural Gas_Gas Boiler - Maintenance_A_Achievable Economic TRC Potential | F11 | Industrial | Food Products | New | Process | Natural Gas | Gas Boiler - Maintenance | A | Cumulative Summer Peak Savings (MW) | Achievable Economic TRC Potential | 0 | 0 | 0 | 0 | 0 | 0 | 0 | 0 | 0 | 0 | 0 | 0 | 0 | 0 | 0 | 0 | 0 | 0 | 0 | 0 | 0 | 0
F12_Industrial_Food Products_New_Process_Natural Gas_Gas Boiler - Maintenance_A_Achievable Economic TRC Potential | F12 | Industrial | Food Products | New | Process | Natural Gas | Gas Boiler - Maintenance | A | Cumulative Winter Peak Savings (MW) | Achievable Economic TRC Potential | 0 | 0 | 0 | 0 | 0 | 0 | 0 | 0 | 0 | 0 | 0 | 0 | 0 | 0 | 0 | 0 | 0 | 0 | 0 | 0 | 0 | 0
F13_Industrial_Food Products_New_Process_Natural Gas_Gas Boiler - Maintenance_A_Achievable Economic TRC Potential | F13 | Industrial | Food Products | New | Process | Natural Gas | Gas Boiler - Maintenance | A | Purchases (Incremental) | Achievable Economic TRC Potential | 0 | 0 | 1.1908 | 1.4566 | 1.4379 | 1.4948 | 1.5075 | 1.5032 | 1.4948 | 1.5075 | 1.5032 | 2.6855 | 2.9641 | 2.9411 | 5.3711 | 5.9282 | 5.8822 | 10.7422 | 11.8564 | 11.7643 | 21.7884 | 23.7636
F14_Industrial_Food Products_New_Process_Natural Gas_Gas Boiler - Maintenance_A_Achievable Economic TRC Potential | F14 | Industrial | Food Products | New | Process | Natural Gas | Gas Boiler - Maintenance | A | Purchases (Cumulative) | Achievable Economic TRC Potential | 0 | 0 | 1.1908 | 2.6474 | 4.0853 | 4.3893 | 4.4401 | 4.5054 | 4.5054 | 4.5054 | 4.5054 | 4.5054 | 4.5054 | 4.5054 | 4.5054 | 4.5054 | 4.5054 | 4.5054 | 4.5054 | 4.5054 | 4.5054 | 4.5054
F1_Industrial_Food Products_New_Space Heating_Natural Gas_Gas Furnace - Maintenance_A_Achievable Economic TRC Potential | F1 | Industrial | Food Products | New | Space Heating | Natural Gas | Gas Furnace - Maintenance | A | Original Unit Energy Savings (kWh or therms) | Achievable Economic TRC Potential | 0 | 0 | 0.0083129 | 0.0083129 | 0.0083129 | 0.0083129 | 0.0083129 | 0.0083129 | 0.0083129 | 0.0083129 | 0.0083129 | 0.0083129 | 0.0083129 | 0.0083129 | 0.0083129 | 0.0083129 | 0.0083129 | 0.0083129 | 0.0083129 | 0.0083129 | 0.0083129 | 0.0083129
F2_Industrial_Food Products_New_Space Heating_Natural Gas_Gas Furnace - Maintenance_A_Achievable Economic TRC Potential | F2 | Industrial | Food Products | New | Space Heating | Natural Gas | Gas Furnace - Maintenance | A | Original Unit Summer Peak Savings (kW) | Achievable Economic TRC Potential | 0 | 0 | 0 | 0 | 0 | 0 | 0 | 0 | 0 | 0 | 0 | 0 | 0 | 0 | 0 | 0 | 0 | 0 | 0 | 0 | 0 | 0
F3_Industrial_Food Products_New_Space Heating_Natural Gas_Gas Furnace - Maintenance_A_Achievable Economic TRC Potential | F3 | Industrial | Food Products | New | Space Heating | Natural Gas | Gas Furnace - Maintenance | A | Original Unit Winter Peak Savings (kW) | Achievable Economic TRC Potential | 0 | 0 | 0 | 0 | 0 | 0 | 0 | 0 | 0 | 0 | 0 | 0 | 0 | 0 | 0 | 0 | 0 | 0 | 0 | 0 | 0 | 0
F4_Industrial_Food Products_New_Space Heating_Natural Gas_Gas Furnace - Maintenance_A_Achievable Economic TRC Potential | F4 | Industrial | Food Products | New | Space Heating | Natural Gas | Gas Furnace - Maintenance | A | Standalone Impact on Baseline Energy (%) | Achievable Economic TRC Potential | bar: 2019 to 2040
F5_Industrial_Food Products_New_Space Heating_Natural Gas_Gas Furnace - Maintenance_A_Achievable Economic TRC Potential | F5 | Industrial | Food Products | New | Space Heating | Natural Gas | Gas Furnace - Maintenance | A | Standalone Impact on Baseline Summer Peak (%) | Achievable Economic TRC Potential | bar: 2019 to 2040
F6_Industrial_Food Products_New_Space Heating_Natural Gas_Gas Furnace - Maintenance_A_Achievable Economic TRC Potential | F6 | Industrial | Food Products | New | Space Heating | Natural Gas | Gas Furnace - Maintenance | A | Standalone Impact on Baseline Winter Peak (%) | Achievable Economic TRC Potential | bar: 2019 to 2040
F7_Industrial_Food Products_New_Space Heating_Natural Gas_Gas Furnace - Maintenance_A_Achievable Economic TRC Potential | F7 | Industrial | Food Products | New | Space Heating | Natural Gas | Gas Furnace - Maintenance | A | Incremental Energy Savings (MWh or mTherms) | Achievable Economic TRC Potential | 0 | 0 | 0 | 0 | 0 | 0 | 0 | 0 | 0 | 0 | 0 | 0 | 0 | 0 | 0 | 0 | 0 | 0 | 0 | 0 | 0 | 0
F8_Industrial_Food Products_New_Space Heating_Natural Gas_Gas Furnace - Maintenance_A_Achievable Economic TRC Potential | F8 | Industrial | Food Products | New | Space Heating | Natural Gas | Gas Furnace - Maintenance | A | Incremental Summer Peak Savings (MW) | Achievable Economic TRC Potential | 0 | 0 | 0 | 0 | 0 | 0 | 0 | 0 | 0 | 0 | 0 | 0 | 0 | 0 | 0 | 0 | 0 | 0 | 0 | 0 | 0 | 0
F9_Industrial_Food Products_New_Space Heating_Natural Gas_Gas Furnace - Maintenance_A_Achievable Economic TRC Potential | F9 | Industrial | Food Products | New | Space Heating | Natural Gas | Gas Furnace - Maintenance | A | Incremental Winter Peak Savings (MW) | Achievable Economic TRC Potential | 0 | 0 | 0 | 0 | 0 | 0 | 0 | 0 | 0 | 0 | 0 | 0 | 0 | 0 | 0 | 0 | 0 | 0 | 0 | 0 | 0 | 0
F10_Industrial_Food Products_New_Space Heating_Natural Gas_Gas Furnace - Maintenance_A_Achievable Economic TRC Potential | F10 | Industrial | Food Products | New | Space Heating | Natural Gas | Gas Furnace - Maintenance | A | Cumulative Energy Savings (MWh or mTherms) | Achievable Economic TRC Potential | 0 | 0 | 0 | 0 | 0 | 0 | 0 | 0 | 0 | 0 | 0 | 0 | 0 | 0 | 0 | 0 | 0 | 0 | 0 | 0 | 0 | 0
F11_Industrial_Food Products_New_Space Heating_Natural Gas_Gas Furnace - Maintenance_A_Achievable Economic TRC Potential | F11 | Industrial | Food Products | New | Space Heating | Natural Gas | Gas Furnace - Maintenance | A | Cumulative Summer Peak Savings (MW) | Achievable Economic TRC Potential | 0 | 0 | 0 | 0 | 0 | 0 | 0 | 0 | 0 | 0 | 0 | 0 | 0 | 0 | 0 | 0 | 0 | 0 | 0 | 0 | 0 | 0
F12_Industrial_Food Products_New_Space Heating_Natural Gas_Gas Furnace - Maintenance_A_Achievable Economic TRC Potential | F12 | Industrial | Food Products | New | Space Heating | Natural Gas | Gas Furnace - Maintenance | A | Cumulative Winter Peak Savings (MW) | Achievable Economic TRC Potential | 0 | 0 | 0 | 0 | 0 | 0 | 0 | 0 | 0 | 0 | 0 | 0 | 0 | 0 | 0 | 0 | 0 | 0 | 0 | 0 | 0 | 0
F13_Industrial_Food Products_New_Space Heating_Natural Gas_Gas Furnace - Maintenance_A_Achievable Economic TRC Potential | F13 | Industrial | Food Products | New | Space Heating | Natural Gas | Gas Furnace - Maintenance | A | Purchases (Incremental) | Achievable Economic TRC Potential | 0 | 0 | 0 | 0 | 0 | 0 | 0 | 0 | 0 | 0 | 0 | 0 | 0 | 0 | 0 | 0 | 0 | 0 | 0 | 0 | 0 | 0
F14_Industrial_Food Products_New_Space Heating_Natural Gas_Gas Furnace - Maintenance_A_Achievable Economic TRC Potential | F14 | Industrial | Food Products | New | Space Heating | Natural Gas | Gas Furnace - Maintenance | A | Purchases (Cumulative) | Achievable Economic TRC Potential | 0 | 0 | 0 | 0 | 0 | 0 | 0 | 0 | 0 | 0 | 0 | 0 | 0 | 0 | 0 | 0 | 0 | 0 | 0 | 0 | 0 | 0
F1_Industrial_Food Products_New_Space Heating_Natural Gas_Gas Boiler - Hot Water Reset_A_Achievable Economic TRC Potential | F1 | Industrial | Food Products | New | Space Heating | Natural Gas | Gas Boiler - Hot Water Reset | A | Original Unit Energy Savings (kWh or therms) | Achievable Economic TRC Potential | 0 | 0 | 3.3068 | 3.3068 | 3.3068 | 3.3068 | 3.3068 | 3.3068 | 3.3068 | 3.3068 | 3.3068 | 3.3068 | 3.3068 | 3.3068 | 3.3068 | 3.3068 | 3.3068 | 3.3068 | 3.3068 | 3.3068 | 3.3068 | 3.3068
F2_Industrial_Food Products_New_Space Heating_Natural Gas_Gas Boiler - Hot Water Reset_A_Achievable Economic TRC Potential | F2 | Industrial | Food Products | New | Space Heating | Natural Gas | Gas Boiler - Hot Water Reset | A | Original Unit Summer Peak Savings (kW) | Achievable Economic TRC Potential | 0 | 0 | 0 | 0 | 0 | 0 | 0 | 0 | 0 | 0 | 0 | 0 | 0 | 0 | 0 | 0 | 0 | 0 | 0 | 0 | 0 | 0
F3_Industrial_Food Products_New_Space Heating_Natural Gas_Gas Boiler - Hot Water Reset_A_Achievable Economic TRC Potential | F3 | Industrial | Food Products | New | Space Heating | Natural Gas | Gas Boiler - Hot Water Reset | A | Original Unit Winter Peak Savings (kW) | Achievable Economic TRC Potential | 0 | 0 | 0 | 0 | 0 | 0 | 0 | 0 | 0 | 0 | 0 | 0 | 0 | 0 | 0 | 0 | 0 | 0 | 0 | 0 | 0 | 0
F4_Industrial_Food Products_New_Space Heating_Natural Gas_Gas Boiler - Hot Water Reset_A_Achievable Economic TRC Potential | F4 | Industrial | Food Products | New | Space Heating | Natural Gas | Gas Boiler - Hot Water Reset | A | Standalone Impact on Baseline Energy (%) | Achievable Economic TRC Potential | 0% | 0% | 0.007431% | 0.01338% | 0.02055% | 0.02836% | 0.03942% | 0.05149% | 0.06451% | 0.07646% | 0.08869% | 0.097% | 0.1018% | 0.1016% | 0.101% | 0.09722% | 0.09271% | 0.08738% | 0.08398% | 0.08013% | 0.07672% | 0.07359%
F5_Industrial_Food Products_New_Space Heating_Natural Gas_Gas Boiler - Hot Water Reset_A_Achievable Economic TRC Potential | F5 | Industrial | Food Products | New | Space Heating | Natural Gas | Gas Boiler - Hot Water Reset | A | Standalone Impact on Baseline Summer Peak (%) | Achievable Economic TRC Potential | bar: 2019 to 2040
F6_Industrial_Food Products_New_Space Heating_Natural Gas_Gas Boiler - Hot Water Reset_A_Achievable Economic TRC Potential | F6 | Industrial | Food Products | New | Space Heating | Natural Gas | Gas Boiler - Hot Water Reset | A | Standalone Impact on Baseline Winter Peak (%) | Achievable Economic TRC Potential | bar: 2019 to 2040
F7_Industrial_Food Products_New_Space Heating_Natural Gas_Gas Boiler - Hot Water Reset_A_Achievable Economic TRC Potential | F7 | Industrial | Food Products | New | Space Heating | Natural Gas | Gas Boiler - Hot Water Reset | A | Incremental Energy Savings (MWh or mTherms) | Achievable Economic TRC Potential | 0 | 0 | 0.0016051 | 0.0034395 | 0.0060018 | 0.0092998 | 0.01221 | 0.01645 | 0.020401 | 0.023548 | 0.024091 | 0.022587 | 0.018913 | 0.013618 | 0.0083412 | 0.0042701 | 0.0019139 | 0.00074141 | 0.0016051 | 0.0034395 | 0.0060018 | 0.0092998
F8_Industrial_Food Products_New_Space Heating_Natural Gas_Gas Boiler - Hot Water Reset_A_Achievable Economic TRC Potential | F8 | Industrial | Food Products | New | Space Heating | Natural Gas | Gas Boiler - Hot Water Reset | A | Incremental Summer Peak Savings (MW) | Achievable Economic TRC Potential | 0 | 0 | 0 | 0 | 0 | 0 | 0 | 0 | 0 | 0 | 0 | 0 | 0 | 0 | 0 | 0 | 0 | 0 | 0 | 0 | 0 | 0
F9_Industrial_Food Products_New_Space Heating_Natural Gas_Gas Boiler - Hot Water Reset_A_Achievable Economic TRC Potential | F9 | Industrial | Food Products | New | Space Heating | Natural Gas | Gas Boiler - Hot Water Reset | A | Incremental Winter Peak Savings (MW) | Achievable Economic TRC Potential | 0 | 0 | 0 | 0 | 0 | 0 | 0 | 0 | 0 | 0 | 0 | 0 | 0 | 0 | 0 | 0 | 0 | 0 | 0 | 0 | 0 | 0
F10_Industrial_Food Products_New_Space Heating_Natural Gas_Gas Boiler - Hot Water Reset_A_Achievable Economic TRC Potential | F10 | Industrial | Food Products | New | Space Heating | Natural Gas | Gas Boiler - Hot Water Reset | A | Cumulative Energy Savings (MWh or mTherms) | Achievable Economic TRC Potential | 0 | 0 | 0.0016051 | 0.0050447 | 0.011046 | 0.020346 | 0.032556 | 0.049006 | 0.069407 | 0.092955 | 0.11705 | 0.13963 | 0.15855 | 0.17216 | 0.18051 | 0.18478 | 0.18669 | 0.18743 | 0.18743 | 0.18743 | 0.18743 | 0.18743
F11_Industrial_Food Products_New_Space Heating_Natural Gas_Gas Boiler - Hot Water Reset_A_Achievable Economic TRC Potential | F11 | Industrial | Food Products | New | Space Heating | Natural Gas | Gas Boiler - Hot Water Reset | A | Cumulative Summer Peak Savings (MW) | Achievable Economic TRC Potential | 0 | 0 | 0 | 0 | 0 | 0 | 0 | 0 | 0 | 0 | 0 | 0 | 0 | 0 | 0 | 0 | 0 | 0 | 0 | 0 | 0 | 0
F12_Industrial_Food Products_New_Space Heating_Natural Gas_Gas Boiler - Hot Water Reset_A_Achievable Economic TRC Potential | F12 | Industrial | Food Products | New | Space Heating | Natural Gas | Gas Boiler - Hot Water Reset | A | Cumulative Winter Peak Savings (MW) | Achievable Economic TRC Potential | 0 | 0 | 0 | 0 | 0 | 0 | 0 | 0 | 0 | 0 | 0 | 0 | 0 | 0 | 0 | 0 | 0 | 0 | 0 | 0 | 0 | 0
F13_Industrial_Food Products_New_Space Heating_Natural Gas_Gas Boiler - Hot Water Reset_A_Achievable Economic TRC Potential | F13 | Industrial | Food Products | New | Space Heating | Natural Gas | Gas Boiler - Hot Water Reset | A | Purchases (Incremental) | Achievable Economic TRC Potential | 0 | 0 | 0.4854 | 1.0401 | 1.815 | 2.8123 | 3.6924 | 4.9745 | 6.1694 | 7.1211 | 7.2853 | 6.8303 | 5.7193 | 4.1182 | 2.5224 | 1.2913 | 0.57878 | 0.22421 | 0.4854 | 1.0401 | 1.815 | 2.8123
F14_Industrial_Food Products_New_Space Heating_Natural Gas_Gas Boiler - Hot Water Reset_A_Achievable Economic TRC Potential | F14 | Industrial | Food Products | New | Space Heating | Natural Gas | Gas Boiler - Hot Water Reset | A | Purchases (Cumulative) | Achievable Economic TRC Potential | 0 | 0 | 0.4854 | 1.5255 | 3.3405 | 6.1528 | 9.8452 | 14.8196 | 20.989 | 28.1101 | 35.3954 | 42.2257 | 47.9451 | 52.0632 | 54.5856 | 55.8769 | 56.4557 | 56.6799 | 56.6799 | 56.6799 | 56.6799 | 56.6799
F1_Industrial_Food Products_New_Process_Natural Gas_Gas Boiler - Hot Water Reset_A_Achievable Economic TRC Potential | F1 | Industrial | Food Products | New | Process | Natural Gas | Gas Boiler - Hot Water Reset | A | Original Unit Energy Savings (kWh or therms) | Achievable Economic TRC Potential | 0 | 0 | 63.1817 | 63.1817 | 63.1817 | 63.1817 | 63.1817 | 63.1817 | 63.1817 | 63.1817 | 63.1817 | 63.1817 | 63.1817 | 63.1817 | 63.1817 | 63.1817 | 63.1817 | 63.1817 | 63.1817 | 63.1817 | 63.1817 | 63.1817
F2_Industrial_Food Products_New_Process_Natural Gas_Gas Boiler - Hot Water Reset_A_Achievable Economic TRC Potential | F2 | Industrial | Food Products | New | Process | Natural Gas | Gas Boiler - Hot Water Reset | A | Original Unit Summer Peak Savings (kW) | Achievable Economic TRC Potential | 0 | 0 | 0 | 0 | 0 | 0 | 0 | 0 | 0 | 0 | 0 | 0 | 0 | 0 | 0 | 0 | 0 | 0 | 0 | 0 | 0 | 0
F3_Industrial_Food Products_New_Process_Natural Gas_Gas Boiler - Hot Water Reset_A_Achievable Economic TRC Potential | F3 | Industrial | Food Products | New | Process | Natural Gas | Gas Boiler - Hot Water Reset | A | Original Unit Winter Peak Savings (kW) | Achievable Economic TRC Potential | 0 | 0 | 0 | 0 | 0 | 0 | 0 | 0 | 0 | 0 | 0 | 0 | 0 | 0 | 0 | 0 | 0 | 0 | 0 | 0 | 0 | 0
F4_Industrial_Food Products_New_Process_Natural Gas_Gas Boiler - Hot Water Reset_A_Achievable Economic TRC Potential | F4 | Industrial | Food Products | New | Process | Natural Gas | Gas Boiler - Hot Water Reset | A | Standalone Impact on Baseline Energy (%) | Achievable Economic TRC Potential | 0% | 0% | 0.02055% | 0.037% | 0.05682% | 0.0784% | 0.109% | 0.1424% | 0.1783% | 0.2114% | 0.2452% | 0.2682% | 0.2814% | 0.2809% | 0.2792% | 0.2688% | 0.2563% | 0.2416% | 0.2322% | 0.2216% | 0.2121% | 0.2035%
F5_Industrial_Food Products_New_Process_Natural Gas_Gas Boiler - Hot Water Reset_A_Achievable Economic TRC Potential | F5 | Industrial | Food Products | New | Process | Natural Gas | Gas Boiler - Hot Water Reset | A | Standalone Impact on Baseline Summer Peak (%) | Achievable Economic TRC Potential | bar: 2019 to 2040
F6_Industrial_Food Products_New_Process_Natural Gas_Gas Boiler - Hot Water Reset_A_Achievable Economic TRC Potential | F6 | Industrial | Food Products | New | Process | Natural Gas | Gas Boiler - Hot Water Reset | A | Standalone Impact on Baseline Winter Peak (%) | Achievable Economic TRC Potential | bar: 2019 to 2040
F7_Industrial_Food Products_New_Process_Natural Gas_Gas Boiler - Hot Water Reset_A_Achievable Economic TRC Potential | F7 | Industrial | Food Products | New | Process | Natural Gas | Gas Boiler - Hot Water Reset | A | Incremental Energy Savings (MWh or mTherms) | Achievable Economic TRC Potential | 0 | 0 | 0.073128 | 0.1567 | 0.27343 | 0.42368 | 0.55627 | 0.74942 | 0.92944 | 1.0728 | 1.0976 | 1.029 | 0.86164 | 0.62042 | 0.38001 | 0.19454 | 0.087195 | 0.033778 | 0.073128 | 0.1567 | 0.27343 | 0.42368
F8_Industrial_Food Products_New_Process_Natural Gas_Gas Boiler - Hot Water Reset_A_Achievable Economic TRC Potential | F8 | Industrial | Food Products | New | Process | Natural Gas | Gas Boiler - Hot Water Reset | A | Incremental Summer Peak Savings (MW) | Achievable Economic TRC Potential | 0 | 0 | 0 | 0 | 0 | 0 | 0 | 0 | 0 | 0 | 0 | 0 | 0 | 0 | 0 | 0 | 0 | 0 | 0 | 0 | 0 | 0
F9_Industrial_Food Products_New_Process_Natural Gas_Gas Boiler - Hot Water Reset_A_Achievable Economic TRC Potential | F9 | Industrial | Food Products | New | Process | Natural Gas | Gas Boiler - Hot Water Reset | A | Incremental Winter Peak Savings (MW) | Achievable Economic TRC Potential | 0 | 0 | 0 | 0 | 0 | 0 | 0 | 0 | 0 | 0 | 0 | 0 | 0 | 0 | 0 | 0 | 0 | 0 | 0 | 0 | 0 | 0
F10_Industrial_Food Products_New_Process_Natural Gas_Gas Boiler - Hot Water Reset_A_Achievable Economic TRC Potential | F10 | Industrial | Food Products | New | Process | Natural Gas | Gas Boiler - Hot Water Reset | A | Cumulative Energy Savings (MWh or mTherms) | Achievable Economic TRC Potential | 0 | 0 | 0.073128 | 0.22983 | 0.50326 | 0.92694 | 1.4832 | 2.2326 | 3.1621 | 4.2349 | 5.3324 | 6.3615 | 7.2231 | 7.8435 | 8.2235 | 8.4181 | 8.5052 | 8.539 | 8.539 | 8.539 | 8.539 | 8.539
F11_Industrial_Food Products_New_Process_Natural Gas_Gas Boiler - Hot Water Reset_A_Achievable Economic TRC Potential | F11 | Industrial | Food Products | New | Process | Natural Gas | Gas Boiler - Hot Water Reset | A | Cumulative Summer Peak Savings (MW) | Achievable Economic TRC Potential | 0 | 0 | 0 | 0 | 0 | 0 | 0 | 0 | 0 | 0 | 0 | 0 | 0 | 0 | 0 | 0 | 0 | 0 | 0 | 0 | 0 | 0
F12_Industrial_Food Products_New_Process_Natural Gas_Gas Boiler - Hot Water Reset_A_Achievable Economic TRC Potential | F12 | Industrial | Food Products | New | Process | Natural Gas | Gas Boiler - Hot Water Reset | A | Cumulative Winter Peak Savings (MW) | Achievable Economic TRC Potential | 0 | 0 | 0 | 0 | 0 | 0 | 0 | 0 | 0 | 0 | 0 | 0 | 0 | 0 | 0 | 0 | 0 | 0 | 0 | 0 | 0 | 0
F13_Industrial_Food Products_New_Process_Natural Gas_Gas Boiler - Hot Water Reset_A_Achievable Economic TRC Potential | F13 | Industrial | Food Products | New | Process | Natural Gas | Gas Boiler - Hot Water Reset | A | Purchases (Incremental) | Achievable Economic TRC Potential | 0 | 0 | 1.1574 | 2.4801 | 4.3277 | 6.7058 | 8.8042 | 11.8613 | 14.7106 | 16.9798 | 17.3714 | 16.2866 | 13.6375 | 9.8195 | 6.0146 | 3.079 | 1.3801 | 0.53461 | 1.1574 | 2.4801 | 4.3277 | 6.7058
F14_Industrial_Food Products_New_Process_Natural Gas_Gas Boiler - Hot Water Reset_A_Achievable Economic TRC Potential | F14 | Industrial | Food Products | New | Process | Natural Gas | Gas Boiler - Hot Water Reset | A | Purchases (Cumulative) | Achievable Economic TRC Potential | 0 | 0 | 1.1574 | 3.6376 | 7.9653 | 14.671 | 23.4752 | 35.3366 | 50.0472 | 67.027 | 84.3984 | 100.685 | 114.3224 | 124.142 | 130.1566 | 133.2356 | 134.6156 | 135.1502 | 135.1502 | 135.1502 | 135.1502 | 135.1502
F1_Industrial_Food Products_New_Space Heating_Natural Gas_Steam Trap Maintenance_A_Achievable Economic TRC Potential | F1 | Industrial | Food Products | New | Space Heating | Natural Gas | Steam Trap Maintenance | A | Original Unit Energy Savings (kWh or therms) | Achievable Economic TRC Potential | 0 | 0 | 1.1682 | 1.1682 | 1.1682 | 1.1682 | 1.1682 | 1.1682 | 1.1682 | 1.1682 | 1.1682 | 1.1682 | 1.1682 | 1.1682 | 1.1682 | 1.1682 | 1.1682 | 1.1682 | 1.1682 | 1.1682 | 1.1682 | 1.1682
F2_Industrial_Food Products_New_Space Heating_Natural Gas_Steam Trap Maintenance_A_Achievable Economic TRC Potential | F2 | Industrial | Food Products | New | Space Heating | Natural Gas | Steam Trap Maintenance | A | Original Unit Summer Peak Savings (kW) | Achievable Economic TRC Potential | 0 | 0 | 0 | 0 | 0 | 0 | 0 | 0 | 0 | 0 | 0 | 0 | 0 | 0 | 0 | 0 | 0 | 0 | 0 | 0 | 0 | 0
F3_Industrial_Food Products_New_Space Heating_Natural Gas_Steam Trap Maintenance_A_Achievable Economic TRC Potential | F3 | Industrial | Food Products | New | Space Heating | Natural Gas | Steam Trap Maintenance | A | Original Unit Winter Peak Savings (kW) | Achievable Economic TRC Potential | 0 | 0 | 0 | 0 | 0 | 0 | 0 | 0 | 0 | 0 | 0 | 0 | 0 | 0 | 0 | 0 | 0 | 0 | 0 | 0 | 0 | 0
F4_Industrial_Food Products_New_Space Heating_Natural Gas_Steam Trap Maintenance_A_Achievable Economic TRC Potential | F4 | Industrial | Food Products | New | Space Heating | Natural Gas | Steam Trap Maintenance | A | Standalone Impact on Baseline Energy (%) | Achievable Economic TRC Potential | bar: 2019 to 2040
F5_Industrial_Food Products_New_Space Heating_Natural Gas_Steam Trap Maintenance_A_Achievable Economic TRC Potential | F5 | Industrial | Food Products | New | Space Heating | Natural Gas | Steam Trap Maintenance | A | Standalone Impact on Baseline Summer Peak (%) | Achievable Economic TRC Potential | bar: 2019 to 2040
F6_Industrial_Food Products_New_Space Heating_Natural Gas_Steam Trap Maintenance_A_Achievable Economic TRC Potential | F6 | Industrial | Food Products | New | Space Heating | Natural Gas | Steam Trap Maintenance | A | Standalone Impact on Baseline Winter Peak (%) | Achievable Economic TRC Potential | bar: 2019 to 2040
F7_Industrial_Food Products_New_Space Heating_Natural Gas_Steam Trap Maintenance_A_Achievable Economic TRC Potential | F7 | Industrial | Food Products | New | Space Heating | Natural Gas | Steam Trap Maintenance | A | Incremental Energy Savings (MWh or mTherms) | Achievable Economic TRC Potential | 0 | 0 | 0 | 0 | 0 | 0 | 0 | 0 | 0 | 0 | 0 | 0 | 0 | 0 | 0 | 0 | 0 | 0 | 0 | 0 | 0 | 0
F8_Industrial_Food Products_New_Space Heating_Natural Gas_Steam Trap Maintenance_A_Achievable Economic TRC Potential | F8 | Industrial | Food Products | New | Space Heating | Natural Gas | Steam Trap Maintenance | A | Incremental Summer Peak Savings (MW) | Achievable Economic TRC Potential | 0 | 0 | 0 | 0 | 0 | 0 | 0 | 0 | 0 | 0 | 0 | 0 | 0 | 0 | 0 | 0 | 0 | 0 | 0 | 0 | 0 | 0
F9_Industrial_Food Products_New_Space Heating_Natural Gas_Steam Trap Maintenance_A_Achievable Economic TRC Potential | F9 | Industrial | Food Products | New | Space Heating | Natural Gas | Steam Trap Maintenance | A | Incremental Winter Peak Savings (MW) | Achievable Economic TRC Potential | 0 | 0 | 0 | 0 | 0 | 0 | 0 | 0 | 0 | 0 | 0 | 0 | 0 | 0 | 0 | 0 | 0 | 0 | 0 | 0 | 0 | 0
F10_Industrial_Food Products_New_Space Heating_Natural Gas_Steam Trap Maintenance_A_Achievable Economic TRC Potential | F10 | Industrial | Food Products | New | Space Heating | Natural Gas | Steam Trap Maintenance | A | Cumulative Energy Savings (MWh or mTherms) | Achievable Economic TRC Potential | 0 | 0 | 0 | 0 | 0 | 0 | 0 | 0 | 0 | 0 | 0 | 0 | 0 | 0 | 0 | 0 | 0 | 0 | 0 | 0 | 0 | 0
F11_Industrial_Food Products_New_Space Heating_Natural Gas_Steam Trap Maintenance_A_Achievable Economic TRC Potential | F11 | Industrial | Food Products | New | Space Heating | Natural Gas | Steam Trap Maintenance | A | Cumulative Summer Peak Savings (MW) | Achievable Economic TRC Potential | 0 | 0 | 0 | 0 | 0 | 0 | 0 | 0 | 0 | 0 | 0 | 0 | 0 | 0 | 0 | 0 | 0 | 0 | 0 | 0 | 0 | 0
F12_Industrial_Food Products_New_Space Heating_Natural Gas_Steam Trap Maintenance_A_Achievable Economic TRC Potential | F12 | Industrial | Food Products | New | Space Heating | Natural Gas | Steam Trap Maintenance | A | Cumulative Winter Peak Savings (MW) | Achievable Economic TRC Potential | 0 | 0 | 0 | 0 | 0 | 0 | 0 | 0 | 0 | 0 | 0 | 0 | 0 | 0 | 0 | 0 | 0 | 0 | 0 | 0 | 0 | 0
F13_Industrial_Food Products_New_Space Heating_Natural Gas_Steam Trap Maintenance_A_Achievable Economic TRC Potential | F13 | Industrial | Food Products | New | Space Heating | Natural Gas | Steam Trap Maintenance | A | Purchases (Incremental) | Achievable Economic TRC Potential | 0 | 0 | 0 | 0 | 0 | 0 | 0 | 0 | 0 | 0 | 0 | 0 | 0 | 0 | 0 | 0 | 0 | 0 | 0 | 0 | 0 | 0
F14_Industrial_Food Products_New_Space Heating_Natural Gas_Steam Trap Maintenance_A_Achievable Economic TRC Potential | F14 | Industrial | Food Products | New | Space Heating | Natural Gas | Steam Trap Maintenance | A | Purchases (Cumulative) | Achievable Economic TRC Potential | 0 | 0 | 0 | 0 | 0 | 0 | 0 | 0 | 0 | 0 | 0 | 0 | 0 | 0 | 0 | 0 | 0 | 0 | 0 | 0 | 0 | 0
F1_Industrial_Food Products_New_Process_Natural Gas_Steam Trap Maintenance_A_Achievable Economic TRC Potential | F1 | Industrial | Food Products | New | Process | Natural Gas | Steam Trap Maintenance | A | Original Unit Energy Savings (kWh or therms) | Achievable Economic TRC Potential | 0 | 0 | 44.6416 | 44.6416 | 44.6416 | 44.6416 | 44.6416 | 44.6416 | 44.6416 | 44.6416 | 44.6416 | 44.6416 | 44.6416 | 44.6416 | 44.6416 | 44.6416 | 44.6416 | 44.6416 | 44.6416 | 44.6416 | 44.6416 | 44.6416
F2_Industrial_Food Products_New_Process_Natural Gas_Steam Trap Maintenance_A_Achievable Economic TRC Potential | F2 | Industrial | Food Products | New | Process | Natural Gas | Steam Trap Maintenance | A | Original Unit Summer Peak Savings (kW) | Achievable Economic TRC Potential | 0 | 0 | 0 | 0 | 0 | 0 | 0 | 0 | 0 | 0 | 0 | 0 | 0 | 0 | 0 | 0 | 0 | 0 | 0 | 0 | 0 | 0
F3_Industrial_Food Products_New_Process_Natural Gas_Steam Trap Maintenance_A_Achievable Economic TRC Potential | F3 | Industrial | Food Products | New | Process | Natural Gas | Steam Trap Maintenance | A | Original Unit Winter Peak Savings (kW) | Achievable Economic TRC Potential | 0 | 0 | 0 | 0 | 0 | 0 | 0 | 0 | 0 | 0 | 0 | 0 | 0 | 0 | 0 | 0 | 0 | 0 | 0 | 0 | 0 | 0
F4_Industrial_Food Products_New_Process_Natural Gas_Steam Trap Maintenance_A_Achievable Economic TRC Potential | F4 | Industrial | Food Products | New | Process | Natural Gas | Steam Trap Maintenance | A | Standalone Impact on Baseline Energy (%) | Achievable Economic TRC Potential | bar: 2019 to 2040
F5_Industrial_Food Products_New_Process_Natural Gas_Steam Trap Maintenance_A_Achievable Economic TRC Potential | F5 | Industrial | Food Products | New | Process | Natural Gas | Steam Trap Maintenance | A | Standalone Impact on Baseline Summer Peak (%) | Achievable Economic TRC Potential | bar: 2019 to 2040
F6_Industrial_Food Products_New_Process_Natural Gas_Steam Trap Maintenance_A_Achievable Economic TRC Potential | F6 | Industrial | Food Products | New | Process | Natural Gas | Steam Trap Maintenance | A | Standalone Impact on Baseline Winter Peak (%) | Achievable Economic TRC Potential | bar: 2019 to 2040
F7_Industrial_Food Products_New_Process_Natural Gas_Steam Trap Maintenance_A_Achievable Economic TRC Potential | F7 | Industrial | Food Products | New | Process | Natural Gas | Steam Trap Maintenance | A | Incremental Energy Savings (MWh or mTherms) | Achievable Economic TRC Potential | 0 | 0 | 0 | 0 | 0 | 0 | 0 | 0 | 0 | 0 | 0 | 0 | 0 | 0 | 0 | 0 | 0 | 0 | 0 | 0 | 0 | 0
F8_Industrial_Food Products_New_Process_Natural Gas_Steam Trap Maintenance_A_Achievable Economic TRC Potential | F8 | Industrial | Food Products | New | Process | Natural Gas | Steam Trap Maintenance | A | Incremental Summer Peak Savings (MW) | Achievable Economic TRC Potential | 0 | 0 | 0 | 0 | 0 | 0 | 0 | 0 | 0 | 0 | 0 | 0 | 0 | 0 | 0 | 0 | 0 | 0 | 0 | 0 | 0 | 0
F9_Industrial_Food Products_New_Process_Natural Gas_Steam Trap Maintenance_A_Achievable Economic TRC Potential | F9 | Industrial | Food Products | New | Process | Natural Gas | Steam Trap Maintenance | A | Incremental Winter Peak Savings (MW) | Achievable Economic TRC Potential | 0 | 0 | 0 | 0 | 0 | 0 | 0 | 0 | 0 | 0 | 0 | 0 | 0 | 0 | 0 | 0 | 0 | 0 | 0 | 0 | 0 | 0
F10_Industrial_Food Products_New_Process_Natural Gas_Steam Trap Maintenance_A_Achievable Economic TRC Potential | F10 | Industrial | Food Products | New | Process | Natural Gas | Steam Trap Maintenance | A | Cumulative Energy Savings (MWh or mTherms) | Achievable Economic TRC Potential | 0 | 0 | 0 | 0 | 0 | 0 | 0 | 0 | 0 | 0 | 0 | 0 | 0 | 0 | 0 | 0 | 0 | 0 | 0 | 0 | 0 | 0
F11_Industrial_Food Products_New_Process_Natural Gas_Steam Trap Maintenance_A_Achievable Economic TRC Potential | F11 | Industrial | Food Products | New | Process | Natural Gas | Steam Trap Maintenance | A | Cumulative Summer Peak Savings (MW) | Achievable Economic TRC Potential | 0 | 0 | 0 | 0 | 0 | 0 | 0 | 0 | 0 | 0 | 0 | 0 | 0 | 0 | 0 | 0 | 0 | 0 | 0 | 0 | 0 | 0
F12_Industrial_Food Products_New_Process_Natural Gas_Steam Trap Maintenance_A_Achievable Economic TRC Potential | F12 | Industrial | Food Products | New | Process | Natural Gas | Steam Trap Maintenance | A | Cumulative Winter Peak Savings (MW) | Achievable Economic TRC Potential | 0 | 0 | 0 | 0 | 0 | 0 | 0 | 0 | 0 | 0 | 0 | 0 | 0 | 0 | 0 | 0 | 0 | 0 | 0 | 0 | 0 | 0
F13_Industrial_Food Products_New_Process_Natural Gas_Steam Trap Maintenance_A_Achievable Economic TRC Potential | F13 | Industrial | Food Products | New | Process | Natural Gas | Steam Trap Maintenance | A | Purchases (Incremental) | Achievable Economic TRC Potential | 0 | 0 | 0 | 0 | 0 | 0 | 0 | 0 | 0 | 0 | 0 | 0 | 0 | 0 | 0 | 0 | 0 | 0 | 0 | 0 | 0 | 0
F14_Industrial_Food Products_New_Process_Natural Gas_Steam Trap Maintenance_A_Achievable Economic TRC Potential | F14 | Industrial | Food Products | New | Process | Natural Gas | Steam Trap Maintenance | A | Purchases (Cumulative) | Achievable Economic TRC Potential | 0 | 0 | 0 | 0 | 0 | 0 | 0 | 0 | 0 | 0 | 0 | 0 | 0 | 0 | 0 | 0 | 0 | 0 | 0 | 0 | 0 | 0
F1_Industrial_Food Products_New_Space Heating_Natural Gas_Gas Boiler - High Turndown_A_Achievable Economic TRC Potential | F1 | Industrial | Food Products | New | Space Heating | Natural Gas | Gas Boiler - High Turndown | A | Original Unit Energy Savings (kWh or therms) | Achievable Economic TRC Potential | 0 | 0 | 1.2401 | 1.2401 | 1.2401 | 1.2401 | 1.2401 | 1.2401 | 1.2401 | 1.2401 | 1.2401 | 1.2401 | 1.2401 | 1.2401 | 1.2401 | 1.2401 | 1.2401 | 1.2401 | 1.2401 | 1.2401 | 1.2401 | 1.2401
F2_Industrial_Food Products_New_Space Heating_Natural Gas_Gas Boiler - High Turndown_A_Achievable Economic TRC Potential | F2 | Industrial | Food Products | New | Space Heating | Natural Gas | Gas Boiler - High Turndown | A | Original Unit Summer Peak Savings (kW) | Achievable Economic TRC Potential | 0 | 0 | 0 | 0 | 0 | 0 | 0 | 0 | 0 | 0 | 0 | 0 | 0 | 0 | 0 | 0 | 0 | 0 | 0 | 0 | 0 | 0
F3_Industrial_Food Products_New_Space Heating_Natural Gas_Gas Boiler - High Turndown_A_Achievable Economic TRC Potential | F3 | Industrial | Food Products | New | Space Heating | Natural Gas | Gas Boiler - High Turndown | A | Original Unit Winter Peak Savings (kW) | Achievable Economic TRC Potential | 0 | 0 | 0 | 0 | 0 | 0 | 0 | 0 | 0 | 0 | 0 | 0 | 0 | 0 | 0 | 0 | 0 | 0 | 0 | 0 | 0 | 0
F4_Industrial_Food Products_New_Space Heating_Natural Gas_Gas Boiler - High Turndown_A_Achievable Economic TRC Potential | F4 | Industrial | Food Products | New | Space Heating | Natural Gas | Gas Boiler - High Turndown | A | Standalone Impact on Baseline Energy (%) | Achievable Economic TRC Potential | bar: 2019 to 2040
F5_Industrial_Food Products_New_Space Heating_Natural Gas_Gas Boiler - High Turndown_A_Achievable Economic TRC Potential | F5 | Industrial | Food Products | New | Space Heating | Natural Gas | Gas Boiler - High Turndown | A | Standalone Impact on Baseline Summer Peak (%) | Achievable Economic TRC Potential | bar: 2019 to 2040
F6_Industrial_Food Products_New_Space Heating_Natural Gas_Gas Boiler - High Turndown_A_Achievable Economic TRC Potential | F6 | Industrial | Food Products | New | Space Heating | Natural Gas | Gas Boiler - High Turndown | A | Standalone Impact on Baseline Winter Peak (%) | Achievable Economic TRC Potential | bar: 2019 to 2040
F7_Industrial_Food Products_New_Space Heating_Natural Gas_Gas Boiler - High Turndown_A_Achievable Economic TRC Potential | F7 | Industrial | Food Products | New | Space Heating | Natural Gas | Gas Boiler - High Turndown | A | Incremental Energy Savings (MWh or mTherms) | Achievable Economic TRC Potential | 0 | 0 | 0 | 0 | 0 | 0 | 0 | 0 | 0 | 0 | 0 | 0 | 0 | 0 | 0 | 0 | 0 | 0 | 0 | 0 | 0 | 0
F8_Industrial_Food Products_New_Space Heating_Natural Gas_Gas Boiler - High Turndown_A_Achievable Economic TRC Potential | F8 | Industrial | Food Products | New | Space Heating | Natural Gas | Gas Boiler - High Turndown | A | Incremental Summer Peak Savings (MW) | Achievable Economic TRC Potential | 0 | 0 | 0 | 0 | 0 | 0 | 0 | 0 | 0 | 0 | 0 | 0 | 0 | 0 | 0 | 0 | 0 | 0 | 0 | 0 | 0 | 0
F9_Industrial_Food Products_New_Space Heating_Natural Gas_Gas Boiler - High Turndown_A_Achievable Economic TRC Potential | F9 | Industrial | Food Products | New | Space Heating | Natural Gas | Gas Boiler - High Turndown | A | Incremental Winter Peak Savings (MW) | Achievable Economic TRC Potential | 0 | 0 | 0 | 0 | 0 | 0 | 0 | 0 | 0 | 0 | 0 | 0 | 0 | 0 | 0 | 0 | 0 | 0 | 0 | 0 | 0 | 0
F10_Industrial_Food Products_New_Space Heating_Natural Gas_Gas Boiler - High Turndown_A_Achievable Economic TRC Potential | F10 | Industrial | Food Products | New | Space Heating | Natural Gas | Gas Boiler - High Turndown | A | Cumulative Energy Savings (MWh or mTherms) | Achievable Economic TRC Potential | 0 | 0 | 0 | 0 | 0 | 0 | 0 | 0 | 0 | 0 | 0 | 0 | 0 | 0 | 0 | 0 | 0 | 0 | 0 | 0 | 0 | 0
F11_Industrial_Food Products_New_Space Heating_Natural Gas_Gas Boiler - High Turndown_A_Achievable Economic TRC Potential | F11 | Industrial | Food Products | New | Space Heating | Natural Gas | Gas Boiler - High Turndown | A | Cumulative Summer Peak Savings (MW) | Achievable Economic TRC Potential | 0 | 0 | 0 | 0 | 0 | 0 | 0 | 0 | 0 | 0 | 0 | 0 | 0 | 0 | 0 | 0 | 0 | 0 | 0 | 0 | 0 | 0
F12_Industrial_Food Products_New_Space Heating_Natural Gas_Gas Boiler - High Turndown_A_Achievable Economic TRC Potential | F12 | Industrial | Food Products | New | Space Heating | Natural Gas | Gas Boiler - High Turndown | A | Cumulative Winter Peak Savings (MW) | Achievable Economic TRC Potential | 0 | 0 | 0 | 0 | 0 | 0 | 0 | 0 | 0 | 0 | 0 | 0 | 0 | 0 | 0 | 0 | 0 | 0 | 0 | 0 | 0 | 0
F13_Industrial_Food Products_New_Space Heating_Natural Gas_Gas Boiler - High Turndown_A_Achievable Economic TRC Potential | F13 | Industrial | Food Products | New | Space Heating | Natural Gas | Gas Boiler - High Turndown | A | Purchases (Incremental) | Achievable Economic TRC Potential | 0 | 0 | 0 | 0 | 0 | 0 | 0 | 0 | 0 | 0 | 0 | 0 | 0 | 0 | 0 | 0 | 0 | 0 | 0 | 0 | 0 | 0
F14_Industrial_Food Products_New_Space Heating_Natural Gas_Gas Boiler - High Turndown_A_Achievable Economic TRC Potential | F14 | Industrial | Food Products | New | Space Heating | Natural Gas | Gas Boiler - High Turndown | A | Purchases (Cumulative) | Achievable Economic TRC Potential | 0 | 0 | 0 | 0 | 0 | 0 | 0 | 0 | 0 | 0 | 0 | 0 | 0 | 0 | 0 | 0 | 0 | 0 | 0 | 0 | 0 | 0
F1_Industrial_Food Products_New_Process_Natural Gas_Gas Boiler - High Turndown_A_Achievable Economic TRC Potential | F1 | Industrial | Food Products | New | Process | Natural Gas | Gas Boiler - High Turndown | A | Original Unit Energy Savings (kWh or therms) | Achievable Economic TRC Potential | 0 | 0 | 47.3863 | 47.3863 | 47.3863 | 47.3863 | 47.3863 | 47.3863 | 47.3863 | 47.3863 | 47.3863 | 47.3863 | 47.3863 | 47.3863 | 47.3863 | 47.3863 | 47.3863 | 47.3863 | 47.3863 | 47.3863 | 47.3863 | 47.3863
F2_Industrial_Food Products_New_Process_Natural Gas_Gas Boiler - High Turndown_A_Achievable Economic TRC Potential | F2 | Industrial | Food Products | New | Process | Natural Gas | Gas Boiler - High Turndown | A | Original Unit Summer Peak Savings (kW) | Achievable Economic TRC Potential | 0 | 0 | 0 | 0 | 0 | 0 | 0 | 0 | 0 | 0 | 0 | 0 | 0 | 0 | 0 | 0 | 0 | 0 | 0 | 0 | 0 | 0
F3_Industrial_Food Products_New_Process_Natural Gas_Gas Boiler - High Turndown_A_Achievable Economic TRC Potential | F3 | Industrial | Food Products | New | Process | Natural Gas | Gas Boiler - High Turndown | A | Original Unit Winter Peak Savings (kW) | Achievable Economic TRC Potential | 0 | 0 | 0 | 0 | 0 | 0 | 0 | 0 | 0 | 0 | 0 | 0 | 0 | 0 | 0 | 0 | 0 | 0 | 0 | 0 | 0 | 0
F4_Industrial_Food Products_New_Process_Natural Gas_Gas Boiler - High Turndown_A_Achievable Economic TRC Potential | F4 | Industrial | Food Products | New | Process | Natural Gas | Gas Boiler - High Turndown | A | Standalone Impact on Baseline Energy (%) | Achievable Economic TRC Potential | bar: 2019 to 2040
F5_Industrial_Food Products_New_Process_Natural Gas_Gas Boiler - High Turndown_A_Achievable Economic TRC Potential | F5 | Industrial | Food Products | New | Process | Natural Gas | Gas Boiler - High Turndown | A | Standalone Impact on Baseline Summer Peak (%) | Achievable Economic TRC Potential | bar: 2019 to 2040
F6_Industrial_Food Products_New_Process_Natural Gas_Gas Boiler - High Turndown_A_Achievable Economic TRC Potential | F6 | Industrial | Food Products | New | Process | Natural Gas | Gas Boiler - High Turndown | A | Standalone Impact on Baseline Winter Peak (%) | Achievable Economic TRC Potential | bar: 2019 to 2040
F7_Industrial_Food Products_New_Process_Natural Gas_Gas Boiler - High Turndown_A_Achievable Economic TRC Potential | F7 | Industrial | Food Products | New | Process | Natural Gas | Gas Boiler - High Turndown | A | Incremental Energy Savings (MWh or mTherms) | Achievable Economic TRC Potential | 0 | 0 | 0 | 0 | 0 | 0 | 0 | 0 | 0 | 0 | 0 | 0 | 0 | 0 | 0 | 0 | 0 | 0 | 0 | 0 | 0 | 0
F8_Industrial_Food Products_New_Process_Natural Gas_Gas Boiler - High Turndown_A_Achievable Economic TRC Potential | F8 | Industrial | Food Products | New | Process | Natural Gas | Gas Boiler - High Turndown | A | Incremental Summer Peak Savings (MW) | Achievable Economic TRC Potential | 0 | 0 | 0 | 0 | 0 | 0 | 0 | 0 | 0 | 0 | 0 | 0 | 0 | 0 | 0 | 0 | 0 | 0 | 0 | 0 | 0 | 0
F9_Industrial_Food Products_New_Process_Natural Gas_Gas Boiler - High Turndown_A_Achievable Economic TRC Potential | F9 | Industrial | Food Products | New | Process | Natural Gas | Gas Boiler - High Turndown | A | Incremental Winter Peak Savings (MW) | Achievable Economic TRC Potential | 0 | 0 | 0 | 0 | 0 | 0 | 0 | 0 | 0 | 0 | 0 | 0 | 0 | 0 | 0 | 0 | 0 | 0 | 0 | 0 | 0 | 0
F10_Industrial_Food Products_New_Process_Natural Gas_Gas Boiler - High Turndown_A_Achievable Economic TRC Potential | F10 | Industrial | Food Products | New | Process | Natural Gas | Gas Boiler - High Turndown | A | Cumulative Energy Savings (MWh or mTherms) | Achievable Economic TRC Potential | 0 | 0 | 0 | 0 | 0 | 0 | 0 | 0 | 0 | 0 | 0 | 0 | 0 | 0 | 0 | 0 | 0 | 0 | 0 | 0 | 0 | 0
F11_Industrial_Food Products_New_Process_Natural Gas_Gas Boiler - High Turndown_A_Achievable Economic TRC Potential | F11 | Industrial | Food Products | New | Process | Natural Gas | Gas Boiler - High Turndown | A | Cumulative Summer Peak Savings (MW) | Achievable Economic TRC Potential | 0 | 0 | 0 | 0 | 0 | 0 | 0 | 0 | 0 | 0 | 0 | 0 | 0 | 0 | 0 | 0 | 0 | 0 | 0 | 0 | 0 | 0
F12_Industrial_Food Products_New_Process_Natural Gas_Gas Boiler - High Turndown_A_Achievable Economic TRC Potential | F12 | Industrial | Food Products | New | Process | Natural Gas | Gas Boiler - High Turndown | A | Cumulative Winter Peak Savings (MW) | Achievable Economic TRC Potential | 0 | 0 | 0 | 0 | 0 | 0 | 0 | 0 | 0 | 0 | 0 | 0 | 0 | 0 | 0 | 0 | 0 | 0 | 0 | 0 | 0 | 0
F13_Industrial_Food Products_New_Process_Natural Gas_Gas Boiler - High Turndown_A_Achievable Economic TRC Potential | F13 | Industrial | Food Products | New | Process | Natural Gas | Gas Boiler - High Turndown | A | Purchases (Incremental) | Achievable Economic TRC Potential | 0 | 0 | 0 | 0 | 0 | 0 | 0 | 0 | 0 | 0 | 0 | 0 | 0 | 0 | 0 | 0 | 0 | 0 | 0 | 0 | 0 | 0
F14_Industrial_Food Products_New_Process_Natural Gas_Gas Boiler - High Turndown_A_Achievable Economic TRC Potential | F14 | Industrial | Food Products | New | Process | Natural Gas | Gas Boiler - High Turndown | A | Purchases (Cumulative) | Achievable Economic TRC Potential | 0 | 0 | 0 | 0 | 0 | 0 | 0 | 0 | 0 | 0 | 0 | 0 | 0 | 0 | 0 | 0 | 0 | 0 | 0 | 0 | 0 | 0
F1_Industrial_Food Products_New_Space Heating_Natural Gas_Gas Boiler - Burner Control Optimization_A_Achievable Economic TRC Potential | F1 | Industrial | Food Products | New | Space Heating | Natural Gas | Gas Boiler - Burner Control Optimization | A | Original Unit Energy Savings (kWh or therms) | Achievable Economic TRC Potential | 0 | 0 | 0.35962 | 0.35962 | 0.35962 | 0.35962 | 0.35962 | 0.35962 | 0.35962 | 0.35962 | 0.35962 | 0.35962 | 0.35962 | 0.35962 | 0.35962 | 0.35962 | 0.35962 | 0.35962 | 0.35962 | 0.35962 | 0.35962 | 0.35962
F2_Industrial_Food Products_New_Space Heating_Natural Gas_Gas Boiler - Burner Control Optimization_A_Achievable Economic TRC Potential | F2 | Industrial | Food Products | New | Space Heating | Natural Gas | Gas Boiler - Burner Control Optimization | A | Original Unit Summer Peak Savings (kW) | Achievable Economic TRC Potential | 0 | 0 | 0 | 0 | 0 | 0 | 0 | 0 | 0 | 0 | 0 | 0 | 0 | 0 | 0 | 0 | 0 | 0 | 0 | 0 | 0 | 0
F3_Industrial_Food Products_New_Space Heating_Natural Gas_Gas Boiler - Burner Control Optimization_A_Achievable Economic TRC Potential | F3 | Industrial | Food Products | New | Space Heating | Natural Gas | Gas Boiler - Burner Control Optimization | A | Original Unit Winter Peak Savings (kW) | Achievable Economic TRC Potential | 0 | 0 | 0 | 0 | 0 | 0 | 0 | 0 | 0 | 0 | 0 | 0 | 0 | 0 | 0 | 0 | 0 | 0 | 0 | 0 | 0 | 0
F4_Industrial_Food Products_New_Space Heating_Natural Gas_Gas Boiler - Burner Control Optimization_A_Achievable Economic TRC Potential | F4 | Industrial | Food Products | New | Space Heating | Natural Gas | Gas Boiler - Burner Control Optimization | A | Standalone Impact on Baseline Energy (%) | Achievable Economic TRC Potential | bar: 2019 to 2040
F5_Industrial_Food Products_New_Space Heating_Natural Gas_Gas Boiler - Burner Control Optimization_A_Achievable Economic TRC Potential | F5 | Industrial | Food Products | New | Space Heating | Natural Gas | Gas Boiler - Burner Control Optimization | A | Standalone Impact on Baseline Summer Peak (%) | Achievable Economic TRC Potential | bar: 2019 to 2040
F6_Industrial_Food Products_New_Space Heating_Natural Gas_Gas Boiler - Burner Control Optimization_A_Achievable Economic TRC Potential | F6 | Industrial | Food Products | New | Space Heating | Natural Gas | Gas Boiler - Burner Control Optimization | A | Standalone Impact on Baseline Winter Peak (%) | Achievable Economic TRC Potential | bar: 2019 to 2040
F7_Industrial_Food Products_New_Space Heating_Natural Gas_Gas Boiler - Burner Control Optimization_A_Achievable Economic TRC Potential | F7 | Industrial | Food Products | New | Space Heating | Natural Gas | Gas Boiler - Burner Control Optimization | A | Incremental Energy Savings (MWh or mTherms) | Achievable Economic TRC Potential | 0 | 0 | 0 | 0 | 0 | 0 | 0 | 0 | 0 | 0 | 0 | 0 | 0 | 0 | 0 | 0 | 0 | 0 | 0 | 0 | 0 | 0
F8_Industrial_Food Products_New_Space Heating_Natural Gas_Gas Boiler - Burner Control Optimization_A_Achievable Economic TRC Potential | F8 | Industrial | Food Products | New | Space Heating | Natural Gas | Gas Boiler - Burner Control Optimization | A | Incremental Summer Peak Savings (MW) | Achievable Economic TRC Potential | 0 | 0 | 0 | 0 | 0 | 0 | 0 | 0 | 0 | 0 | 0 | 0 | 0 | 0 | 0 | 0 | 0 | 0 | 0 | 0 | 0 | 0
F9_Industrial_Food Products_New_Space Heating_Natural Gas_Gas Boiler - Burner Control Optimization_A_Achievable Economic TRC Potential | F9 | Industrial | Food Products | New | Space Heating | Natural Gas | Gas Boiler - Burner Control Optimization | A | Incremental Winter Peak Savings (MW) | Achievable Economic TRC Potential | 0 | 0 | 0 | 0 | 0 | 0 | 0 | 0 | 0 | 0 | 0 | 0 | 0 | 0 | 0 | 0 | 0 | 0 | 0 | 0 | 0 | 0
F10_Industrial_Food Products_New_Space Heating_Natural Gas_Gas Boiler - Burner Control Optimization_A_Achievable Economic TRC Potential | F10 | Industrial | Food Products | New | Space Heating | Natural Gas | Gas Boiler - Burner Control Optimization | A | Cumulative Energy Savings (MWh or mTherms) | Achievable Economic TRC Potential | 0 | 0 | 0 | 0 | 0 | 0 | 0 | 0 | 0 | 0 | 0 | 0 | 0 | 0 | 0 | 0 | 0 | 0 | 0 | 0 | 0 | 0
F11_Industrial_Food Products_New_Space Heating_Natural Gas_Gas Boiler - Burner Control Optimization_A_Achievable Economic TRC Potential | F11 | Industrial | Food Products | New | Space Heating | Natural Gas | Gas Boiler - Burner Control Optimization | A | Cumulative Summer Peak Savings (MW) | Achievable Economic TRC Potential | 0 | 0 | 0 | 0 | 0 | 0 | 0 | 0 | 0 | 0 | 0 | 0 | 0 | 0 | 0 | 0 | 0 | 0 | 0 | 0 | 0 | 0
F12_Industrial_Food Products_New_Space Heating_Natural Gas_Gas Boiler - Burner Control Optimization_A_Achievable Economic TRC Potential | F12 | Industrial | Food Products | New | Space Heating | Natural Gas | Gas Boiler - Burner Control Optimization | A | Cumulative Winter Peak Savings (MW) | Achievable Economic TRC Potential | 0 | 0 | 0 | 0 | 0 | 0 | 0 | 0 | 0 | 0 | 0 | 0 | 0 | 0 | 0 | 0 | 0 | 0 | 0 | 0 | 0 | 0
F13_Industrial_Food Products_New_Space Heating_Natural Gas_Gas Boiler - Burner Control Optimization_A_Achievable Economic TRC Potential | F13 | Industrial | Food Products | New | Space Heating | Natural Gas | Gas Boiler - Burner Control Optimization | A | Purchases (Incremental) | Achievable Economic TRC Potential | 0 | 0 | 0 | 0 | 0 | 0 | 0 | 0 | 0 | 0 | 0 | 0 | 0 | 0 | 0 | 0 | 0 | 0 | 0 | 0 | 0 | 0
F14_Industrial_Food Products_New_Space Heating_Natural Gas_Gas Boiler - Burner Control Optimization_A_Achievable Economic TRC Potential | F14 | Industrial | Food Products | New | Space Heating | Natural Gas | Gas Boiler - Burner Control Optimization | A | Purchases (Cumulative) | Achievable Economic TRC Potential | 0 | 0 | 0 | 0 | 0 | 0 | 0 | 0 | 0 | 0 | 0 | 0 | 0 | 0 | 0 | 0 | 0 | 0 | 0 | 0 | 0 | 0
F1_Industrial_Food Products_New_Process_Natural Gas_Gas Boiler - Burner Control Optimization_A_Achievable Economic TRC Potential | F1 | Industrial | Food Products | New | Process | Natural Gas | Gas Boiler - Burner Control Optimization | A | Original Unit Energy Savings (kWh or therms) | Achievable Economic TRC Potential | 0 | 0 | 13.742 | 13.742 | 13.742 | 13.742 | 13.742 | 13.742 | 13.742 | 13.742 | 13.742 | 13.742 | 13.742 | 13.742 | 13.742 | 13.742 | 13.742 | 13.742 | 13.742 | 13.742 | 13.742 | 13.742
F2_Industrial_Food Products_New_Process_Natural Gas_Gas Boiler - Burner Control Optimization_A_Achievable Economic TRC Potential | F2 | Industrial | Food Products | New | Process | Natural Gas | Gas Boiler - Burner Control Optimization | A | Original Unit Summer Peak Savings (kW) | Achievable Economic TRC Potential | 0 | 0 | 0 | 0 | 0 | 0 | 0 | 0 | 0 | 0 | 0 | 0 | 0 | 0 | 0 | 0 | 0 | 0 | 0 | 0 | 0 | 0
F3_Industrial_Food Products_New_Process_Natural Gas_Gas Boiler - Burner Control Optimization_A_Achievable Economic TRC Potential | F3 | Industrial | Food Products | New | Process | Natural Gas | Gas Boiler - Burner Control Optimization | A | Original Unit Winter Peak Savings (kW) | Achievable Economic TRC Potential | 0 | 0 | 0 | 0 | 0 | 0 | 0 | 0 | 0 | 0 | 0 | 0 | 0 | 0 | 0 | 0 | 0 | 0 | 0 | 0 | 0 | 0
F4_Industrial_Food Products_New_Process_Natural Gas_Gas Boiler - Burner Control Optimization_A_Achievable Economic TRC Potential | F4 | Industrial | Food Products | New | Process | Natural Gas | Gas Boiler - Burner Control Optimization | A | Standalone Impact on Baseline Energy (%) | Achievable Economic TRC Potential | bar: 2019 to 2040
F5_Industrial_Food Products_New_Process_Natural Gas_Gas Boiler - Burner Control Optimization_A_Achievable Economic TRC Potential | F5 | Industrial | Food Products | New | Process | Natural Gas | Gas Boiler - Burner Control Optimization | A | Standalone Impact on Baseline Summer Peak (%) | Achievable Economic TRC Potential | bar: 2019 to 2040
F6_Industrial_Food Products_New_Process_Natural Gas_Gas Boiler - Burner Control Optimization_A_Achievable Economic TRC Potential | F6 | Industrial | Food Products | New | Process | Natural Gas | Gas Boiler - Burner Control Optimization | A | Standalone Impact on Baseline Winter Peak (%) | Achievable Economic TRC Potential | bar: 2019 to 2040
F7_Industrial_Food Products_New_Process_Natural Gas_Gas Boiler - Burner Control Optimization_A_Achievable Economic TRC Potential | F7 | Industrial | Food Products | New | Process | Natural Gas | Gas Boiler - Burner Control Optimization | A | Incremental Energy Savings (MWh or mTherms) | Achievable Economic TRC Potential | 0 | 0 | 0 | 0 | 0 | 0 | 0 | 0 | 0 | 0 | 0 | 0 | 0 | 0 | 0 | 0 | 0 | 0 | 0 | 0 | 0 | 0
F8_Industrial_Food Products_New_Process_Natural Gas_Gas Boiler - Burner Control Optimization_A_Achievable Economic TRC Potential | F8 | Industrial | Food Products | New | Process | Natural Gas | Gas Boiler - Burner Control Optimization | A | Incremental Summer Peak Savings (MW) | Achievable Economic TRC Potential | 0 | 0 | 0 | 0 | 0 | 0 | 0 | 0 | 0 | 0 | 0 | 0 | 0 | 0 | 0 | 0 | 0 | 0 | 0 | 0 | 0 | 0
F9_Industrial_Food Products_New_Process_Natural Gas_Gas Boiler - Burner Control Optimization_A_Achievable Economic TRC Potential | F9 | Industrial | Food Products | New | Process | Natural Gas | Gas Boiler - Burner Control Optimization | A | Incremental Winter Peak Savings (MW) | Achievable Economic TRC Potential | 0 | 0 | 0 | 0 | 0 | 0 | 0 | 0 | 0 | 0 | 0 | 0 | 0 | 0 | 0 | 0 | 0 | 0 | 0 | 0 | 0 | 0
F10_Industrial_Food Products_New_Process_Natural Gas_Gas Boiler - Burner Control Optimization_A_Achievable Economic TRC Potential | F10 | Industrial | Food Products | New | Process | Natural Gas | Gas Boiler - Burner Control Optimization | A | Cumulative Energy Savings (MWh or mTherms) | Achievable Economic TRC Potential | 0 | 0 | 0 | 0 | 0 | 0 | 0 | 0 | 0 | 0 | 0 | 0 | 0 | 0 | 0 | 0 | 0 | 0 | 0 | 0 | 0 | 0
F11_Industrial_Food Products_New_Process_Natural Gas_Gas Boiler - Burner Control Optimization_A_Achievable Economic TRC Potential | F11 | Industrial | Food Products | New | Process | Natural Gas | Gas Boiler - Burner Control Optimization | A | Cumulative Summer Peak Savings (MW) | Achievable Economic TRC Potential | 0 | 0 | 0 | 0 | 0 | 0 | 0 | 0 | 0 | 0 | 0 | 0 | 0 | 0 | 0 | 0 | 0 | 0 | 0 | 0 | 0 | 0
F12_Industrial_Food Products_New_Process_Natural Gas_Gas Boiler - Burner Control Optimization_A_Achievable Economic TRC Potential | F12 | Industrial | Food Products | New | Process | Natural Gas | Gas Boiler - Burner Control Optimization | A | Cumulative Winter Peak Savings (MW) | Achievable Economic TRC Potential | 0 | 0 | 0 | 0 | 0 | 0 | 0 | 0 | 0 | 0 | 0 | 0 | 0 | 0 | 0 | 0 | 0 | 0 | 0 | 0 | 0 | 0
F13_Industrial_Food Products_New_Process_Natural Gas_Gas Boiler - Burner Control Optimization_A_Achievable Economic TRC Potential | F13 | Industrial | Food Products | New | Process | Natural Gas | Gas Boiler - Burner Control Optimization | A | Purchases (Incremental) | Achievable Economic TRC Potential | 0 | 0 | 0 | 0 | 0 | 0 | 0 | 0 | 0 | 0 | 0 | 0 | 0 | 0 | 0 | 0 | 0 | 0 | 0 | 0 | 0 | 0
F14_Industrial_Food Products_New_Process_Natural Gas_Gas Boiler - Burner Control Optimization_A_Achievable Economic TRC Potential | F14 | Industrial | Food Products | New | Process | Natural Gas | Gas Boiler - Burner Control Optimization | A | Purchases (Cumulative) | Achievable Economic TRC Potential | 0 | 0 | 0 | 0 | 0 | 0 | 0 | 0 | 0 | 0 | 0 | 0 | 0 | 0 | 0 | 0 | 0 | 0 | 0 | 0 | 0 | 0
F1_Industrial_Food Products_New_Space Heating_Natural Gas_HVAC - Demand Controlled Ventilation_A_Achievable Economic TRC Potential | F1 | Industrial | Food Products | New | Space Heating | Natural Gas | HVAC - Demand Controlled Ventilation | A | Original Unit Energy Savings (kWh or therms) | Achievable Economic TRC Potential | 0 | 0 | 0.067787 | 0.067787 | 0.067787 | 0.067787 | 0.067787 | 0.067787 | 0.067787 | 0.067787 | 0.067787 | 0.067787 | 0.067787 | 0.067787 | 0.067787 | 0.067787 | 0.067787 | 0.067787 | 0.067787 | 0.067787 | 0.067787 | 0.067787
F2_Industrial_Food Products_New_Space Heating_Natural Gas_HVAC - Demand Controlled Ventilation_A_Achievable Economic TRC Potential | F2 | Industrial | Food Products | New | Space Heating | Natural Gas | HVAC - Demand Controlled Ventilation | A | Original Unit Summer Peak Savings (kW) | Achievable Economic TRC Potential | 0 | 0 | 0 | 0 | 0 | 0 | 0 | 0 | 0 | 0 | 0 | 0 | 0 | 0 | 0 | 0 | 0 | 0 | 0 | 0 | 0 | 0
F3_Industrial_Food Products_New_Space Heating_Natural Gas_HVAC - Demand Controlled Ventilation_A_Achievable Economic TRC Potential | F3 | Industrial | Food Products | New | Space Heating | Natural Gas | HVAC - Demand Controlled Ventilation | A | Original Unit Winter Peak Savings (kW) | Achievable Economic TRC Potential | 0 | 0 | 0 | 0 | 0 | 0 | 0 | 0 | 0 | 0 | 0 | 0 | 0 | 0 | 0 | 0 | 0 | 0 | 0 | 0 | 0 | 0
F4_Industrial_Food Products_New_Space Heating_Natural Gas_HVAC - Demand Controlled Ventilation_A_Achievable Economic TRC Potential | F4 | Industrial | Food Products | New | Space Heating | Natural Gas | HVAC - Demand Controlled Ventilation | A | Standalone Impact on Baseline Energy (%) | Achievable Economic TRC Potential | 0% | 0% | 0.0396% | 0.06229% | 0.08329% | 0.102% | 0.1282% | 0.1509% | 0.173% | 0.1928% | 0.2172% | 0.2387% | 0.2602% | 0.2788% | 0.3039% | 0.3254% | 0.3467% | 0.3611% | 0.38% | 0.3931% | 0.4043% | 0.4146%
F5_Industrial_Food Products_New_Space Heating_Natural Gas_HVAC - Demand Controlled Ventilation_A_Achievable Economic TRC Potential | F5 | Industrial | Food Products | New | Space Heating | Natural Gas | HVAC - Demand Controlled Ventilation | A | Standalone Impact on Baseline Summer Peak (%) | Achievable Economic TRC Potential | bar: 2019 to 2040
F6_Industrial_Food Products_New_Space Heating_Natural Gas_HVAC - Demand Controlled Ventilation_A_Achievable Economic TRC Potential | F6 | Industrial | Food Products | New | Space Heating | Natural Gas | HVAC - Demand Controlled Ventilation | A | Standalone Impact on Baseline Winter Peak (%) | Achievable Economic TRC Potential | bar: 2019 to 2040
F7_Industrial_Food Products_New_Space Heating_Natural Gas_HVAC - Demand Controlled Ventilation_A_Achievable Economic TRC Potential | F7 | Industrial | Food Products | New | Space Heating | Natural Gas | HVAC - Demand Controlled Ventilation | A | Incremental Energy Savings (MWh or mTherms) | Achievable Economic TRC Potential | 0 | 0 | 0.0085541 | 0.014928 | 0.021287 | 0.028414 | 0.032707 | 0.037689 | 0.042609 | 0.048143 | 0.052265 | 0.057006 | 0.061684 | 0.06711 | 0.070793 | 0.075269 | 0.079742 | 0.084948 | 0.088388 | 0.092626 | 0.096748 | 0.10086
F8_Industrial_Food Products_New_Space Heating_Natural Gas_HVAC - Demand Controlled Ventilation_A_Achievable Economic TRC Potential | F8 | Industrial | Food Products | New | Space Heating | Natural Gas | HVAC - Demand Controlled Ventilation | A | Incremental Summer Peak Savings (MW) | Achievable Economic TRC Potential | 0 | 0 | 0 | 0 | 0 | 0 | 0 | 0 | 0 | 0 | 0 | 0 | 0 | 0 | 0 | 0 | 0 | 0 | 0 | 0 | 0 | 0
F9_Industrial_Food Products_New_Space Heating_Natural Gas_HVAC - Demand Controlled Ventilation_A_Achievable Economic TRC Potential | F9 | Industrial | Food Products | New | Space Heating | Natural Gas | HVAC - Demand Controlled Ventilation | A | Incremental Winter Peak Savings (MW) | Achievable Economic TRC Potential | 0 | 0 | 0 | 0 | 0 | 0 | 0 | 0 | 0 | 0 | 0 | 0 | 0 | 0 | 0 | 0 | 0 | 0 | 0 | 0 | 0 | 0
F10_Industrial_Food Products_New_Space Heating_Natural Gas_HVAC - Demand Controlled Ventilation_A_Achievable Economic TRC Potential | F10 | Industrial | Food Products | New | Space Heating | Natural Gas | HVAC - Demand Controlled Ventilation | A | Cumulative Energy Savings (MWh or mTherms) | Achievable Economic TRC Potential | 0 | 0 | 0.0085541 | 0.023482 | 0.04477 | 0.073184 | 0.10589 | 0.14358 | 0.18619 | 0.23433 | 0.2866 | 0.3436 | 0.40529 | 0.4724 | 0.54319 | 0.61846 | 0.6982 | 0.7746 | 0.84805 | 0.91939 | 0.98773 | 1.0559
F11_Industrial_Food Products_New_Space Heating_Natural Gas_HVAC - Demand Controlled Ventilation_A_Achievable Economic TRC Potential | F11 | Industrial | Food Products | New | Space Heating | Natural Gas | HVAC - Demand Controlled Ventilation | A | Cumulative Summer Peak Savings (MW) | Achievable Economic TRC Potential | 0 | 0 | 0 | 0 | 0 | 0 | 0 | 0 | 0 | 0 | 0 | 0 | 0 | 0 | 0 | 0 | 0 | 0 | 0 | 0 | 0 | 0
F12_Industrial_Food Products_New_Space Heating_Natural Gas_HVAC - Demand Controlled Ventilation_A_Achievable Economic TRC Potential | F12 | Industrial | Food Products | New | Space Heating | Natural Gas | HVAC - Demand Controlled Ventilation | A | Cumulative Winter Peak Savings (MW) | Achievable Economic TRC Potential | 0 | 0 | 0 | 0 | 0 | 0 | 0 | 0 | 0 | 0 | 0 | 0 | 0 | 0 | 0 | 0 | 0 | 0 | 0 | 0 | 0 | 0
F13_Industrial_Food Products_New_Space Heating_Natural Gas_HVAC - Demand Controlled Ventilation_A_Achievable Economic TRC Potential | F13 | Industrial | Food Products | New | Space Heating | Natural Gas | HVAC - Demand Controlled Ventilation | A | Purchases (Incremental) | Achievable Economic TRC Potential | 0 | 0 | 126.1902 | 220.2257 | 314.0303 | 419.1706 | 482.4904 | 555.9962 | 628.5756 | 710.2163 | 771.0218 | 840.9564 | 909.9636 | 990.0138 | 1044.3441 | 1110.3751 | 1176.3562 | 1253.167 | 1303.9028 | 1366.4213 | 1427.2371 | 1487.8733
F14_Industrial_Food Products_New_Space Heating_Natural Gas_HVAC - Demand Controlled Ventilation_A_Achievable Economic TRC Potential | F14 | Industrial | Food Products | New | Space Heating | Natural Gas | HVAC - Demand Controlled Ventilation | A | Purchases (Cumulative) | Achievable Economic TRC Potential | 0 | 0 | 126.1902 | 346.4159 | 660.4462 | 1079.6169 | 1562.1072 | 2118.1034 | 2746.679 | 3456.8953 | 4227.9171 | 5068.8735 | 5978.8371 | 6968.8508 | 8013.195 | 9123.5701 | 10299.9262 | 11426.9031 | 12510.5801 | 13562.9711 | 14571.0376 | 15576.4205
F1_Industrial_Food Products_New_Space Heating_Natural Gas_Gas Boiler - Stack Economizer_A_Achievable Economic TRC Potential | F1 | Industrial | Food Products | New | Space Heating | Natural Gas | Gas Boiler - Stack Economizer | A | Original Unit Energy Savings (kWh or therms) | Achievable Economic TRC Potential | 0 | 0 | 0.90524 | 0.90524 | 0.90524 | 0.90524 | 0.90524 | 0.90524 | 0.90524 | 0.90524 | 0.90524 | 0.90524 | 0.90524 | 0.90524 | 0.90524 | 0.90524 | 0.90524 | 0.90524 | 0.90524 | 0.90524 | 0.90524 | 0.90524
F2_Industrial_Food Products_New_Space Heating_Natural Gas_Gas Boiler - Stack Economizer_A_Achievable Economic TRC Potential | F2 | Industrial | Food Products | New | Space Heating | Natural Gas | Gas Boiler - Stack Economizer | A | Original Unit Summer Peak Savings (kW) | Achievable Economic TRC Potential | 0 | 0 | 0 | 0 | 0 | 0 | 0 | 0 | 0 | 0 | 0 | 0 | 0 | 0 | 0 | 0 | 0 | 0 | 0 | 0 | 0 | 0
F3_Industrial_Food Products_New_Space Heating_Natural Gas_Gas Boiler - Stack Economizer_A_Achievable Economic TRC Potential | F3 | Industrial | Food Products | New | Space Heating | Natural Gas | Gas Boiler - Stack Economizer | A | Original Unit Winter Peak Savings (kW) | Achievable Economic TRC Potential | 0 | 0 | 0 | 0 | 0 | 0 | 0 | 0 | 0 | 0 | 0 | 0 | 0 | 0 | 0 | 0 | 0 | 0 | 0 | 0 | 0 | 0
F4_Industrial_Food Products_New_Space Heating_Natural Gas_Gas Boiler - Stack Economizer_A_Achievable Economic TRC Potential | F4 | Industrial | Food Products | New | Space Heating | Natural Gas | Gas Boiler - Stack Economizer | A | Standalone Impact on Baseline Energy (%) | Achievable Economic TRC Potential | bar: 2019 to 2040
F5_Industrial_Food Products_New_Space Heating_Natural Gas_Gas Boiler - Stack Economizer_A_Achievable Economic TRC Potential | F5 | Industrial | Food Products | New | Space Heating | Natural Gas | Gas Boiler - Stack Economizer | A | Standalone Impact on Baseline Summer Peak (%) | Achievable Economic TRC Potential | bar: 2019 to 2040
F6_Industrial_Food Products_New_Space Heating_Natural Gas_Gas Boiler - Stack Economizer_A_Achievable Economic TRC Potential | F6 | Industrial | Food Products | New | Space Heating | Natural Gas | Gas Boiler - Stack Economizer | A | Standalone Impact on Baseline Winter Peak (%) | Achievable Economic TRC Potential | bar: 2019 to 2040
F7_Industrial_Food Products_New_Space Heating_Natural Gas_Gas Boiler - Stack Economizer_A_Achievable Economic TRC Potential | F7 | Industrial | Food Products | New | Space Heating | Natural Gas | Gas Boiler - Stack Economizer | A | Incremental Energy Savings (MWh or mTherms) | Achievable Economic TRC Potential | 0 | 0 | 0 | 0 | 0 | 0 | 0 | 0 | 0 | 0 | 0 | 0 | 0 | 0 | 0 | 0 | 0 | 0 | 0 | 0 | 0 | 0
F8_Industrial_Food Products_New_Space Heating_Natural Gas_Gas Boiler - Stack Economizer_A_Achievable Economic TRC Potential | F8 | Industrial | Food Products | New | Space Heating | Natural Gas | Gas Boiler - Stack Economizer | A | Incremental Summer Peak Savings (MW) | Achievable Economic TRC Potential | 0 | 0 | 0 | 0 | 0 | 0 | 0 | 0 | 0 | 0 | 0 | 0 | 0 | 0 | 0 | 0 | 0 | 0 | 0 | 0 | 0 | 0
F9_Industrial_Food Products_New_Space Heating_Natural Gas_Gas Boiler - Stack Economizer_A_Achievable Economic TRC Potential | F9 | Industrial | Food Products | New | Space Heating | Natural Gas | Gas Boiler - Stack Economizer | A | Incremental Winter Peak Savings (MW) | Achievable Economic TRC Potential | 0 | 0 | 0 | 0 | 0 | 0 | 0 | 0 | 0 | 0 | 0 | 0 | 0 | 0 | 0 | 0 | 0 | 0 | 0 | 0 | 0 | 0
F10_Industrial_Food Products_New_Space Heating_Natural Gas_Gas Boiler - Stack Economizer_A_Achievable Economic TRC Potential | F10 | Industrial | Food Products | New | Space Heating | Natural Gas | Gas Boiler - Stack Economizer | A | Cumulative Energy Savings (MWh or mTherms) | Achievable Economic TRC Potential | 0 | 0 | 0 | 0 | 0 | 0 | 0 | 0 | 0 | 0 | 0 | 0 | 0 | 0 | 0 | 0 | 0 | 0 | 0 | 0 | 0 | 0
F11_Industrial_Food Products_New_Space Heating_Natural Gas_Gas Boiler - Stack Economizer_A_Achievable Economic TRC Potential | F11 | Industrial | Food Products | New | Space Heating | Natural Gas | Gas Boiler - Stack Economizer | A | Cumulative Summer Peak Savings (MW) | Achievable Economic TRC Potential | 0 | 0 | 0 | 0 | 0 | 0 | 0 | 0 | 0 | 0 | 0 | 0 | 0 | 0 | 0 | 0 | 0 | 0 | 0 | 0 | 0 | 0
F12_Industrial_Food Products_New_Space Heating_Natural Gas_Gas Boiler - Stack Economizer_A_Achievable Economic TRC Potential | F12 | Industrial | Food Products | New | Space Heating | Natural Gas | Gas Boiler - Stack Economizer | A | Cumulative Winter Peak Savings (MW) | Achievable Economic TRC Potential | 0 | 0 | 0 | 0 | 0 | 0 | 0 | 0 | 0 | 0 | 0 | 0 | 0 | 0 | 0 | 0 | 0 | 0 | 0 | 0 | 0 | 0
F13_Industrial_Food Products_New_Space Heating_Natural Gas_Gas Boiler - Stack Economizer_A_Achievable Economic TRC Potential | F13 | Industrial | Food Products | New | Space Heating | Natural Gas | Gas Boiler - Stack Economizer | A | Purchases (Incremental) | Achievable Economic TRC Potential | 0 | 0 | 0 | 0 | 0 | 0 | 0 | 0 | 0 | 0 | 0 | 0 | 0 | 0 | 0 | 0 | 0 | 0 | 0 | 0 | 0 | 0
F14_Industrial_Food Products_New_Space Heating_Natural Gas_Gas Boiler - Stack Economizer_A_Achievable Economic TRC Potential | F14 | Industrial | Food Products | New | Space Heating | Natural Gas | Gas Boiler - Stack Economizer | A | Purchases (Cumulative) | Achievable Economic TRC Potential | 0 | 0 | 0 | 0 | 0 | 0 | 0 | 0 | 0 | 0 | 0 | 0 | 0 | 0 | 0 | 0 | 0 | 0 | 0 | 0 | 0 | 0
F1_Industrial_Food Products_New_Process_Natural Gas_Gas Boiler - Stack Economizer_A_Achievable Economic TRC Potential | F1 | Industrial | Food Products | New | Process | Natural Gas | Gas Boiler - Stack Economizer | A | Original Unit Energy Savings (kWh or therms) | Achievable Economic TRC Potential | 0 | 0 | 45.4909 | 45.4909 | 45.4909 | 45.4909 | 45.4909 | 45.4909 | 45.4909 | 45.4909 | 45.4909 | 45.4909 | 45.4909 | 45.4909 | 45.4909 | 45.4909 | 45.4909 | 45.4909 | 45.4909 | 45.4909 | 45.4909 | 45.4909
F2_Industrial_Food Products_New_Process_Natural Gas_Gas Boiler - Stack Economizer_A_Achievable Economic TRC Potential | F2 | Industrial | Food Products | New | Process | Natural Gas | Gas Boiler - Stack Economizer | A | Original Unit Summer Peak Savings (kW) | Achievable Economic TRC Potential | 0 | 0 | 0 | 0 | 0 | 0 | 0 | 0 | 0 | 0 | 0 | 0 | 0 | 0 | 0 | 0 | 0 | 0 | 0 | 0 | 0 | 0
F3_Industrial_Food Products_New_Process_Natural Gas_Gas Boiler - Stack Economizer_A_Achievable Economic TRC Potential | F3 | Industrial | Food Products | New | Process | Natural Gas | Gas Boiler - Stack Economizer | A | Original Unit Winter Peak Savings (kW) | Achievable Economic TRC Potential | 0 | 0 | 0 | 0 | 0 | 0 | 0 | 0 | 0 | 0 | 0 | 0 | 0 | 0 | 0 | 0 | 0 | 0 | 0 | 0 | 0 | 0
F4_Industrial_Food Products_New_Process_Natural Gas_Gas Boiler - Stack Economizer_A_Achievable Economic TRC Potential | F4 | Industrial | Food Products | New | Process | Natural Gas | Gas Boiler - Stack Economizer | A | Standalone Impact on Baseline Energy (%) | Achievable Economic TRC Potential | bar: 2019 to 2040
F5_Industrial_Food Products_New_Process_Natural Gas_Gas Boiler - Stack Economizer_A_Achievable Economic TRC Potential | F5 | Industrial | Food Products | New | Process | Natural Gas | Gas Boiler - Stack Economizer | A | Standalone Impact on Baseline Summer Peak (%) | Achievable Economic TRC Potential | bar: 2019 to 2040
F6_Industrial_Food Products_New_Process_Natural Gas_Gas Boiler - Stack Economizer_A_Achievable Economic TRC Potential | F6 | Industrial | Food Products | New | Process | Natural Gas | Gas Boiler - Stack Economizer | A | Standalone Impact on Baseline Winter Peak (%) | Achievable Economic TRC Potential | bar: 2019 to 2040
F7_Industrial_Food Products_New_Process_Natural Gas_Gas Boiler - Stack Economizer_A_Achievable Economic TRC Potential | F7 | Industrial | Food Products | New | Process | Natural Gas | Gas Boiler - Stack Economizer | A | Incremental Energy Savings (MWh or mTherms) | Achievable Economic TRC Potential | 0 | 0 | 0 | 0 | 0 | 0 | 0 | 0 | 0 | 0 | 0 | 0 | 0 | 0 | 0 | 0 | 0 | 0 | 0 | 0 | 0 | 0
F8_Industrial_Food Products_New_Process_Natural Gas_Gas Boiler - Stack Economizer_A_Achievable Economic TRC Potential | F8 | Industrial | Food Products | New | Process | Natural Gas | Gas Boiler - Stack Economizer | A | Incremental Summer Peak Savings (MW) | Achievable Economic TRC Potential | 0 | 0 | 0 | 0 | 0 | 0 | 0 | 0 | 0 | 0 | 0 | 0 | 0 | 0 | 0 | 0 | 0 | 0 | 0 | 0 | 0 | 0
F9_Industrial_Food Products_New_Process_Natural Gas_Gas Boiler - Stack Economizer_A_Achievable Economic TRC Potential | F9 | Industrial | Food Products | New | Process | Natural Gas | Gas Boiler - Stack Economizer | A | Incremental Winter Peak Savings (MW) | Achievable Economic TRC Potential | 0 | 0 | 0 | 0 | 0 | 0 | 0 | 0 | 0 | 0 | 0 | 0 | 0 | 0 | 0 | 0 | 0 | 0 | 0 | 0 | 0 | 0
F10_Industrial_Food Products_New_Process_Natural Gas_Gas Boiler - Stack Economizer_A_Achievable Economic TRC Potential | F10 | Industrial | Food Products | New | Process | Natural Gas | Gas Boiler - Stack Economizer | A | Cumulative Energy Savings (MWh or mTherms) | Achievable Economic TRC Potential | 0 | 0 | 0 | 0 | 0 | 0 | 0 | 0 | 0 | 0 | 0 | 0 | 0 | 0 | 0 | 0 | 0 | 0 | 0 | 0 | 0 | 0
F11_Industrial_Food Products_New_Process_Natural Gas_Gas Boiler - Stack Economizer_A_Achievable Economic TRC Potential | F11 | Industrial | Food Products | New | Process | Natural Gas | Gas Boiler - Stack Economizer | A | Cumulative Summer Peak Savings (MW) | Achievable Economic TRC Potential | 0 | 0 | 0 | 0 | 0 | 0 | 0 | 0 | 0 | 0 | 0 | 0 | 0 | 0 | 0 | 0 | 0 | 0 | 0 | 0 | 0 | 0
F12_Industrial_Food Products_New_Process_Natural Gas_Gas Boiler - Stack Economizer_A_Achievable Economic TRC Potential | F12 | Industrial | Food Products | New | Process | Natural Gas | Gas Boiler - Stack Economizer | A | Cumulative Winter Peak Savings (MW) | Achievable Economic TRC Potential | 0 | 0 | 0 | 0 | 0 | 0 | 0 | 0 | 0 | 0 | 0 | 0 | 0 | 0 | 0 | 0 | 0 | 0 | 0 | 0 | 0 | 0
F13_Industrial_Food Products_New_Process_Natural Gas_Gas Boiler - Stack Economizer_A_Achievable Economic TRC Potential | F13 | Industrial | Food Products | New | Process | Natural Gas | Gas Boiler - Stack Economizer | A | Purchases (Incremental) | Achievable Economic TRC Potential | 0 | 0 | 0 | 0 | 0 | 0 | 0 | 0 | 0 | 0 | 0 | 0 | 0 | 0 | 0 | 0 | 0 | 0 | 0 | 0 | 0 | 0
F14_Industrial_Food Products_New_Process_Natural Gas_Gas Boiler - Stack Economizer_A_Achievable Economic TRC Potential | F14 | Industrial | Food Products | New | Process | Natural Gas | Gas Boiler - Stack Economizer | A | Purchases (Cumulative) | Achievable Economic TRC Potential | 0 | 0 | 0 | 0 | 0 | 0 | 0 | 0 | 0 | 0 | 0 | 0 | 0 | 0 | 0 | 0 | 0 | 0 | 0 | 0 | 0 | 0
F1_Industrial_Food Products_New_Space Heating_Natural Gas_Gas Furnace Tube Inserts_A_Achievable Economic TRC Potential | F1 | Industrial | Food Products | New | Space Heating | Natural Gas | Gas Furnace Tube Inserts | A | Original Unit Energy Savings (kWh or therms) | Achievable Economic TRC Potential | 0 | 0 | 0.077933 | 0.077933 | 0.077933 | 0.077933 | 0.077933 | 0.077933 | 0.077933 | 0.077933 | 0.077933 | 0.077933 | 0.077933 | 0.077933 | 0.077933 | 0.077933 | 0.077933 | 0.077933 | 0.077933 | 0.077933 | 0.077933 | 0.077933
F2_Industrial_Food Products_New_Space Heating_Natural Gas_Gas Furnace Tube Inserts_A_Achievable Economic TRC Potential | F2 | Industrial | Food Products | New | Space Heating | Natural Gas | Gas Furnace Tube Inserts | A | Original Unit Summer Peak Savings (kW) | Achievable Economic TRC Potential | 0 | 0 | 0 | 0 | 0 | 0 | 0 | 0 | 0 | 0 | 0 | 0 | 0 | 0 | 0 | 0 | 0 | 0 | 0 | 0 | 0 | 0
F3_Industrial_Food Products_New_Space Heating_Natural Gas_Gas Furnace Tube Inserts_A_Achievable Economic TRC Potential | F3 | Industrial | Food Products | New | Space Heating | Natural Gas | Gas Furnace Tube Inserts | A | Original Unit Winter Peak Savings (kW) | Achievable Economic TRC Potential | 0 | 0 | 0 | 0 | 0 | 0 | 0 | 0 | 0 | 0 | 0 | 0 | 0 | 0 | 0 | 0 | 0 | 0 | 0 | 0 | 0 | 0
F4_Industrial_Food Products_New_Space Heating_Natural Gas_Gas Furnace Tube Inserts_A_Achievable Economic TRC Potential | F4 | Industrial | Food Products | New | Space Heating | Natural Gas | Gas Furnace Tube Inserts | A | Standalone Impact on Baseline Energy (%) | Achievable Economic TRC Potential | bar: 2019 to 2040
F5_Industrial_Food Products_New_Space Heating_Natural Gas_Gas Furnace Tube Inserts_A_Achievable Economic TRC Potential | F5 | Industrial | Food Products | New | Space Heating | Natural Gas | Gas Furnace Tube Inserts | A | Standalone Impact on Baseline Summer Peak (%) | Achievable Economic TRC Potential | bar: 2019 to 2040
F6_Industrial_Food Products_New_Space Heating_Natural Gas_Gas Furnace Tube Inserts_A_Achievable Economic TRC Potential | F6 | Industrial | Food Products | New | Space Heating | Natural Gas | Gas Furnace Tube Inserts | A | Standalone Impact on Baseline Winter Peak (%) | Achievable Economic TRC Potential | bar: 2019 to 2040
F7_Industrial_Food Products_New_Space Heating_Natural Gas_Gas Furnace Tube Inserts_A_Achievable Economic TRC Potential | F7 | Industrial | Food Products | New | Space Heating | Natural Gas | Gas Furnace Tube Inserts | A | Incremental Energy Savings (MWh or mTherms) | Achievable Economic TRC Potential | 0 | 0 | 0 | 0 | 0 | 0 | 0 | 0 | 0 | 0 | 0 | 0 | 0 | 0 | 0 | 0 | 0 | 0 | 0 | 0 | 0 | 0
F8_Industrial_Food Products_New_Space Heating_Natural Gas_Gas Furnace Tube Inserts_A_Achievable Economic TRC Potential | F8 | Industrial | Food Products | New | Space Heating | Natural Gas | Gas Furnace Tube Inserts | A | Incremental Summer Peak Savings (MW) | Achievable Economic TRC Potential | 0 | 0 | 0 | 0 | 0 | 0 | 0 | 0 | 0 | 0 | 0 | 0 | 0 | 0 | 0 | 0 | 0 | 0 | 0 | 0 | 0 | 0
F9_Industrial_Food Products_New_Space Heating_Natural Gas_Gas Furnace Tube Inserts_A_Achievable Economic TRC Potential | F9 | Industrial | Food Products | New | Space Heating | Natural Gas | Gas Furnace Tube Inserts | A | Incremental Winter Peak Savings (MW) | Achievable Economic TRC Potential | 0 | 0 | 0 | 0 | 0 | 0 | 0 | 0 | 0 | 0 | 0 | 0 | 0 | 0 | 0 | 0 | 0 | 0 | 0 | 0 | 0 | 0
F10_Industrial_Food Products_New_Space Heating_Natural Gas_Gas Furnace Tube Inserts_A_Achievable Economic TRC Potential | F10 | Industrial | Food Products | New | Space Heating | Natural Gas | Gas Furnace Tube Inserts | A | Cumulative Energy Savings (MWh or mTherms) | Achievable Economic TRC Potential | 0 | 0 | 0 | 0 | 0 | 0 | 0 | 0 | 0 | 0 | 0 | 0 | 0 | 0 | 0 | 0 | 0 | 0 | 0 | 0 | 0 | 0
F11_Industrial_Food Products_New_Space Heating_Natural Gas_Gas Furnace Tube Inserts_A_Achievable Economic TRC Potential | F11 | Industrial | Food Products | New | Space Heating | Natural Gas | Gas Furnace Tube Inserts | A | Cumulative Summer Peak Savings (MW) | Achievable Economic TRC Potential | 0 | 0 | 0 | 0 | 0 | 0 | 0 | 0 | 0 | 0 | 0 | 0 | 0 | 0 | 0 | 0 | 0 | 0 | 0 | 0 | 0 | 0
F12_Industrial_Food Products_New_Space Heating_Natural Gas_Gas Furnace Tube Inserts_A_Achievable Economic TRC Potential | F12 | Industrial | Food Products | New | Space Heating | Natural Gas | Gas Furnace Tube Inserts | A | Cumulative Winter Peak Savings (MW) | Achievable Economic TRC Potential | 0 | 0 | 0 | 0 | 0 | 0 | 0 | 0 | 0 | 0 | 0 | 0 | 0 | 0 | 0 | 0 | 0 | 0 | 0 | 0 | 0 | 0
F13_Industrial_Food Products_New_Space Heating_Natural Gas_Gas Furnace Tube Inserts_A_Achievable Economic TRC Potential | F13 | Industrial | Food Products | New | Space Heating | Natural Gas | Gas Furnace Tube Inserts | A | Purchases (Incremental) | Achievable Economic TRC Potential | 0 | 0 | 0 | 0 | 0 | 0 | 0 | 0 | 0 | 0 | 0 | 0 | 0 | 0 | 0 | 0 | 0 | 0 | 0 | 0 | 0 | 0
F14_Industrial_Food Products_New_Space Heating_Natural Gas_Gas Furnace Tube Inserts_A_Achievable Economic TRC Potential | F14 | Industrial | Food Products | New | Space Heating | Natural Gas | Gas Furnace Tube Inserts | A | Purchases (Cumulative) | Achievable Economic TRC Potential | 0 | 0 | 0 | 0 | 0 | 0 | 0 | 0 | 0 | 0 | 0 | 0 | 0 | 0 | 0 | 0 | 0 | 0 | 0 | 0 | 0 | 0
F1_Industrial_Food Products_New_Space Heating_Natural Gas_Space Heating - Heat Recovery Ventilator_A_Achievable Economic TRC Potential | F1 | Industrial | Food Products | New | Space Heating | Natural Gas | Space Heating - Heat Recovery Ventilator | A | Original Unit Energy Savings (kWh or therms) | Achievable Economic TRC Potential | 0 | 0 | 0.012707 | 0.012707 | 0.012707 | 0.012707 | 0.012707 | 0.012707 | 0.012707 | 0.012707 | 0.012707 | 0.012707 | 0.012707 | 0.012707 | 0.012707 | 0.012707 | 0.012707 | 0.012707 | 0.012707 | 0.012707 | 0.012707 | 0.012707
F2_Industrial_Food Products_New_Space Heating_Natural Gas_Space Heating - Heat Recovery Ventilator_A_Achievable Economic TRC Potential | F2 | Industrial | Food Products | New | Space Heating | Natural Gas | Space Heating - Heat Recovery Ventilator | A | Original Unit Summer Peak Savings (kW) | Achievable Economic TRC Potential | 0 | 0 | 0 | 0 | 0 | 0 | 0 | 0 | 0 | 0 | 0 | 0 | 0 | 0 | 0 | 0 | 0 | 0 | 0 | 0 | 0 | 0
F3_Industrial_Food Products_New_Space Heating_Natural Gas_Space Heating - Heat Recovery Ventilator_A_Achievable Economic TRC Potential | F3 | Industrial | Food Products | New | Space Heating | Natural Gas | Space Heating - Heat Recovery Ventilator | A | Original Unit Winter Peak Savings (kW) | Achievable Economic TRC Potential | 0 | 0 | 0 | 0 | 0 | 0 | 0 | 0 | 0 | 0 | 0 | 0 | 0 | 0 | 0 | 0 | 0 | 0 | 0 | 0 | 0 | 0
F4_Industrial_Food Products_New_Space Heating_Natural Gas_Space Heating - Heat Recovery Ventilator_A_Achievable Economic TRC Potential | F4 | Industrial | Food Products | New | Space Heating | Natural Gas | Space Heating - Heat Recovery Ventilator | A | Standalone Impact on Baseline Energy (%) | Achievable Economic TRC Potential | bar: 2019 to 2040
F5_Industrial_Food Products_New_Space Heating_Natural Gas_Space Heating - Heat Recovery Ventilator_A_Achievable Economic TRC Potential | F5 | Industrial | Food Products | New | Space Heating | Natural Gas | Space Heating - Heat Recovery Ventilator | A | Standalone Impact on Baseline Summer Peak (%) | Achievable Economic TRC Potential | bar: 2019 to 2040
F6_Industrial_Food Products_New_Space Heating_Natural Gas_Space Heating - Heat Recovery Ventilator_A_Achievable Economic TRC Potential | F6 | Industrial | Food Products | New | Space Heating | Natural Gas | Space Heating - Heat Recovery Ventilator | A | Standalone Impact on Baseline Winter Peak (%) | Achievable Economic TRC Potential | bar: 2019 to 2040
F7_Industrial_Food Products_New_Space Heating_Natural Gas_Space Heating - Heat Recovery Ventilator_A_Achievable Economic TRC Potential | F7 | Industrial | Food Products | New | Space Heating | Natural Gas | Space Heating - Heat Recovery Ventilator | A | Incremental Energy Savings (MWh or mTherms) | Achievable Economic TRC Potential | 0 | 0 | 0 | 0 | 0 | 0 | 0 | 0 | 0 | 0 | 0 | 0 | 0 | 0 | 0 | 0 | 0 | 0 | 0 | 0 | 0 | 0
F8_Industrial_Food Products_New_Space Heating_Natural Gas_Space Heating - Heat Recovery Ventilator_A_Achievable Economic TRC Potential | F8 | Industrial | Food Products | New | Space Heating | Natural Gas | Space Heating - Heat Recovery Ventilator | A | Incremental Summer Peak Savings (MW) | Achievable Economic TRC Potential | 0 | 0 | 0 | 0 | 0 | 0 | 0 | 0 | 0 | 0 | 0 | 0 | 0 | 0 | 0 | 0 | 0 | 0 | 0 | 0 | 0 | 0
F9_Industrial_Food Products_New_Space Heating_Natural Gas_Space Heating - Heat Recovery Ventilator_A_Achievable Economic TRC Potential | F9 | Industrial | Food Products | New | Space Heating | Natural Gas | Space Heating - Heat Recovery Ventilator | A | Incremental Winter Peak Savings (MW) | Achievable Economic TRC Potential | 0 | 0 | 0 | 0 | 0 | 0 | 0 | 0 | 0 | 0 | 0 | 0 | 0 | 0 | 0 | 0 | 0 | 0 | 0 | 0 | 0 | 0
F10_Industrial_Food Products_New_Space Heating_Natural Gas_Space Heating - Heat Recovery Ventilator_A_Achievable Economic TRC Potential | F10 | Industrial | Food Products | New | Space Heating | Natural Gas | Space Heating - Heat Recovery Ventilator | A | Cumulative Energy Savings (MWh or mTherms) | Achievable Economic TRC Potential | 0 | 0 | 0 | 0 | 0 | 0 | 0 | 0 | 0 | 0 | 0 | 0 | 0 | 0 | 0 | 0 | 0 | 0 | 0 | 0 | 0 | 0
F11_Industrial_Food Products_New_Space Heating_Natural Gas_Space Heating - Heat Recovery Ventilator_A_Achievable Economic TRC Potential | F11 | Industrial | Food Products | New | Space Heating | Natural Gas | Space Heating - Heat Recovery Ventilator | A | Cumulative Summer Peak Savings (MW) | Achievable Economic TRC Potential | 0 | 0 | 0 | 0 | 0 | 0 | 0 | 0 | 0 | 0 | 0 | 0 | 0 | 0 | 0 | 0 | 0 | 0 | 0 | 0 | 0 | 0
F12_Industrial_Food Products_New_Space Heating_Natural Gas_Space Heating - Heat Recovery Ventilator_A_Achievable Economic TRC Potential | F12 | Industrial | Food Products | New | Space Heating | Natural Gas | Space Heating - Heat Recovery Ventilator | A | Cumulative Winter Peak Savings (MW) | Achievable Economic TRC Potential | 0 | 0 | 0 | 0 | 0 | 0 | 0 | 0 | 0 | 0 | 0 | 0 | 0 | 0 | 0 | 0 | 0 | 0 | 0 | 0 | 0 | 0
F13_Industrial_Food Products_New_Space Heating_Natural Gas_Space Heating - Heat Recovery Ventilator_A_Achievable Economic TRC Potential | F13 | Industrial | Food Products | New | Space Heating | Natural Gas | Space Heating - Heat Recovery Ventilator | A | Purchases (Incremental) | Achievable Economic TRC Potential | 0 | 0 | 0 | 0 | 0 | 0 | 0 | 0 | 0 | 0 | 0 | 0 | 0 | 0 | 0 | 0 | 0 | 0 | 0 | 0 | 0 | 0
F14_Industrial_Food Products_New_Space Heating_Natural Gas_Space Heating - Heat Recovery Ventilator_A_Achievable Economic TRC Potential | F14 | Industrial | Food Products | New | Space Heating | Natural Gas | Space Heating - Heat Recovery Ventilator | A | Purchases (Cumulative) | Achievable Economic TRC Potential | 0 | 0 | 0 | 0 | 0 | 0 | 0 | 0 | 0 | 0 | 0 | 0 | 0 | 0 | 0 | 0 | 0 | 0 | 0 | 0 | 0 | 0
F1_Industrial_Food Products_New_Space Heating_Natural Gas_Thermostat - Programmable_A_Achievable Economic TRC Potential | F1 | Industrial | Food Products | New | Space Heating | Natural Gas | Thermostat - Programmable | A | Original Unit Energy Savings (kWh or therms) | Achievable Economic TRC Potential | 0 | 0 | 0.0061474 | 0.0061474 | 0.0061474 | 0.0061474 | 0.0061474 | 0.0061474 | 0.0061474 | 0.0061474 | 0.0061474 | 0.0061474 | 0.0061474 | 0.0061474 | 0.0061474 | 0.0061474 | 0.0061474 | 0.0061474 | 0.0061474 | 0.0061474 | 0.0061474 | 0.0061474
F2_Industrial_Food Products_New_Space Heating_Natural Gas_Thermostat - Programmable_A_Achievable Economic TRC Potential | F2 | Industrial | Food Products | New | Space Heating | Natural Gas | Thermostat - Programmable | A | Original Unit Summer Peak Savings (kW) | Achievable Economic TRC Potential | 0 | 0 | 0 | 0 | 0 | 0 | 0 | 0 | 0 | 0 | 0 | 0 | 0 | 0 | 0 | 0 | 0 | 0 | 0 | 0 | 0 | 0
F3_Industrial_Food Products_New_Space Heating_Natural Gas_Thermostat - Programmable_A_Achievable Economic TRC Potential | F3 | Industrial | Food Products | New | Space Heating | Natural Gas | Thermostat - Programmable | A | Original Unit Winter Peak Savings (kW) | Achievable Economic TRC Potential | 0 | 0 | 0 | 0 | 0 | 0 | 0 | 0 | 0 | 0 | 0 | 0 | 0 | 0 | 0 | 0 | 0 | 0 | 0 | 0 | 0 | 0
F4_Industrial_Food Products_New_Space Heating_Natural Gas_Thermostat - Programmable_A_Achievable Economic TRC Potential | F4 | Industrial | Food Products | New | Space Heating | Natural Gas | Thermostat - Programmable | A | Standalone Impact on Baseline Energy (%) | Achievable Economic TRC Potential | bar: 2019 to 2040
F5_Industrial_Food Products_New_Space Heating_Natural Gas_Thermostat - Programmable_A_Achievable Economic TRC Potential | F5 | Industrial | Food Products | New | Space Heating | Natural Gas | Thermostat - Programmable | A | Standalone Impact on Baseline Summer Peak (%) | Achievable Economic TRC Potential | bar: 2019 to 2040
F6_Industrial_Food Products_New_Space Heating_Natural Gas_Thermostat - Programmable_A_Achievable Economic TRC Potential | F6 | Industrial | Food Products | New | Space Heating | Natural Gas | Thermostat - Programmable | A | Standalone Impact on Baseline Winter Peak (%) | Achievable Economic TRC Potential | bar: 2019 to 2040
F7_Industrial_Food Products_New_Space Heating_Natural Gas_Thermostat - Programmable_A_Achievable Economic TRC Potential | F7 | Industrial | Food Products | New | Space Heating | Natural Gas | Thermostat - Programmable | A | Incremental Energy Savings (MWh or mTherms) | Achievable Economic TRC Potential | 0 | 0 | 0 | 0 | 0 | 0 | 0 | 0 | 0 | 0 | 0 | 0 | 0 | 0 | 0 | 0 | 0 | 0 | 0 | 0 | 0 | 0
F8_Industrial_Food Products_New_Space Heating_Natural Gas_Thermostat - Programmable_A_Achievable Economic TRC Potential | F8 | Industrial | Food Products | New | Space Heating | Natural Gas | Thermostat - Programmable | A | Incremental Summer Peak Savings (MW) | Achievable Economic TRC Potential | 0 | 0 | 0 | 0 | 0 | 0 | 0 | 0 | 0 | 0 | 0 | 0 | 0 | 0 | 0 | 0 | 0 | 0 | 0 | 0 | 0 | 0
F9_Industrial_Food Products_New_Space Heating_Natural Gas_Thermostat - Programmable_A_Achievable Economic TRC Potential | F9 | Industrial | Food Products | New | Space Heating | Natural Gas | Thermostat - Programmable | A | Incremental Winter Peak Savings (MW) | Achievable Economic TRC Potential | 0 | 0 | 0 | 0 | 0 | 0 | 0 | 0 | 0 | 0 | 0 | 0 | 0 | 0 | 0 | 0 | 0 | 0 | 0 | 0 | 0 | 0
F10_Industrial_Food Products_New_Space Heating_Natural Gas_Thermostat - Programmable_A_Achievable Economic TRC Potential | F10 | Industrial | Food Products | New | Space Heating | Natural Gas | Thermostat - Programmable | A | Cumulative Energy Savings (MWh or mTherms) | Achievable Economic TRC Potential | 0 | 0 | 0 | 0 | 0 | 0 | 0 | 0 | 0 | 0 | 0 | 0 | 0 | 0 | 0 | 0 | 0 | 0 | 0 | 0 | 0 | 0
F11_Industrial_Food Products_New_Space Heating_Natural Gas_Thermostat - Programmable_A_Achievable Economic TRC Potential | F11 | Industrial | Food Products | New | Space Heating | Natural Gas | Thermostat - Programmable | A | Cumulative Summer Peak Savings (MW) | Achievable Economic TRC Potential | 0 | 0 | 0 | 0 | 0 | 0 | 0 | 0 | 0 | 0 | 0 | 0 | 0 | 0 | 0 | 0 | 0 | 0 | 0 | 0 | 0 | 0
F12_Industrial_Food Products_New_Space Heating_Natural Gas_Thermostat - Programmable_A_Achievable Economic TRC Potential | F12 | Industrial | Food Products | New | Space Heating | Natural Gas | Thermostat - Programmable | A | Cumulative Winter Peak Savings (MW) | Achievable Economic TRC Potential | 0 | 0 | 0 | 0 | 0 | 0 | 0 | 0 | 0 | 0 | 0 | 0 | 0 | 0 | 0 | 0 | 0 | 0 | 0 | 0 | 0 | 0
F13_Industrial_Food Products_New_Space Heating_Natural Gas_Thermostat - Programmable_A_Achievable Economic TRC Potential | F13 | Industrial | Food Products | New | Space Heating | Natural Gas | Thermostat - Programmable | A | Purchases (Incremental) | Achievable Economic TRC Potential | 0 | 0 | 0 | 0 | 0 | 0 | 0 | 0 | 0 | 0 | 0 | 0 | 0 | 0 | 0 | 0 | 0 | 0 | 0 | 0 | 0 | 0
F14_Industrial_Food Products_New_Space Heating_Natural Gas_Thermostat - Programmable_A_Achievable Economic TRC Potential | F14 | Industrial | Food Products | New | Space Heating | Natural Gas | Thermostat - Programmable | A | Purchases (Cumulative) | Achievable Economic TRC Potential | 0 | 0 | 0 | 0 | 0 | 0 | 0 | 0 | 0 | 0 | 0 | 0 | 0 | 0 | 0 | 0 | 0 | 0 | 0 | 0 | 0 | 0
F1_Industrial_Food Products_New_Space Heating_Natural Gas_ENERGY STAR Connected Thermostat_A_Achievable Economic TRC Potential | F1 | Industrial | Food Products | New | Space Heating | Natural Gas | ENERGY STAR Connected Thermostat | A | Original Unit Energy Savings (kWh or therms) | Achievable Economic TRC Potential | 0 | 0 | 0.01486 | 0.01486 | 0.01486 | 0.01486 | 0.01486 | 0.01486 | 0.01486 | 0.01486 | 0.01486 | 0.01486 | 0.01486 | 0.01486 | 0.01486 | 0.01486 | 0.01486 | 0.01486 | 0.01486 | 0.01486 | 0.01486 | 0.01486
F2_Industrial_Food Products_New_Space Heating_Natural Gas_ENERGY STAR Connected Thermostat_A_Achievable Economic TRC Potential | F2 | Industrial | Food Products | New | Space Heating | Natural Gas | ENERGY STAR Connected Thermostat | A | Original Unit Summer Peak Savings (kW) | Achievable Economic TRC Potential | 0 | 0 | 0 | 0 | 0 | 0 | 0 | 0 | 0 | 0 | 0 | 0 | 0 | 0 | 0 | 0 | 0 | 0 | 0 | 0 | 0 | 0
F3_Industrial_Food Products_New_Space Heating_Natural Gas_ENERGY STAR Connected Thermostat_A_Achievable Economic TRC Potential | F3 | Industrial | Food Products | New | Space Heating | Natural Gas | ENERGY STAR Connected Thermostat | A | Original Unit Winter Peak Savings (kW) | Achievable Economic TRC Potential | 0 | 0 | 0 | 0 | 0 | 0 | 0 | 0 | 0 | 0 | 0 | 0 | 0 | 0 | 0 | 0 | 0 | 0 | 0 | 0 | 0 | 0
F4_Industrial_Food Products_New_Space Heating_Natural Gas_ENERGY STAR Connected Thermostat_A_Achievable Economic TRC Potential | F4 | Industrial | Food Products | New | Space Heating | Natural Gas | ENERGY STAR Connected Thermostat | A | Standalone Impact on Baseline Energy (%) | Achievable Economic TRC Potential | bar: 2019 to 2040
F5_Industrial_Food Products_New_Space Heating_Natural Gas_ENERGY STAR Connected Thermostat_A_Achievable Economic TRC Potential | F5 | Industrial | Food Products | New | Space Heating | Natural Gas | ENERGY STAR Connected Thermostat | A | Standalone Impact on Baseline Summer Peak (%) | Achievable Economic TRC Potential | bar: 2019 to 2040
F6_Industrial_Food Products_New_Space Heating_Natural Gas_ENERGY STAR Connected Thermostat_A_Achievable Economic TRC Potential | F6 | Industrial | Food Products | New | Space Heating | Natural Gas | ENERGY STAR Connected Thermostat | A | Standalone Impact on Baseline Winter Peak (%) | Achievable Economic TRC Potential | bar: 2019 to 2040
F7_Industrial_Food Products_New_Space Heating_Natural Gas_ENERGY STAR Connected Thermostat_A_Achievable Economic TRC Potential | F7 | Industrial | Food Products | New | Space Heating | Natural Gas | ENERGY STAR Connected Thermostat | A | Incremental Energy Savings (MWh or mTherms) | Achievable Economic TRC Potential | 0 | 0 | 0 | 0 | 0 | 0 | 0 | 0 | 0 | 0 | 0 | 0 | 0 | 0 | 0 | 0 | 0 | 0 | 0 | 0 | 0 | 0
F8_Industrial_Food Products_New_Space Heating_Natural Gas_ENERGY STAR Connected Thermostat_A_Achievable Economic TRC Potential | F8 | Industrial | Food Products | New | Space Heating | Natural Gas | ENERGY STAR Connected Thermostat | A | Incremental Summer Peak Savings (MW) | Achievable Economic TRC Potential | 0 | 0 | 0 | 0 | 0 | 0 | 0 | 0 | 0 | 0 | 0 | 0 | 0 | 0 | 0 | 0 | 0 | 0 | 0 | 0 | 0 | 0
F9_Industrial_Food Products_New_Space Heating_Natural Gas_ENERGY STAR Connected Thermostat_A_Achievable Economic TRC Potential | F9 | Industrial | Food Products | New | Space Heating | Natural Gas | ENERGY STAR Connected Thermostat | A | Incremental Winter Peak Savings (MW) | Achievable Economic TRC Potential | 0 | 0 | 0 | 0 | 0 | 0 | 0 | 0 | 0 | 0 | 0 | 0 | 0 | 0 | 0 | 0 | 0 | 0 | 0 | 0 | 0 | 0
F10_Industrial_Food Products_New_Space Heating_Natural Gas_ENERGY STAR Connected Thermostat_A_Achievable Economic TRC Potential | F10 | Industrial | Food Products | New | Space Heating | Natural Gas | ENERGY STAR Connected Thermostat | A | Cumulative Energy Savings (MWh or mTherms) | Achievable Economic TRC Potential | 0 | 0 | 0 | 0 | 0 | 0 | 0 | 0 | 0 | 0 | 0 | 0 | 0 | 0 | 0 | 0 | 0 | 0 | 0 | 0 | 0 | 0
F11_Industrial_Food Products_New_Space Heating_Natural Gas_ENERGY STAR Connected Thermostat_A_Achievable Economic TRC Potential | F11 | Industrial | Food Products | New | Space Heating | Natural Gas | ENERGY STAR Connected Thermostat | A | Cumulative Summer Peak Savings (MW) | Achievable Economic TRC Potential | 0 | 0 | 0 | 0 | 0 | 0 | 0 | 0 | 0 | 0 | 0 | 0 | 0 | 0 | 0 | 0 | 0 | 0 | 0 | 0 | 0 | 0
F12_Industrial_Food Products_New_Space Heating_Natural Gas_ENERGY STAR Connected Thermostat_A_Achievable Economic TRC Potential | F12 | Industrial | Food Products | New | Space Heating | Natural Gas | ENERGY STAR Connected Thermostat | A | Cumulative Winter Peak Savings (MW) | Achievable Economic TRC Potential | 0 | 0 | 0 | 0 | 0 | 0 | 0 | 0 | 0 | 0 | 0 | 0 | 0 | 0 | 0 | 0 | 0 | 0 | 0 | 0 | 0 | 0
F13_Industrial_Food Products_New_Space Heating_Natural Gas_ENERGY STAR Connected Thermostat_A_Achievable Economic TRC Potential | F13 | Industrial | Food Products | New | Space Heating | Natural Gas | ENERGY STAR Connected Thermostat | A | Purchases (Incremental) | Achievable Economic TRC Potential | 0 | 0 | 0 | 0 | 0 | 0 | 0 | 0 | 0 | 0 | 0 | 0 | 0 | 0 | 0 | 0 | 0 | 0 | 0 | 0 | 0 | 0
F14_Industrial_Food Products_New_Space Heating_Natural Gas_ENERGY STAR Connected Thermostat_A_Achievable Economic TRC Potential | F14 | Industrial | Food Products | New | Space Heating | Natural Gas | ENERGY STAR Connected Thermostat | A | Purchases (Cumulative) | Achievable Economic TRC Potential | 0 | 0 | 0 | 0 | 0 | 0 | 0 | 0 | 0 | 0 | 0 | 0 | 0 | 0 | 0 | 0 | 0 | 0 | 0 | 0 | 0 | 0
F1_Industrial_Food Products_New_Space Heating_Natural Gas_Destratification Fans (HVLS)_A_Achievable Economic TRC Potential | F1 | Industrial | Food Products | New | Space Heating | Natural Gas | Destratification Fans (HVLS) | A | Original Unit Energy Savings (kWh or therms) | Achievable Economic TRC Potential | 0 | 0 | 0.01486 | 0.01486 | 0.01486 | 0.01486 | 0.01486 | 0.01486 | 0.01486 | 0.01486 | 0.01486 | 0.01486 | 0.01486 | 0.01486 | 0.01486 | 0.01486 | 0.01486 | 0.01486 | 0.01486 | 0.01486 | 0.01486 | 0.01486
F2_Industrial_Food Products_New_Space Heating_Natural Gas_Destratification Fans (HVLS)_A_Achievable Economic TRC Potential | F2 | Industrial | Food Products | New | Space Heating | Natural Gas | Destratification Fans (HVLS) | A | Original Unit Summer Peak Savings (kW) | Achievable Economic TRC Potential | 0 | 0 | 0 | 0 | 0 | 0 | 0 | 0 | 0 | 0 | 0 | 0 | 0 | 0 | 0 | 0 | 0 | 0 | 0 | 0 | 0 | 0
F3_Industrial_Food Products_New_Space Heating_Natural Gas_Destratification Fans (HVLS)_A_Achievable Economic TRC Potential | F3 | Industrial | Food Products | New | Space Heating | Natural Gas | Destratification Fans (HVLS) | A | Original Unit Winter Peak Savings (kW) | Achievable Economic TRC Potential | 0 | 0 | 0 | 0 | 0 | 0 | 0 | 0 | 0 | 0 | 0 | 0 | 0 | 0 | 0 | 0 | 0 | 0 | 0 | 0 | 0 | 0
F4_Industrial_Food Products_New_Space Heating_Natural Gas_Destratification Fans (HVLS)_A_Achievable Economic TRC Potential | F4 | Industrial | Food Products | New | Space Heating | Natural Gas | Destratification Fans (HVLS) | A | Standalone Impact on Baseline Energy (%) | Achievable Economic TRC Potential | bar: 2019 to 2040
F5_Industrial_Food Products_New_Space Heating_Natural Gas_Destratification Fans (HVLS)_A_Achievable Economic TRC Potential | F5 | Industrial | Food Products | New | Space Heating | Natural Gas | Destratification Fans (HVLS) | A | Standalone Impact on Baseline Summer Peak (%) | Achievable Economic TRC Potential | bar: 2019 to 2040
F6_Industrial_Food Products_New_Space Heating_Natural Gas_Destratification Fans (HVLS)_A_Achievable Economic TRC Potential | F6 | Industrial | Food Products | New | Space Heating | Natural Gas | Destratification Fans (HVLS) | A | Standalone Impact on Baseline Winter Peak (%) | Achievable Economic TRC Potential | bar: 2019 to 2040
F7_Industrial_Food Products_New_Space Heating_Natural Gas_Destratification Fans (HVLS)_A_Achievable Economic TRC Potential | F7 | Industrial | Food Products | New | Space Heating | Natural Gas | Destratification Fans (HVLS) | A | Incremental Energy Savings (MWh or mTherms) | Achievable Economic TRC Potential | 0 | 0 | 0 | 0 | 0 | 0 | 0 | 0 | 0 | 0 | 0 | 0 | 0 | 0 | 0 | 0 | 0 | 0 | 0 | 0 | 0 | 0
F8_Industrial_Food Products_New_Space Heating_Natural Gas_Destratification Fans (HVLS)_A_Achievable Economic TRC Potential | F8 | Industrial | Food Products | New | Space Heating | Natural Gas | Destratification Fans (HVLS) | A | Incremental Summer Peak Savings (MW) | Achievable Economic TRC Potential | 0 | 0 | 0 | 0 | 0 | 0 | 0 | 0 | 0 | 0 | 0 | 0 | 0 | 0 | 0 | 0 | 0 | 0 | 0 | 0 | 0 | 0
F9_Industrial_Food Products_New_Space Heating_Natural Gas_Destratification Fans (HVLS)_A_Achievable Economic TRC Potential | F9 | Industrial | Food Products | New | Space Heating | Natural Gas | Destratification Fans (HVLS) | A | Incremental Winter Peak Savings (MW) | Achievable Economic TRC Potential | 0 | 0 | 0 | 0 | 0 | 0 | 0 | 0 | 0 | 0 | 0 | 0 | 0 | 0 | 0 | 0 | 0 | 0 | 0 | 0 | 0 | 0
F10_Industrial_Food Products_New_Space Heating_Natural Gas_Destratification Fans (HVLS)_A_Achievable Economic TRC Potential | F10 | Industrial | Food Products | New | Space Heating | Natural Gas | Destratification Fans (HVLS) | A | Cumulative Energy Savings (MWh or mTherms) | Achievable Economic TRC Potential | 0 | 0 | 0 | 0 | 0 | 0 | 0 | 0 | 0 | 0 | 0 | 0 | 0 | 0 | 0 | 0 | 0 | 0 | 0 | 0 | 0 | 0
F11_Industrial_Food Products_New_Space Heating_Natural Gas_Destratification Fans (HVLS)_A_Achievable Economic TRC Potential | F11 | Industrial | Food Products | New | Space Heating | Natural Gas | Destratification Fans (HVLS) | A | Cumulative Summer Peak Savings (MW) | Achievable Economic TRC Potential | 0 | 0 | 0 | 0 | 0 | 0 | 0 | 0 | 0 | 0 | 0 | 0 | 0 | 0 | 0 | 0 | 0 | 0 | 0 | 0 | 0 | 0
F12_Industrial_Food Products_New_Space Heating_Natural Gas_Destratification Fans (HVLS)_A_Achievable Economic TRC Potential | F12 | Industrial | Food Products | New | Space Heating | Natural Gas | Destratification Fans (HVLS) | A | Cumulative Winter Peak Savings (MW) | Achievable Economic TRC Potential | 0 | 0 | 0 | 0 | 0 | 0 | 0 | 0 | 0 | 0 | 0 | 0 | 0 | 0 | 0 | 0 | 0 | 0 | 0 | 0 | 0 | 0
F13_Industrial_Food Products_New_Space Heating_Natural Gas_Destratification Fans (HVLS)_A_Achievable Economic TRC Potential | F13 | Industrial | Food Products | New | Space Heating | Natural Gas | Destratification Fans (HVLS) | A | Purchases (Incremental) | Achievable Economic TRC Potential | 0 | 0 | 0 | 0 | 0 | 0 | 0 | 0 | 0 | 0 | 0 | 0 | 0 | 0 | 0 | 0 | 0 | 0 | 0 | 0 | 0 | 0
F14_Industrial_Food Products_New_Space Heating_Natural Gas_Destratification Fans (HVLS)_A_Achievable Economic TRC Potential | F14 | Industrial | Food Products | New | Space Heating | Natural Gas | Destratification Fans (HVLS) | A | Purchases (Cumulative) | Achievable Economic TRC Potential | 0 | 0 | 0 | 0 | 0 | 0 | 0 | 0 | 0 | 0 | 0 | 0 | 0 | 0 | 0 | 0 | 0 | 0 | 0 | 0 | 0 | 0
F1_Industrial_Food Products_New_Space Heating_Natural Gas_Gas Boiler - Insulate Steam Lines/Condensate Tank_A_Achievable Economic TRC Potential | F1 | Industrial | Food Products | New | Space Heating | Natural Gas | Gas Boiler - Insulate Steam Lines/Condensate Tank | A | Original Unit Energy Savings (kWh or therms) | Achievable Economic TRC Potential | 0 | 0 | 9.8484 | 9.8484 | 9.8484 | 9.8484 | 9.8484 | 9.8484 | 9.8484 | 9.8484 | 9.8484 | 9.8484 | 9.8484 | 9.8484 | 9.8484 | 9.8484 | 9.8484 | 9.8484 | 9.8484 | 9.8484 | 9.8484 | 9.8484
F2_Industrial_Food Products_New_Space Heating_Natural Gas_Gas Boiler - Insulate Steam Lines/Condensate Tank_A_Achievable Economic TRC Potential | F2 | Industrial | Food Products | New | Space Heating | Natural Gas | Gas Boiler - Insulate Steam Lines/Condensate Tank | A | Original Unit Summer Peak Savings (kW) | Achievable Economic TRC Potential | 0 | 0 | 0 | 0 | 0 | 0 | 0 | 0 | 0 | 0 | 0 | 0 | 0 | 0 | 0 | 0 | 0 | 0 | 0 | 0 | 0 | 0
F3_Industrial_Food Products_New_Space Heating_Natural Gas_Gas Boiler - Insulate Steam Lines/Condensate Tank_A_Achievable Economic TRC Potential | F3 | Industrial | Food Products | New | Space Heating | Natural Gas | Gas Boiler - Insulate Steam Lines/Condensate Tank | A | Original Unit Winter Peak Savings (kW) | Achievable Economic TRC Potential | 0 | 0 | 0 | 0 | 0 | 0 | 0 | 0 | 0 | 0 | 0 | 0 | 0 | 0 | 0 | 0 | 0 | 0 | 0 | 0 | 0 | 0
F4_Industrial_Food Products_New_Space Heating_Natural Gas_Gas Boiler - Insulate Steam Lines/Condensate Tank_A_Achievable Economic TRC Potential | F4 | Industrial | Food Products | New | Space Heating | Natural Gas | Gas Boiler - Insulate Steam Lines/Condensate Tank | A | Standalone Impact on Baseline Energy (%) | Achievable Economic TRC Potential | 0% | 0% | 0.005147% | 0.008096% | 0.01082% | 0.01326% | 0.01666% | 0.01961% | 0.02249% | 0.02505% | 0.02822% | 0.03102% | 0.03382% | 0.03623% | 0.03949% | 0.04229% | 0.04506% | 0.04745% | 0.05075% | 0.05357% | 0.05644% | 0.05929%
F5_Industrial_Food Products_New_Space Heating_Natural Gas_Gas Boiler - Insulate Steam Lines/Condensate Tank_A_Achievable Economic TRC Potential | F5 | Industrial | Food Products | New | Space Heating | Natural Gas | Gas Boiler - Insulate Steam Lines/Condensate Tank | A | Standalone Impact on Baseline Summer Peak (%) | Achievable Economic TRC Potential | bar: 2019 to 2040
F6_Industrial_Food Products_New_Space Heating_Natural Gas_Gas Boiler - Insulate Steam Lines/Condensate Tank_A_Achievable Economic TRC Potential | F6 | Industrial | Food Products | New | Space Heating | Natural Gas | Gas Boiler - Insulate Steam Lines/Condensate Tank | A | Standalone Impact on Baseline Winter Peak (%) | Achievable Economic TRC Potential | bar: 2019 to 2040
F7_Industrial_Food Products_New_Space Heating_Natural Gas_Gas Boiler - Insulate Steam Lines/Condensate Tank_A_Achievable Economic TRC Potential | F7 | Industrial | Food Products | New | Space Heating | Natural Gas | Gas Boiler - Insulate Steam Lines/Condensate Tank | A | Incremental Energy Savings (MWh or mTherms) | Achievable Economic TRC Potential | 0 | 0 | 0.0011117 | 0.0019402 | 0.0027666 | 0.0036929 | 0.0042507 | 0.0048983 | 0.0055378 | 0.006257 | 0.0067927 | 0.0074088 | 0.0080168 | 0.008722 | 0.0092007 | 0.0097824 | 0.010364 | 0.01104 | 0.011487 | 0.012038 | 0.012574 | 0.013108
F8_Industrial_Food Products_New_Space Heating_Natural Gas_Gas Boiler - Insulate Steam Lines/Condensate Tank_A_Achievable Economic TRC Potential | F8 | Industrial | Food Products | New | Space Heating | Natural Gas | Gas Boiler - Insulate Steam Lines/Condensate Tank | A | Incremental Summer Peak Savings (MW) | Achievable Economic TRC Potential | 0 | 0 | 0 | 0 | 0 | 0 | 0 | 0 | 0 | 0 | 0 | 0 | 0 | 0 | 0 | 0 | 0 | 0 | 0 | 0 | 0 | 0
F9_Industrial_Food Products_New_Space Heating_Natural Gas_Gas Boiler - Insulate Steam Lines/Condensate Tank_A_Achievable Economic TRC Potential | F9 | Industrial | Food Products | New | Space Heating | Natural Gas | Gas Boiler - Insulate Steam Lines/Condensate Tank | A | Incremental Winter Peak Savings (MW) | Achievable Economic TRC Potential | 0 | 0 | 0 | 0 | 0 | 0 | 0 | 0 | 0 | 0 | 0 | 0 | 0 | 0 | 0 | 0 | 0 | 0 | 0 | 0 | 0 | 0
F10_Industrial_Food Products_New_Space Heating_Natural Gas_Gas Boiler - Insulate Steam Lines/Condensate Tank_A_Achievable Economic TRC Potential | F10 | Industrial | Food Products | New | Space Heating | Natural Gas | Gas Boiler - Insulate Steam Lines/Condensate Tank | A | Cumulative Energy Savings (MWh or mTherms) | Achievable Economic TRC Potential | 0 | 0 | 0.0011117 | 0.0030519 | 0.0058185 | 0.0095114 | 0.013762 | 0.01866 | 0.024198 | 0.030455 | 0.037248 | 0.044657 | 0.052674 | 0.061396 | 0.070596 | 0.080379 | 0.090742 | 0.10178 | 0.11327 | 0.12531 | 0.13788 | 0.15099
F11_Industrial_Food Products_New_Space Heating_Natural Gas_Gas Boiler - Insulate Steam Lines/Condensate Tank_A_Achievable Economic TRC Potential | F11 | Industrial | Food Products | New | Space Heating | Natural Gas | Gas Boiler - Insulate Steam Lines/Condensate Tank | A | Cumulative Summer Peak Savings (MW) | Achievable Economic TRC Potential | 0 | 0 | 0 | 0 | 0 | 0 | 0 | 0 | 0 | 0 | 0 | 0 | 0 | 0 | 0 | 0 | 0 | 0 | 0 | 0 | 0 | 0
F12_Industrial_Food Products_New_Space Heating_Natural Gas_Gas Boiler - Insulate Steam Lines/Condensate Tank_A_Achievable Economic TRC Potential | F12 | Industrial | Food Products | New | Space Heating | Natural Gas | Gas Boiler - Insulate Steam Lines/Condensate Tank | A | Cumulative Winter Peak Savings (MW) | Achievable Economic TRC Potential | 0 | 0 | 0 | 0 | 0 | 0 | 0 | 0 | 0 | 0 | 0 | 0 | 0 | 0 | 0 | 0 | 0 | 0 | 0 | 0 | 0 | 0
F13_Industrial_Food Products_New_Space Heating_Natural Gas_Gas Boiler - Insulate Steam Lines/Condensate Tank_A_Achievable Economic TRC Potential | F13 | Industrial | Food Products | New | Space Heating | Natural Gas | Gas Boiler - Insulate Steam Lines/Condensate Tank | A | Purchases (Incremental) | Achievable Economic TRC Potential | 0 | 0 | 0.11288 | 0.19701 | 0.28092 | 0.37497 | 0.43162 | 0.49737 | 0.5623 | 0.63533 | 0.68973 | 0.75229 | 0.81402 | 0.88563 | 0.93423 | 0.9933 | 1.0523 | 1.121 | 1.1664 | 1.2223 | 1.2767 | 1.331
F14_Industrial_Food Products_New_Space Heating_Natural Gas_Gas Boiler - Insulate Steam Lines/Condensate Tank_A_Achievable Economic TRC Potential | F14 | Industrial | Food Products | New | Space Heating | Natural Gas | Gas Boiler - Insulate Steam Lines/Condensate Tank | A | Purchases (Cumulative) | Achievable Economic TRC Potential | 0 | 0 | 0.11288 | 0.30989 | 0.59081 | 0.96578 | 1.3974 | 1.8948 | 2.4571 | 3.0924 | 3.7821 | 4.5344 | 5.3484 | 6.2341 | 7.1683 | 8.1616 | 9.2139 | 10.3349 | 11.5014 | 12.7237 | 14.0004 | 15.3314
F1_Industrial_Food Products_New_Process_Natural Gas_Gas Boiler - Insulate Steam Lines/Condensate Tank_A_Achievable Economic TRC Potential | F1 | Industrial | Food Products | New | Process | Natural Gas | Gas Boiler - Insulate Steam Lines/Condensate Tank | A | Original Unit Energy Savings (kWh or therms) | Achievable Economic TRC Potential | 0 | 0 | 376.3371 | 376.3371 | 376.3371 | 376.3371 | 376.3371 | 376.3371 | 376.3371 | 376.3371 | 376.3371 | 376.3371 | 376.3371 | 376.3371 | 376.3371 | 376.3371 | 376.3371 | 376.3371 | 376.3371 | 376.3371 | 376.3371 | 376.3371
F2_Industrial_Food Products_New_Process_Natural Gas_Gas Boiler - Insulate Steam Lines/Condensate Tank_A_Achievable Economic TRC Potential | F2 | Industrial | Food Products | New | Process | Natural Gas | Gas Boiler - Insulate Steam Lines/Condensate Tank | A | Original Unit Summer Peak Savings (kW) | Achievable Economic TRC Potential | 0 | 0 | 0 | 0 | 0 | 0 | 0 | 0 | 0 | 0 | 0 | 0 | 0 | 0 | 0 | 0 | 0 | 0 | 0 | 0 | 0 | 0
F3_Industrial_Food Products_New_Process_Natural Gas_Gas Boiler - Insulate Steam Lines/Condensate Tank_A_Achievable Economic TRC Potential | F3 | Industrial | Food Products | New | Process | Natural Gas | Gas Boiler - Insulate Steam Lines/Condensate Tank | A | Original Unit Winter Peak Savings (kW) | Achievable Economic TRC Potential | 0 | 0 | 0 | 0 | 0 | 0 | 0 | 0 | 0 | 0 | 0 | 0 | 0 | 0 | 0 | 0 | 0 | 0 | 0 | 0 | 0 | 0
F4_Industrial_Food Products_New_Process_Natural Gas_Gas Boiler - Insulate Steam Lines/Condensate Tank_A_Achievable Economic TRC Potential | F4 | Industrial | Food Products | New | Process | Natural Gas | Gas Boiler - Insulate Steam Lines/Condensate Tank | A | Standalone Impact on Baseline Energy (%) | Achievable Economic TRC Potential | 0% | 0% | 0.02846% | 0.04477% | 0.05985% | 0.0733% | 0.09214% | 0.1084% | 0.1244% | 0.1385% | 0.1561% | 0.1715% | 0.187% | 0.2003% | 0.2184% | 0.2338% | 0.2492% | 0.2624% | 0.2806% | 0.2962% | 0.3121% | 0.3278%
F5_Industrial_Food Products_New_Process_Natural Gas_Gas Boiler - Insulate Steam Lines/Condensate Tank_A_Achievable Economic TRC Potential | F5 | Industrial | Food Products | New | Process | Natural Gas | Gas Boiler - Insulate Steam Lines/Condensate Tank | A | Standalone Impact on Baseline Summer Peak (%) | Achievable Economic TRC Potential | bar: 2019 to 2040
F6_Industrial_Food Products_New_Process_Natural Gas_Gas Boiler - Insulate Steam Lines/Condensate Tank_A_Achievable Economic TRC Potential | F6 | Industrial | Food Products | New | Process | Natural Gas | Gas Boiler - Insulate Steam Lines/Condensate Tank | A | Standalone Impact on Baseline Winter Peak (%) | Achievable Economic TRC Potential | bar: 2019 to 2040
F7_Industrial_Food Products_New_Process_Natural Gas_Gas Boiler - Insulate Steam Lines/Condensate Tank_A_Achievable Economic TRC Potential | F7 | Industrial | Food Products | New | Process | Natural Gas | Gas Boiler - Insulate Steam Lines/Condensate Tank | A | Incremental Energy Savings (MWh or mTherms) | Achievable Economic TRC Potential | 0 | 0 | 0.1013 | 0.17678 | 0.25208 | 0.33648 | 0.38731 | 0.44632 | 0.50458 | 0.57012 | 0.61893 | 0.67507 | 0.73046 | 0.79472 | 0.83834 | 0.89134 | 0.94431 | 1.006 | 1.0467 | 1.0969 | 1.1457 | 1.1944
F8_Industrial_Food Products_New_Process_Natural Gas_Gas Boiler - Insulate Steam Lines/Condensate Tank_A_Achievable Economic TRC Potential | F8 | Industrial | Food Products | New | Process | Natural Gas | Gas Boiler - Insulate Steam Lines/Condensate Tank | A | Incremental Summer Peak Savings (MW) | Achievable Economic TRC Potential | 0 | 0 | 0 | 0 | 0 | 0 | 0 | 0 | 0 | 0 | 0 | 0 | 0 | 0 | 0 | 0 | 0 | 0 | 0 | 0 | 0 | 0
F9_Industrial_Food Products_New_Process_Natural Gas_Gas Boiler - Insulate Steam Lines/Condensate Tank_A_Achievable Economic TRC Potential | F9 | Industrial | Food Products | New | Process | Natural Gas | Gas Boiler - Insulate Steam Lines/Condensate Tank | A | Incremental Winter Peak Savings (MW) | Achievable Economic TRC Potential | 0 | 0 | 0 | 0 | 0 | 0 | 0 | 0 | 0 | 0 | 0 | 0 | 0 | 0 | 0 | 0 | 0 | 0 | 0 | 0 | 0 | 0
F10_Industrial_Food Products_New_Process_Natural Gas_Gas Boiler - Insulate Steam Lines/Condensate Tank_A_Achievable Economic TRC Potential | F10 | Industrial | Food Products | New | Process | Natural Gas | Gas Boiler - Insulate Steam Lines/Condensate Tank | A | Cumulative Energy Savings (MWh or mTherms) | Achievable Economic TRC Potential | 0 | 0 | 0.1013 | 0.27808 | 0.53017 | 0.86665 | 1.254 | 1.7003 | 2.2049 | 2.775 | 3.3939 | 4.069 | 4.7994 | 5.5942 | 6.4325 | 7.3238 | 8.2681 | 9.2741 | 10.3208 | 11.4177 | 12.5634 | 13.7578
F11_Industrial_Food Products_New_Process_Natural Gas_Gas Boiler - Insulate Steam Lines/Condensate Tank_A_Achievable Economic TRC Potential | F11 | Industrial | Food Products | New | Process | Natural Gas | Gas Boiler - Insulate Steam Lines/Condensate Tank | A | Cumulative Summer Peak Savings (MW) | Achievable Economic TRC Potential | 0 | 0 | 0 | 0 | 0 | 0 | 0 | 0 | 0 | 0 | 0 | 0 | 0 | 0 | 0 | 0 | 0 | 0 | 0 | 0 | 0 | 0
F12_Industrial_Food Products_New_Process_Natural Gas_Gas Boiler - Insulate Steam Lines/Condensate Tank_A_Achievable Economic TRC Potential | F12 | Industrial | Food Products | New | Process | Natural Gas | Gas Boiler - Insulate Steam Lines/Condensate Tank | A | Cumulative Winter Peak Savings (MW) | Achievable Economic TRC Potential | 0 | 0 | 0 | 0 | 0 | 0 | 0 | 0 | 0 | 0 | 0 | 0 | 0 | 0 | 0 | 0 | 0 | 0 | 0 | 0 | 0 | 0
F13_Industrial_Food Products_New_Process_Natural Gas_Gas Boiler - Insulate Steam Lines/Condensate Tank_A_Achievable Economic TRC Potential | F13 | Industrial | Food Products | New | Process | Natural Gas | Gas Boiler - Insulate Steam Lines/Condensate Tank | A | Purchases (Incremental) | Achievable Economic TRC Potential | 0 | 0 | 0.26917 | 0.46975 | 0.66984 | 0.8941 | 1.0292 | 1.186 | 1.3408 | 1.5149 | 1.6446 | 1.7938 | 1.941 | 2.1117 | 2.2276 | 2.3685 | 2.5092 | 2.673 | 2.7813 | 2.9146 | 3.0443 | 3.1737
F14_Industrial_Food Products_New_Process_Natural Gas_Gas Boiler - Insulate Steam Lines/Condensate Tank_A_Achievable Economic TRC Potential | F14 | Industrial | Food Products | New | Process | Natural Gas | Gas Boiler - Insulate Steam Lines/Condensate Tank | A | Purchases (Cumulative) | Achievable Economic TRC Potential | 0 | 0 | 0.26917 | 0.73892 | 1.4088 | 2.3029 | 3.332 | 4.518 | 5.8588 | 7.3737 | 9.0183 | 10.8121 | 12.753 | 14.8648 | 17.0924 | 19.4609 | 21.9701 | 24.6431 | 27.4244 | 30.339 | 33.3833 | 36.557
F1_Industrial_Food Products_New_Space Heating_Natural Gas_Gas Boiler - Insulate Hot Water Lines_A_Achievable Economic TRC Potential | F1 | Industrial | Food Products | New | Space Heating | Natural Gas | Gas Boiler - Insulate Hot Water Lines | A | Original Unit Energy Savings (kWh or therms) | Achievable Economic TRC Potential | 0 | 0 | 11.1318 | 11.1318 | 11.1318 | 11.1318 | 11.1318 | 11.1318 | 11.1318 | 11.1318 | 11.1318 | 11.1318 | 11.1318 | 11.1318 | 11.1318 | 11.1318 | 11.1318 | 11.1318 | 11.1318 | 11.1318 | 11.1318 | 11.1318
F2_Industrial_Food Products_New_Space Heating_Natural Gas_Gas Boiler - Insulate Hot Water Lines_A_Achievable Economic TRC Potential | F2 | Industrial | Food Products | New | Space Heating | Natural Gas | Gas Boiler - Insulate Hot Water Lines | A | Original Unit Summer Peak Savings (kW) | Achievable Economic TRC Potential | 0 | 0 | 0 | 0 | 0 | 0 | 0 | 0 | 0 | 0 | 0 | 0 | 0 | 0 | 0 | 0 | 0 | 0 | 0 | 0 | 0 | 0
F3_Industrial_Food Products_New_Space Heating_Natural Gas_Gas Boiler - Insulate Hot Water Lines_A_Achievable Economic TRC Potential | F3 | Industrial | Food Products | New | Space Heating | Natural Gas | Gas Boiler - Insulate Hot Water Lines | A | Original Unit Winter Peak Savings (kW) | Achievable Economic TRC Potential | 0 | 0 | 0 | 0 | 0 | 0 | 0 | 0 | 0 | 0 | 0 | 0 | 0 | 0 | 0 | 0 | 0 | 0 | 0 | 0 | 0 | 0
F4_Industrial_Food Products_New_Space Heating_Natural Gas_Gas Boiler - Insulate Hot Water Lines_A_Achievable Economic TRC Potential | F4 | Industrial | Food Products | New | Space Heating | Natural Gas | Gas Boiler - Insulate Hot Water Lines | A | Standalone Impact on Baseline Energy (%) | Achievable Economic TRC Potential | 0% | 0% | 0.005818% | 0.009151% | 0.01224% | 0.01498% | 0.01883% | 0.02216% | 0.02542% | 0.02832% | 0.0319% | 0.03507% | 0.03822% | 0.04095% | 0.04464% | 0.0478% | 0.05094% | 0.05363% | 0.05736% | 0.06056% | 0.06379% | 0.06701%
F5_Industrial_Food Products_New_Space Heating_Natural Gas_Gas Boiler - Insulate Hot Water Lines_A_Achievable Economic TRC Potential | F5 | Industrial | Food Products | New | Space Heating | Natural Gas | Gas Boiler - Insulate Hot Water Lines | A | Standalone Impact on Baseline Summer Peak (%) | Achievable Economic TRC Potential | bar: 2019 to 2040
F6_Industrial_Food Products_New_Space Heating_Natural Gas_Gas Boiler - Insulate Hot Water Lines_A_Achievable Economic TRC Potential | F6 | Industrial | Food Products | New | Space Heating | Natural Gas | Gas Boiler - Insulate Hot Water Lines | A | Standalone Impact on Baseline Winter Peak (%) | Achievable Economic TRC Potential | bar: 2019 to 2040
F7_Industrial_Food Products_New_Space Heating_Natural Gas_Gas Boiler - Insulate Hot Water Lines_A_Achievable Economic TRC Potential | F7 | Industrial | Food Products | New | Space Heating | Natural Gas | Gas Boiler - Insulate Hot Water Lines | A | Incremental Energy Savings (MWh or mTherms) | Achievable Economic TRC Potential | 0 | 0 | 0.0012566 | 0.002193 | 0.0031271 | 0.0041741 | 0.0048047 | 0.0055366 | 0.0062594 | 0.0070724 | 0.0076779 | 0.0083743 | 0.0090615 | 0.0098586 | 0.0104 | 0.011057 | 0.011714 | 0.012479 | 0.012984 | 0.013607 | 0.014213 | 0.014816
F8_Industrial_Food Products_New_Space Heating_Natural Gas_Gas Boiler - Insulate Hot Water Lines_A_Achievable Economic TRC Potential | F8 | Industrial | Food Products | New | Space Heating | Natural Gas | Gas Boiler - Insulate Hot Water Lines | A | Incremental Summer Peak Savings (MW) | Achievable Economic TRC Potential | 0 | 0 | 0 | 0 | 0 | 0 | 0 | 0 | 0 | 0 | 0 | 0 | 0 | 0 | 0 | 0 | 0 | 0 | 0 | 0 | 0 | 0
F9_Industrial_Food Products_New_Space Heating_Natural Gas_Gas Boiler - Insulate Hot Water Lines_A_Achievable Economic TRC Potential | F9 | Industrial | Food Products | New | Space Heating | Natural Gas | Gas Boiler - Insulate Hot Water Lines | A | Incremental Winter Peak Savings (MW) | Achievable Economic TRC Potential | 0 | 0 | 0 | 0 | 0 | 0 | 0 | 0 | 0 | 0 | 0 | 0 | 0 | 0 | 0 | 0 | 0 | 0 | 0 | 0 | 0 | 0
F10_Industrial_Food Products_New_Space Heating_Natural Gas_Gas Boiler - Insulate Hot Water Lines_A_Achievable Economic TRC Potential | F10 | Industrial | Food Products | New | Space Heating | Natural Gas | Gas Boiler - Insulate Hot Water Lines | A | Cumulative Energy Savings (MWh or mTherms) | Achievable Economic TRC Potential | 0 | 0 | 0.0012566 | 0.0034496 | 0.0065768 | 0.010751 | 0.015556 | 0.021092 | 0.027352 | 0.034424 | 0.042102 | 0.050476 | 0.059538 | 0.069396 | 0.079796 | 0.090853 | 0.10257 | 0.11505 | 0.12803 | 0.14164 | 0.15585 | 0.17067
F11_Industrial_Food Products_New_Space Heating_Natural Gas_Gas Boiler - Insulate Hot Water Lines_A_Achievable Economic TRC Potential | F11 | Industrial | Food Products | New | Space Heating | Natural Gas | Gas Boiler - Insulate Hot Water Lines | A | Cumulative Summer Peak Savings (MW) | Achievable Economic TRC Potential | 0 | 0 | 0 | 0 | 0 | 0 | 0 | 0 | 0 | 0 | 0 | 0 | 0 | 0 | 0 | 0 | 0 | 0 | 0 | 0 | 0 | 0
F12_Industrial_Food Products_New_Space Heating_Natural Gas_Gas Boiler - Insulate Hot Water Lines_A_Achievable Economic TRC Potential | F12 | Industrial | Food Products | New | Space Heating | Natural Gas | Gas Boiler - Insulate Hot Water Lines | A | Cumulative Winter Peak Savings (MW) | Achievable Economic TRC Potential | 0 | 0 | 0 | 0 | 0 | 0 | 0 | 0 | 0 | 0 | 0 | 0 | 0 | 0 | 0 | 0 | 0 | 0 | 0 | 0 | 0 | 0
F13_Industrial_Food Products_New_Space Heating_Natural Gas_Gas Boiler - Insulate Hot Water Lines_A_Achievable Economic TRC Potential | F13 | Industrial | Food Products | New | Space Heating | Natural Gas | Gas Boiler - Insulate Hot Water Lines | A | Purchases (Incremental) | Achievable Economic TRC Potential | 0 | 0 | 0.11288 | 0.19701 | 0.28092 | 0.37497 | 0.43162 | 0.49737 | 0.5623 | 0.63533 | 0.68973 | 0.75229 | 0.81402 | 0.88563 | 0.93423 | 0.9933 | 1.0523 | 1.121 | 1.1664 | 1.2223 | 1.2767 | 1.331
F14_Industrial_Food Products_New_Space Heating_Natural Gas_Gas Boiler - Insulate Hot Water Lines_A_Achievable Economic TRC Potential | F14 | Industrial | Food Products | New | Space Heating | Natural Gas | Gas Boiler - Insulate Hot Water Lines | A | Purchases (Cumulative) | Achievable Economic TRC Potential | 0 | 0 | 0.11288 | 0.30989 | 0.59081 | 0.96578 | 1.3974 | 1.8948 | 2.4571 | 3.0924 | 3.7821 | 4.5344 | 5.3484 | 6.2341 | 7.1683 | 8.1616 | 9.2139 | 10.3349 | 11.5014 | 12.7237 | 14.0004 | 15.3314
F1_Industrial_Food Products_New_Process_Natural Gas_Gas Boiler - Insulate Hot Water Lines_A_Achievable Economic TRC Potential | F1 | Industrial | Food Products | New | Process | Natural Gas | Gas Boiler - Insulate Hot Water Lines | A | Original Unit Energy Savings (kWh or therms) | Achievable Economic TRC Potential | 0 | 0 | 425.3792 | 425.3792 | 425.3792 | 425.3792 | 425.3792 | 425.3792 | 425.3792 | 425.3792 | 425.3792 | 425.3792 | 425.3792 | 425.3792 | 425.3792 | 425.3792 | 425.3792 | 425.3792 | 425.3792 | 425.3792 | 425.3792 | 425.3792
F2_Industrial_Food Products_New_Process_Natural Gas_Gas Boiler - Insulate Hot Water Lines_A_Achievable Economic TRC Potential | F2 | Industrial | Food Products | New | Process | Natural Gas | Gas Boiler - Insulate Hot Water Lines | A | Original Unit Summer Peak Savings (kW) | Achievable Economic TRC Potential | 0 | 0 | 0 | 0 | 0 | 0 | 0 | 0 | 0 | 0 | 0 | 0 | 0 | 0 | 0 | 0 | 0 | 0 | 0 | 0 | 0 | 0
F3_Industrial_Food Products_New_Process_Natural Gas_Gas Boiler - Insulate Hot Water Lines_A_Achievable Economic TRC Potential | F3 | Industrial | Food Products | New | Process | Natural Gas | Gas Boiler - Insulate Hot Water Lines | A | Original Unit Winter Peak Savings (kW) | Achievable Economic TRC Potential | 0 | 0 | 0 | 0 | 0 | 0 | 0 | 0 | 0 | 0 | 0 | 0 | 0 | 0 | 0 | 0 | 0 | 0 | 0 | 0 | 0 | 0
F4_Industrial_Food Products_New_Process_Natural Gas_Gas Boiler - Insulate Hot Water Lines_A_Achievable Economic TRC Potential | F4 | Industrial | Food Products | New | Process | Natural Gas | Gas Boiler - Insulate Hot Water Lines | A | Standalone Impact on Baseline Energy (%) | Achievable Economic TRC Potential | 0% | 0% | 0.03217% | 0.0506% | 0.06765% | 0.08285% | 0.1041% | 0.1225% | 0.1406% | 0.1566% | 0.1764% | 0.1939% | 0.2114% | 0.2264% | 0.2468% | 0.2643% | 0.2817% | 0.2966% | 0.3172% | 0.3348% | 0.3527% | 0.3705%
F5_Industrial_Food Products_New_Process_Natural Gas_Gas Boiler - Insulate Hot Water Lines_A_Achievable Economic TRC Potential | F5 | Industrial | Food Products | New | Process | Natural Gas | Gas Boiler - Insulate Hot Water Lines | A | Standalone Impact on Baseline Summer Peak (%) | Achievable Economic TRC Potential | bar: 2019 to 2040
F6_Industrial_Food Products_New_Process_Natural Gas_Gas Boiler - Insulate Hot Water Lines_A_Achievable Economic TRC Potential | F6 | Industrial | Food Products | New | Process | Natural Gas | Gas Boiler - Insulate Hot Water Lines | A | Standalone Impact on Baseline Winter Peak (%) | Achievable Economic TRC Potential | bar: 2019 to 2040
F7_Industrial_Food Products_New_Process_Natural Gas_Gas Boiler - Insulate Hot Water Lines_A_Achievable Economic TRC Potential | F7 | Industrial | Food Products | New | Process | Natural Gas | Gas Boiler - Insulate Hot Water Lines | A | Incremental Energy Savings (MWh or mTherms) | Achievable Economic TRC Potential | 0 | 0 | 0.1145 | 0.19982 | 0.28493 | 0.38033 | 0.43779 | 0.50448 | 0.57034 | 0.64441 | 0.69958 | 0.76304 | 0.82565 | 0.89829 | 0.94758 | 1.0075 | 1.0674 | 1.1371 | 1.1831 | 1.2398 | 1.295 | 1.35
F8_Industrial_Food Products_New_Process_Natural Gas_Gas Boiler - Insulate Hot Water Lines_A_Achievable Economic TRC Potential | F8 | Industrial | Food Products | New | Process | Natural Gas | Gas Boiler - Insulate Hot Water Lines | A | Incremental Summer Peak Savings (MW) | Achievable Economic TRC Potential | 0 | 0 | 0 | 0 | 0 | 0 | 0 | 0 | 0 | 0 | 0 | 0 | 0 | 0 | 0 | 0 | 0 | 0 | 0 | 0 | 0 | 0
F9_Industrial_Food Products_New_Process_Natural Gas_Gas Boiler - Insulate Hot Water Lines_A_Achievable Economic TRC Potential | F9 | Industrial | Food Products | New | Process | Natural Gas | Gas Boiler - Insulate Hot Water Lines | A | Incremental Winter Peak Savings (MW) | Achievable Economic TRC Potential | 0 | 0 | 0 | 0 | 0 | 0 | 0 | 0 | 0 | 0 | 0 | 0 | 0 | 0 | 0 | 0 | 0 | 0 | 0 | 0 | 0 | 0
F10_Industrial_Food Products_New_Process_Natural Gas_Gas Boiler - Insulate Hot Water Lines_A_Achievable Economic TRC Potential | F10 | Industrial | Food Products | New | Process | Natural Gas | Gas Boiler - Insulate Hot Water Lines | A | Cumulative Energy Savings (MWh or mTherms) | Achievable Economic TRC Potential | 0 | 0 | 0.1145 | 0.31432 | 0.59925 | 0.97959 | 1.4174 | 1.9219 | 2.4922 | 3.1366 | 3.8362 | 4.5992 | 5.4249 | 6.3232 | 7.2707 | 8.2782 | 9.3456 | 10.4827 | 11.6658 | 12.9056 | 14.2006 | 15.5506
F11_Industrial_Food Products_New_Process_Natural Gas_Gas Boiler - Insulate Hot Water Lines_A_Achievable Economic TRC Potential | F11 | Industrial | Food Products | New | Process | Natural Gas | Gas Boiler - Insulate Hot Water Lines | A | Cumulative Summer Peak Savings (MW) | Achievable Economic TRC Potential | 0 | 0 | 0 | 0 | 0 | 0 | 0 | 0 | 0 | 0 | 0 | 0 | 0 | 0 | 0 | 0 | 0 | 0 | 0 | 0 | 0 | 0
F12_Industrial_Food Products_New_Process_Natural Gas_Gas Boiler - Insulate Hot Water Lines_A_Achievable Economic TRC Potential | F12 | Industrial | Food Products | New | Process | Natural Gas | Gas Boiler - Insulate Hot Water Lines | A | Cumulative Winter Peak Savings (MW) | Achievable Economic TRC Potential | 0 | 0 | 0 | 0 | 0 | 0 | 0 | 0 | 0 | 0 | 0 | 0 | 0 | 0 | 0 | 0 | 0 | 0 | 0 | 0 | 0 | 0
F13_Industrial_Food Products_New_Process_Natural Gas_Gas Boiler - Insulate Hot Water Lines_A_Achievable Economic TRC Potential | F13 | Industrial | Food Products | New | Process | Natural Gas | Gas Boiler - Insulate Hot Water Lines | A | Purchases (Incremental) | Achievable Economic TRC Potential | 0 | 0 | 0.26917 | 0.46975 | 0.66984 | 0.8941 | 1.0292 | 1.186 | 1.3408 | 1.5149 | 1.6446 | 1.7938 | 1.941 | 2.1117 | 2.2276 | 2.3685 | 2.5092 | 2.673 | 2.7813 | 2.9146 | 3.0443 | 3.1737
F14_Industrial_Food Products_New_Process_Natural Gas_Gas Boiler - Insulate Hot Water Lines_A_Achievable Economic TRC Potential | F14 | Industrial | Food Products | New | Process | Natural Gas | Gas Boiler - Insulate Hot Water Lines | A | Purchases (Cumulative) | Achievable Economic TRC Potential | 0 | 0 | 0.26917 | 0.73892 | 1.4088 | 2.3029 | 3.332 | 4.518 | 5.8588 | 7.3737 | 9.0183 | 10.8121 | 12.753 | 14.8648 | 17.0924 | 19.4609 | 21.9701 | 24.6431 | 27.4244 | 30.339 | 33.3833 | 36.557
F1_Industrial_Food Products_New_Process_Natural Gas_Process - Insulate Heated Process Fluids_A_Achievable Economic TRC Potential | F1 | Industrial | Food Products | New | Process | Natural Gas | Process - Insulate Heated Process Fluids | A | Original Unit Energy Savings (kWh or therms) | Achievable Economic TRC Potential | 0 | 0 | 275.607 | 275.607 | 275.607 | 275.607 | 275.607 | 275.607 | 275.607 | 275.607 | 275.607 | 275.607 | 275.607 | 275.607 | 275.607 | 275.607 | 275.607 | 275.607 | 275.607 | 275.607 | 275.607 | 275.607
F2_Industrial_Food Products_New_Process_Natural Gas_Process - Insulate Heated Process Fluids_A_Achievable Economic TRC Potential | F2 | Industrial | Food Products | New | Process | Natural Gas | Process - Insulate Heated Process Fluids | A | Original Unit Summer Peak Savings (kW) | Achievable Economic TRC Potential | 0 | 0 | 0 | 0 | 0 | 0 | 0 | 0 | 0 | 0 | 0 | 0 | 0 | 0 | 0 | 0 | 0 | 0 | 0 | 0 | 0 | 0
F3_Industrial_Food Products_New_Process_Natural Gas_Process - Insulate Heated Process Fluids_A_Achievable Economic TRC Potential | F3 | Industrial | Food Products | New | Process | Natural Gas | Process - Insulate Heated Process Fluids | A | Original Unit Winter Peak Savings (kW) | Achievable Economic TRC Potential | 0 | 0 | 0 | 0 | 0 | 0 | 0 | 0 | 0 | 0 | 0 | 0 | 0 | 0 | 0 | 0 | 0 | 0 | 0 | 0 | 0 | 0
F4_Industrial_Food Products_New_Process_Natural Gas_Process - Insulate Heated Process Fluids_A_Achievable Economic TRC Potential | F4 | Industrial | Food Products | New | Process | Natural Gas | Process - Insulate Heated Process Fluids | A | Standalone Impact on Baseline Energy (%) | Achievable Economic TRC Potential | 0% | 0% | 0.04559% | 0.07172% | 0.09589% | 0.1174% | 0.1476% | 0.1691% | 0.1824% | 0.1877% | 0.1939% | 0.1946% | 0.1933% | 0.1884% | 0.1872% | 0.183% | 0.1782% | 0.1717% | 0.165% | 0.1575% | 0.1508% | 0.1447%
F5_Industrial_Food Products_New_Process_Natural Gas_Process - Insulate Heated Process Fluids_A_Achievable Economic TRC Potential | F5 | Industrial | Food Products | New | Process | Natural Gas | Process - Insulate Heated Process Fluids | A | Standalone Impact on Baseline Summer Peak (%) | Achievable Economic TRC Potential | bar: 2019 to 2040
F6_Industrial_Food Products_New_Process_Natural Gas_Process - Insulate Heated Process Fluids_A_Achievable Economic TRC Potential | F6 | Industrial | Food Products | New | Process | Natural Gas | Process - Insulate Heated Process Fluids | A | Standalone Impact on Baseline Winter Peak (%) | Achievable Economic TRC Potential | bar: 2019 to 2040
F7_Industrial_Food Products_New_Process_Natural Gas_Process - Insulate Heated Process Fluids_A_Achievable Economic TRC Potential | F7 | Industrial | Food Products | New | Process | Natural Gas | Process - Insulate Heated Process Fluids | A | Incremental Energy Savings (MWh or mTherms) | Achievable Economic TRC Potential | 0 | 0 | 0.16228 | 0.28321 | 0.40384 | 0.53904 | 0.62047 | 0.6435 | 0.582 | 0.52607 | 0.45689 | 0.39867 | 0.3451 | 0.30037 | 0.25348 | 0.21561 | 0.18274 | 0.15573 | 0.0011052 | 0.00041365 | 0.00014729 | 5.0071e-05
F8_Industrial_Food Products_New_Process_Natural Gas_Process - Insulate Heated Process Fluids_A_Achievable Economic TRC Potential | F8 | Industrial | Food Products | New | Process | Natural Gas | Process - Insulate Heated Process Fluids | A | Incremental Summer Peak Savings (MW) | Achievable Economic TRC Potential | 0 | 0 | 0 | 0 | 0 | 0 | 0 | 0 | 0 | 0 | 0 | 0 | 0 | 0 | 0 | 0 | 0 | 0 | 0 | 0 | 0 | 0
F9_Industrial_Food Products_New_Process_Natural Gas_Process - Insulate Heated Process Fluids_A_Achievable Economic TRC Potential | F9 | Industrial | Food Products | New | Process | Natural Gas | Process - Insulate Heated Process Fluids | A | Incremental Winter Peak Savings (MW) | Achievable Economic TRC Potential | 0 | 0 | 0 | 0 | 0 | 0 | 0 | 0 | 0 | 0 | 0 | 0 | 0 | 0 | 0 | 0 | 0 | 0 | 0 | 0 | 0 | 0
F10_Industrial_Food Products_New_Process_Natural Gas_Process - Insulate Heated Process Fluids_A_Achievable Economic TRC Potential | F10 | Industrial | Food Products | New | Process | Natural Gas | Process - Insulate Heated Process Fluids | A | Cumulative Energy Savings (MWh or mTherms) | Achievable Economic TRC Potential | 0 | 0 | 0.16228 | 0.44548 | 0.84932 | 1.3884 | 2.0088 | 2.6523 | 3.2343 | 3.7604 | 4.2173 | 4.616 | 4.9611 | 5.2614 | 5.5149 | 5.7305 | 5.9133 | 6.069 | 6.0701 | 6.0705 | 6.0707 | 6.0707
F11_Industrial_Food Products_New_Process_Natural Gas_Process - Insulate Heated Process Fluids_A_Achievable Economic TRC Potential | F11 | Industrial | Food Products | New | Process | Natural Gas | Process - Insulate Heated Process Fluids | A | Cumulative Summer Peak Savings (MW) | Achievable Economic TRC Potential | 0 | 0 | 0 | 0 | 0 | 0 | 0 | 0 | 0 | 0 | 0 | 0 | 0 | 0 | 0 | 0 | 0 | 0 | 0 | 0 | 0 | 0
F12_Industrial_Food Products_New_Process_Natural Gas_Process - Insulate Heated Process Fluids_A_Achievable Economic TRC Potential | F12 | Industrial | Food Products | New | Process | Natural Gas | Process - Insulate Heated Process Fluids | A | Cumulative Winter Peak Savings (MW) | Achievable Economic TRC Potential | 0 | 0 | 0 | 0 | 0 | 0 | 0 | 0 | 0 | 0 | 0 | 0 | 0 | 0 | 0 | 0 | 0 | 0 | 0 | 0 | 0 | 0
F13_Industrial_Food Products_New_Process_Natural Gas_Process - Insulate Heated Process Fluids_A_Achievable Economic TRC Potential | F13 | Industrial | Food Products | New | Process | Natural Gas | Process - Insulate Heated Process Fluids | A | Purchases (Incremental) | Achievable Economic TRC Potential | 0 | 0 | 0.5888 | 1.0276 | 1.4653 | 1.9558 | 2.2513 | 2.3348 | 2.1117 | 1.9088 | 1.6578 | 1.4465 | 1.2522 | 1.0899 | 0.91973 | 0.7823 | 0.66303 | 0.56506 | 0.0040102 | 0.0015009 | 0.00053444 | 0.00018168
F14_Industrial_Food Products_New_Process_Natural Gas_Process - Insulate Heated Process Fluids_A_Achievable Economic TRC Potential | F14 | Industrial | Food Products | New | Process | Natural Gas | Process - Insulate Heated Process Fluids | A | Purchases (Cumulative) | Achievable Economic TRC Potential | 0 | 0 | 0.5888 | 1.6164 | 3.0816 | 5.0375 | 7.2888 | 9.6236 | 11.7353 | 13.6441 | 15.3019 | 16.7484 | 18.0005 | 19.0904 | 20.0101 | 20.7924 | 21.4554 | 22.0205 | 22.0245 | 22.026 | 22.0266 | 22.0267
F1_Industrial_Food Products_New_Process_Natural Gas_Process Heat Recovery_A_Achievable Economic TRC Potential | F1 | Industrial | Food Products | New | Process | Natural Gas | Process Heat Recovery | A | Original Unit Energy Savings (kWh or therms) | Achievable Economic TRC Potential | 0 | 0 | 3.2358 | 3.2358 | 3.2358 | 3.2358 | 3.2358 | 3.2358 | 3.2358 | 3.2358 | 3.2358 | 3.2358 | 3.2358 | 3.2358 | 3.2358 | 3.2358 | 3.2358 | 3.2358 | 3.2358 | 3.2358 | 3.2358 | 3.2358
F2_Industrial_Food Products_New_Process_Natural Gas_Process Heat Recovery_A_Achievable Economic TRC Potential | F2 | Industrial | Food Products | New | Process | Natural Gas | Process Heat Recovery | A | Original Unit Summer Peak Savings (kW) | Achievable Economic TRC Potential | 0 | 0 | 0 | 0 | 0 | 0 | 0 | 0 | 0 | 0 | 0 | 0 | 0 | 0 | 0 | 0 | 0 | 0 | 0 | 0 | 0 | 0
F3_Industrial_Food Products_New_Process_Natural Gas_Process Heat Recovery_A_Achievable Economic TRC Potential | F3 | Industrial | Food Products | New | Process | Natural Gas | Process Heat Recovery | A | Original Unit Winter Peak Savings (kW) | Achievable Economic TRC Potential | 0 | 0 | 0 | 0 | 0 | 0 | 0 | 0 | 0 | 0 | 0 | 0 | 0 | 0 | 0 | 0 | 0 | 0 | 0 | 0 | 0 | 0
F4_Industrial_Food Products_New_Process_Natural Gas_Process Heat Recovery_A_Achievable Economic TRC Potential | F4 | Industrial | Food Products | New | Process | Natural Gas | Process Heat Recovery | A | Standalone Impact on Baseline Energy (%) | Achievable Economic TRC Potential | bar: 2019 to 2040
F5_Industrial_Food Products_New_Process_Natural Gas_Process Heat Recovery_A_Achievable Economic TRC Potential | F5 | Industrial | Food Products | New | Process | Natural Gas | Process Heat Recovery | A | Standalone Impact on Baseline Summer Peak (%) | Achievable Economic TRC Potential | bar: 2019 to 2040
F6_Industrial_Food Products_New_Process_Natural Gas_Process Heat Recovery_A_Achievable Economic TRC Potential | F6 | Industrial | Food Products | New | Process | Natural Gas | Process Heat Recovery | A | Standalone Impact on Baseline Winter Peak (%) | Achievable Economic TRC Potential | bar: 2019 to 2040
F7_Industrial_Food Products_New_Process_Natural Gas_Process Heat Recovery_A_Achievable Economic TRC Potential | F7 | Industrial | Food Products | New | Process | Natural Gas | Process Heat Recovery | A | Incremental Energy Savings (MWh or mTherms) | Achievable Economic TRC Potential | 0 | 0 | 0 | 0 | 0 | 0 | 0 | 0 | 0 | 0 | 0 | 0 | 0 | 0 | 0 | 0 | 0 | 0 | 0 | 0 | 0 | 0
F8_Industrial_Food Products_New_Process_Natural Gas_Process Heat Recovery_A_Achievable Economic TRC Potential | F8 | Industrial | Food Products | New | Process | Natural Gas | Process Heat Recovery | A | Incremental Summer Peak Savings (MW) | Achievable Economic TRC Potential | 0 | 0 | 0 | 0 | 0 | 0 | 0 | 0 | 0 | 0 | 0 | 0 | 0 | 0 | 0 | 0 | 0 | 0 | 0 | 0 | 0 | 0
F9_Industrial_Food Products_New_Process_Natural Gas_Process Heat Recovery_A_Achievable Economic TRC Potential | F9 | Industrial | Food Products | New | Process | Natural Gas | Process Heat Recovery | A | Incremental Winter Peak Savings (MW) | Achievable Economic TRC Potential | 0 | 0 | 0 | 0 | 0 | 0 | 0 | 0 | 0 | 0 | 0 | 0 | 0 | 0 | 0 | 0 | 0 | 0 | 0 | 0 | 0 | 0
F10_Industrial_Food Products_New_Process_Natural Gas_Process Heat Recovery_A_Achievable Economic TRC Potential | F10 | Industrial | Food Products | New | Process | Natural Gas | Process Heat Recovery | A | Cumulative Energy Savings (MWh or mTherms) | Achievable Economic TRC Potential | 0 | 0 | 0 | 0 | 0 | 0 | 0 | 0 | 0 | 0 | 0 | 0 | 0 | 0 | 0 | 0 | 0 | 0 | 0 | 0 | 0 | 0
F11_Industrial_Food Products_New_Process_Natural Gas_Process Heat Recovery_A_Achievable Economic TRC Potential | F11 | Industrial | Food Products | New | Process | Natural Gas | Process Heat Recovery | A | Cumulative Summer Peak Savings (MW) | Achievable Economic TRC Potential | 0 | 0 | 0 | 0 | 0 | 0 | 0 | 0 | 0 | 0 | 0 | 0 | 0 | 0 | 0 | 0 | 0 | 0 | 0 | 0 | 0 | 0
F12_Industrial_Food Products_New_Process_Natural Gas_Process Heat Recovery_A_Achievable Economic TRC Potential | F12 | Industrial | Food Products | New | Process | Natural Gas | Process Heat Recovery | A | Cumulative Winter Peak Savings (MW) | Achievable Economic TRC Potential | 0 | 0 | 0 | 0 | 0 | 0 | 0 | 0 | 0 | 0 | 0 | 0 | 0 | 0 | 0 | 0 | 0 | 0 | 0 | 0 | 0 | 0
F13_Industrial_Food Products_New_Process_Natural Gas_Process Heat Recovery_A_Achievable Economic TRC Potential | F13 | Industrial | Food Products | New | Process | Natural Gas | Process Heat Recovery | A | Purchases (Incremental) | Achievable Economic TRC Potential | 0 | 0 | 0 | 0 | 0 | 0 | 0 | 0 | 0 | 0 | 0 | 0 | 0 | 0 | 0 | 0 | 0 | 0 | 0 | 0 | 0 | 0
F14_Industrial_Food Products_New_Process_Natural Gas_Process Heat Recovery_A_Achievable Economic TRC Potential | F14 | Industrial | Food Products | New | Process | Natural Gas | Process Heat Recovery | A | Purchases (Cumulative) | Achievable Economic TRC Potential | 0 | 0 | 0 | 0 | 0 | 0 | 0 | 0 | 0 | 0 | 0 | 0 | 0 | 0 | 0 | 0 | 0 | 0 | 0 | 0 | 0 | 0
F1_Industrial_Food Products_New_Space Heating_Natural Gas_Building Automation System_A_Achievable Economic TRC Potential | F1 | Industrial | Food Products | New | Space Heating | Natural Gas | Building Automation System | A | Original Unit Energy Savings (kWh or therms) | Achievable Economic TRC Potential | 0 | 0 | 0.01486 | 0.01486 | 0.01486 | 0.01486 | 0.01486 | 0.01486 | 0.01486 | 0.01486 | 0.01486 | 0.01486 | 0.01486 | 0.01486 | 0.01486 | 0.01486 | 0.01486 | 0.01486 | 0.01486 | 0.01486 | 0.01486 | 0.01486
F2_Industrial_Food Products_New_Space Heating_Natural Gas_Building Automation System_A_Achievable Economic TRC Potential | F2 | Industrial | Food Products | New | Space Heating | Natural Gas | Building Automation System | A | Original Unit Summer Peak Savings (kW) | Achievable Economic TRC Potential | 0 | 0 | 0 | 0 | 0 | 0 | 0 | 0 | 0 | 0 | 0 | 0 | 0 | 0 | 0 | 0 | 0 | 0 | 0 | 0 | 0 | 0
F3_Industrial_Food Products_New_Space Heating_Natural Gas_Building Automation System_A_Achievable Economic TRC Potential | F3 | Industrial | Food Products | New | Space Heating | Natural Gas | Building Automation System | A | Original Unit Winter Peak Savings (kW) | Achievable Economic TRC Potential | 0 | 0 | 0 | 0 | 0 | 0 | 0 | 0 | 0 | 0 | 0 | 0 | 0 | 0 | 0 | 0 | 0 | 0 | 0 | 0 | 0 | 0
F4_Industrial_Food Products_New_Space Heating_Natural Gas_Building Automation System_A_Achievable Economic TRC Potential | F4 | Industrial | Food Products | New | Space Heating | Natural Gas | Building Automation System | A | Standalone Impact on Baseline Energy (%) | Achievable Economic TRC Potential | 0% | 0% | 0.01308% | 0.03364% | 0.07001% | 0.128% | 0.2258% | 0.3601% | 0.5418% | 0.7689% | 1.066% | 1.4% | 1.767% | 2.128% | 2.523% | 2.85% | 3.11% | 3.265% | 3.398% | 3.416% | 3.365% | 3.268%
F5_Industrial_Food Products_New_Space Heating_Natural Gas_Building Automation System_A_Achievable Economic TRC Potential | F5 | Industrial | Food Products | New | Space Heating | Natural Gas | Building Automation System | A | Standalone Impact on Baseline Summer Peak (%) | Achievable Economic TRC Potential | bar: 2019 to 2040
F6_Industrial_Food Products_New_Space Heating_Natural Gas_Building Automation System_A_Achievable Economic TRC Potential | F6 | Industrial | Food Products | New | Space Heating | Natural Gas | Building Automation System | A | Standalone Impact on Baseline Winter Peak (%) | Achievable Economic TRC Potential | bar: 2019 to 2040
F7_Industrial_Food Products_New_Space Heating_Natural Gas_Building Automation System_A_Achievable Economic TRC Potential | F7 | Industrial | Food Products | New | Space Heating | Natural Gas | Building Automation System | A | Incremental Energy Savings (MWh or mTherms) | Achievable Economic TRC Potential | 0 | 0 | 0.002825 | 0.009855 | 0.024951 | 0.054176 | 0.094653 | 0.15622 | 0.24024 | 0.35188 | 0.47248 | 0.6077 | 0.73775 | 0.85386 | 0.90448 | 0.90654 | 0.84441 | 0.74392 | 0.59191 | 0.42943 | 0.28657 | 0.19483
F8_Industrial_Food Products_New_Space Heating_Natural Gas_Building Automation System_A_Achievable Economic TRC Potential | F8 | Industrial | Food Products | New | Space Heating | Natural Gas | Building Automation System | A | Incremental Summer Peak Savings (MW) | Achievable Economic TRC Potential | 0 | 0 | 0 | 0 | 0 | 0 | 0 | 0 | 0 | 0 | 0 | 0 | 0 | 0 | 0 | 0 | 0 | 0 | 0 | 0 | 0 | 0
F9_Industrial_Food Products_New_Space Heating_Natural Gas_Building Automation System_A_Achievable Economic TRC Potential | F9 | Industrial | Food Products | New | Space Heating | Natural Gas | Building Automation System | A | Incremental Winter Peak Savings (MW) | Achievable Economic TRC Potential | 0 | 0 | 0 | 0 | 0 | 0 | 0 | 0 | 0 | 0 | 0 | 0 | 0 | 0 | 0 | 0 | 0 | 0 | 0 | 0 | 0 | 0
F10_Industrial_Food Products_New_Space Heating_Natural Gas_Building Automation System_A_Achievable Economic TRC Potential | F10 | Industrial | Food Products | New | Space Heating | Natural Gas | Building Automation System | A | Cumulative Energy Savings (MWh or mTherms) | Achievable Economic TRC Potential | 0 | 0 | 0.002825 | 0.01268 | 0.037631 | 0.091807 | 0.18646 | 0.34268 | 0.58291 | 0.93479 | 1.4073 | 2.015 | 2.7527 | 3.6066 | 4.5111 | 5.4176 | 6.262 | 7.0031 | 7.5852 | 7.9896 | 8.222 | 8.3222
F11_Industrial_Food Products_New_Space Heating_Natural Gas_Building Automation System_A_Achievable Economic TRC Potential | F11 | Industrial | Food Products | New | Space Heating | Natural Gas | Building Automation System | A | Cumulative Summer Peak Savings (MW) | Achievable Economic TRC Potential | 0 | 0 | 0 | 0 | 0 | 0 | 0 | 0 | 0 | 0 | 0 | 0 | 0 | 0 | 0 | 0 | 0 | 0 | 0 | 0 | 0 | 0
F12_Industrial_Food Products_New_Space Heating_Natural Gas_Building Automation System_A_Achievable Economic TRC Potential | F12 | Industrial | Food Products | New | Space Heating | Natural Gas | Building Automation System | A | Cumulative Winter Peak Savings (MW) | Achievable Economic TRC Potential | 0 | 0 | 0 | 0 | 0 | 0 | 0 | 0 | 0 | 0 | 0 | 0 | 0 | 0 | 0 | 0 | 0 | 0 | 0 | 0 | 0 | 0
F13_Industrial_Food Products_New_Space Heating_Natural Gas_Building Automation System_A_Achievable Economic TRC Potential | F13 | Industrial | Food Products | New | Space Heating | Natural Gas | Building Automation System | A | Purchases (Incremental) | Achievable Economic TRC Potential | 0 | 0 | 190.1012 | 663.1717 | 1679.0411 | 3645.6184 | 6369.4341 | 10512.1563 | 16166.0577 | 23678.9927 | 31794.239 | 40893.7178 | 49644.9185 | 57458.833 | 60865.1295 | 61003.3541 | 56822.7404 | 50060.1331 | 39831.1369 | 28897.5664 | 19284.0439 | 13110.865
F14_Industrial_Food Products_New_Space Heating_Natural Gas_Building Automation System_A_Achievable Economic TRC Potential | F14 | Industrial | Food Products | New | Space Heating | Natural Gas | Building Automation System | A | Purchases (Cumulative) | Achievable Economic TRC Potential | 0 | 0 | 190.1012 | 853.273 | 2532.314 | 6177.9325 | 12547.3666 | 23059.5229 | 39225.5807 | 62904.5734 | 94698.8123 | 135592.5302 | 185237.4486 | 242696.2817 | 303561.4112 | 364564.7653 | 421387.5057 | 471257.5375 | 510425.5027 | 537644.028 | 553282.4535 | 560023.8844
F1_Industrial_Food Products_New_Space Heating_Natural Gas_Steam System Efficiency Improvements_A_Achievable Economic TRC Potential | F1 | Industrial | Food Products | New | Space Heating | Natural Gas | Steam System Efficiency Improvements | A | Original Unit Energy Savings (kWh or therms) | Achievable Economic TRC Potential | 0 | 0 | 0.13322 | 0.13322 | 0.13322 | 0.13322 | 0.13322 | 0.13322 | 0.13322 | 0.13322 | 0.13322 | 0.13322 | 0.13322 | 0.13322 | 0.13322 | 0.13322 | 0.13322 | 0.13322 | 0.13322 | 0.13322 | 0.13322 | 0.13322
F2_Industrial_Food Products_New_Space Heating_Natural Gas_Steam System Efficiency Improvements_A_Achievable Economic TRC Potential | F2 | Industrial | Food Products | New | Space Heating | Natural Gas | Steam System Efficiency Improvements | A | Original Unit Summer Peak Savings (kW) | Achievable Economic TRC Potential | 0 | 0 | 0 | 0 | 0 | 0 | 0 | 0 | 0 | 0 | 0 | 0 | 0 | 0 | 0 | 0 | 0 | 0 | 0 | 0 | 0 | 0
F3_Industrial_Food Products_New_Space Heating_Natural Gas_Steam System Efficiency Improvements_A_Achievable Economic TRC Potential | F3 | Industrial | Food Products | New | Space Heating | Natural Gas | Steam System Efficiency Improvements | A | Original Unit Winter Peak Savings (kW) | Achievable Economic TRC Potential | 0 | 0 | 0 | 0 | 0 | 0 | 0 | 0 | 0 | 0 | 0 | 0 | 0 | 0 | 0 | 0 | 0 | 0 | 0 | 0 | 0 | 0
F4_Industrial_Food Products_New_Space Heating_Natural Gas_Steam System Efficiency Improvements_A_Achievable Economic TRC Potential | F4 | Industrial | Food Products | New | Space Heating | Natural Gas | Steam System Efficiency Improvements | A | Standalone Impact on Baseline Energy (%) | Achievable Economic TRC Potential | 0% | 0% | 0.0008309% | 0.002137% | 0.004448% | 0.008129% | 0.01434% | 0.02269% | 0.03367% | 0.04689% | 0.06333% | 0.08071% | 0.09831% | 0.1134% | 0.1271% | 0.1341% | 0.134% | 0.1259% | 0.121% | 0.1155% | 0.1105% | 0.106%
F5_Industrial_Food Products_New_Space Heating_Natural Gas_Steam System Efficiency Improvements_A_Achievable Economic TRC Potential | F5 | Industrial | Food Products | New | Space Heating | Natural Gas | Steam System Efficiency Improvements | A | Standalone Impact on Baseline Summer Peak (%) | Achievable Economic TRC Potential | bar: 2019 to 2040
F6_Industrial_Food Products_New_Space Heating_Natural Gas_Steam System Efficiency Improvements_A_Achievable Economic TRC Potential | F6 | Industrial | Food Products | New | Space Heating | Natural Gas | Steam System Efficiency Improvements | A | Standalone Impact on Baseline Winter Peak (%) | Achievable Economic TRC Potential | bar: 2019 to 2040
F7_Industrial_Food Products_New_Space Heating_Natural Gas_Steam System Efficiency Improvements_A_Achievable Economic TRC Potential | F7 | Industrial | Food Products | New | Space Heating | Natural Gas | Steam System Efficiency Improvements | A | Incremental Energy Savings (MWh or mTherms) | Achievable Economic TRC Potential | 0 | 0 | 0.00017949 | 0.00062614 | 0.0015853 | 0.0034421 | 0.0060138 | 0.0099252 | 0.015263 | 0.022357 | 0.030019 | 0.03861 | 0.046873 | 0.054251 | 0.057467 | 0.057597 | 0.05365 | 0.047265 | 0.054877 | 0.059052 | 0.061039 | 0.059664
F8_Industrial_Food Products_New_Space Heating_Natural Gas_Steam System Efficiency Improvements_A_Achievable Economic TRC Potential | F8 | Industrial | Food Products | New | Space Heating | Natural Gas | Steam System Efficiency Improvements | A | Incremental Summer Peak Savings (MW) | Achievable Economic TRC Potential | 0 | 0 | 0 | 0 | 0 | 0 | 0 | 0 | 0 | 0 | 0 | 0 | 0 | 0 | 0 | 0 | 0 | 0 | 0 | 0 | 0 | 0
F9_Industrial_Food Products_New_Space Heating_Natural Gas_Steam System Efficiency Improvements_A_Achievable Economic TRC Potential | F9 | Industrial | Food Products | New | Space Heating | Natural Gas | Steam System Efficiency Improvements | A | Incremental Winter Peak Savings (MW) | Achievable Economic TRC Potential | 0 | 0 | 0 | 0 | 0 | 0 | 0 | 0 | 0 | 0 | 0 | 0 | 0 | 0 | 0 | 0 | 0 | 0 | 0 | 0 | 0 | 0
F10_Industrial_Food Products_New_Space Heating_Natural Gas_Steam System Efficiency Improvements_A_Achievable Economic TRC Potential | F10 | Industrial | Food Products | New | Space Heating | Natural Gas | Steam System Efficiency Improvements | A | Cumulative Energy Savings (MWh or mTherms) | Achievable Economic TRC Potential | 0 | 0 | 0.00017949 | 0.00080563 | 0.0023909 | 0.005833 | 0.011847 | 0.021592 | 0.03623 | 0.057001 | 0.083578 | 0.11617 | 0.15312 | 0.19211 | 0.22722 | 0.2548 | 0.26984 | 0.27005 | 0.27005 | 0.27005 | 0.27005 | 0.27005
F11_Industrial_Food Products_New_Space Heating_Natural Gas_Steam System Efficiency Improvements_A_Achievable Economic TRC Potential | F11 | Industrial | Food Products | New | Space Heating | Natural Gas | Steam System Efficiency Improvements | A | Cumulative Summer Peak Savings (MW) | Achievable Economic TRC Potential | 0 | 0 | 0 | 0 | 0 | 0 | 0 | 0 | 0 | 0 | 0 | 0 | 0 | 0 | 0 | 0 | 0 | 0 | 0 | 0 | 0 | 0
F12_Industrial_Food Products_New_Space Heating_Natural Gas_Steam System Efficiency Improvements_A_Achievable Economic TRC Potential | F12 | Industrial | Food Products | New | Space Heating | Natural Gas | Steam System Efficiency Improvements | A | Cumulative Winter Peak Savings (MW) | Achievable Economic TRC Potential | 0 | 0 | 0 | 0 | 0 | 0 | 0 | 0 | 0 | 0 | 0 | 0 | 0 | 0 | 0 | 0 | 0 | 0 | 0 | 0 | 0 | 0
F13_Industrial_Food Products_New_Space Heating_Natural Gas_Steam System Efficiency Improvements_A_Achievable Economic TRC Potential | F13 | Industrial | Food Products | New | Space Heating | Natural Gas | Steam System Efficiency Improvements | A | Purchases (Incremental) | Achievable Economic TRC Potential | 0 | 0 | 1.3473 | 4.7 | 11.8996 | 25.8369 | 45.141 | 74.5009 | 114.5708 | 167.8159 | 225.3297 | 289.8188 | 351.8396 | 407.2178 | 431.3586 | 432.3382 | 402.7097 | 354.7823 | 411.9178 | 443.2582 | 458.1752 | 447.8507
F14_Industrial_Food Products_New_Space Heating_Natural Gas_Steam System Efficiency Improvements_A_Achievable Economic TRC Potential | F14 | Industrial | Food Products | New | Space Heating | Natural Gas | Steam System Efficiency Improvements | A | Purchases (Cumulative) | Achievable Economic TRC Potential | 0 | 0 | 1.3473 | 6.0472 | 17.9468 | 43.7838 | 88.9247 | 162.0784 | 271.9492 | 427.8656 | 627.3583 | 872.0361 | 1149.3748 | 1442.0217 | 1705.5644 | 1912.573 | 2025.4639 | 2027.0594 | 2027.0594 | 2027.0594 | 2027.0594 | 2027.0594
F1_Industrial_Food Products_New_Process_Natural Gas_Steam System Efficiency Improvements_A_Achievable Economic TRC Potential | F1 | Industrial | Food Products | New | Process | Natural Gas | Steam System Efficiency Improvements | A | Original Unit Energy Savings (kWh or therms) | Achievable Economic TRC Potential | 0 | 0 | 5.0908 | 5.0908 | 5.0908 | 5.0908 | 5.0908 | 5.0908 | 5.0908 | 5.0908 | 5.0908 | 5.0908 | 5.0908 | 5.0908 | 5.0908 | 5.0908 | 5.0908 | 5.0908 | 5.0908 | 5.0908 | 5.0908 | 5.0908
F2_Industrial_Food Products_New_Process_Natural Gas_Steam System Efficiency Improvements_A_Achievable Economic TRC Potential | F2 | Industrial | Food Products | New | Process | Natural Gas | Steam System Efficiency Improvements | A | Original Unit Summer Peak Savings (kW) | Achievable Economic TRC Potential | 0 | 0 | 0 | 0 | 0 | 0 | 0 | 0 | 0 | 0 | 0 | 0 | 0 | 0 | 0 | 0 | 0 | 0 | 0 | 0 | 0 | 0
F3_Industrial_Food Products_New_Process_Natural Gas_Steam System Efficiency Improvements_A_Achievable Economic TRC Potential | F3 | Industrial | Food Products | New | Process | Natural Gas | Steam System Efficiency Improvements | A | Original Unit Winter Peak Savings (kW) | Achievable Economic TRC Potential | 0 | 0 | 0 | 0 | 0 | 0 | 0 | 0 | 0 | 0 | 0 | 0 | 0 | 0 | 0 | 0 | 0 | 0 | 0 | 0 | 0 | 0
F4_Industrial_Food Products_New_Process_Natural Gas_Steam System Efficiency Improvements_A_Achievable Economic TRC Potential | F4 | Industrial | Food Products | New | Process | Natural Gas | Steam System Efficiency Improvements | A | Standalone Impact on Baseline Energy (%) | Achievable Economic TRC Potential | 0% | 0% | 0.0001185% | 0.0003047% | 0.0006341% | 0.001159% | 0.002045% | 0.003235% | 0.004801% | 0.006685% | 0.009029% | 0.01151% | 0.01402% | 0.01616% | 0.01812% | 0.01911% | 0.01911% | 0.01795% | 0.01725% | 0.01646% | 0.01576% | 0.01512%
F5_Industrial_Food Products_New_Process_Natural Gas_Steam System Efficiency Improvements_A_Achievable Economic TRC Potential | F5 | Industrial | Food Products | New | Process | Natural Gas | Steam System Efficiency Improvements | A | Standalone Impact on Baseline Summer Peak (%) | Achievable Economic TRC Potential | bar: 2019 to 2040
F6_Industrial_Food Products_New_Process_Natural Gas_Steam System Efficiency Improvements_A_Achievable Economic TRC Potential | F6 | Industrial | Food Products | New | Process | Natural Gas | Steam System Efficiency Improvements | A | Standalone Impact on Baseline Winter Peak (%) | Achievable Economic TRC Potential | bar: 2019 to 2040
F7_Industrial_Food Products_New_Process_Natural Gas_Steam System Efficiency Improvements_A_Achievable Economic TRC Potential | F7 | Industrial | Food Products | New | Process | Natural Gas | Steam System Efficiency Improvements | A | Incremental Energy Savings (MWh or mTherms) | Achievable Economic TRC Potential | 0 | 0 | 0.00042167 | 0.001471 | 0.0037244 | 0.0080866 | 0.014128 | 0.023318 | 0.035859 | 0.052524 | 0.070525 | 0.090709 | 0.11012 | 0.12745 | 0.13501 | 0.13532 | 0.12604 | 0.11104 | 0.12892 | 0.13873 | 0.1434 | 0.14017
F8_Industrial_Food Products_New_Process_Natural Gas_Steam System Efficiency Improvements_A_Achievable Economic TRC Potential | F8 | Industrial | Food Products | New | Process | Natural Gas | Steam System Efficiency Improvements | A | Incremental Summer Peak Savings (MW) | Achievable Economic TRC Potential | 0 | 0 | 0 | 0 | 0 | 0 | 0 | 0 | 0 | 0 | 0 | 0 | 0 | 0 | 0 | 0 | 0 | 0 | 0 | 0 | 0 | 0
F9_Industrial_Food Products_New_Process_Natural Gas_Steam System Efficiency Improvements_A_Achievable Economic TRC Potential | F9 | Industrial | Food Products | New | Process | Natural Gas | Steam System Efficiency Improvements | A | Incremental Winter Peak Savings (MW) | Achievable Economic TRC Potential | 0 | 0 | 0 | 0 | 0 | 0 | 0 | 0 | 0 | 0 | 0 | 0 | 0 | 0 | 0 | 0 | 0 | 0 | 0 | 0 | 0 | 0
F10_Industrial_Food Products_New_Process_Natural Gas_Steam System Efficiency Improvements_A_Achievable Economic TRC Potential | F10 | Industrial | Food Products | New | Process | Natural Gas | Steam System Efficiency Improvements | A | Cumulative Energy Savings (MWh or mTherms) | Achievable Economic TRC Potential | 0 | 0 | 0.00042167 | 0.0018927 | 0.0056171 | 0.013704 | 0.027832 | 0.050728 | 0.085116 | 0.13392 | 0.19635 | 0.27293 | 0.35974 | 0.45133 | 0.53381 | 0.59861 | 0.63394 | 0.63444 | 0.63444 | 0.63444 | 0.63444 | 0.63444
F11_Industrial_Food Products_New_Process_Natural Gas_Steam System Efficiency Improvements_A_Achievable Economic TRC Potential | F11 | Industrial | Food Products | New | Process | Natural Gas | Steam System Efficiency Improvements | A | Cumulative Summer Peak Savings (MW) | Achievable Economic TRC Potential | 0 | 0 | 0 | 0 | 0 | 0 | 0 | 0 | 0 | 0 | 0 | 0 | 0 | 0 | 0 | 0 | 0 | 0 | 0 | 0 | 0 | 0
F12_Industrial_Food Products_New_Process_Natural Gas_Steam System Efficiency Improvements_A_Achievable Economic TRC Potential | F12 | Industrial | Food Products | New | Process | Natural Gas | Steam System Efficiency Improvements | A | Cumulative Winter Peak Savings (MW) | Achievable Economic TRC Potential | 0 | 0 | 0 | 0 | 0 | 0 | 0 | 0 | 0 | 0 | 0 | 0 | 0 | 0 | 0 | 0 | 0 | 0 | 0 | 0 | 0 | 0
F13_Industrial_Food Products_New_Process_Natural Gas_Steam System Efficiency Improvements_A_Achievable Economic TRC Potential | F13 | Industrial | Food Products | New | Process | Natural Gas | Steam System Efficiency Improvements | A | Purchases (Incremental) | Achievable Economic TRC Potential | 0 | 0 | 0.08283 | 0.28895 | 0.73159 | 1.5885 | 2.7753 | 4.5803 | 7.0438 | 10.3173 | 13.8533 | 17.8181 | 21.6311 | 25.0358 | 26.52 | 26.5802 | 24.7586 | 21.812 | 25.3247 | 27.2515 | 28.1686 | 27.5339
F14_Industrial_Food Products_New_Process_Natural Gas_Steam System Efficiency Improvements_A_Achievable Economic TRC Potential | F14 | Industrial | Food Products | New | Process | Natural Gas | Steam System Efficiency Improvements | A | Purchases (Cumulative) | Achievable Economic TRC Potential | 0 | 0 | 0.08283 | 0.37179 | 1.1034 | 2.6918 | 5.4671 | 9.9646 | 16.7195 | 26.3052 | 38.57 | 53.6128 | 70.6636 | 88.6556 | 104.8582 | 117.5851 | 124.5256 | 124.6237 | 124.6237 | 124.6237 | 124.6237 | 124.6237
F1_Industrial_Food Products_New_Space Heating_Natural Gas_Strategic Energy Management_A_Achievable Economic TRC Potential | F1 | Industrial | Food Products | New | Space Heating | Natural Gas | Strategic Energy Management | A | Original Unit Energy Savings (kWh or therms) | Achievable Economic TRC Potential | 0 | 0 | 7.5414 | 7.5414 | 7.5414 | 7.5414 | 7.5414 | 7.5414 | 7.5414 | 7.5414 | 7.5414 | 7.5414 | 7.5414 | 7.5414 | 7.5414 | 7.5414 | 7.5414 | 7.5414 | 7.5414 | 7.5414 | 7.5414 | 7.5414
F2_Industrial_Food Products_New_Space Heating_Natural Gas_Strategic Energy Management_A_Achievable Economic TRC Potential | F2 | Industrial | Food Products | New | Space Heating | Natural Gas | Strategic Energy Management | A | Original Unit Summer Peak Savings (kW) | Achievable Economic TRC Potential | 0 | 0 | 0 | 0 | 0 | 0 | 0 | 0 | 0 | 0 | 0 | 0 | 0 | 0 | 0 | 0 | 0 | 0 | 0 | 0 | 0 | 0
F3_Industrial_Food Products_New_Space Heating_Natural Gas_Strategic Energy Management_A_Achievable Economic TRC Potential | F3 | Industrial | Food Products | New | Space Heating | Natural Gas | Strategic Energy Management | A | Original Unit Winter Peak Savings (kW) | Achievable Economic TRC Potential | 0 | 0 | 0 | 0 | 0 | 0 | 0 | 0 | 0 | 0 | 0 | 0 | 0 | 0 | 0 | 0 | 0 | 0 | 0 | 0 | 0 | 0
F4_Industrial_Food Products_New_Space Heating_Natural Gas_Strategic Energy Management_A_Achievable Economic TRC Potential | F4 | Industrial | Food Products | New | Space Heating | Natural Gas | Strategic Energy Management | A | Standalone Impact on Baseline Energy (%) | Achievable Economic TRC Potential | 0% | 0% | 0.08224% | 0.1294% | 0.173% | 0.2118% | 0.2663% | 0.2946% | 0.314% | 0.3238% | 0.3358% | 0.3429% | 0.3489% | 0.3507% | 0.3588% | 0.3626% | 0.3657% | 0.3575% | 0.3495% | 0.334% | 0.3198% | 0.3067%
F5_Industrial_Food Products_New_Space Heating_Natural Gas_Strategic Energy Management_A_Achievable Economic TRC Potential | F5 | Industrial | Food Products | New | Space Heating | Natural Gas | Strategic Energy Management | A | Standalone Impact on Baseline Summer Peak (%) | Achievable Economic TRC Potential | bar: 2019 to 2040
F6_Industrial_Food Products_New_Space Heating_Natural Gas_Strategic Energy Management_A_Achievable Economic TRC Potential | F6 | Industrial | Food Products | New | Space Heating | Natural Gas | Strategic Energy Management | A | Standalone Impact on Baseline Winter Peak (%) | Achievable Economic TRC Potential | bar: 2019 to 2040
F7_Industrial_Food Products_New_Space Heating_Natural Gas_Strategic Energy Management_A_Achievable Economic TRC Potential | F7 | Industrial | Food Products | New | Space Heating | Natural Gas | Strategic Energy Management | A | Incremental Energy Savings (MWh or mTherms) | Achievable Economic TRC Potential | 0 | 0 | 0.017764 | 0.031001 | 0.044206 | 0.059006 | 0.06792 | 0.078267 | 0.088484 | 0.099976 | 0.10854 | 0.11838 | 0.12809 | 0.13936 | 0.14701 | 0.15631 | 0.16559 | 0.17641 | 0.18355 | 0.19235 | 0.21531 | 0.23351
F8_Industrial_Food Products_New_Space Heating_Natural Gas_Strategic Energy Management_A_Achievable Economic TRC Potential | F8 | Industrial | Food Products | New | Space Heating | Natural Gas | Strategic Energy Management | A | Incremental Summer Peak Savings (MW) | Achievable Economic TRC Potential | 0 | 0 | 0 | 0 | 0 | 0 | 0 | 0 | 0 | 0 | 0 | 0 | 0 | 0 | 0 | 0 | 0 | 0 | 0 | 0 | 0 | 0
F9_Industrial_Food Products_New_Space Heating_Natural Gas_Strategic Energy Management_A_Achievable Economic TRC Potential | F9 | Industrial | Food Products | New | Space Heating | Natural Gas | Strategic Energy Management | A | Incremental Winter Peak Savings (MW) | Achievable Economic TRC Potential | 0 | 0 | 0 | 0 | 0 | 0 | 0 | 0 | 0 | 0 | 0 | 0 | 0 | 0 | 0 | 0 | 0 | 0 | 0 | 0 | 0 | 0
F10_Industrial_Food Products_New_Space Heating_Natural Gas_Strategic Energy Management_A_Achievable Economic TRC Potential | F10 | Industrial | Food Products | New | Space Heating | Natural Gas | Strategic Energy Management | A | Cumulative Energy Savings (MWh or mTherms) | Achievable Economic TRC Potential | 0 | 0 | 0.017764 | 0.048765 | 0.09297 | 0.15198 | 0.2199 | 0.2804 | 0.33788 | 0.39365 | 0.44318 | 0.49364 | 0.54347 | 0.59435 | 0.64138 | 0.68915 | 0.73637 | 0.76692 | 0.7801 | 0.78123 | 0.78123 | 0.78123
F11_Industrial_Food Products_New_Space Heating_Natural Gas_Strategic Energy Management_A_Achievable Economic TRC Potential | F11 | Industrial | Food Products | New | Space Heating | Natural Gas | Strategic Energy Management | A | Cumulative Summer Peak Savings (MW) | Achievable Economic TRC Potential | 0 | 0 | 0 | 0 | 0 | 0 | 0 | 0 | 0 | 0 | 0 | 0 | 0 | 0 | 0 | 0 | 0 | 0 | 0 | 0 | 0 | 0
F12_Industrial_Food Products_New_Space Heating_Natural Gas_Strategic Energy Management_A_Achievable Economic TRC Potential | F12 | Industrial | Food Products | New | Space Heating | Natural Gas | Strategic Energy Management | A | Cumulative Winter Peak Savings (MW) | Achievable Economic TRC Potential | 0 | 0 | 0 | 0 | 0 | 0 | 0 | 0 | 0 | 0 | 0 | 0 | 0 | 0 | 0 | 0 | 0 | 0 | 0 | 0 | 0 | 0
F13_Industrial_Food Products_New_Space Heating_Natural Gas_Strategic Energy Management_A_Achievable Economic TRC Potential | F13 | Industrial | Food Products | New | Space Heating | Natural Gas | Strategic Energy Management | A | Purchases (Incremental) | Achievable Economic TRC Potential | 0 | 0 | 2.3555 | 4.1107 | 5.8617 | 7.8242 | 9.0062 | 10.3782 | 11.733 | 13.2569 | 14.3919 | 15.6973 | 16.9854 | 18.4796 | 19.4937 | 20.7263 | 21.9579 | 23.3916 | 24.3387 | 25.5056 | 28.5505 | 30.964
F14_Industrial_Food Products_New_Space Heating_Natural Gas_Strategic Energy Management_A_Achievable Economic TRC Potential | F14 | Industrial | Food Products | New | Space Heating | Natural Gas | Strategic Energy Management | A | Purchases (Cumulative) | Achievable Economic TRC Potential | 0 | 0 | 2.3555 | 6.4662 | 12.3279 | 20.1521 | 29.1583 | 37.1811 | 44.8033 | 52.1985 | 58.7662 | 65.4573 | 72.0645 | 78.8111 | 85.0479 | 91.3823 | 97.6429 | 101.6937 | 103.442 | 103.5922 | 103.5922 | 103.5922
F1_Industrial_Food Products_New_Process_Natural Gas_Strategic Energy Management_A_Achievable Economic TRC Potential | F1 | Industrial | Food Products | New | Process | Natural Gas | Strategic Energy Management | A | Original Unit Energy Savings (kWh or therms) | Achievable Economic TRC Potential | 0 | 0 | 30.2077 | 30.2077 | 30.2077 | 30.2077 | 30.2077 | 30.2077 | 30.2077 | 30.2077 | 30.2077 | 30.2077 | 30.2077 | 30.2077 | 30.2077 | 30.2077 | 30.2077 | 30.2077 | 30.2077 | 30.2077 | 30.2077 | 30.2077
F2_Industrial_Food Products_New_Process_Natural Gas_Strategic Energy Management_A_Achievable Economic TRC Potential | F2 | Industrial | Food Products | New | Process | Natural Gas | Strategic Energy Management | A | Original Unit Summer Peak Savings (kW) | Achievable Economic TRC Potential | 0 | 0 | 0 | 0 | 0 | 0 | 0 | 0 | 0 | 0 | 0 | 0 | 0 | 0 | 0 | 0 | 0 | 0 | 0 | 0 | 0 | 0
F3_Industrial_Food Products_New_Process_Natural Gas_Strategic Energy Management_A_Achievable Economic TRC Potential | F3 | Industrial | Food Products | New | Process | Natural Gas | Strategic Energy Management | A | Original Unit Winter Peak Savings (kW) | Achievable Economic TRC Potential | 0 | 0 | 0 | 0 | 0 | 0 | 0 | 0 | 0 | 0 | 0 | 0 | 0 | 0 | 0 | 0 | 0 | 0 | 0 | 0 | 0 | 0
F4_Industrial_Food Products_New_Process_Natural Gas_Strategic Energy Management_A_Achievable Economic TRC Potential | F4 | Industrial | Food Products | New | Process | Natural Gas | Strategic Energy Management | A | Standalone Impact on Baseline Energy (%) | Achievable Economic TRC Potential | 0% | 0% | 0.08224% | 0.1294% | 0.173% | 0.2118% | 0.2663% | 0.2946% | 0.314% | 0.3238% | 0.3358% | 0.3429% | 0.3489% | 0.3507% | 0.3588% | 0.3626% | 0.3657% | 0.3575% | 0.3495% | 0.334% | 0.3198% | 0.3067%
F5_Industrial_Food Products_New_Process_Natural Gas_Strategic Energy Management_A_Achievable Economic TRC Potential | F5 | Industrial | Food Products | New | Process | Natural Gas | Strategic Energy Management | A | Standalone Impact on Baseline Summer Peak (%) | Achievable Economic TRC Potential | bar: 2019 to 2040
F6_Industrial_Food Products_New_Process_Natural Gas_Strategic Energy Management_A_Achievable Economic TRC Potential | F6 | Industrial | Food Products | New | Process | Natural Gas | Strategic Energy Management | A | Standalone Impact on Baseline Winter Peak (%) | Achievable Economic TRC Potential | bar: 2019 to 2040
F7_Industrial_Food Products_New_Process_Natural Gas_Strategic Energy Management_A_Achievable Economic TRC Potential | F7 | Industrial | Food Products | New | Process | Natural Gas | Strategic Energy Management | A | Incremental Energy Savings (MWh or mTherms) | Achievable Economic TRC Potential | 0 | 0 | 0.29271 | 0.51084 | 0.72843 | 0.97232 | 1.1192 | 1.2897 | 1.4581 | 1.6474 | 1.7885 | 1.9507 | 2.1108 | 2.2965 | 2.4225 | 2.5757 | 2.7287 | 2.9069 | 3.0246 | 3.1696 | 3.548 | 3.8479
F8_Industrial_Food Products_New_Process_Natural Gas_Strategic Energy Management_A_Achievable Economic TRC Potential | F8 | Industrial | Food Products | New | Process | Natural Gas | Strategic Energy Management | A | Incremental Summer Peak Savings (MW) | Achievable Economic TRC Potential | 0 | 0 | 0 | 0 | 0 | 0 | 0 | 0 | 0 | 0 | 0 | 0 | 0 | 0 | 0 | 0 | 0 | 0 | 0 | 0 | 0 | 0
F9_Industrial_Food Products_New_Process_Natural Gas_Strategic Energy Management_A_Achievable Economic TRC Potential | F9 | Industrial | Food Products | New | Process | Natural Gas | Strategic Energy Management | A | Incremental Winter Peak Savings (MW) | Achievable Economic TRC Potential | 0 | 0 | 0 | 0 | 0 | 0 | 0 | 0 | 0 | 0 | 0 | 0 | 0 | 0 | 0 | 0 | 0 | 0 | 0 | 0 | 0 | 0
F10_Industrial_Food Products_New_Process_Natural Gas_Strategic Energy Management_A_Achievable Economic TRC Potential | F10 | Industrial | Food Products | New | Process | Natural Gas | Strategic Energy Management | A | Cumulative Energy Savings (MWh or mTherms) | Achievable Economic TRC Potential | 0 | 0 | 0.29271 | 0.80355 | 1.532 | 2.5043 | 3.6235 | 4.6205 | 5.5677 | 6.4867 | 7.3029 | 8.1344 | 8.9554 | 9.7938 | 10.5689 | 11.3561 | 12.1341 | 12.6375 | 12.8547 | 12.8734 | 12.8734 | 12.8734
F11_Industrial_Food Products_New_Process_Natural Gas_Strategic Energy Management_A_Achievable Economic TRC Potential | F11 | Industrial | Food Products | New | Process | Natural Gas | Strategic Energy Management | A | Cumulative Summer Peak Savings (MW) | Achievable Economic TRC Potential | 0 | 0 | 0 | 0 | 0 | 0 | 0 | 0 | 0 | 0 | 0 | 0 | 0 | 0 | 0 | 0 | 0 | 0 | 0 | 0 | 0 | 0
F12_Industrial_Food Products_New_Process_Natural Gas_Strategic Energy Management_A_Achievable Economic TRC Potential | F12 | Industrial | Food Products | New | Process | Natural Gas | Strategic Energy Management | A | Cumulative Winter Peak Savings (MW) | Achievable Economic TRC Potential | 0 | 0 | 0 | 0 | 0 | 0 | 0 | 0 | 0 | 0 | 0 | 0 | 0 | 0 | 0 | 0 | 0 | 0 | 0 | 0 | 0 | 0
F13_Industrial_Food Products_New_Process_Natural Gas_Strategic Energy Management_A_Achievable Economic TRC Potential | F13 | Industrial | Food Products | New | Process | Natural Gas | Strategic Energy Management | A | Purchases (Incremental) | Achievable Economic TRC Potential | 0 | 0 | 9.69 | 16.9109 | 24.1141 | 32.1877 | 37.05 | 42.6944 | 48.2678 | 54.5369 | 59.2061 | 64.5763 | 69.8753 | 76.0223 | 80.1942 | 85.2647 | 90.3313 | 96.2296 | 100.1255 | 104.9263 | 117.4524 | 127.3813
F14_Industrial_Food Products_New_Process_Natural Gas_Strategic Energy Management_A_Achievable Economic TRC Potential | F14 | Industrial | Food Products | New | Process | Natural Gas | Strategic Energy Management | A | Purchases (Cumulative) | Achievable Economic TRC Potential | 0 | 0 | 9.69 | 26.601 | 50.7151 | 82.9028 | 119.9528 | 152.9572 | 184.314 | 214.7368 | 241.7551 | 269.2814 | 296.4622 | 324.2168 | 349.8741 | 375.9328 | 401.6878 | 418.3521 | 425.5444 | 426.1623 | 426.1623 | 426.1623
F1_Industrial_Food Products_New_Miscellaneous_Natural Gas_Strategic Energy Management_A_Achievable Economic TRC Potential | F1 | Industrial | Food Products | New | Miscellaneous | Natural Gas | Strategic Energy Management | A | Original Unit Energy Savings (kWh or therms) | Achievable Economic TRC Potential | 0 | 0 | 2.7925 | 2.7925 | 2.7925 | 2.7925 | 2.7925 | 2.7925 | 2.7925 | 2.7925 | 2.7925 | 2.7925 | 2.7925 | 2.7925 | 2.7925 | 2.7925 | 2.7925 | 2.7925 | 2.7925 | 2.7925 | 2.7925 | 2.7925
F2_Industrial_Food Products_New_Miscellaneous_Natural Gas_Strategic Energy Management_A_Achievable Economic TRC Potential | F2 | Industrial | Food Products | New | Miscellaneous | Natural Gas | Strategic Energy Management | A | Original Unit Summer Peak Savings (kW) | Achievable Economic TRC Potential | 0 | 0 | 0 | 0 | 0 | 0 | 0 | 0 | 0 | 0 | 0 | 0 | 0 | 0 | 0 | 0 | 0 | 0 | 0 | 0 | 0 | 0
F3_Industrial_Food Products_New_Miscellaneous_Natural Gas_Strategic Energy Management_A_Achievable Economic TRC Potential | F3 | Industrial | Food Products | New | Miscellaneous | Natural Gas | Strategic Energy Management | A | Original Unit Winter Peak Savings (kW) | Achievable Economic TRC Potential | 0 | 0 | 0 | 0 | 0 | 0 | 0 | 0 | 0 | 0 | 0 | 0 | 0 | 0 | 0 | 0 | 0 | 0 | 0 | 0 | 0 | 0
F4_Industrial_Food Products_New_Miscellaneous_Natural Gas_Strategic Energy Management_A_Achievable Economic TRC Potential | F4 | Industrial | Food Products | New | Miscellaneous | Natural Gas | Strategic Energy Management | A | Standalone Impact on Baseline Energy (%) | Achievable Economic TRC Potential | 0% | 0% | 0.08224% | 0.1294% | 0.173% | 0.2118% | 0.2663% | 0.2946% | 0.314% | 0.3238% | 0.3358% | 0.3429% | 0.3489% | 0.3507% | 0.3588% | 0.3626% | 0.3657% | 0.3575% | 0.3495% | 0.334% | 0.3198% | 0.3067%
F5_Industrial_Food Products_New_Miscellaneous_Natural Gas_Strategic Energy Management_A_Achievable Economic TRC Potential | F5 | Industrial | Food Products | New | Miscellaneous | Natural Gas | Strategic Energy Management | A | Standalone Impact on Baseline Summer Peak (%) | Achievable Economic TRC Potential | bar: 2019 to 2040
F6_Industrial_Food Products_New_Miscellaneous_Natural Gas_Strategic Energy Management_A_Achievable Economic TRC Potential | F6 | Industrial | Food Products | New | Miscellaneous | Natural Gas | Strategic Energy Management | A | Standalone Impact on Baseline Winter Peak (%) | Achievable Economic TRC Potential | bar: 2019 to 2040
F7_Industrial_Food Products_New_Miscellaneous_Natural Gas_Strategic Energy Management_A_Achievable Economic TRC Potential | F7 | Industrial | Food Products | New | Miscellaneous | Natural Gas | Strategic Energy Management | A | Incremental Energy Savings (MWh or mTherms) | Achievable Economic TRC Potential | 0 | 0 | 0.0067648 | 0.011806 | 0.016835 | 0.022471 | 0.025865 | 0.029806 | 0.033697 | 0.038073 | 0.041333 | 0.045082 | 0.048781 | 0.053073 | 0.055985 | 0.059525 | 0.063062 | 0.06718 | 0.0699 | 0.073251 | 0.081996 | 0.088928
F8_Industrial_Food Products_New_Miscellaneous_Natural Gas_Strategic Energy Management_A_Achievable Economic TRC Potential | F8 | Industrial | Food Products | New | Miscellaneous | Natural Gas | Strategic Energy Management | A | Incremental Summer Peak Savings (MW) | Achievable Economic TRC Potential | 0 | 0 | 0 | 0 | 0 | 0 | 0 | 0 | 0 | 0 | 0 | 0 | 0 | 0 | 0 | 0 | 0 | 0 | 0 | 0 | 0 | 0
F9_Industrial_Food Products_New_Miscellaneous_Natural Gas_Strategic Energy Management_A_Achievable Economic TRC Potential | F9 | Industrial | Food Products | New | Miscellaneous | Natural Gas | Strategic Energy Management | A | Incremental Winter Peak Savings (MW) | Achievable Economic TRC Potential | 0 | 0 | 0 | 0 | 0 | 0 | 0 | 0 | 0 | 0 | 0 | 0 | 0 | 0 | 0 | 0 | 0 | 0 | 0 | 0 | 0 | 0
F10_Industrial_Food Products_New_Miscellaneous_Natural Gas_Strategic Energy Management_A_Achievable Economic TRC Potential | F10 | Industrial | Food Products | New | Miscellaneous | Natural Gas | Strategic Energy Management | A | Cumulative Energy Savings (MWh or mTherms) | Achievable Economic TRC Potential | 0 | 0 | 0.0067648 | 0.018571 | 0.035405 | 0.057876 | 0.083742 | 0.10678 | 0.12867 | 0.14991 | 0.16877 | 0.18799 | 0.20697 | 0.22634 | 0.24425 | 0.26245 | 0.28043 | 0.29206 | 0.29708 | 0.29751 | 0.29751 | 0.29751
F11_Industrial_Food Products_New_Miscellaneous_Natural Gas_Strategic Energy Management_A_Achievable Economic TRC Potential | F11 | Industrial | Food Products | New | Miscellaneous | Natural Gas | Strategic Energy Management | A | Cumulative Summer Peak Savings (MW) | Achievable Economic TRC Potential | 0 | 0 | 0 | 0 | 0 | 0 | 0 | 0 | 0 | 0 | 0 | 0 | 0 | 0 | 0 | 0 | 0 | 0 | 0 | 0 | 0 | 0
F12_Industrial_Food Products_New_Miscellaneous_Natural Gas_Strategic Energy Management_A_Achievable Economic TRC Potential | F12 | Industrial | Food Products | New | Miscellaneous | Natural Gas | Strategic Energy Management | A | Cumulative Winter Peak Savings (MW) | Achievable Economic TRC Potential | 0 | 0 | 0 | 0 | 0 | 0 | 0 | 0 | 0 | 0 | 0 | 0 | 0 | 0 | 0 | 0 | 0 | 0 | 0 | 0 | 0 | 0
F13_Industrial_Food Products_New_Miscellaneous_Natural Gas_Strategic Energy Management_A_Achievable Economic TRC Potential | F13 | Industrial | Food Products | New | Miscellaneous | Natural Gas | Strategic Energy Management | A | Purchases (Incremental) | Achievable Economic TRC Potential | 0 | 0 | 2.4225 | 4.2277 | 6.0285 | 8.0469 | 9.2625 | 10.6736 | 12.0669 | 13.6342 | 14.8015 | 16.1441 | 17.4688 | 19.0056 | 20.0486 | 21.3162 | 22.5828 | 24.0574 | 25.0314 | 26.2316 | 29.3631 | 31.8453
F14_Industrial_Food Products_New_Miscellaneous_Natural Gas_Strategic Energy Management_A_Achievable Economic TRC Potential | F14 | Industrial | Food Products | New | Miscellaneous | Natural Gas | Strategic Energy Management | A | Purchases (Cumulative) | Achievable Economic TRC Potential | 0 | 0 | 2.4225 | 6.6502 | 12.6788 | 20.7257 | 29.9882 | 38.2393 | 46.0785 | 53.6842 | 60.4388 | 67.3204 | 74.1156 | 81.0542 | 87.4685 | 93.9832 | 100.422 | 104.588 | 106.3861 | 106.5406 | 106.5406 | 106.5406
F1_Industrial_Food Products_New_Space Heating_Natural Gas_Commissioning_A_Achievable Economic TRC Potential | F1 | Industrial | Food Products | New | Space Heating | Natural Gas | Commissioning | A | Original Unit Energy Savings (kWh or therms) | Achievable Economic TRC Potential | 0 | 0 | 10.2317 | 10.2317 | 10.2317 | 10.2317 | 10.2317 | 10.2317 | 10.2317 | 10.2317 | 10.2317 | 10.2317 | 10.2317 | 10.2317 | 10.2317 | 10.2317 | 10.2317 | 10.2317 | 10.2317 | 10.2317 | 10.2317 | 10.2317
F2_Industrial_Food Products_New_Space Heating_Natural Gas_Commissioning_A_Achievable Economic TRC Potential | F2 | Industrial | Food Products | New | Space Heating | Natural Gas | Commissioning | A | Original Unit Summer Peak Savings (kW) | Achievable Economic TRC Potential | 0 | 0 | 0 | 0 | 0 | 0 | 0 | 0 | 0 | 0 | 0 | 0 | 0 | 0 | 0 | 0 | 0 | 0 | 0 | 0 | 0 | 0
F3_Industrial_Food Products_New_Space Heating_Natural Gas_Commissioning_A_Achievable Economic TRC Potential | F3 | Industrial | Food Products | New | Space Heating | Natural Gas | Commissioning | A | Original Unit Winter Peak Savings (kW) | Achievable Economic TRC Potential | 0 | 0 | 0 | 0 | 0 | 0 | 0 | 0 | 0 | 0 | 0 | 0 | 0 | 0 | 0 | 0 | 0 | 0 | 0 | 0 | 0 | 0
F4_Industrial_Food Products_New_Space Heating_Natural Gas_Commissioning_A_Achievable Economic TRC Potential | F4 | Industrial | Food Products | New | Space Heating | Natural Gas | Commissioning | A | Standalone Impact on Baseline Energy (%) | Achievable Economic TRC Potential | bar: 2019 to 2040
F5_Industrial_Food Products_New_Space Heating_Natural Gas_Commissioning_A_Achievable Economic TRC Potential | F5 | Industrial | Food Products | New | Space Heating | Natural Gas | Commissioning | A | Standalone Impact on Baseline Summer Peak (%) | Achievable Economic TRC Potential | bar: 2019 to 2040
F6_Industrial_Food Products_New_Space Heating_Natural Gas_Commissioning_A_Achievable Economic TRC Potential | F6 | Industrial | Food Products | New | Space Heating | Natural Gas | Commissioning | A | Standalone Impact on Baseline Winter Peak (%) | Achievable Economic TRC Potential | bar: 2019 to 2040
F7_Industrial_Food Products_New_Space Heating_Natural Gas_Commissioning_A_Achievable Economic TRC Potential | F7 | Industrial | Food Products | New | Space Heating | Natural Gas | Commissioning | A | Incremental Energy Savings (MWh or mTherms) | Achievable Economic TRC Potential | 0 | 0 | 0 | 0 | 0 | 0 | 0 | 0 | 0 | 0 | 0 | 0 | 0 | 0 | 0 | 0 | 0 | 0 | 0 | 0 | 0 | 0
F8_Industrial_Food Products_New_Space Heating_Natural Gas_Commissioning_A_Achievable Economic TRC Potential | F8 | Industrial | Food Products | New | Space Heating | Natural Gas | Commissioning | A | Incremental Summer Peak Savings (MW) | Achievable Economic TRC Potential | 0 | 0 | 0 | 0 | 0 | 0 | 0 | 0 | 0 | 0 | 0 | 0 | 0 | 0 | 0 | 0 | 0 | 0 | 0 | 0 | 0 | 0
F9_Industrial_Food Products_New_Space Heating_Natural Gas_Commissioning_A_Achievable Economic TRC Potential | F9 | Industrial | Food Products | New | Space Heating | Natural Gas | Commissioning | A | Incremental Winter Peak Savings (MW) | Achievable Economic TRC Potential | 0 | 0 | 0 | 0 | 0 | 0 | 0 | 0 | 0 | 0 | 0 | 0 | 0 | 0 | 0 | 0 | 0 | 0 | 0 | 0 | 0 | 0
F10_Industrial_Food Products_New_Space Heating_Natural Gas_Commissioning_A_Achievable Economic TRC Potential | F10 | Industrial | Food Products | New | Space Heating | Natural Gas | Commissioning | A | Cumulative Energy Savings (MWh or mTherms) | Achievable Economic TRC Potential | 0 | 0 | 0 | 0 | 0 | 0 | 0 | 0 | 0 | 0 | 0 | 0 | 0 | 0 | 0 | 0 | 0 | 0 | 0 | 0 | 0 | 0
F11_Industrial_Food Products_New_Space Heating_Natural Gas_Commissioning_A_Achievable Economic TRC Potential | F11 | Industrial | Food Products | New | Space Heating | Natural Gas | Commissioning | A | Cumulative Summer Peak Savings (MW) | Achievable Economic TRC Potential | 0 | 0 | 0 | 0 | 0 | 0 | 0 | 0 | 0 | 0 | 0 | 0 | 0 | 0 | 0 | 0 | 0 | 0 | 0 | 0 | 0 | 0
F12_Industrial_Food Products_New_Space Heating_Natural Gas_Commissioning_A_Achievable Economic TRC Potential | F12 | Industrial | Food Products | New | Space Heating | Natural Gas | Commissioning | A | Cumulative Winter Peak Savings (MW) | Achievable Economic TRC Potential | 0 | 0 | 0 | 0 | 0 | 0 | 0 | 0 | 0 | 0 | 0 | 0 | 0 | 0 | 0 | 0 | 0 | 0 | 0 | 0 | 0 | 0
F13_Industrial_Food Products_New_Space Heating_Natural Gas_Commissioning_A_Achievable Economic TRC Potential | F13 | Industrial | Food Products | New | Space Heating | Natural Gas | Commissioning | A | Purchases (Incremental) | Achievable Economic TRC Potential | 0 | 0 | 0 | 0 | 0 | 0 | 0 | 0 | 0 | 0 | 0 | 0 | 0 | 0 | 0 | 0 | 0 | 0 | 0 | 0 | 0 | 0
F14_Industrial_Food Products_New_Space Heating_Natural Gas_Commissioning_A_Achievable Economic TRC Potential | F14 | Industrial | Food Products | New | Space Heating | Natural Gas | Commissioning | A | Purchases (Cumulative) | Achievable Economic TRC Potential | 0 | 0 | 0 | 0 | 0 | 0 | 0 | 0 | 0 | 0 | 0 | 0 | 0 | 0 | 0 | 0 | 0 | 0 | 0 | 0 | 0 | 0
F1_Industrial_Food Products_New_Process_Natural Gas_Commissioning_A_Achievable Economic TRC Potential | F1 | Industrial | Food Products | New | Process | Natural Gas | Commissioning | A | Original Unit Energy Savings (kWh or therms) | Achievable Economic TRC Potential | 0 | 0 | 168.6012 | 168.6012 | 168.6012 | 168.6012 | 168.6012 | 168.6012 | 168.6012 | 168.6012 | 168.6012 | 168.6012 | 168.6012 | 168.6012 | 168.6012 | 168.6012 | 168.6012 | 168.6012 | 168.6012 | 168.6012 | 168.6012 | 168.6012
F2_Industrial_Food Products_New_Process_Natural Gas_Commissioning_A_Achievable Economic TRC Potential | F2 | Industrial | Food Products | New | Process | Natural Gas | Commissioning | A | Original Unit Summer Peak Savings (kW) | Achievable Economic TRC Potential | 0 | 0 | 0 | 0 | 0 | 0 | 0 | 0 | 0 | 0 | 0 | 0 | 0 | 0 | 0 | 0 | 0 | 0 | 0 | 0 | 0 | 0
F3_Industrial_Food Products_New_Process_Natural Gas_Commissioning_A_Achievable Economic TRC Potential | F3 | Industrial | Food Products | New | Process | Natural Gas | Commissioning | A | Original Unit Winter Peak Savings (kW) | Achievable Economic TRC Potential | 0 | 0 | 0 | 0 | 0 | 0 | 0 | 0 | 0 | 0 | 0 | 0 | 0 | 0 | 0 | 0 | 0 | 0 | 0 | 0 | 0 | 0
F4_Industrial_Food Products_New_Process_Natural Gas_Commissioning_A_Achievable Economic TRC Potential | F4 | Industrial | Food Products | New | Process | Natural Gas | Commissioning | A | Standalone Impact on Baseline Energy (%) | Achievable Economic TRC Potential | bar: 2019 to 2040
F5_Industrial_Food Products_New_Process_Natural Gas_Commissioning_A_Achievable Economic TRC Potential | F5 | Industrial | Food Products | New | Process | Natural Gas | Commissioning | A | Standalone Impact on Baseline Summer Peak (%) | Achievable Economic TRC Potential | bar: 2019 to 2040
F6_Industrial_Food Products_New_Process_Natural Gas_Commissioning_A_Achievable Economic TRC Potential | F6 | Industrial | Food Products | New | Process | Natural Gas | Commissioning | A | Standalone Impact on Baseline Winter Peak (%) | Achievable Economic TRC Potential | bar: 2019 to 2040
F7_Industrial_Food Products_New_Process_Natural Gas_Commissioning_A_Achievable Economic TRC Potential | F7 | Industrial | Food Products | New | Process | Natural Gas | Commissioning | A | Incremental Energy Savings (MWh or mTherms) | Achievable Economic TRC Potential | 0 | 0 | 0 | 0 | 0 | 0 | 0 | 0 | 0 | 0 | 0 | 0 | 0 | 0 | 0 | 0 | 0 | 0 | 0 | 0 | 0 | 0
F8_Industrial_Food Products_New_Process_Natural Gas_Commissioning_A_Achievable Economic TRC Potential | F8 | Industrial | Food Products | New | Process | Natural Gas | Commissioning | A | Incremental Summer Peak Savings (MW) | Achievable Economic TRC Potential | 0 | 0 | 0 | 0 | 0 | 0 | 0 | 0 | 0 | 0 | 0 | 0 | 0 | 0 | 0 | 0 | 0 | 0 | 0 | 0 | 0 | 0
F9_Industrial_Food Products_New_Process_Natural Gas_Commissioning_A_Achievable Economic TRC Potential | F9 | Industrial | Food Products | New | Process | Natural Gas | Commissioning | A | Incremental Winter Peak Savings (MW) | Achievable Economic TRC Potential | 0 | 0 | 0 | 0 | 0 | 0 | 0 | 0 | 0 | 0 | 0 | 0 | 0 | 0 | 0 | 0 | 0 | 0 | 0 | 0 | 0 | 0
F10_Industrial_Food Products_New_Process_Natural Gas_Commissioning_A_Achievable Economic TRC Potential | F10 | Industrial | Food Products | New | Process | Natural Gas | Commissioning | A | Cumulative Energy Savings (MWh or mTherms) | Achievable Economic TRC Potential | 0 | 0 | 0 | 0 | 0 | 0 | 0 | 0 | 0 | 0 | 0 | 0 | 0 | 0 | 0 | 0 | 0 | 0 | 0 | 0 | 0 | 0
F11_Industrial_Food Products_New_Process_Natural Gas_Commissioning_A_Achievable Economic TRC Potential | F11 | Industrial | Food Products | New | Process | Natural Gas | Commissioning | A | Cumulative Summer Peak Savings (MW) | Achievable Economic TRC Potential | 0 | 0 | 0 | 0 | 0 | 0 | 0 | 0 | 0 | 0 | 0 | 0 | 0 | 0 | 0 | 0 | 0 | 0 | 0 | 0 | 0 | 0
F12_Industrial_Food Products_New_Process_Natural Gas_Commissioning_A_Achievable Economic TRC Potential | F12 | Industrial | Food Products | New | Process | Natural Gas | Commissioning | A | Cumulative Winter Peak Savings (MW) | Achievable Economic TRC Potential | 0 | 0 | 0 | 0 | 0 | 0 | 0 | 0 | 0 | 0 | 0 | 0 | 0 | 0 | 0 | 0 | 0 | 0 | 0 | 0 | 0 | 0
F13_Industrial_Food Products_New_Process_Natural Gas_Commissioning_A_Achievable Economic TRC Potential | F13 | Industrial | Food Products | New | Process | Natural Gas | Commissioning | A | Purchases (Incremental) | Achievable Economic TRC Potential | 0 | 0 | 0 | 0 | 0 | 0 | 0 | 0 | 0 | 0 | 0 | 0 | 0 | 0 | 0 | 0 | 0 | 0 | 0 | 0 | 0 | 0
F14_Industrial_Food Products_New_Process_Natural Gas_Commissioning_A_Achievable Economic TRC Potential | F14 | Industrial | Food Products | New | Process | Natural Gas | Commissioning | A | Purchases (Cumulative) | Achievable Economic TRC Potential | 0 | 0 | 0 | 0 | 0 | 0 | 0 | 0 | 0 | 0 | 0 | 0 | 0 | 0 | 0 | 0 | 0 | 0 | 0 | 0 | 0 | 0
F1_Industrial_Food Products_New_Space Heating_Natural Gas_Retrocommissioning_A_Achievable Economic TRC Potential | F1 | Industrial | Food Products | New | Space Heating | Natural Gas | Retrocommissioning | A | Original Unit Energy Savings (kWh or therms) | Achievable Economic TRC Potential | 0 | 0 | 0 | 0 | 0 | 0 | 0 | 0 | 0 | 0 | 0 | 0 | 0 | 0 | 0 | 0 | 0 | 0 | 0 | 0 | 0 | 0
F2_Industrial_Food Products_New_Space Heating_Natural Gas_Retrocommissioning_A_Achievable Economic TRC Potential | F2 | Industrial | Food Products | New | Space Heating | Natural Gas | Retrocommissioning | A | Original Unit Summer Peak Savings (kW) | Achievable Economic TRC Potential | 0 | 0 | 0 | 0 | 0 | 0 | 0 | 0 | 0 | 0 | 0 | 0 | 0 | 0 | 0 | 0 | 0 | 0 | 0 | 0 | 0 | 0
F3_Industrial_Food Products_New_Space Heating_Natural Gas_Retrocommissioning_A_Achievable Economic TRC Potential | F3 | Industrial | Food Products | New | Space Heating | Natural Gas | Retrocommissioning | A | Original Unit Winter Peak Savings (kW) | Achievable Economic TRC Potential | 0 | 0 | 0 | 0 | 0 | 0 | 0 | 0 | 0 | 0 | 0 | 0 | 0 | 0 | 0 | 0 | 0 | 0 | 0 | 0 | 0 | 0
F4_Industrial_Food Products_New_Space Heating_Natural Gas_Retrocommissioning_A_Achievable Economic TRC Potential | F4 | Industrial | Food Products | New | Space Heating | Natural Gas | Retrocommissioning | A | Standalone Impact on Baseline Energy (%) | Achievable Economic TRC Potential | bar: 2019 to 2040
F5_Industrial_Food Products_New_Space Heating_Natural Gas_Retrocommissioning_A_Achievable Economic TRC Potential | F5 | Industrial | Food Products | New | Space Heating | Natural Gas | Retrocommissioning | A | Standalone Impact on Baseline Summer Peak (%) | Achievable Economic TRC Potential | bar: 2019 to 2040
F6_Industrial_Food Products_New_Space Heating_Natural Gas_Retrocommissioning_A_Achievable Economic TRC Potential | F6 | Industrial | Food Products | New | Space Heating | Natural Gas | Retrocommissioning | A | Standalone Impact on Baseline Winter Peak (%) | Achievable Economic TRC Potential | bar: 2019 to 2040
F7_Industrial_Food Products_New_Space Heating_Natural Gas_Retrocommissioning_A_Achievable Economic TRC Potential | F7 | Industrial | Food Products | New | Space Heating | Natural Gas | Retrocommissioning | A | Incremental Energy Savings (MWh or mTherms) | Achievable Economic TRC Potential | 0 | 0 | 0 | 0 | 0 | 0 | 0 | 0 | 0 | 0 | 0 | 0 | 0 | 0 | 0 | 0 | 0 | 0 | 0 | 0 | 0 | 0
F8_Industrial_Food Products_New_Space Heating_Natural Gas_Retrocommissioning_A_Achievable Economic TRC Potential | F8 | Industrial | Food Products | New | Space Heating | Natural Gas | Retrocommissioning | A | Incremental Summer Peak Savings (MW) | Achievable Economic TRC Potential | 0 | 0 | 0 | 0 | 0 | 0 | 0 | 0 | 0 | 0 | 0 | 0 | 0 | 0 | 0 | 0 | 0 | 0 | 0 | 0 | 0 | 0
F9_Industrial_Food Products_New_Space Heating_Natural Gas_Retrocommissioning_A_Achievable Economic TRC Potential | F9 | Industrial | Food Products | New | Space Heating | Natural Gas | Retrocommissioning | A | Incremental Winter Peak Savings (MW) | Achievable Economic TRC Potential | 0 | 0 | 0 | 0 | 0 | 0 | 0 | 0 | 0 | 0 | 0 | 0 | 0 | 0 | 0 | 0 | 0 | 0 | 0 | 0 | 0 | 0
F10_Industrial_Food Products_New_Space Heating_Natural Gas_Retrocommissioning_A_Achievable Economic TRC Potential | F10 | Industrial | Food Products | New | Space Heating | Natural Gas | Retrocommissioning | A | Cumulative Energy Savings (MWh or mTherms) | Achievable Economic TRC Potential | 0 | 0 | 0 | 0 | 0 | 0 | 0 | 0 | 0 | 0 | 0 | 0 | 0 | 0 | 0 | 0 | 0 | 0 | 0 | 0 | 0 | 0
F11_Industrial_Food Products_New_Space Heating_Natural Gas_Retrocommissioning_A_Achievable Economic TRC Potential | F11 | Industrial | Food Products | New | Space Heating | Natural Gas | Retrocommissioning | A | Cumulative Summer Peak Savings (MW) | Achievable Economic TRC Potential | 0 | 0 | 0 | 0 | 0 | 0 | 0 | 0 | 0 | 0 | 0 | 0 | 0 | 0 | 0 | 0 | 0 | 0 | 0 | 0 | 0 | 0
F12_Industrial_Food Products_New_Space Heating_Natural Gas_Retrocommissioning_A_Achievable Economic TRC Potential | F12 | Industrial | Food Products | New | Space Heating | Natural Gas | Retrocommissioning | A | Cumulative Winter Peak Savings (MW) | Achievable Economic TRC Potential | 0 | 0 | 0 | 0 | 0 | 0 | 0 | 0 | 0 | 0 | 0 | 0 | 0 | 0 | 0 | 0 | 0 | 0 | 0 | 0 | 0 | 0
F13_Industrial_Food Products_New_Space Heating_Natural Gas_Retrocommissioning_A_Achievable Economic TRC Potential | F13 | Industrial | Food Products | New | Space Heating | Natural Gas | Retrocommissioning | A | Purchases (Incremental) | Achievable Economic TRC Potential | 0 | 0 | 0 | 0 | 0 | 0 | 0 | 0 | 0 | 0 | 0 | 0 | 0 | 0 | 0 | 0 | 0 | 0 | 0 | 0 | 0 | 0
F14_Industrial_Food Products_New_Space Heating_Natural Gas_Retrocommissioning_A_Achievable Economic TRC Potential | F14 | Industrial | Food Products | New | Space Heating | Natural Gas | Retrocommissioning | A | Purchases (Cumulative) | Achievable Economic TRC Potential | 0 | 0 | 0 | 0 | 0 | 0 | 0 | 0 | 0 | 0 | 0 | 0 | 0 | 0 | 0 | 0 | 0 | 0 | 0 | 0 | 0 | 0
F1_Industrial_Food Products_New_Process_Natural Gas_Retrocommissioning_A_Achievable Economic TRC Potential | F1 | Industrial | Food Products | New | Process | Natural Gas | Retrocommissioning | A | Original Unit Energy Savings (kWh or therms) | Achievable Economic TRC Potential | 0 | 0 | 0 | 0 | 0 | 0 | 0 | 0 | 0 | 0 | 0 | 0 | 0 | 0 | 0 | 0 | 0 | 0 | 0 | 0 | 0 | 0
F2_Industrial_Food Products_New_Process_Natural Gas_Retrocommissioning_A_Achievable Economic TRC Potential | F2 | Industrial | Food Products | New | Process | Natural Gas | Retrocommissioning | A | Original Unit Summer Peak Savings (kW) | Achievable Economic TRC Potential | 0 | 0 | 0 | 0 | 0 | 0 | 0 | 0 | 0 | 0 | 0 | 0 | 0 | 0 | 0 | 0 | 0 | 0 | 0 | 0 | 0 | 0
F3_Industrial_Food Products_New_Process_Natural Gas_Retrocommissioning_A_Achievable Economic TRC Potential | F3 | Industrial | Food Products | New | Process | Natural Gas | Retrocommissioning | A | Original Unit Winter Peak Savings (kW) | Achievable Economic TRC Potential | 0 | 0 | 0 | 0 | 0 | 0 | 0 | 0 | 0 | 0 | 0 | 0 | 0 | 0 | 0 | 0 | 0 | 0 | 0 | 0 | 0 | 0
F4_Industrial_Food Products_New_Process_Natural Gas_Retrocommissioning_A_Achievable Economic TRC Potential | F4 | Industrial | Food Products | New | Process | Natural Gas | Retrocommissioning | A | Standalone Impact on Baseline Energy (%) | Achievable Economic TRC Potential | bar: 2019 to 2040
F5_Industrial_Food Products_New_Process_Natural Gas_Retrocommissioning_A_Achievable Economic TRC Potential | F5 | Industrial | Food Products | New | Process | Natural Gas | Retrocommissioning | A | Standalone Impact on Baseline Summer Peak (%) | Achievable Economic TRC Potential | bar: 2019 to 2040
F6_Industrial_Food Products_New_Process_Natural Gas_Retrocommissioning_A_Achievable Economic TRC Potential | F6 | Industrial | Food Products | New | Process | Natural Gas | Retrocommissioning | A | Standalone Impact on Baseline Winter Peak (%) | Achievable Economic TRC Potential | bar: 2019 to 2040
F7_Industrial_Food Products_New_Process_Natural Gas_Retrocommissioning_A_Achievable Economic TRC Potential | F7 | Industrial | Food Products | New | Process | Natural Gas | Retrocommissioning | A | Incremental Energy Savings (MWh or mTherms) | Achievable Economic TRC Potential | 0 | 0 | 0 | 0 | 0 | 0 | 0 | 0 | 0 | 0 | 0 | 0 | 0 | 0 | 0 | 0 | 0 | 0 | 0 | 0 | 0 | 0
F8_Industrial_Food Products_New_Process_Natural Gas_Retrocommissioning_A_Achievable Economic TRC Potential | F8 | Industrial | Food Products | New | Process | Natural Gas | Retrocommissioning | A | Incremental Summer Peak Savings (MW) | Achievable Economic TRC Potential | 0 | 0 | 0 | 0 | 0 | 0 | 0 | 0 | 0 | 0 | 0 | 0 | 0 | 0 | 0 | 0 | 0 | 0 | 0 | 0 | 0 | 0
F9_Industrial_Food Products_New_Process_Natural Gas_Retrocommissioning_A_Achievable Economic TRC Potential | F9 | Industrial | Food Products | New | Process | Natural Gas | Retrocommissioning | A | Incremental Winter Peak Savings (MW) | Achievable Economic TRC Potential | 0 | 0 | 0 | 0 | 0 | 0 | 0 | 0 | 0 | 0 | 0 | 0 | 0 | 0 | 0 | 0 | 0 | 0 | 0 | 0 | 0 | 0
F10_Industrial_Food Products_New_Process_Natural Gas_Retrocommissioning_A_Achievable Economic TRC Potential | F10 | Industrial | Food Products | New | Process | Natural Gas | Retrocommissioning | A | Cumulative Energy Savings (MWh or mTherms) | Achievable Economic TRC Potential | 0 | 0 | 0 | 0 | 0 | 0 | 0 | 0 | 0 | 0 | 0 | 0 | 0 | 0 | 0 | 0 | 0 | 0 | 0 | 0 | 0 | 0
F11_Industrial_Food Products_New_Process_Natural Gas_Retrocommissioning_A_Achievable Economic TRC Potential | F11 | Industrial | Food Products | New | Process | Natural Gas | Retrocommissioning | A | Cumulative Summer Peak Savings (MW) | Achievable Economic TRC Potential | 0 | 0 | 0 | 0 | 0 | 0 | 0 | 0 | 0 | 0 | 0 | 0 | 0 | 0 | 0 | 0 | 0 | 0 | 0 | 0 | 0 | 0
F12_Industrial_Food Products_New_Process_Natural Gas_Retrocommissioning_A_Achievable Economic TRC Potential | F12 | Industrial | Food Products | New | Process | Natural Gas | Retrocommissioning | A | Cumulative Winter Peak Savings (MW) | Achievable Economic TRC Potential | 0 | 0 | 0 | 0 | 0 | 0 | 0 | 0 | 0 | 0 | 0 | 0 | 0 | 0 | 0 | 0 | 0 | 0 | 0 | 0 | 0 | 0
F13_Industrial_Food Products_New_Process_Natural Gas_Retrocommissioning_A_Achievable Economic TRC Potential | F13 | Industrial | Food Products | New | Process | Natural Gas | Retrocommissioning | A | Purchases (Incremental) | Achievable Economic TRC Potential | 0 | 0 | 0 | 0 | 0 | 0 | 0 | 0 | 0 | 0 | 0 | 0 | 0 | 0 | 0 | 0 | 0 | 0 | 0 | 0 | 0 | 0
F14_Industrial_Food Products_New_Process_Natural Gas_Retrocommissioning_A_Achievable Economic TRC Potential | F14 | Industrial | Food Products | New | Process | Natural Gas | Retrocommissioning | A | Purchases (Cumulative) | Achievable Economic TRC Potential | 0 | 0 | 0 | 0 | 0 | 0 | 0 | 0 | 0 | 0 | 0 | 0 | 0 | 0 | 0 | 0 | 0 | 0 | 0 | 0 | 0 | 0
F1_Industrial_Agriculture_Existing_Space Heating_Natural Gas_Insulation - Roof/Ceiling_A_Achievable Economic TRC Potential | F1 | Industrial | Agriculture | Existing | Space Heating | Natural Gas | Insulation - Roof/Ceiling | A | Original Unit Energy Savings (kWh or therms) | Achievable Economic TRC Potential | 0 | 0 | 0.083035 | 0.082838 | 0.082641 | 0.082447 | 0.082256 | 0.08207 | 0.08189 | 0.081718 | 0.081553 | 0.081398 | 0.081252 | 0.081115 | 0.080985 | 0.080863 | 0.080748 | 0.08064 | 0.080538 | 0.080442 | 0.080353 | 0.080269
F2_Industrial_Agriculture_Existing_Space Heating_Natural Gas_Insulation - Roof/Ceiling_A_Achievable Economic TRC Potential | F2 | Industrial | Agriculture | Existing | Space Heating | Natural Gas | Insulation - Roof/Ceiling | A | Original Unit Summer Peak Savings (kW) | Achievable Economic TRC Potential | 0 | 0 | 0 | 0 | 0 | 0 | 0 | 0 | 0 | 0 | 0 | 0 | 0 | 0 | 0 | 0 | 0 | 0 | 0 | 0 | 0 | 0
F3_Industrial_Agriculture_Existing_Space Heating_Natural Gas_Insulation - Roof/Ceiling_A_Achievable Economic TRC Potential | F3 | Industrial | Agriculture | Existing | Space Heating | Natural Gas | Insulation - Roof/Ceiling | A | Original Unit Winter Peak Savings (kW) | Achievable Economic TRC Potential | 0 | 0 | 0 | 0 | 0 | 0 | 0 | 0 | 0 | 0 | 0 | 0 | 0 | 0 | 0 | 0 | 0 | 0 | 0 | 0 | 0 | 0
F4_Industrial_Agriculture_Existing_Space Heating_Natural Gas_Insulation - Roof/Ceiling_A_Achievable Economic TRC Potential | F4 | Industrial | Agriculture | Existing | Space Heating | Natural Gas | Insulation - Roof/Ceiling | A | Standalone Impact on Baseline Energy (%) | Achievable Economic TRC Potential | 0% | 0% | 0.3143% | 0.8697% | 1.74% | 2.969% | 4.545% | 6.403% | 8.431% | 10.49% | 12.47% | 14.25% | 15.79% | 17.06% | 18.1% | 18.94% | 19.61% | 20.18% | 20.66% | 21.12% | 21.49% | 21.86%
F5_Industrial_Agriculture_Existing_Space Heating_Natural Gas_Insulation - Roof/Ceiling_A_Achievable Economic TRC Potential | F5 | Industrial | Agriculture | Existing | Space Heating | Natural Gas | Insulation - Roof/Ceiling | A | Standalone Impact on Baseline Summer Peak (%) | Achievable Economic TRC Potential | bar: 2019 to 2040
F6_Industrial_Agriculture_Existing_Space Heating_Natural Gas_Insulation - Roof/Ceiling_A_Achievable Economic TRC Potential | F6 | Industrial | Agriculture | Existing | Space Heating | Natural Gas | Insulation - Roof/Ceiling | A | Standalone Impact on Baseline Winter Peak (%) | Achievable Economic TRC Potential | bar: 2019 to 2040
F7_Industrial_Agriculture_Existing_Space Heating_Natural Gas_Insulation - Roof/Ceiling_A_Achievable Economic TRC Potential | F7 | Industrial | Agriculture | Existing | Space Heating | Natural Gas | Insulation - Roof/Ceiling | A | Incremental Energy Savings (MWh or mTherms) | Achievable Economic TRC Potential | 0 | 0 | 3.3226 | 5.7006 | 8.6941 | 11.9337 | 14.8919 | 17.0357 | 17.9904 | 17.6429 | 16.1503 | 13.8615 | 11.1984 | 8.5452 | 6.178 | 4.2436 | 2.7763 | 1.734 | 1.036 | 0.68852 | 0 | 0
F8_Industrial_Agriculture_Existing_Space Heating_Natural Gas_Insulation - Roof/Ceiling_A_Achievable Economic TRC Potential | F8 | Industrial | Agriculture | Existing | Space Heating | Natural Gas | Insulation - Roof/Ceiling | A | Incremental Summer Peak Savings (MW) | Achievable Economic TRC Potential | 0 | 0 | 0 | 0 | 0 | 0 | 0 | 0 | 0 | 0 | 0 | 0 | 0 | 0 | 0 | 0 | 0 | 0 | 0 | 0 | 0 | 0
F9_Industrial_Agriculture_Existing_Space Heating_Natural Gas_Insulation - Roof/Ceiling_A_Achievable Economic TRC Potential | F9 | Industrial | Agriculture | Existing | Space Heating | Natural Gas | Insulation - Roof/Ceiling | A | Incremental Winter Peak Savings (MW) | Achievable Economic TRC Potential | 0 | 0 | 0 | 0 | 0 | 0 | 0 | 0 | 0 | 0 | 0 | 0 | 0 | 0 | 0 | 0 | 0 | 0 | 0 | 0 | 0 | 0
F10_Industrial_Agriculture_Existing_Space Heating_Natural Gas_Insulation - Roof/Ceiling_A_Achievable Economic TRC Potential | F10 | Industrial | Agriculture | Existing | Space Heating | Natural Gas | Insulation - Roof/Ceiling | A | Cumulative Energy Savings (MWh or mTherms) | Achievable Economic TRC Potential | 0 | 0 | 3.3226 | 9.0153 | 17.688 | 29.58 | 44.4035 | 61.3388 | 79.1947 | 96.6707 | 112.6267 | 126.2741 | 137.2459 | 145.5585 | 151.5037 | 155.5188 | 158.074 | 159.5963 | 160.4311 | 160.9294 | 160.75 | 160.5819
F11_Industrial_Agriculture_Existing_Space Heating_Natural Gas_Insulation - Roof/Ceiling_A_Achievable Economic TRC Potential | F11 | Industrial | Agriculture | Existing | Space Heating | Natural Gas | Insulation - Roof/Ceiling | A | Cumulative Summer Peak Savings (MW) | Achievable Economic TRC Potential | 0 | 0 | 0 | 0 | 0 | 0 | 0 | 0 | 0 | 0 | 0 | 0 | 0 | 0 | 0 | 0 | 0 | 0 | 0 | 0 | 0 | 0
F12_Industrial_Agriculture_Existing_Space Heating_Natural Gas_Insulation - Roof/Ceiling_A_Achievable Economic TRC Potential | F12 | Industrial | Agriculture | Existing | Space Heating | Natural Gas | Insulation - Roof/Ceiling | A | Cumulative Winter Peak Savings (MW) | Achievable Economic TRC Potential | 0 | 0 | 0 | 0 | 0 | 0 | 0 | 0 | 0 | 0 | 0 | 0 | 0 | 0 | 0 | 0 | 0 | 0 | 0 | 0 | 0 | 0
F13_Industrial_Agriculture_Existing_Space Heating_Natural Gas_Insulation - Roof/Ceiling_A_Achievable Economic TRC Potential | F13 | Industrial | Agriculture | Existing | Space Heating | Natural Gas | Insulation - Roof/Ceiling | A | Purchases (Incremental) | Achievable Economic TRC Potential | 0 | 0 | 40013.694 | 68816.6547 | 105202.4721 | 144744.0909 | 181043.5495 | 207575.7938 | 219688.9701 | 215901.2292 | 198033.5413 | 170291.7736 | 137822.3482 | 105346.9673 | 76285.735 | 52479.3246 | 34383.0058 | 21502.8516 | 12863.0251 | 8559.1835 | 0 | 0
F14_Industrial_Agriculture_Existing_Space Heating_Natural Gas_Insulation - Roof/Ceiling_A_Achievable Economic TRC Potential | F14 | Industrial | Agriculture | Existing | Space Heating | Natural Gas | Insulation - Roof/Ceiling | A | Purchases (Cumulative) | Achievable Economic TRC Potential | 0 | 0 | 40013.694 | 108830.3486 | 214032.8207 | 358776.9117 | 539820.4611 | 747396.2549 | 967085.225 | 1182986.4542 | 1381019.9955 | 1551311.7692 | 1689134.1174 | 1794481.0848 | 1870766.8197 | 1923246.1443 | 1957629.1501 | 1979132.0016 | 1991995.0268 | 2000554.2103 | 2000554.2103 | 2000554.2103
F1_Industrial_Agriculture_Existing_Space Heating_Natural Gas_Insulation - Wall Cavity_A_Achievable Economic TRC Potential | F1 | Industrial | Agriculture | Existing | Space Heating | Natural Gas | Insulation - Wall Cavity | A | Original Unit Energy Savings (kWh or therms) | Achievable Economic TRC Potential | 0 | 0 | 0.018165 | 0.018122 | 0.018079 | 0.018037 | 0.017995 | 0.017954 | 0.017915 | 0.017877 | 0.017841 | 0.017807 | 0.017775 | 0.017745 | 0.017717 | 0.01769 | 0.017665 | 0.017641 | 0.017619 | 0.017598 | 0.017579 | 0.01756
F2_Industrial_Agriculture_Existing_Space Heating_Natural Gas_Insulation - Wall Cavity_A_Achievable Economic TRC Potential | F2 | Industrial | Agriculture | Existing | Space Heating | Natural Gas | Insulation - Wall Cavity | A | Original Unit Summer Peak Savings (kW) | Achievable Economic TRC Potential | 0 | 0 | 0 | 0 | 0 | 0 | 0 | 0 | 0 | 0 | 0 | 0 | 0 | 0 | 0 | 0 | 0 | 0 | 0 | 0 | 0 | 0
F3_Industrial_Agriculture_Existing_Space Heating_Natural Gas_Insulation - Wall Cavity_A_Achievable Economic TRC Potential | F3 | Industrial | Agriculture | Existing | Space Heating | Natural Gas | Insulation - Wall Cavity | A | Original Unit Winter Peak Savings (kW) | Achievable Economic TRC Potential | 0 | 0 | 0 | 0 | 0 | 0 | 0 | 0 | 0 | 0 | 0 | 0 | 0 | 0 | 0 | 0 | 0 | 0 | 0 | 0 | 0 | 0
F4_Industrial_Agriculture_Existing_Space Heating_Natural Gas_Insulation - Wall Cavity_A_Achievable Economic TRC Potential | F4 | Industrial | Agriculture | Existing | Space Heating | Natural Gas | Insulation - Wall Cavity | A | Standalone Impact on Baseline Energy (%) | Achievable Economic TRC Potential | 0% | 0% | 0.06875% | 0.1903% | 0.3808% | 0.6494% | 0.9943% | 1.401% | 1.844% | 2.296% | 2.727% | 3.117% | 3.453% | 3.733% | 3.96% | 4.143% | 4.291% | 4.414% | 4.521% | 4.62% | 4.701% | 4.783%
F5_Industrial_Agriculture_Existing_Space Heating_Natural Gas_Insulation - Wall Cavity_A_Achievable Economic TRC Potential | F5 | Industrial | Agriculture | Existing | Space Heating | Natural Gas | Insulation - Wall Cavity | A | Standalone Impact on Baseline Summer Peak (%) | Achievable Economic TRC Potential | bar: 2019 to 2040
F6_Industrial_Agriculture_Existing_Space Heating_Natural Gas_Insulation - Wall Cavity_A_Achievable Economic TRC Potential | F6 | Industrial | Agriculture | Existing | Space Heating | Natural Gas | Insulation - Wall Cavity | A | Standalone Impact on Baseline Winter Peak (%) | Achievable Economic TRC Potential | bar: 2019 to 2040
F7_Industrial_Agriculture_Existing_Space Heating_Natural Gas_Insulation - Wall Cavity_A_Achievable Economic TRC Potential | F7 | Industrial | Agriculture | Existing | Space Heating | Natural Gas | Insulation - Wall Cavity | A | Incremental Energy Savings (MWh or mTherms) | Achievable Economic TRC Potential | 0 | 0 | 0.72686 | 1.2471 | 1.902 | 2.6107 | 3.2579 | 3.7269 | 3.9357 | 3.8597 | 3.5331 | 3.0324 | 2.4498 | 1.8694 | 1.3515 | 0.92836 | 0.60737 | 0.37934 | 0.22663 | 0.15063 | 0 | 0
F8_Industrial_Agriculture_Existing_Space Heating_Natural Gas_Insulation - Wall Cavity_A_Achievable Economic TRC Potential | F8 | Industrial | Agriculture | Existing | Space Heating | Natural Gas | Insulation - Wall Cavity | A | Incremental Summer Peak Savings (MW) | Achievable Economic TRC Potential | 0 | 0 | 0 | 0 | 0 | 0 | 0 | 0 | 0 | 0 | 0 | 0 | 0 | 0 | 0 | 0 | 0 | 0 | 0 | 0 | 0 | 0
F9_Industrial_Agriculture_Existing_Space Heating_Natural Gas_Insulation - Wall Cavity_A_Achievable Economic TRC Potential | F9 | Industrial | Agriculture | Existing | Space Heating | Natural Gas | Insulation - Wall Cavity | A | Incremental Winter Peak Savings (MW) | Achievable Economic TRC Potential | 0 | 0 | 0 | 0 | 0 | 0 | 0 | 0 | 0 | 0 | 0 | 0 | 0 | 0 | 0 | 0 | 0 | 0 | 0 | 0 | 0 | 0
F10_Industrial_Agriculture_Existing_Space Heating_Natural Gas_Insulation - Wall Cavity_A_Achievable Economic TRC Potential | F10 | Industrial | Agriculture | Existing | Space Heating | Natural Gas | Insulation - Wall Cavity | A | Cumulative Energy Savings (MWh or mTherms) | Achievable Economic TRC Potential | 0 | 0 | 0.72686 | 1.9722 | 3.8695 | 6.4711 | 9.714 | 13.4189 | 17.3252 | 21.1483 | 24.639 | 27.6246 | 30.0248 | 31.8433 | 33.144 | 34.0223 | 34.5813 | 34.9144 | 35.097 | 35.206 | 35.1668 | 35.13
F11_Industrial_Agriculture_Existing_Space Heating_Natural Gas_Insulation - Wall Cavity_A_Achievable Economic TRC Potential | F11 | Industrial | Agriculture | Existing | Space Heating | Natural Gas | Insulation - Wall Cavity | A | Cumulative Summer Peak Savings (MW) | Achievable Economic TRC Potential | 0 | 0 | 0 | 0 | 0 | 0 | 0 | 0 | 0 | 0 | 0 | 0 | 0 | 0 | 0 | 0 | 0 | 0 | 0 | 0 | 0 | 0
F12_Industrial_Agriculture_Existing_Space Heating_Natural Gas_Insulation - Wall Cavity_A_Achievable Economic TRC Potential | F12 | Industrial | Agriculture | Existing | Space Heating | Natural Gas | Insulation - Wall Cavity | A | Cumulative Winter Peak Savings (MW) | Achievable Economic TRC Potential | 0 | 0 | 0 | 0 | 0 | 0 | 0 | 0 | 0 | 0 | 0 | 0 | 0 | 0 | 0 | 0 | 0 | 0 | 0 | 0 | 0 | 0
F13_Industrial_Agriculture_Existing_Space Heating_Natural Gas_Insulation - Wall Cavity_A_Achievable Economic TRC Potential | F13 | Industrial | Agriculture | Existing | Space Heating | Natural Gas | Insulation - Wall Cavity | A | Purchases (Incremental) | Achievable Economic TRC Potential | 0 | 0 | 40013.694 | 68816.6547 | 105202.4721 | 144744.0909 | 181043.5495 | 207575.7938 | 219688.9701 | 215901.2292 | 198033.5413 | 170291.7736 | 137822.3482 | 105346.9673 | 76285.735 | 52479.3246 | 34383.0058 | 21502.8516 | 12863.0251 | 8559.1835 | 0 | 0
F14_Industrial_Agriculture_Existing_Space Heating_Natural Gas_Insulation - Wall Cavity_A_Achievable Economic TRC Potential | F14 | Industrial | Agriculture | Existing | Space Heating | Natural Gas | Insulation - Wall Cavity | A | Purchases (Cumulative) | Achievable Economic TRC Potential | 0 | 0 | 40013.694 | 108830.3486 | 214032.8207 | 358776.9117 | 539820.4611 | 747396.2549 | 967085.225 | 1182986.4542 | 1381019.9955 | 1551311.7692 | 1689134.1174 | 1794481.0848 | 1870766.8197 | 1923246.1443 | 1957629.1501 | 1979132.0016 | 1991995.0268 | 2000554.2103 | 2000554.2103 | 2000554.2103
F1_Industrial_Agriculture_Existing_Space Heating_Natural Gas_Insulation - Ducting_A_Achievable Economic TRC Potential | F1 | Industrial | Agriculture | Existing | Space Heating | Natural Gas | Insulation - Ducting | A | Original Unit Energy Savings (kWh or therms) | Achievable Economic TRC Potential | 0 | 0 | 0.0014398 | 0.0014319 | 0.0014239 | 0.0014161 | 0.0014083 | 0.0014008 | 0.0013935 | 0.0013865 | 0.0013799 | 0.0013736 | 0.0013677 | 0.0013622 | 0.001357 | 0.0013521 | 0.0013475 | 0.0013431 | 0.001339 | 0.0013352 | 0.0013316 | 0.0013281
F2_Industrial_Agriculture_Existing_Space Heating_Natural Gas_Insulation - Ducting_A_Achievable Economic TRC Potential | F2 | Industrial | Agriculture | Existing | Space Heating | Natural Gas | Insulation - Ducting | A | Original Unit Summer Peak Savings (kW) | Achievable Economic TRC Potential | 0 | 0 | 0 | 0 | 0 | 0 | 0 | 0 | 0 | 0 | 0 | 0 | 0 | 0 | 0 | 0 | 0 | 0 | 0 | 0 | 0 | 0
F3_Industrial_Agriculture_Existing_Space Heating_Natural Gas_Insulation - Ducting_A_Achievable Economic TRC Potential | F3 | Industrial | Agriculture | Existing | Space Heating | Natural Gas | Insulation - Ducting | A | Original Unit Winter Peak Savings (kW) | Achievable Economic TRC Potential | 0 | 0 | 0 | 0 | 0 | 0 | 0 | 0 | 0 | 0 | 0 | 0 | 0 | 0 | 0 | 0 | 0 | 0 | 0 | 0 | 0 | 0
F4_Industrial_Agriculture_Existing_Space Heating_Natural Gas_Insulation - Ducting_A_Achievable Economic TRC Potential | F4 | Industrial | Agriculture | Existing | Space Heating | Natural Gas | Insulation - Ducting | A | Standalone Impact on Baseline Energy (%) | Achievable Economic TRC Potential | bar: 2019 to 2040
F5_Industrial_Agriculture_Existing_Space Heating_Natural Gas_Insulation - Ducting_A_Achievable Economic TRC Potential | F5 | Industrial | Agriculture | Existing | Space Heating | Natural Gas | Insulation - Ducting | A | Standalone Impact on Baseline Summer Peak (%) | Achievable Economic TRC Potential | bar: 2019 to 2040
F6_Industrial_Agriculture_Existing_Space Heating_Natural Gas_Insulation - Ducting_A_Achievable Economic TRC Potential | F6 | Industrial | Agriculture | Existing | Space Heating | Natural Gas | Insulation - Ducting | A | Standalone Impact on Baseline Winter Peak (%) | Achievable Economic TRC Potential | bar: 2019 to 2040
F7_Industrial_Agriculture_Existing_Space Heating_Natural Gas_Insulation - Ducting_A_Achievable Economic TRC Potential | F7 | Industrial | Agriculture | Existing | Space Heating | Natural Gas | Insulation - Ducting | A | Incremental Energy Savings (MWh or mTherms) | Achievable Economic TRC Potential | 0 | 0 | 0 | 0 | 0 | 0 | 0 | 0 | 0 | 0 | 0 | 0 | 0 | 0 | 0 | 0 | 0 | 0 | 0 | 0 | 0 | 0
F8_Industrial_Agriculture_Existing_Space Heating_Natural Gas_Insulation - Ducting_A_Achievable Economic TRC Potential | F8 | Industrial | Agriculture | Existing | Space Heating | Natural Gas | Insulation - Ducting | A | Incremental Summer Peak Savings (MW) | Achievable Economic TRC Potential | 0 | 0 | 0 | 0 | 0 | 0 | 0 | 0 | 0 | 0 | 0 | 0 | 0 | 0 | 0 | 0 | 0 | 0 | 0 | 0 | 0 | 0
F9_Industrial_Agriculture_Existing_Space Heating_Natural Gas_Insulation - Ducting_A_Achievable Economic TRC Potential | F9 | Industrial | Agriculture | Existing | Space Heating | Natural Gas | Insulation - Ducting | A | Incremental Winter Peak Savings (MW) | Achievable Economic TRC Potential | 0 | 0 | 0 | 0 | 0 | 0 | 0 | 0 | 0 | 0 | 0 | 0 | 0 | 0 | 0 | 0 | 0 | 0 | 0 | 0 | 0 | 0
F10_Industrial_Agriculture_Existing_Space Heating_Natural Gas_Insulation - Ducting_A_Achievable Economic TRC Potential | F10 | Industrial | Agriculture | Existing | Space Heating | Natural Gas | Insulation - Ducting | A | Cumulative Energy Savings (MWh or mTherms) | Achievable Economic TRC Potential | 0 | 0 | 0 | 0 | 0 | 0 | 0 | 0 | 0 | 0 | 0 | 0 | 0 | 0 | 0 | 0 | 0 | 0 | 0 | 0 | 0 | 0
F11_Industrial_Agriculture_Existing_Space Heating_Natural Gas_Insulation - Ducting_A_Achievable Economic TRC Potential | F11 | Industrial | Agriculture | Existing | Space Heating | Natural Gas | Insulation - Ducting | A | Cumulative Summer Peak Savings (MW) | Achievable Economic TRC Potential | 0 | 0 | 0 | 0 | 0 | 0 | 0 | 0 | 0 | 0 | 0 | 0 | 0 | 0 | 0 | 0 | 0 | 0 | 0 | 0 | 0 | 0
F12_Industrial_Agriculture_Existing_Space Heating_Natural Gas_Insulation - Ducting_A_Achievable Economic TRC Potential | F12 | Industrial | Agriculture | Existing | Space Heating | Natural Gas | Insulation - Ducting | A | Cumulative Winter Peak Savings (MW) | Achievable Economic TRC Potential | 0 | 0 | 0 | 0 | 0 | 0 | 0 | 0 | 0 | 0 | 0 | 0 | 0 | 0 | 0 | 0 | 0 | 0 | 0 | 0 | 0 | 0
F13_Industrial_Agriculture_Existing_Space Heating_Natural Gas_Insulation - Ducting_A_Achievable Economic TRC Potential | F13 | Industrial | Agriculture | Existing | Space Heating | Natural Gas | Insulation - Ducting | A | Purchases (Incremental) | Achievable Economic TRC Potential | 0 | 0 | 0 | 0 | 0 | 0 | 0 | 0 | 0 | 0 | 0 | 0 | 0 | 0 | 0 | 0 | 0 | 0 | 0 | 0 | 0 | 0
F14_Industrial_Agriculture_Existing_Space Heating_Natural Gas_Insulation - Ducting_A_Achievable Economic TRC Potential | F14 | Industrial | Agriculture | Existing | Space Heating | Natural Gas | Insulation - Ducting | A | Purchases (Cumulative) | Achievable Economic TRC Potential | 0 | 0 | 0 | 0 | 0 | 0 | 0 | 0 | 0 | 0 | 0 | 0 | 0 | 0 | 0 | 0 | 0 | 0 | 0 | 0 | 0 | 0
F1_Industrial_Agriculture_Existing_Space Heating_Natural Gas_HVAC - Duct Repair and Sealing_A_Achievable Economic TRC Potential | F1 | Industrial | Agriculture | Existing | Space Heating | Natural Gas | HVAC - Duct Repair and Sealing | A | Original Unit Energy Savings (kWh or therms) | Achievable Economic TRC Potential | 0 | 0 | 0.0040723 | 0.0040498 | 0.0040273 | 0.004005 | 0.0039832 | 0.0039618 | 0.0039412 | 0.0039215 | 0.0039027 | 0.003885 | 0.0038683 | 0.0038527 | 0.0038379 | 0.0038241 | 0.003811 | 0.0037987 | 0.0037871 | 0.0037763 | 0.003766 | 0.0037564
F2_Industrial_Agriculture_Existing_Space Heating_Natural Gas_HVAC - Duct Repair and Sealing_A_Achievable Economic TRC Potential | F2 | Industrial | Agriculture | Existing | Space Heating | Natural Gas | HVAC - Duct Repair and Sealing | A | Original Unit Summer Peak Savings (kW) | Achievable Economic TRC Potential | 0 | 0 | 0 | 0 | 0 | 0 | 0 | 0 | 0 | 0 | 0 | 0 | 0 | 0 | 0 | 0 | 0 | 0 | 0 | 0 | 0 | 0
F3_Industrial_Agriculture_Existing_Space Heating_Natural Gas_HVAC - Duct Repair and Sealing_A_Achievable Economic TRC Potential | F3 | Industrial | Agriculture | Existing | Space Heating | Natural Gas | HVAC - Duct Repair and Sealing | A | Original Unit Winter Peak Savings (kW) | Achievable Economic TRC Potential | 0 | 0 | 0 | 0 | 0 | 0 | 0 | 0 | 0 | 0 | 0 | 0 | 0 | 0 | 0 | 0 | 0 | 0 | 0 | 0 | 0 | 0
F4_Industrial_Agriculture_Existing_Space Heating_Natural Gas_HVAC - Duct Repair and Sealing_A_Achievable Economic TRC Potential | F4 | Industrial | Agriculture | Existing | Space Heating | Natural Gas | HVAC - Duct Repair and Sealing | A | Standalone Impact on Baseline Energy (%) | Achievable Economic TRC Potential | bar: 2019 to 2040
F5_Industrial_Agriculture_Existing_Space Heating_Natural Gas_HVAC - Duct Repair and Sealing_A_Achievable Economic TRC Potential | F5 | Industrial | Agriculture | Existing | Space Heating | Natural Gas | HVAC - Duct Repair and Sealing | A | Standalone Impact on Baseline Summer Peak (%) | Achievable Economic TRC Potential | bar: 2019 to 2040
F6_Industrial_Agriculture_Existing_Space Heating_Natural Gas_HVAC - Duct Repair and Sealing_A_Achievable Economic TRC Potential | F6 | Industrial | Agriculture | Existing | Space Heating | Natural Gas | HVAC - Duct Repair and Sealing | A | Standalone Impact on Baseline Winter Peak (%) | Achievable Economic TRC Potential | bar: 2019 to 2040
F7_Industrial_Agriculture_Existing_Space Heating_Natural Gas_HVAC - Duct Repair and Sealing_A_Achievable Economic TRC Potential | F7 | Industrial | Agriculture | Existing | Space Heating | Natural Gas | HVAC - Duct Repair and Sealing | A | Incremental Energy Savings (MWh or mTherms) | Achievable Economic TRC Potential | 0 | 0 | 0 | 0 | 0 | 0 | 0 | 0 | 0 | 0 | 0 | 0 | 0 | 0 | 0 | 0 | 0 | 0 | 0 | 0 | 0 | 0
F8_Industrial_Agriculture_Existing_Space Heating_Natural Gas_HVAC - Duct Repair and Sealing_A_Achievable Economic TRC Potential | F8 | Industrial | Agriculture | Existing | Space Heating | Natural Gas | HVAC - Duct Repair and Sealing | A | Incremental Summer Peak Savings (MW) | Achievable Economic TRC Potential | 0 | 0 | 0 | 0 | 0 | 0 | 0 | 0 | 0 | 0 | 0 | 0 | 0 | 0 | 0 | 0 | 0 | 0 | 0 | 0 | 0 | 0
F9_Industrial_Agriculture_Existing_Space Heating_Natural Gas_HVAC - Duct Repair and Sealing_A_Achievable Economic TRC Potential | F9 | Industrial | Agriculture | Existing | Space Heating | Natural Gas | HVAC - Duct Repair and Sealing | A | Incremental Winter Peak Savings (MW) | Achievable Economic TRC Potential | 0 | 0 | 0 | 0 | 0 | 0 | 0 | 0 | 0 | 0 | 0 | 0 | 0 | 0 | 0 | 0 | 0 | 0 | 0 | 0 | 0 | 0
F10_Industrial_Agriculture_Existing_Space Heating_Natural Gas_HVAC - Duct Repair and Sealing_A_Achievable Economic TRC Potential | F10 | Industrial | Agriculture | Existing | Space Heating | Natural Gas | HVAC - Duct Repair and Sealing | A | Cumulative Energy Savings (MWh or mTherms) | Achievable Economic TRC Potential | 0 | 0 | 0 | 0 | 0 | 0 | 0 | 0 | 0 | 0 | 0 | 0 | 0 | 0 | 0 | 0 | 0 | 0 | 0 | 0 | 0 | 0
F11_Industrial_Agriculture_Existing_Space Heating_Natural Gas_HVAC - Duct Repair and Sealing_A_Achievable Economic TRC Potential | F11 | Industrial | Agriculture | Existing | Space Heating | Natural Gas | HVAC - Duct Repair and Sealing | A | Cumulative Summer Peak Savings (MW) | Achievable Economic TRC Potential | 0 | 0 | 0 | 0 | 0 | 0 | 0 | 0 | 0 | 0 | 0 | 0 | 0 | 0 | 0 | 0 | 0 | 0 | 0 | 0 | 0 | 0
F12_Industrial_Agriculture_Existing_Space Heating_Natural Gas_HVAC - Duct Repair and Sealing_A_Achievable Economic TRC Potential | F12 | Industrial | Agriculture | Existing | Space Heating | Natural Gas | HVAC - Duct Repair and Sealing | A | Cumulative Winter Peak Savings (MW) | Achievable Economic TRC Potential | 0 | 0 | 0 | 0 | 0 | 0 | 0 | 0 | 0 | 0 | 0 | 0 | 0 | 0 | 0 | 0 | 0 | 0 | 0 | 0 | 0 | 0
F13_Industrial_Agriculture_Existing_Space Heating_Natural Gas_HVAC - Duct Repair and Sealing_A_Achievable Economic TRC Potential | F13 | Industrial | Agriculture | Existing | Space Heating | Natural Gas | HVAC - Duct Repair and Sealing | A | Purchases (Incremental) | Achievable Economic TRC Potential | 0 | 0 | 0 | 0 | 0 | 0 | 0 | 0 | 0 | 0 | 0 | 0 | 0 | 0 | 0 | 0 | 0 | 0 | 0 | 0 | 0 | 0
F14_Industrial_Agriculture_Existing_Space Heating_Natural Gas_HVAC - Duct Repair and Sealing_A_Achievable Economic TRC Potential | F14 | Industrial | Agriculture | Existing | Space Heating | Natural Gas | HVAC - Duct Repair and Sealing | A | Purchases (Cumulative) | Achievable Economic TRC Potential | 0 | 0 | 0 | 0 | 0 | 0 | 0 | 0 | 0 | 0 | 0 | 0 | 0 | 0 | 0 | 0 | 0 | 0 | 0 | 0 | 0 | 0
F1_Industrial_Agriculture_Existing_Space Heating_Natural Gas_Windows - High Efficiency_A_Achievable Economic TRC Potential | F1 | Industrial | Agriculture | Existing | Space Heating | Natural Gas | Windows - High Efficiency | A | Original Unit Energy Savings (kWh or therms) | Achievable Economic TRC Potential | 0 | 0 | 0.0077675 | 0.0077491 | 0.0077307 | 0.0077125 | 0.0076946 | 0.0076772 | 0.0076604 | 0.0076442 | 0.0076289 | 0.0076144 | 0.0076007 | 0.0075878 | 0.0075757 | 0.0075643 | 0.0075535 | 0.0075434 | 0.0075339 | 0.007525 | 0.0075166 | 0.0075087
F2_Industrial_Agriculture_Existing_Space Heating_Natural Gas_Windows - High Efficiency_A_Achievable Economic TRC Potential | F2 | Industrial | Agriculture | Existing | Space Heating | Natural Gas | Windows - High Efficiency | A | Original Unit Summer Peak Savings (kW) | Achievable Economic TRC Potential | 0 | 0 | 0 | 0 | 0 | 0 | 0 | 0 | 0 | 0 | 0 | 0 | 0 | 0 | 0 | 0 | 0 | 0 | 0 | 0 | 0 | 0
F3_Industrial_Agriculture_Existing_Space Heating_Natural Gas_Windows - High Efficiency_A_Achievable Economic TRC Potential | F3 | Industrial | Agriculture | Existing | Space Heating | Natural Gas | Windows - High Efficiency | A | Original Unit Winter Peak Savings (kW) | Achievable Economic TRC Potential | 0 | 0 | 0 | 0 | 0 | 0 | 0 | 0 | 0 | 0 | 0 | 0 | 0 | 0 | 0 | 0 | 0 | 0 | 0 | 0 | 0 | 0
F4_Industrial_Agriculture_Existing_Space Heating_Natural Gas_Windows - High Efficiency_A_Achievable Economic TRC Potential | F4 | Industrial | Agriculture | Existing | Space Heating | Natural Gas | Windows - High Efficiency | A | Standalone Impact on Baseline Energy (%) | Achievable Economic TRC Potential | bar: 2019 to 2040
F5_Industrial_Agriculture_Existing_Space Heating_Natural Gas_Windows - High Efficiency_A_Achievable Economic TRC Potential | F5 | Industrial | Agriculture | Existing | Space Heating | Natural Gas | Windows - High Efficiency | A | Standalone Impact on Baseline Summer Peak (%) | Achievable Economic TRC Potential | bar: 2019 to 2040
F6_Industrial_Agriculture_Existing_Space Heating_Natural Gas_Windows - High Efficiency_A_Achievable Economic TRC Potential | F6 | Industrial | Agriculture | Existing | Space Heating | Natural Gas | Windows - High Efficiency | A | Standalone Impact on Baseline Winter Peak (%) | Achievable Economic TRC Potential | bar: 2019 to 2040
F7_Industrial_Agriculture_Existing_Space Heating_Natural Gas_Windows - High Efficiency_A_Achievable Economic TRC Potential | F7 | Industrial | Agriculture | Existing | Space Heating | Natural Gas | Windows - High Efficiency | A | Incremental Energy Savings (MWh or mTherms) | Achievable Economic TRC Potential | 0 | 0 | 0 | 0 | 0 | 0 | 0 | 0 | 0 | 0 | 0 | 0 | 0 | 0 | 0 | 0 | 0 | 0 | 0 | 0 | 0 | 0
F8_Industrial_Agriculture_Existing_Space Heating_Natural Gas_Windows - High Efficiency_A_Achievable Economic TRC Potential | F8 | Industrial | Agriculture | Existing | Space Heating | Natural Gas | Windows - High Efficiency | A | Incremental Summer Peak Savings (MW) | Achievable Economic TRC Potential | 0 | 0 | 0 | 0 | 0 | 0 | 0 | 0 | 0 | 0 | 0 | 0 | 0 | 0 | 0 | 0 | 0 | 0 | 0 | 0 | 0 | 0
F9_Industrial_Agriculture_Existing_Space Heating_Natural Gas_Windows - High Efficiency_A_Achievable Economic TRC Potential | F9 | Industrial | Agriculture | Existing | Space Heating | Natural Gas | Windows - High Efficiency | A | Incremental Winter Peak Savings (MW) | Achievable Economic TRC Potential | 0 | 0 | 0 | 0 | 0 | 0 | 0 | 0 | 0 | 0 | 0 | 0 | 0 | 0 | 0 | 0 | 0 | 0 | 0 | 0 | 0 | 0
F10_Industrial_Agriculture_Existing_Space Heating_Natural Gas_Windows - High Efficiency_A_Achievable Economic TRC Potential | F10 | Industrial | Agriculture | Existing | Space Heating | Natural Gas | Windows - High Efficiency | A | Cumulative Energy Savings (MWh or mTherms) | Achievable Economic TRC Potential | 0 | 0 | 0 | 0 | 0 | 0 | 0 | 0 | 0 | 0 | 0 | 0 | 0 | 0 | 0 | 0 | 0 | 0 | 0 | 0 | 0 | 0
F11_Industrial_Agriculture_Existing_Space Heating_Natural Gas_Windows - High Efficiency_A_Achievable Economic TRC Potential | F11 | Industrial | Agriculture | Existing | Space Heating | Natural Gas | Windows - High Efficiency | A | Cumulative Summer Peak Savings (MW) | Achievable Economic TRC Potential | 0 | 0 | 0 | 0 | 0 | 0 | 0 | 0 | 0 | 0 | 0 | 0 | 0 | 0 | 0 | 0 | 0 | 0 | 0 | 0 | 0 | 0
F12_Industrial_Agriculture_Existing_Space Heating_Natural Gas_Windows - High Efficiency_A_Achievable Economic TRC Potential | F12 | Industrial | Agriculture | Existing | Space Heating | Natural Gas | Windows - High Efficiency | A | Cumulative Winter Peak Savings (MW) | Achievable Economic TRC Potential | 0 | 0 | 0 | 0 | 0 | 0 | 0 | 0 | 0 | 0 | 0 | 0 | 0 | 0 | 0 | 0 | 0 | 0 | 0 | 0 | 0 | 0
F13_Industrial_Agriculture_Existing_Space Heating_Natural Gas_Windows - High Efficiency_A_Achievable Economic TRC Potential | F13 | Industrial | Agriculture | Existing | Space Heating | Natural Gas | Windows - High Efficiency | A | Purchases (Incremental) | Achievable Economic TRC Potential | 0 | 0 | 0 | 0 | 0 | 0 | 0 | 0 | 0 | 0 | 0 | 0 | 0 | 0 | 0 | 0 | 0 | 0 | 0 | 0 | 0 | 0
F14_Industrial_Agriculture_Existing_Space Heating_Natural Gas_Windows - High Efficiency_A_Achievable Economic TRC Potential | F14 | Industrial | Agriculture | Existing | Space Heating | Natural Gas | Windows - High Efficiency | A | Purchases (Cumulative) | Achievable Economic TRC Potential | 0 | 0 | 0 | 0 | 0 | 0 | 0 | 0 | 0 | 0 | 0 | 0 | 0 | 0 | 0 | 0 | 0 | 0 | 0 | 0 | 0 | 0
F1_Industrial_Agriculture_Existing_Space Heating_Natural Gas_Gas Boiler - Maintenance_A_Achievable Economic TRC Potential | F1 | Industrial | Agriculture | Existing | Space Heating | Natural Gas | Gas Boiler - Maintenance | A | Original Unit Energy Savings (kWh or therms) | Achievable Economic TRC Potential | 0 | 0 | 1.1675 | 1.1645 | 1.1617 | 1.1589 | 1.1561 | 1.1535 | 1.1509 | 1.1484 | 1.146 | 1.1438 | 1.1416 | 1.1395 | 1.1375 | 1.1356 | 1.1338 | 1.1322 | 1.1307 | 1.1292 | 1.1279 | 1.1267
F2_Industrial_Agriculture_Existing_Space Heating_Natural Gas_Gas Boiler - Maintenance_A_Achievable Economic TRC Potential | F2 | Industrial | Agriculture | Existing | Space Heating | Natural Gas | Gas Boiler - Maintenance | A | Original Unit Summer Peak Savings (kW) | Achievable Economic TRC Potential | 0 | 0 | 0 | 0 | 0 | 0 | 0 | 0 | 0 | 0 | 0 | 0 | 0 | 0 | 0 | 0 | 0 | 0 | 0 | 0 | 0 | 0
F3_Industrial_Agriculture_Existing_Space Heating_Natural Gas_Gas Boiler - Maintenance_A_Achievable Economic TRC Potential | F3 | Industrial | Agriculture | Existing | Space Heating | Natural Gas | Gas Boiler - Maintenance | A | Original Unit Winter Peak Savings (kW) | Achievable Economic TRC Potential | 0 | 0 | 0 | 0 | 0 | 0 | 0 | 0 | 0 | 0 | 0 | 0 | 0 | 0 | 0 | 0 | 0 | 0 | 0 | 0 | 0 | 0
F4_Industrial_Agriculture_Existing_Space Heating_Natural Gas_Gas Boiler - Maintenance_A_Achievable Economic TRC Potential | F4 | Industrial | Agriculture | Existing | Space Heating | Natural Gas | Gas Boiler - Maintenance | A | Standalone Impact on Baseline Energy (%) | Achievable Economic TRC Potential | 0% | 0% | 0.004189% | 0.007197% | 0.009355% | 0.0111% | 0.01268% | 0.0141% | 0.01538% | 0.01652% | 0.01754% | 0.01847% | 0.01931% | 0.02004% | 0.0207% | 0.02131% | 0.02187% | 0.02242% | 0.02295% | 0.02347% | 0.02398% | 0.02448%
F5_Industrial_Agriculture_Existing_Space Heating_Natural Gas_Gas Boiler - Maintenance_A_Achievable Economic TRC Potential | F5 | Industrial | Agriculture | Existing | Space Heating | Natural Gas | Gas Boiler - Maintenance | A | Standalone Impact on Baseline Summer Peak (%) | Achievable Economic TRC Potential | bar: 2019 to 2040
F6_Industrial_Agriculture_Existing_Space Heating_Natural Gas_Gas Boiler - Maintenance_A_Achievable Economic TRC Potential | F6 | Industrial | Agriculture | Existing | Space Heating | Natural Gas | Gas Boiler - Maintenance | A | Standalone Impact on Baseline Winter Peak (%) | Achievable Economic TRC Potential | bar: 2019 to 2040
F7_Industrial_Agriculture_Existing_Space Heating_Natural Gas_Gas Boiler - Maintenance_A_Achievable Economic TRC Potential | F7 | Industrial | Agriculture | Existing | Space Heating | Natural Gas | Gas Boiler - Maintenance | A | Incremental Energy Savings (MWh or mTherms) | Achievable Economic TRC Potential | 0 | 0 | 0.044285 | 0.030428 | 0.02065 | 0.015767 | 0.013544 | 0.011492 | 0.0096535 | 0.0080428 | 0.0066549 | 0.0054743 | 0.0044806 | 0.003423 | 0.0026153 | 0.0019984 | 0.0015271 | 0.0013761 | 0.0010569 | 0.00089329 | 0.00073544 | 0.00058315
F8_Industrial_Agriculture_Existing_Space Heating_Natural Gas_Gas Boiler - Maintenance_A_Achievable Economic TRC Potential | F8 | Industrial | Agriculture | Existing | Space Heating | Natural Gas | Gas Boiler - Maintenance | A | Incremental Summer Peak Savings (MW) | Achievable Economic TRC Potential | 0 | 0 | 0 | 0 | 0 | 0 | 0 | 0 | 0 | 0 | 0 | 0 | 0 | 0 | 0 | 0 | 0 | 0 | 0 | 0 | 0 | 0
F9_Industrial_Agriculture_Existing_Space Heating_Natural Gas_Gas Boiler - Maintenance_A_Achievable Economic TRC Potential | F9 | Industrial | Agriculture | Existing | Space Heating | Natural Gas | Gas Boiler - Maintenance | A | Incremental Winter Peak Savings (MW) | Achievable Economic TRC Potential | 0 | 0 | 0 | 0 | 0 | 0 | 0 | 0 | 0 | 0 | 0 | 0 | 0 | 0 | 0 | 0 | 0 | 0 | 0 | 0 | 0 | 0
F10_Industrial_Agriculture_Existing_Space Heating_Natural Gas_Gas Boiler - Maintenance_A_Achievable Economic TRC Potential | F10 | Industrial | Agriculture | Existing | Space Heating | Natural Gas | Gas Boiler - Maintenance | A | Cumulative Energy Savings (MWh or mTherms) | Achievable Economic TRC Potential | 0 | 0 | 0.044285 | 0.074602 | 0.095068 | 0.11061 | 0.12389 | 0.1351 | 0.14445 | 0.15218 | 0.15852 | 0.16368 | 0.16784 | 0.17096 | 0.17328 | 0.17499 | 0.17624 | 0.17736 | 0.17818 | 0.17885 | 0.17938 | 0.17977
F11_Industrial_Agriculture_Existing_Space Heating_Natural Gas_Gas Boiler - Maintenance_A_Achievable Economic TRC Potential | F11 | Industrial | Agriculture | Existing | Space Heating | Natural Gas | Gas Boiler - Maintenance | A | Cumulative Summer Peak Savings (MW) | Achievable Economic TRC Potential | 0 | 0 | 0 | 0 | 0 | 0 | 0 | 0 | 0 | 0 | 0 | 0 | 0 | 0 | 0 | 0 | 0 | 0 | 0 | 0 | 0 | 0
F12_Industrial_Agriculture_Existing_Space Heating_Natural Gas_Gas Boiler - Maintenance_A_Achievable Economic TRC Potential | F12 | Industrial | Agriculture | Existing | Space Heating | Natural Gas | Gas Boiler - Maintenance | A | Cumulative Winter Peak Savings (MW) | Achievable Economic TRC Potential | 0 | 0 | 0 | 0 | 0 | 0 | 0 | 0 | 0 | 0 | 0 | 0 | 0 | 0 | 0 | 0 | 0 | 0 | 0 | 0 | 0 | 0
F13_Industrial_Agriculture_Existing_Space Heating_Natural Gas_Gas Boiler - Maintenance_A_Achievable Economic TRC Potential | F13 | Industrial | Agriculture | Existing | Space Heating | Natural Gas | Gas Boiler - Maintenance | A | Purchases (Incremental) | Achievable Economic TRC Potential | 0 | 0 | 37.9322 | 26.1291 | 17.7764 | 13.6056 | 11.715 | 9.9626 | 8.3876 | 7.0033 | 5.8068 | 4.7862 | 3.9249 | 3.004 | 2.2992 | 1.7598 | 1.3469 | 1.2154 | 0.93477 | 0.79107 | 0.65204 | 0.51756
F14_Industrial_Agriculture_Existing_Space Heating_Natural Gas_Gas Boiler - Maintenance_A_Achievable Economic TRC Potential | F14 | Industrial | Agriculture | Existing | Space Heating | Natural Gas | Gas Boiler - Maintenance | A | Purchases (Cumulative) | Achievable Economic TRC Potential | 0 | 0 | 37.9322 | 64.0613 | 81.8377 | 95.4433 | 107.1583 | 117.121 | 125.5086 | 132.5119 | 138.3187 | 143.105 | 147.0299 | 150.0339 | 152.3332 | 154.0929 | 155.4398 | 156.6552 | 157.5899 | 158.381 | 159.033 | 159.5506
F1_Industrial_Agriculture_Existing_Process_Natural Gas_Gas Boiler - Maintenance_A_Achievable Economic TRC Potential | F1 | Industrial | Agriculture | Existing | Process | Natural Gas | Gas Boiler - Maintenance | A | Original Unit Energy Savings (kWh or therms) | Achievable Economic TRC Potential | 0 | 0 | 1.5559 | 1.5559 | 1.5559 | 1.5559 | 1.5559 | 1.5559 | 1.5559 | 1.5559 | 1.5559 | 1.5559 | 1.5559 | 1.5559 | 1.5559 | 1.5559 | 1.5559 | 1.5559 | 1.5559 | 1.5559 | 1.5559 | 1.5559
F2_Industrial_Agriculture_Existing_Process_Natural Gas_Gas Boiler - Maintenance_A_Achievable Economic TRC Potential | F2 | Industrial | Agriculture | Existing | Process | Natural Gas | Gas Boiler - Maintenance | A | Original Unit Summer Peak Savings (kW) | Achievable Economic TRC Potential | 0 | 0 | 0 | 0 | 0 | 0 | 0 | 0 | 0 | 0 | 0 | 0 | 0 | 0 | 0 | 0 | 0 | 0 | 0 | 0 | 0 | 0
F3_Industrial_Agriculture_Existing_Process_Natural Gas_Gas Boiler - Maintenance_A_Achievable Economic TRC Potential | F3 | Industrial | Agriculture | Existing | Process | Natural Gas | Gas Boiler - Maintenance | A | Original Unit Winter Peak Savings (kW) | Achievable Economic TRC Potential | 0 | 0 | 0 | 0 | 0 | 0 | 0 | 0 | 0 | 0 | 0 | 0 | 0 | 0 | 0 | 0 | 0 | 0 | 0 | 0 | 0 | 0
F4_Industrial_Agriculture_Existing_Process_Natural Gas_Gas Boiler - Maintenance_A_Achievable Economic TRC Potential | F4 | Industrial | Agriculture | Existing | Process | Natural Gas | Gas Boiler - Maintenance | A | Standalone Impact on Baseline Energy (%) | Achievable Economic TRC Potential | 0% | 0% | 0.02236% | 0.03842% | 0.04994% | 0.05927% | 0.06771% | 0.0753% | 0.08211% | 0.08822% | 0.0937% | 0.09864% | 0.1031% | 0.1071% | 0.1106% | 0.1139% | 0.1169% | 0.1199% | 0.1227% | 0.1255% | 0.1282% | 0.1309%
F5_Industrial_Agriculture_Existing_Process_Natural Gas_Gas Boiler - Maintenance_A_Achievable Economic TRC Potential | F5 | Industrial | Agriculture | Existing | Process | Natural Gas | Gas Boiler - Maintenance | A | Standalone Impact on Baseline Summer Peak (%) | Achievable Economic TRC Potential | bar: 2019 to 2040
F6_Industrial_Agriculture_Existing_Process_Natural Gas_Gas Boiler - Maintenance_A_Achievable Economic TRC Potential | F6 | Industrial | Agriculture | Existing | Process | Natural Gas | Gas Boiler - Maintenance | A | Standalone Impact on Baseline Winter Peak (%) | Achievable Economic TRC Potential | bar: 2019 to 2040
F7_Industrial_Agriculture_Existing_Process_Natural Gas_Gas Boiler - Maintenance_A_Achievable Economic TRC Potential | F7 | Industrial | Agriculture | Existing | Process | Natural Gas | Gas Boiler - Maintenance | A | Incremental Energy Savings (MWh or mTherms) | Achievable Economic TRC Potential | 0 | 0 | 0.48819 | 0.33628 | 0.22879 | 0.17511 | 0.15077 | 0.12822 | 0.10795 | 0.090133 | 0.074734 | 0.0616 | 0.050514 | 0.038662 | 0.029591 | 0.022648 | 0.017334 | 0.015642 | 0.012031 | 0.010181 | 0.0083918 | 0.0066611
F8_Industrial_Agriculture_Existing_Process_Natural Gas_Gas Boiler - Maintenance_A_Achievable Economic TRC Potential | F8 | Industrial | Agriculture | Existing | Process | Natural Gas | Gas Boiler - Maintenance | A | Incremental Summer Peak Savings (MW) | Achievable Economic TRC Potential | 0 | 0 | 0 | 0 | 0 | 0 | 0 | 0 | 0 | 0 | 0 | 0 | 0 | 0 | 0 | 0 | 0 | 0 | 0 | 0 | 0 | 0
F9_Industrial_Agriculture_Existing_Process_Natural Gas_Gas Boiler - Maintenance_A_Achievable Economic TRC Potential | F9 | Industrial | Agriculture | Existing | Process | Natural Gas | Gas Boiler - Maintenance | A | Incremental Winter Peak Savings (MW) | Achievable Economic TRC Potential | 0 | 0 | 0 | 0 | 0 | 0 | 0 | 0 | 0 | 0 | 0 | 0 | 0 | 0 | 0 | 0 | 0 | 0 | 0 | 0 | 0 | 0
F10_Industrial_Agriculture_Existing_Process_Natural Gas_Gas Boiler - Maintenance_A_Achievable Economic TRC Potential | F10 | Industrial | Agriculture | Existing | Process | Natural Gas | Gas Boiler - Maintenance | A | Cumulative Energy Savings (MWh or mTherms) | Achievable Economic TRC Potential | 0 | 0 | 0.48819 | 0.82448 | 1.0533 | 1.2284 | 1.3791 | 1.5074 | 1.6153 | 1.7054 | 1.7802 | 1.8418 | 1.8923 | 1.931 | 1.9605 | 1.9832 | 2.0005 | 2.0162 | 2.0282 | 2.0384 | 2.0468 | 2.0534
F11_Industrial_Agriculture_Existing_Process_Natural Gas_Gas Boiler - Maintenance_A_Achievable Economic TRC Potential | F11 | Industrial | Agriculture | Existing | Process | Natural Gas | Gas Boiler - Maintenance | A | Cumulative Summer Peak Savings (MW) | Achievable Economic TRC Potential | 0 | 0 | 0 | 0 | 0 | 0 | 0 | 0 | 0 | 0 | 0 | 0 | 0 | 0 | 0 | 0 | 0 | 0 | 0 | 0 | 0 | 0
F12_Industrial_Agriculture_Existing_Process_Natural Gas_Gas Boiler - Maintenance_A_Achievable Economic TRC Potential | F12 | Industrial | Agriculture | Existing | Process | Natural Gas | Gas Boiler - Maintenance | A | Cumulative Winter Peak Savings (MW) | Achievable Economic TRC Potential | 0 | 0 | 0 | 0 | 0 | 0 | 0 | 0 | 0 | 0 | 0 | 0 | 0 | 0 | 0 | 0 | 0 | 0 | 0 | 0 | 0 | 0
F13_Industrial_Agriculture_Existing_Process_Natural Gas_Gas Boiler - Maintenance_A_Achievable Economic TRC Potential | F13 | Industrial | Agriculture | Existing | Process | Natural Gas | Gas Boiler - Maintenance | A | Purchases (Incremental) | Achievable Economic TRC Potential | 0 | 0 | 313.7737 | 216.1386 | 147.0459 | 112.545 | 96.9063 | 82.4105 | 69.3823 | 57.9309 | 48.0337 | 39.5917 | 32.4669 | 24.8493 | 19.019 | 14.5566 | 11.1412 | 10.0536 | 7.7324 | 6.5437 | 5.3936 | 4.2813
F14_Industrial_Agriculture_Existing_Process_Natural Gas_Gas Boiler - Maintenance_A_Achievable Economic TRC Potential | F14 | Industrial | Agriculture | Existing | Process | Natural Gas | Gas Boiler - Maintenance | A | Purchases (Cumulative) | Achievable Economic TRC Potential | 0 | 0 | 313.7737 | 529.9122 | 676.9582 | 789.5032 | 886.4095 | 968.82 | 1038.2023 | 1096.1332 | 1144.1669 | 1183.7585 | 1216.2254 | 1241.0747 | 1260.0936 | 1274.6502 | 1285.7914 | 1295.8451 | 1303.5775 | 1310.1212 | 1315.5148 | 1319.7961
F1_Industrial_Agriculture_Existing_Space Heating_Natural Gas_Gas Furnace - Maintenance_A_Achievable Economic TRC Potential | F1 | Industrial | Agriculture | Existing | Space Heating | Natural Gas | Gas Furnace - Maintenance | A | Original Unit Energy Savings (kWh or therms) | Achievable Economic TRC Potential | 0 | 0 | 0.0093975 | 0.0093456 | 0.0092937 | 0.0092423 | 0.0091918 | 0.0091426 | 0.0090951 | 0.0090495 | 0.0090061 | 0.0089653 | 0.0089269 | 0.0088907 | 0.0088567 | 0.0088247 | 0.0087946 | 0.0087662 | 0.0087395 | 0.0087144 | 0.0086907 | 0.0086685
F2_Industrial_Agriculture_Existing_Space Heating_Natural Gas_Gas Furnace - Maintenance_A_Achievable Economic TRC Potential | F2 | Industrial | Agriculture | Existing | Space Heating | Natural Gas | Gas Furnace - Maintenance | A | Original Unit Summer Peak Savings (kW) | Achievable Economic TRC Potential | 0 | 0 | 0 | 0 | 0 | 0 | 0 | 0 | 0 | 0 | 0 | 0 | 0 | 0 | 0 | 0 | 0 | 0 | 0 | 0 | 0 | 0
F3_Industrial_Agriculture_Existing_Space Heating_Natural Gas_Gas Furnace - Maintenance_A_Achievable Economic TRC Potential | F3 | Industrial | Agriculture | Existing | Space Heating | Natural Gas | Gas Furnace - Maintenance | A | Original Unit Winter Peak Savings (kW) | Achievable Economic TRC Potential | 0 | 0 | 0 | 0 | 0 | 0 | 0 | 0 | 0 | 0 | 0 | 0 | 0 | 0 | 0 | 0 | 0 | 0 | 0 | 0 | 0 | 0
F4_Industrial_Agriculture_Existing_Space Heating_Natural Gas_Gas Furnace - Maintenance_A_Achievable Economic TRC Potential | F4 | Industrial | Agriculture | Existing | Space Heating | Natural Gas | Gas Furnace - Maintenance | A | Standalone Impact on Baseline Energy (%) | Achievable Economic TRC Potential | 0% | 0% | 6.815e-05% | 0.0001167% | 0.0001513% | 0.0001789% | 0.0002038% | 0.0002259% | 0.0002456% | 0.0002631% | 0.0002787% | 0.0002926% | 0.0003051% | 0.0003161% | 0.0003258% | 0.0003347% | 0.0003428% | 0.0003509% | 0.0003586% | 0.0003661% | 0.0003734% | 0.0003806%
F5_Industrial_Agriculture_Existing_Space Heating_Natural Gas_Gas Furnace - Maintenance_A_Achievable Economic TRC Potential | F5 | Industrial | Agriculture | Existing | Space Heating | Natural Gas | Gas Furnace - Maintenance | A | Standalone Impact on Baseline Summer Peak (%) | Achievable Economic TRC Potential | bar: 2019 to 2040
F6_Industrial_Agriculture_Existing_Space Heating_Natural Gas_Gas Furnace - Maintenance_A_Achievable Economic TRC Potential | F6 | Industrial | Agriculture | Existing | Space Heating | Natural Gas | Gas Furnace - Maintenance | A | Standalone Impact on Baseline Winter Peak (%) | Achievable Economic TRC Potential | bar: 2019 to 2040
F7_Industrial_Agriculture_Existing_Space Heating_Natural Gas_Gas Furnace - Maintenance_A_Achievable Economic TRC Potential | F7 | Industrial | Agriculture | Existing | Space Heating | Natural Gas | Gas Furnace - Maintenance | A | Incremental Energy Savings (MWh or mTherms) | Achievable Economic TRC Potential | 0 | 0 | 0.00072053 | 0.00049358 | 0.00033393 | 0.00025417 | 0.00021766 | 0.00018411 | 0.0001542 | 0.0001281 | 0.00010571 | 8.6734e-05 | 7.0821e-05 | 5.3985e-05 | 4.116e-05 | 3.1389e-05 | 2.3942e-05 | 2.1535e-05 | 1.6513e-05 | 1.3934e-05 | 1.1454e-05 | 9.0685e-06
F8_Industrial_Agriculture_Existing_Space Heating_Natural Gas_Gas Furnace - Maintenance_A_Achievable Economic TRC Potential | F8 | Industrial | Agriculture | Existing | Space Heating | Natural Gas | Gas Furnace - Maintenance | A | Incremental Summer Peak Savings (MW) | Achievable Economic TRC Potential | 0 | 0 | 0 | 0 | 0 | 0 | 0 | 0 | 0 | 0 | 0 | 0 | 0 | 0 | 0 | 0 | 0 | 0 | 0 | 0 | 0 | 0
F9_Industrial_Agriculture_Existing_Space Heating_Natural Gas_Gas Furnace - Maintenance_A_Achievable Economic TRC Potential | F9 | Industrial | Agriculture | Existing | Space Heating | Natural Gas | Gas Furnace - Maintenance | A | Incremental Winter Peak Savings (MW) | Achievable Economic TRC Potential | 0 | 0 | 0 | 0 | 0 | 0 | 0 | 0 | 0 | 0 | 0 | 0 | 0 | 0 | 0 | 0 | 0 | 0 | 0 | 0 | 0 | 0
F10_Industrial_Agriculture_Existing_Space Heating_Natural Gas_Gas Furnace - Maintenance_A_Achievable Economic TRC Potential | F10 | Industrial | Agriculture | Existing | Space Heating | Natural Gas | Gas Furnace - Maintenance | A | Cumulative Energy Savings (MWh or mTherms) | Achievable Economic TRC Potential | 0 | 0 | 0.00072053 | 0.0012101 | 0.0015373 | 0.001783 | 0.0019909 | 0.0021644 | 0.0023073 | 0.0024238 | 0.0025179 | 0.0025933 | 0.002653 | 0.0026962 | 0.0027271 | 0.0027486 | 0.0027631 | 0.0027758 | 0.0027838 | 0.0027898 | 0.0027936 | 0.0027956
F11_Industrial_Agriculture_Existing_Space Heating_Natural Gas_Gas Furnace - Maintenance_A_Achievable Economic TRC Potential | F11 | Industrial | Agriculture | Existing | Space Heating | Natural Gas | Gas Furnace - Maintenance | A | Cumulative Summer Peak Savings (MW) | Achievable Economic TRC Potential | 0 | 0 | 0 | 0 | 0 | 0 | 0 | 0 | 0 | 0 | 0 | 0 | 0 | 0 | 0 | 0 | 0 | 0 | 0 | 0 | 0 | 0
F12_Industrial_Agriculture_Existing_Space Heating_Natural Gas_Gas Furnace - Maintenance_A_Achievable Economic TRC Potential | F12 | Industrial | Agriculture | Existing | Space Heating | Natural Gas | Gas Furnace - Maintenance | A | Cumulative Winter Peak Savings (MW) | Achievable Economic TRC Potential | 0 | 0 | 0 | 0 | 0 | 0 | 0 | 0 | 0 | 0 | 0 | 0 | 0 | 0 | 0 | 0 | 0 | 0 | 0 | 0 | 0 | 0
F13_Industrial_Agriculture_Existing_Space Heating_Natural Gas_Gas Furnace - Maintenance_A_Achievable Economic TRC Potential | F13 | Industrial | Agriculture | Existing | Space Heating | Natural Gas | Gas Furnace - Maintenance | A | Purchases (Incremental) | Achievable Economic TRC Potential | 0 | 0 | 76.6718 | 52.8143 | 35.9313 | 27.5008 | 23.6794 | 20.1373 | 16.9538 | 14.1556 | 11.7372 | 9.6744 | 7.9334 | 6.072 | 4.6474 | 3.557 | 2.7224 | 2.4566 | 1.8894 | 1.599 | 1.318 | 1.0461
F14_Industrial_Agriculture_Existing_Space Heating_Natural Gas_Gas Furnace - Maintenance_A_Achievable Economic TRC Potential | F14 | Industrial | Agriculture | Existing | Space Heating | Natural Gas | Gas Furnace - Maintenance | A | Purchases (Cumulative) | Achievable Economic TRC Potential | 0 | 0 | 76.6718 | 129.4861 | 165.4174 | 192.9182 | 216.5976 | 236.735 | 253.6888 | 267.8445 | 279.5817 | 289.2561 | 297.1895 | 303.2615 | 307.9088 | 311.4658 | 314.1882 | 316.6449 | 318.5343 | 320.1333 | 321.4512 | 322.4974
F1_Industrial_Agriculture_Existing_Space Heating_Natural Gas_Gas Boiler - Hot Water Reset_A_Achievable Economic TRC Potential | F1 | Industrial | Agriculture | Existing | Space Heating | Natural Gas | Gas Boiler - Hot Water Reset | A | Original Unit Energy Savings (kWh or therms) | Achievable Economic TRC Potential | 0 | 0 | 4.2453 | 4.2347 | 4.2243 | 4.2141 | 4.2041 | 4.1945 | 4.1852 | 4.1761 | 4.1675 | 4.1591 | 4.1511 | 4.1435 | 4.1363 | 4.1295 | 4.1231 | 4.1171 | 4.1115 | 4.1063 | 4.1015 | 4.0972
F2_Industrial_Agriculture_Existing_Space Heating_Natural Gas_Gas Boiler - Hot Water Reset_A_Achievable Economic TRC Potential | F2 | Industrial | Agriculture | Existing | Space Heating | Natural Gas | Gas Boiler - Hot Water Reset | A | Original Unit Summer Peak Savings (kW) | Achievable Economic TRC Potential | 0 | 0 | 0 | 0 | 0 | 0 | 0 | 0 | 0 | 0 | 0 | 0 | 0 | 0 | 0 | 0 | 0 | 0 | 0 | 0 | 0 | 0
F3_Industrial_Agriculture_Existing_Space Heating_Natural Gas_Gas Boiler - Hot Water Reset_A_Achievable Economic TRC Potential | F3 | Industrial | Agriculture | Existing | Space Heating | Natural Gas | Gas Boiler - Hot Water Reset | A | Original Unit Winter Peak Savings (kW) | Achievable Economic TRC Potential | 0 | 0 | 0 | 0 | 0 | 0 | 0 | 0 | 0 | 0 | 0 | 0 | 0 | 0 | 0 | 0 | 0 | 0 | 0 | 0 | 0 | 0
F4_Industrial_Agriculture_Existing_Space Heating_Natural Gas_Gas Boiler - Hot Water Reset_A_Achievable Economic TRC Potential | F4 | Industrial | Agriculture | Existing | Space Heating | Natural Gas | Gas Boiler - Hot Water Reset | A | Standalone Impact on Baseline Energy (%) | Achievable Economic TRC Potential | 0% | 0% | 0.007402% | 0.01662% | 0.02803% | 0.04143% | 0.05687% | 0.07508% | 0.09527% | 0.1162% | 0.1364% | 0.1544% | 0.1692% | 0.1801% | 0.1879% | 0.1934% | 0.1977% | 0.2015% | 0.2052% | 0.2088% | 0.2124% | 0.2161%
F5_Industrial_Agriculture_Existing_Space Heating_Natural Gas_Gas Boiler - Hot Water Reset_A_Achievable Economic TRC Potential | F5 | Industrial | Agriculture | Existing | Space Heating | Natural Gas | Gas Boiler - Hot Water Reset | A | Standalone Impact on Baseline Summer Peak (%) | Achievable Economic TRC Potential | bar: 2019 to 2040
F6_Industrial_Agriculture_Existing_Space Heating_Natural Gas_Gas Boiler - Hot Water Reset_A_Achievable Economic TRC Potential | F6 | Industrial | Agriculture | Existing | Space Heating | Natural Gas | Gas Boiler - Hot Water Reset | A | Standalone Impact on Baseline Winter Peak (%) | Achievable Economic TRC Potential | bar: 2019 to 2040
F7_Industrial_Agriculture_Existing_Space Heating_Natural Gas_Gas Boiler - Hot Water Reset_A_Achievable Economic TRC Potential | F7 | Industrial | Agriculture | Existing | Space Heating | Natural Gas | Gas Boiler - Hot Water Reset | A | Incremental Energy Savings (MWh or mTherms) | Achievable Economic TRC Potential | 0 | 0 | 0.078261 | 0.094198 | 0.113 | 0.12861 | 0.14382 | 0.16487 | 0.17735 | 0.17767 | 0.1642 | 0.13844 | 0.10508 | 0.068219 | 0.03886 | 0.018358 | 0.0076209 | 0.0027195 | 0.00083366 | 0.00017834 | 2.8776e-05 | 3.3909e-06
F8_Industrial_Agriculture_Existing_Space Heating_Natural Gas_Gas Boiler - Hot Water Reset_A_Achievable Economic TRC Potential | F8 | Industrial | Agriculture | Existing | Space Heating | Natural Gas | Gas Boiler - Hot Water Reset | A | Incremental Summer Peak Savings (MW) | Achievable Economic TRC Potential | 0 | 0 | 0 | 0 | 0 | 0 | 0 | 0 | 0 | 0 | 0 | 0 | 0 | 0 | 0 | 0 | 0 | 0 | 0 | 0 | 0 | 0
F9_Industrial_Agriculture_Existing_Space Heating_Natural Gas_Gas Boiler - Hot Water Reset_A_Achievable Economic TRC Potential | F9 | Industrial | Agriculture | Existing | Space Heating | Natural Gas | Gas Boiler - Hot Water Reset | A | Incremental Winter Peak Savings (MW) | Achievable Economic TRC Potential | 0 | 0 | 0 | 0 | 0 | 0 | 0 | 0 | 0 | 0 | 0 | 0 | 0 | 0 | 0 | 0 | 0 | 0 | 0 | 0 | 0 | 0
F10_Industrial_Agriculture_Existing_Space Heating_Natural Gas_Gas Boiler - Hot Water Reset_A_Achievable Economic TRC Potential | F10 | Industrial | Agriculture | Existing | Space Heating | Natural Gas | Gas Boiler - Hot Water Reset | A | Cumulative Energy Savings (MWh or mTherms) | Achievable Economic TRC Potential | 0 | 0 | 0.078261 | 0.17226 | 0.28484 | 0.41276 | 0.55562 | 0.71921 | 0.89496 | 1.0707 | 1.2327 | 1.3687 | 1.4711 | 1.5366 | 1.5728 | 1.5886 | 1.5937 | 1.5941 | 1.5928 | 1.591 | 1.5891 | 1.5875
F11_Industrial_Agriculture_Existing_Space Heating_Natural Gas_Gas Boiler - Hot Water Reset_A_Achievable Economic TRC Potential | F11 | Industrial | Agriculture | Existing | Space Heating | Natural Gas | Gas Boiler - Hot Water Reset | A | Cumulative Summer Peak Savings (MW) | Achievable Economic TRC Potential | 0 | 0 | 0 | 0 | 0 | 0 | 0 | 0 | 0 | 0 | 0 | 0 | 0 | 0 | 0 | 0 | 0 | 0 | 0 | 0 | 0 | 0
F12_Industrial_Agriculture_Existing_Space Heating_Natural Gas_Gas Boiler - Hot Water Reset_A_Achievable Economic TRC Potential | F12 | Industrial | Agriculture | Existing | Space Heating | Natural Gas | Gas Boiler - Hot Water Reset | A | Cumulative Winter Peak Savings (MW) | Achievable Economic TRC Potential | 0 | 0 | 0 | 0 | 0 | 0 | 0 | 0 | 0 | 0 | 0 | 0 | 0 | 0 | 0 | 0 | 0 | 0 | 0 | 0 | 0 | 0
F13_Industrial_Agriculture_Existing_Space Heating_Natural Gas_Gas Boiler - Hot Water Reset_A_Achievable Economic TRC Potential | F13 | Industrial | Agriculture | Existing | Space Heating | Natural Gas | Gas Boiler - Hot Water Reset | A | Purchases (Incremental) | Achievable Economic TRC Potential | 0 | 0 | 18.4346 | 22.2445 | 26.7514 | 30.5187 | 34.2103 | 39.3064 | 42.3762 | 42.5439 | 39.4013 | 33.2848 | 25.3131 | 16.4639 | 9.3949 | 4.4455 | 1.8483 | 0.66054 | 0.20276 | 0.043432 | 0.0070159 | 0.00082762
F14_Industrial_Agriculture_Existing_Space Heating_Natural Gas_Gas Boiler - Hot Water Reset_A_Achievable Economic TRC Potential | F14 | Industrial | Agriculture | Existing | Space Heating | Natural Gas | Gas Boiler - Hot Water Reset | A | Purchases (Cumulative) | Achievable Economic TRC Potential | 0 | 0 | 18.4346 | 40.679 | 67.4304 | 97.9491 | 132.1594 | 171.4658 | 213.842 | 256.386 | 295.7873 | 329.0721 | 354.3852 | 370.8491 | 380.244 | 384.6894 | 386.5378 | 387.1983 | 387.4011 | 387.4445 | 387.4515 | 387.4524
F1_Industrial_Agriculture_Existing_Process_Natural Gas_Gas Boiler - Hot Water Reset_A_Achievable Economic TRC Potential | F1 | Industrial | Agriculture | Existing | Process | Natural Gas | Gas Boiler - Hot Water Reset | A | Original Unit Energy Savings (kWh or therms) | Achievable Economic TRC Potential | 0 | 0 | 2.8289 | 2.8289 | 2.8289 | 2.8289 | 2.8289 | 2.8289 | 2.8289 | 2.8289 | 2.8289 | 2.8289 | 2.8289 | 2.8289 | 2.8289 | 2.8289 | 2.8289 | 2.8289 | 2.8289 | 2.8289 | 2.8289 | 2.8289
F2_Industrial_Agriculture_Existing_Process_Natural Gas_Gas Boiler - Hot Water Reset_A_Achievable Economic TRC Potential | F2 | Industrial | Agriculture | Existing | Process | Natural Gas | Gas Boiler - Hot Water Reset | A | Original Unit Summer Peak Savings (kW) | Achievable Economic TRC Potential | 0 | 0 | 0 | 0 | 0 | 0 | 0 | 0 | 0 | 0 | 0 | 0 | 0 | 0 | 0 | 0 | 0 | 0 | 0 | 0 | 0 | 0
F3_Industrial_Agriculture_Existing_Process_Natural Gas_Gas Boiler - Hot Water Reset_A_Achievable Economic TRC Potential | F3 | Industrial | Agriculture | Existing | Process | Natural Gas | Gas Boiler - Hot Water Reset | A | Original Unit Winter Peak Savings (kW) | Achievable Economic TRC Potential | 0 | 0 | 0 | 0 | 0 | 0 | 0 | 0 | 0 | 0 | 0 | 0 | 0 | 0 | 0 | 0 | 0 | 0 | 0 | 0 | 0 | 0
F4_Industrial_Agriculture_Existing_Process_Natural Gas_Gas Boiler - Hot Water Reset_A_Achievable Economic TRC Potential | F4 | Industrial | Agriculture | Existing | Process | Natural Gas | Gas Boiler - Hot Water Reset | A | Standalone Impact on Baseline Energy (%) | Achievable Economic TRC Potential | 0% | 0% | 0.01976% | 0.04436% | 0.07482% | 0.1106% | 0.1518% | 0.2004% | 0.2544% | 0.3103% | 0.3643% | 0.4124% | 0.4519% | 0.4812% | 0.5021% | 0.5168% | 0.5284% | 0.5386% | 0.5484% | 0.558% | 0.5678% | 0.5778%
F5_Industrial_Agriculture_Existing_Process_Natural Gas_Gas Boiler - Hot Water Reset_A_Achievable Economic TRC Potential | F5 | Industrial | Agriculture | Existing | Process | Natural Gas | Gas Boiler - Hot Water Reset | A | Standalone Impact on Baseline Summer Peak (%) | Achievable Economic TRC Potential | bar: 2019 to 2040
F6_Industrial_Agriculture_Existing_Process_Natural Gas_Gas Boiler - Hot Water Reset_A_Achievable Economic TRC Potential | F6 | Industrial | Agriculture | Existing | Process | Natural Gas | Gas Boiler - Hot Water Reset | A | Standalone Impact on Baseline Winter Peak (%) | Achievable Economic TRC Potential | bar: 2019 to 2040
F7_Industrial_Agriculture_Existing_Process_Natural Gas_Gas Boiler - Hot Water Reset_A_Achievable Economic TRC Potential | F7 | Industrial | Agriculture | Existing | Process | Natural Gas | Gas Boiler - Hot Water Reset | A | Incremental Energy Savings (MWh or mTherms) | Achievable Economic TRC Potential | 0 | 0 | 0.43137 | 0.52053 | 0.62599 | 0.71415 | 0.80053 | 0.91978 | 0.99162 | 0.99554 | 0.922 | 0.77887 | 0.59233 | 0.38526 | 0.21984 | 0.10403 | 0.043252 | 0.015457 | 0.0047448 | 0.0010163 | 0.00016417 | 1.9367e-05
F8_Industrial_Agriculture_Existing_Process_Natural Gas_Gas Boiler - Hot Water Reset_A_Achievable Economic TRC Potential | F8 | Industrial | Agriculture | Existing | Process | Natural Gas | Gas Boiler - Hot Water Reset | A | Incremental Summer Peak Savings (MW) | Achievable Economic TRC Potential | 0 | 0 | 0 | 0 | 0 | 0 | 0 | 0 | 0 | 0 | 0 | 0 | 0 | 0 | 0 | 0 | 0 | 0 | 0 | 0 | 0 | 0
F9_Industrial_Agriculture_Existing_Process_Natural Gas_Gas Boiler - Hot Water Reset_A_Achievable Economic TRC Potential | F9 | Industrial | Agriculture | Existing | Process | Natural Gas | Gas Boiler - Hot Water Reset | A | Incremental Winter Peak Savings (MW) | Achievable Economic TRC Potential | 0 | 0 | 0 | 0 | 0 | 0 | 0 | 0 | 0 | 0 | 0 | 0 | 0 | 0 | 0 | 0 | 0 | 0 | 0 | 0 | 0 | 0
F10_Industrial_Agriculture_Existing_Process_Natural Gas_Gas Boiler - Hot Water Reset_A_Achievable Economic TRC Potential | F10 | Industrial | Agriculture | Existing | Process | Natural Gas | Gas Boiler - Hot Water Reset | A | Cumulative Energy Savings (MWh or mTherms) | Achievable Economic TRC Potential | 0 | 0 | 0.43137 | 0.9519 | 1.5779 | 2.292 | 3.0926 | 4.0123 | 5.004 | 5.9995 | 6.9215 | 7.7004 | 8.2927 | 8.678 | 8.8978 | 9.0018 | 9.0451 | 9.0605 | 9.0653 | 9.0663 | 9.0665 | 9.0665
F11_Industrial_Agriculture_Existing_Process_Natural Gas_Gas Boiler - Hot Water Reset_A_Achievable Economic TRC Potential | F11 | Industrial | Agriculture | Existing | Process | Natural Gas | Gas Boiler - Hot Water Reset | A | Cumulative Summer Peak Savings (MW) | Achievable Economic TRC Potential | 0 | 0 | 0 | 0 | 0 | 0 | 0 | 0 | 0 | 0 | 0 | 0 | 0 | 0 | 0 | 0 | 0 | 0 | 0 | 0 | 0 | 0
F12_Industrial_Agriculture_Existing_Process_Natural Gas_Gas Boiler - Hot Water Reset_A_Achievable Economic TRC Potential | F12 | Industrial | Agriculture | Existing | Process | Natural Gas | Gas Boiler - Hot Water Reset | A | Cumulative Winter Peak Savings (MW) | Achievable Economic TRC Potential | 0 | 0 | 0 | 0 | 0 | 0 | 0 | 0 | 0 | 0 | 0 | 0 | 0 | 0 | 0 | 0 | 0 | 0 | 0 | 0 | 0 | 0
F13_Industrial_Agriculture_Existing_Process_Natural Gas_Gas Boiler - Hot Water Reset_A_Achievable Economic TRC Potential | F13 | Industrial | Agriculture | Existing | Process | Natural Gas | Gas Boiler - Hot Water Reset | A | Purchases (Incremental) | Achievable Economic TRC Potential | 0 | 0 | 152.49 | 184.0052 | 221.2864 | 252.4497 | 282.9861 | 325.1406 | 350.5345 | 351.9217 | 325.926 | 275.3306 | 209.389 | 136.1888 | 77.714 | 36.7727 | 15.2894 | 5.4639 | 1.6773 | 0.35926 | 0.058035 | 0.0068461
F14_Industrial_Agriculture_Existing_Process_Natural Gas_Gas Boiler - Hot Water Reset_A_Achievable Economic TRC Potential | F14 | Industrial | Agriculture | Existing | Process | Natural Gas | Gas Boiler - Hot Water Reset | A | Purchases (Cumulative) | Achievable Economic TRC Potential | 0 | 0 | 152.49 | 336.4953 | 557.7816 | 810.2313 | 1093.2174 | 1418.358 | 1768.8925 | 2120.8143 | 2446.7403 | 2722.0709 | 2931.4599 | 3067.6487 | 3145.3626 | 3182.1353 | 3197.4248 | 3202.8887 | 3204.566 | 3204.9252 | 3204.9833 | 3204.9901
F1_Industrial_Agriculture_Existing_Space Heating_Natural Gas_Steam Trap Maintenance_A_Achievable Economic TRC Potential | F1 | Industrial | Agriculture | Existing | Space Heating | Natural Gas | Steam Trap Maintenance | A | Original Unit Energy Savings (kWh or therms) | Achievable Economic TRC Potential | 0 | 0 | 1.4998 | 1.496 | 1.4923 | 1.4887 | 1.4852 | 1.4818 | 1.4785 | 1.4753 | 1.4723 | 1.4693 | 1.4665 | 1.4638 | 1.4613 | 1.4589 | 1.4566 | 1.4545 | 1.4525 | 1.4507 | 1.449 | 1.4475
F2_Industrial_Agriculture_Existing_Space Heating_Natural Gas_Steam Trap Maintenance_A_Achievable Economic TRC Potential | F2 | Industrial | Agriculture | Existing | Space Heating | Natural Gas | Steam Trap Maintenance | A | Original Unit Summer Peak Savings (kW) | Achievable Economic TRC Potential | 0 | 0 | 0 | 0 | 0 | 0 | 0 | 0 | 0 | 0 | 0 | 0 | 0 | 0 | 0 | 0 | 0 | 0 | 0 | 0 | 0 | 0
F3_Industrial_Agriculture_Existing_Space Heating_Natural Gas_Steam Trap Maintenance_A_Achievable Economic TRC Potential | F3 | Industrial | Agriculture | Existing | Space Heating | Natural Gas | Steam Trap Maintenance | A | Original Unit Winter Peak Savings (kW) | Achievable Economic TRC Potential | 0 | 0 | 0 | 0 | 0 | 0 | 0 | 0 | 0 | 0 | 0 | 0 | 0 | 0 | 0 | 0 | 0 | 0 | 0 | 0 | 0 | 0
F4_Industrial_Agriculture_Existing_Space Heating_Natural Gas_Steam Trap Maintenance_A_Achievable Economic TRC Potential | F4 | Industrial | Agriculture | Existing | Space Heating | Natural Gas | Steam Trap Maintenance | A | Standalone Impact on Baseline Energy (%) | Achievable Economic TRC Potential | 0% | 0% | 0.00146% | 0.002944% | 0.004455% | 0.005992% | 0.007556% | 0.009147% | 0.01077% | 0.01241% | 0.01409% | 0.01579% | 0.01753% | 0.01929% | 0.02108% | 0.02291% | 0.02477% | 0.02665% | 0.02858% | 0.03053% | 0.03252% | 0.03455%
F5_Industrial_Agriculture_Existing_Space Heating_Natural Gas_Steam Trap Maintenance_A_Achievable Economic TRC Potential | F5 | Industrial | Agriculture | Existing | Space Heating | Natural Gas | Steam Trap Maintenance | A | Standalone Impact on Baseline Summer Peak (%) | Achievable Economic TRC Potential | bar: 2019 to 2040
F6_Industrial_Agriculture_Existing_Space Heating_Natural Gas_Steam Trap Maintenance_A_Achievable Economic TRC Potential | F6 | Industrial | Agriculture | Existing | Space Heating | Natural Gas | Steam Trap Maintenance | A | Standalone Impact on Baseline Winter Peak (%) | Achievable Economic TRC Potential | bar: 2019 to 2040
F7_Industrial_Agriculture_Existing_Space Heating_Natural Gas_Steam Trap Maintenance_A_Achievable Economic TRC Potential | F7 | Industrial | Agriculture | Existing | Space Heating | Natural Gas | Steam Trap Maintenance | A | Incremental Energy Savings (MWh or mTherms) | Achievable Economic TRC Potential | 0 | 0 | 0.015431 | 0.015127 | 0.01483 | 0.014539 | 0.014255 | 0.013977 | 0.013705 | 0.01344 | 0.013181 | 0.012928 | 0.01268 | 0.012439 | 0.012203 | 0.011973 | 0.011748 | 0.011529 | 0.011315 | 0.011106 | 0.010901 | 0.010702
F8_Industrial_Agriculture_Existing_Space Heating_Natural Gas_Steam Trap Maintenance_A_Achievable Economic TRC Potential | F8 | Industrial | Agriculture | Existing | Space Heating | Natural Gas | Steam Trap Maintenance | A | Incremental Summer Peak Savings (MW) | Achievable Economic TRC Potential | 0 | 0 | 0 | 0 | 0 | 0 | 0 | 0 | 0 | 0 | 0 | 0 | 0 | 0 | 0 | 0 | 0 | 0 | 0 | 0 | 0 | 0
F9_Industrial_Agriculture_Existing_Space Heating_Natural Gas_Steam Trap Maintenance_A_Achievable Economic TRC Potential | F9 | Industrial | Agriculture | Existing | Space Heating | Natural Gas | Steam Trap Maintenance | A | Incremental Winter Peak Savings (MW) | Achievable Economic TRC Potential | 0 | 0 | 0 | 0 | 0 | 0 | 0 | 0 | 0 | 0 | 0 | 0 | 0 | 0 | 0 | 0 | 0 | 0 | 0 | 0 | 0 | 0
F10_Industrial_Agriculture_Existing_Space Heating_Natural Gas_Steam Trap Maintenance_A_Achievable Economic TRC Potential | F10 | Industrial | Agriculture | Existing | Space Heating | Natural Gas | Steam Trap Maintenance | A | Cumulative Energy Savings (MWh or mTherms) | Achievable Economic TRC Potential | 0 | 0 | 0.015431 | 0.03052 | 0.045275 | 0.059704 | 0.073819 | 0.087626 | 0.10114 | 0.11436 | 0.1273 | 0.13997 | 0.15239 | 0.16455 | 0.17646 | 0.18814 | 0.1996 | 0.21084 | 0.22186 | 0.23269 | 0.24332 | 0.25377
F11_Industrial_Agriculture_Existing_Space Heating_Natural Gas_Steam Trap Maintenance_A_Achievable Economic TRC Potential | F11 | Industrial | Agriculture | Existing | Space Heating | Natural Gas | Steam Trap Maintenance | A | Cumulative Summer Peak Savings (MW) | Achievable Economic TRC Potential | 0 | 0 | 0 | 0 | 0 | 0 | 0 | 0 | 0 | 0 | 0 | 0 | 0 | 0 | 0 | 0 | 0 | 0 | 0 | 0 | 0 | 0
F12_Industrial_Agriculture_Existing_Space Heating_Natural Gas_Steam Trap Maintenance_A_Achievable Economic TRC Potential | F12 | Industrial | Agriculture | Existing | Space Heating | Natural Gas | Steam Trap Maintenance | A | Cumulative Winter Peak Savings (MW) | Achievable Economic TRC Potential | 0 | 0 | 0 | 0 | 0 | 0 | 0 | 0 | 0 | 0 | 0 | 0 | 0 | 0 | 0 | 0 | 0 | 0 | 0 | 0 | 0 | 0
F13_Industrial_Agriculture_Existing_Space Heating_Natural Gas_Steam Trap Maintenance_A_Achievable Economic TRC Potential | F13 | Industrial | Agriculture | Existing | Space Heating | Natural Gas | Steam Trap Maintenance | A | Purchases (Incremental) | Achievable Economic TRC Potential | 0 | 0 | 10.2891 | 10.1117 | 9.9373 | 9.766 | 9.5976 | 9.4321 | 9.2695 | 9.1097 | 8.9526 | 8.7983 | 8.6466 | 8.4975 | 8.351 | 8.207 | 8.0655 | 7.9265 | 7.7898 | 7.6555 | 7.5235 | 7.3938
F14_Industrial_Agriculture_Existing_Space Heating_Natural Gas_Steam Trap Maintenance_A_Achievable Economic TRC Potential | F14 | Industrial | Agriculture | Existing | Space Heating | Natural Gas | Steam Trap Maintenance | A | Purchases (Cumulative) | Achievable Economic TRC Potential | 0 | 0 | 10.2891 | 20.4007 | 30.3381 | 40.104 | 49.7017 | 59.1338 | 68.4033 | 77.513 | 86.4656 | 95.2639 | 103.9105 | 112.408 | 120.759 | 128.966 | 137.0315 | 144.958 | 152.7477 | 160.4032 | 167.9267 | 175.3205
F1_Industrial_Agriculture_Existing_Process_Natural Gas_Steam Trap Maintenance_A_Achievable Economic TRC Potential | F1 | Industrial | Agriculture | Existing | Process | Natural Gas | Steam Trap Maintenance | A | Original Unit Energy Savings (kWh or therms) | Achievable Economic TRC Potential | 0 | 0 | 1.9988 | 1.9988 | 1.9988 | 1.9988 | 1.9988 | 1.9988 | 1.9988 | 1.9988 | 1.9988 | 1.9988 | 1.9988 | 1.9988 | 1.9988 | 1.9988 | 1.9988 | 1.9988 | 1.9988 | 1.9988 | 1.9988 | 1.9988
F2_Industrial_Agriculture_Existing_Process_Natural Gas_Steam Trap Maintenance_A_Achievable Economic TRC Potential | F2 | Industrial | Agriculture | Existing | Process | Natural Gas | Steam Trap Maintenance | A | Original Unit Summer Peak Savings (kW) | Achievable Economic TRC Potential | 0 | 0 | 0 | 0 | 0 | 0 | 0 | 0 | 0 | 0 | 0 | 0 | 0 | 0 | 0 | 0 | 0 | 0 | 0 | 0 | 0 | 0
F3_Industrial_Agriculture_Existing_Process_Natural Gas_Steam Trap Maintenance_A_Achievable Economic TRC Potential | F3 | Industrial | Agriculture | Existing | Process | Natural Gas | Steam Trap Maintenance | A | Original Unit Winter Peak Savings (kW) | Achievable Economic TRC Potential | 0 | 0 | 0 | 0 | 0 | 0 | 0 | 0 | 0 | 0 | 0 | 0 | 0 | 0 | 0 | 0 | 0 | 0 | 0 | 0 | 0 | 0
F4_Industrial_Agriculture_Existing_Process_Natural Gas_Steam Trap Maintenance_A_Achievable Economic TRC Potential | F4 | Industrial | Agriculture | Existing | Process | Natural Gas | Steam Trap Maintenance | A | Standalone Impact on Baseline Energy (%) | Achievable Economic TRC Potential | 0% | 0% | 0.007791% | 0.01572% | 0.02378% | 0.03199% | 0.04034% | 0.04884% | 0.05749% | 0.06629% | 0.07524% | 0.08436% | 0.09363% | 0.1031% | 0.1127% | 0.1224% | 0.1324% | 0.1425% | 0.1528% | 0.1632% | 0.1739% | 0.1847%
F5_Industrial_Agriculture_Existing_Process_Natural Gas_Steam Trap Maintenance_A_Achievable Economic TRC Potential | F5 | Industrial | Agriculture | Existing | Process | Natural Gas | Steam Trap Maintenance | A | Standalone Impact on Baseline Summer Peak (%) | Achievable Economic TRC Potential | bar: 2019 to 2040
F6_Industrial_Agriculture_Existing_Process_Natural Gas_Steam Trap Maintenance_A_Achievable Economic TRC Potential | F6 | Industrial | Agriculture | Existing | Process | Natural Gas | Steam Trap Maintenance | A | Standalone Impact on Baseline Winter Peak (%) | Achievable Economic TRC Potential | bar: 2019 to 2040
F7_Industrial_Agriculture_Existing_Process_Natural Gas_Steam Trap Maintenance_A_Achievable Economic TRC Potential | F7 | Industrial | Agriculture | Existing | Process | Natural Gas | Steam Trap Maintenance | A | Incremental Energy Savings (MWh or mTherms) | Achievable Economic TRC Potential | 0 | 0 | 0.17012 | 0.16718 | 0.1643 | 0.16147 | 0.15868 | 0.15595 | 0.15326 | 0.15062 | 0.14802 | 0.14547 | 0.14296 | 0.14049 | 0.13807 | 0.13569 | 0.13335 | 0.13105 | 0.12879 | 0.12657 | 0.12439 | 0.12225
F8_Industrial_Agriculture_Existing_Process_Natural Gas_Steam Trap Maintenance_A_Achievable Economic TRC Potential | F8 | Industrial | Agriculture | Existing | Process | Natural Gas | Steam Trap Maintenance | A | Incremental Summer Peak Savings (MW) | Achievable Economic TRC Potential | 0 | 0 | 0 | 0 | 0 | 0 | 0 | 0 | 0 | 0 | 0 | 0 | 0 | 0 | 0 | 0 | 0 | 0 | 0 | 0 | 0 | 0
F9_Industrial_Agriculture_Existing_Process_Natural Gas_Steam Trap Maintenance_A_Achievable Economic TRC Potential | F9 | Industrial | Agriculture | Existing | Process | Natural Gas | Steam Trap Maintenance | A | Incremental Winter Peak Savings (MW) | Achievable Economic TRC Potential | 0 | 0 | 0 | 0 | 0 | 0 | 0 | 0 | 0 | 0 | 0 | 0 | 0 | 0 | 0 | 0 | 0 | 0 | 0 | 0 | 0 | 0
F10_Industrial_Agriculture_Existing_Process_Natural Gas_Steam Trap Maintenance_A_Achievable Economic TRC Potential | F10 | Industrial | Agriculture | Existing | Process | Natural Gas | Steam Trap Maintenance | A | Cumulative Energy Savings (MWh or mTherms) | Achievable Economic TRC Potential | 0 | 0 | 0.17012 | 0.3373 | 0.5016 | 0.66307 | 0.82175 | 0.9777 | 1.131 | 1.2816 | 1.4296 | 1.5751 | 1.718 | 1.8585 | 1.9966 | 2.1323 | 2.2656 | 2.3967 | 2.5255 | 2.652 | 2.7764 | 2.8987
F11_Industrial_Agriculture_Existing_Process_Natural Gas_Steam Trap Maintenance_A_Achievable Economic TRC Potential | F11 | Industrial | Agriculture | Existing | Process | Natural Gas | Steam Trap Maintenance | A | Cumulative Summer Peak Savings (MW) | Achievable Economic TRC Potential | 0 | 0 | 0 | 0 | 0 | 0 | 0 | 0 | 0 | 0 | 0 | 0 | 0 | 0 | 0 | 0 | 0 | 0 | 0 | 0 | 0 | 0
F12_Industrial_Agriculture_Existing_Process_Natural Gas_Steam Trap Maintenance_A_Achievable Economic TRC Potential | F12 | Industrial | Agriculture | Existing | Process | Natural Gas | Steam Trap Maintenance | A | Cumulative Winter Peak Savings (MW) | Achievable Economic TRC Potential | 0 | 0 | 0 | 0 | 0 | 0 | 0 | 0 | 0 | 0 | 0 | 0 | 0 | 0 | 0 | 0 | 0 | 0 | 0 | 0 | 0 | 0
F13_Industrial_Agriculture_Existing_Process_Natural Gas_Steam Trap Maintenance_A_Achievable Economic TRC Potential | F13 | Industrial | Agriculture | Existing | Process | Natural Gas | Steam Trap Maintenance | A | Purchases (Incremental) | Achievable Economic TRC Potential | 0 | 0 | 85.1107 | 83.6433 | 82.2012 | 80.7839 | 79.3911 | 78.0223 | 76.677 | 75.355 | 74.0558 | 72.779 | 71.5242 | 70.291 | 69.0791 | 67.8881 | 66.7176 | 65.5673 | 64.4368 | 63.3258 | 62.234 | 61.161
F14_Industrial_Agriculture_Existing_Process_Natural Gas_Steam Trap Maintenance_A_Achievable Economic TRC Potential | F14 | Industrial | Agriculture | Existing | Process | Natural Gas | Steam Trap Maintenance | A | Purchases (Cumulative) | Achievable Economic TRC Potential | 0 | 0 | 85.1107 | 168.754 | 250.9551 | 331.739 | 411.1301 | 489.1523 | 565.8294 | 641.1844 | 715.2402 | 788.0192 | 859.5433 | 929.8343 | 998.9134 | 1066.8015 | 1133.519 | 1199.0863 | 1263.5231 | 1326.8489 | 1389.0829 | 1450.2439
F1_Industrial_Agriculture_Existing_Space Heating_Natural Gas_Gas Boiler - High Turndown_A_Achievable Economic TRC Potential | F1 | Industrial | Agriculture | Existing | Space Heating | Natural Gas | Gas Boiler - High Turndown | A | Original Unit Energy Savings (kWh or therms) | Achievable Economic TRC Potential | 0 | 0 | 1.592 | 1.588 | 1.5841 | 1.5803 | 1.5766 | 1.5729 | 1.5694 | 1.5661 | 1.5628 | 1.5597 | 1.5567 | 1.5538 | 1.5511 | 1.5486 | 1.5462 | 1.5439 | 1.5418 | 1.5399 | 1.5381 | 1.5364
F2_Industrial_Agriculture_Existing_Space Heating_Natural Gas_Gas Boiler - High Turndown_A_Achievable Economic TRC Potential | F2 | Industrial | Agriculture | Existing | Space Heating | Natural Gas | Gas Boiler - High Turndown | A | Original Unit Summer Peak Savings (kW) | Achievable Economic TRC Potential | 0 | 0 | 0 | 0 | 0 | 0 | 0 | 0 | 0 | 0 | 0 | 0 | 0 | 0 | 0 | 0 | 0 | 0 | 0 | 0 | 0 | 0
F3_Industrial_Agriculture_Existing_Space Heating_Natural Gas_Gas Boiler - High Turndown_A_Achievable Economic TRC Potential | F3 | Industrial | Agriculture | Existing | Space Heating | Natural Gas | Gas Boiler - High Turndown | A | Original Unit Winter Peak Savings (kW) | Achievable Economic TRC Potential | 0 | 0 | 0 | 0 | 0 | 0 | 0 | 0 | 0 | 0 | 0 | 0 | 0 | 0 | 0 | 0 | 0 | 0 | 0 | 0 | 0 | 0
F4_Industrial_Agriculture_Existing_Space Heating_Natural Gas_Gas Boiler - High Turndown_A_Achievable Economic TRC Potential | F4 | Industrial | Agriculture | Existing | Space Heating | Natural Gas | Gas Boiler - High Turndown | A | Standalone Impact on Baseline Energy (%) | Achievable Economic TRC Potential | bar: 2019 to 2040
F5_Industrial_Agriculture_Existing_Space Heating_Natural Gas_Gas Boiler - High Turndown_A_Achievable Economic TRC Potential | F5 | Industrial | Agriculture | Existing | Space Heating | Natural Gas | Gas Boiler - High Turndown | A | Standalone Impact on Baseline Summer Peak (%) | Achievable Economic TRC Potential | bar: 2019 to 2040
F6_Industrial_Agriculture_Existing_Space Heating_Natural Gas_Gas Boiler - High Turndown_A_Achievable Economic TRC Potential | F6 | Industrial | Agriculture | Existing | Space Heating | Natural Gas | Gas Boiler - High Turndown | A | Standalone Impact on Baseline Winter Peak (%) | Achievable Economic TRC Potential | bar: 2019 to 2040
F7_Industrial_Agriculture_Existing_Space Heating_Natural Gas_Gas Boiler - High Turndown_A_Achievable Economic TRC Potential | F7 | Industrial | Agriculture | Existing | Space Heating | Natural Gas | Gas Boiler - High Turndown | A | Incremental Energy Savings (MWh or mTherms) | Achievable Economic TRC Potential | 0 | 0 | 0 | 0 | 0 | 0 | 0 | 0 | 0 | 0 | 0 | 0 | 0 | 0 | 0 | 0 | 0 | 0 | 0 | 0 | 0 | 0
F8_Industrial_Agriculture_Existing_Space Heating_Natural Gas_Gas Boiler - High Turndown_A_Achievable Economic TRC Potential | F8 | Industrial | Agriculture | Existing | Space Heating | Natural Gas | Gas Boiler - High Turndown | A | Incremental Summer Peak Savings (MW) | Achievable Economic TRC Potential | 0 | 0 | 0 | 0 | 0 | 0 | 0 | 0 | 0 | 0 | 0 | 0 | 0 | 0 | 0 | 0 | 0 | 0 | 0 | 0 | 0 | 0
F9_Industrial_Agriculture_Existing_Space Heating_Natural Gas_Gas Boiler - High Turndown_A_Achievable Economic TRC Potential | F9 | Industrial | Agriculture | Existing | Space Heating | Natural Gas | Gas Boiler - High Turndown | A | Incremental Winter Peak Savings (MW) | Achievable Economic TRC Potential | 0 | 0 | 0 | 0 | 0 | 0 | 0 | 0 | 0 | 0 | 0 | 0 | 0 | 0 | 0 | 0 | 0 | 0 | 0 | 0 | 0 | 0
F10_Industrial_Agriculture_Existing_Space Heating_Natural Gas_Gas Boiler - High Turndown_A_Achievable Economic TRC Potential | F10 | Industrial | Agriculture | Existing | Space Heating | Natural Gas | Gas Boiler - High Turndown | A | Cumulative Energy Savings (MWh or mTherms) | Achievable Economic TRC Potential | 0 | 0 | 0 | 0 | 0 | 0 | 0 | 0 | 0 | 0 | 0 | 0 | 0 | 0 | 0 | 0 | 0 | 0 | 0 | 0 | 0 | 0
F11_Industrial_Agriculture_Existing_Space Heating_Natural Gas_Gas Boiler - High Turndown_A_Achievable Economic TRC Potential | F11 | Industrial | Agriculture | Existing | Space Heating | Natural Gas | Gas Boiler - High Turndown | A | Cumulative Summer Peak Savings (MW) | Achievable Economic TRC Potential | 0 | 0 | 0 | 0 | 0 | 0 | 0 | 0 | 0 | 0 | 0 | 0 | 0 | 0 | 0 | 0 | 0 | 0 | 0 | 0 | 0 | 0
F12_Industrial_Agriculture_Existing_Space Heating_Natural Gas_Gas Boiler - High Turndown_A_Achievable Economic TRC Potential | F12 | Industrial | Agriculture | Existing | Space Heating | Natural Gas | Gas Boiler - High Turndown | A | Cumulative Winter Peak Savings (MW) | Achievable Economic TRC Potential | 0 | 0 | 0 | 0 | 0 | 0 | 0 | 0 | 0 | 0 | 0 | 0 | 0 | 0 | 0 | 0 | 0 | 0 | 0 | 0 | 0 | 0
F13_Industrial_Agriculture_Existing_Space Heating_Natural Gas_Gas Boiler - High Turndown_A_Achievable Economic TRC Potential | F13 | Industrial | Agriculture | Existing | Space Heating | Natural Gas | Gas Boiler - High Turndown | A | Purchases (Incremental) | Achievable Economic TRC Potential | 0 | 0 | 0 | 0 | 0 | 0 | 0 | 0 | 0 | 0 | 0 | 0 | 0 | 0 | 0 | 0 | 0 | 0 | 0 | 0 | 0 | 0
F14_Industrial_Agriculture_Existing_Space Heating_Natural Gas_Gas Boiler - High Turndown_A_Achievable Economic TRC Potential | F14 | Industrial | Agriculture | Existing | Space Heating | Natural Gas | Gas Boiler - High Turndown | A | Purchases (Cumulative) | Achievable Economic TRC Potential | 0 | 0 | 0 | 0 | 0 | 0 | 0 | 0 | 0 | 0 | 0 | 0 | 0 | 0 | 0 | 0 | 0 | 0 | 0 | 0 | 0 | 0
F1_Industrial_Agriculture_Existing_Process_Natural Gas_Gas Boiler - High Turndown_A_Achievable Economic TRC Potential | F1 | Industrial | Agriculture | Existing | Process | Natural Gas | Gas Boiler - High Turndown | A | Original Unit Energy Savings (kWh or therms) | Achievable Economic TRC Potential | 0 | 0 | 2.1216 | 2.1216 | 2.1216 | 2.1216 | 2.1216 | 2.1216 | 2.1216 | 2.1216 | 2.1216 | 2.1216 | 2.1216 | 2.1216 | 2.1216 | 2.1216 | 2.1216 | 2.1216 | 2.1216 | 2.1216 | 2.1216 | 2.1216
F2_Industrial_Agriculture_Existing_Process_Natural Gas_Gas Boiler - High Turndown_A_Achievable Economic TRC Potential | F2 | Industrial | Agriculture | Existing | Process | Natural Gas | Gas Boiler - High Turndown | A | Original Unit Summer Peak Savings (kW) | Achievable Economic TRC Potential | 0 | 0 | 0 | 0 | 0 | 0 | 0 | 0 | 0 | 0 | 0 | 0 | 0 | 0 | 0 | 0 | 0 | 0 | 0 | 0 | 0 | 0
F3_Industrial_Agriculture_Existing_Process_Natural Gas_Gas Boiler - High Turndown_A_Achievable Economic TRC Potential | F3 | Industrial | Agriculture | Existing | Process | Natural Gas | Gas Boiler - High Turndown | A | Original Unit Winter Peak Savings (kW) | Achievable Economic TRC Potential | 0 | 0 | 0 | 0 | 0 | 0 | 0 | 0 | 0 | 0 | 0 | 0 | 0 | 0 | 0 | 0 | 0 | 0 | 0 | 0 | 0 | 0
F4_Industrial_Agriculture_Existing_Process_Natural Gas_Gas Boiler - High Turndown_A_Achievable Economic TRC Potential | F4 | Industrial | Agriculture | Existing | Process | Natural Gas | Gas Boiler - High Turndown | A | Standalone Impact on Baseline Energy (%) | Achievable Economic TRC Potential | bar: 2019 to 2040
F5_Industrial_Agriculture_Existing_Process_Natural Gas_Gas Boiler - High Turndown_A_Achievable Economic TRC Potential | F5 | Industrial | Agriculture | Existing | Process | Natural Gas | Gas Boiler - High Turndown | A | Standalone Impact on Baseline Summer Peak (%) | Achievable Economic TRC Potential | bar: 2019 to 2040
F6_Industrial_Agriculture_Existing_Process_Natural Gas_Gas Boiler - High Turndown_A_Achievable Economic TRC Potential | F6 | Industrial | Agriculture | Existing | Process | Natural Gas | Gas Boiler - High Turndown | A | Standalone Impact on Baseline Winter Peak (%) | Achievable Economic TRC Potential | bar: 2019 to 2040
F7_Industrial_Agriculture_Existing_Process_Natural Gas_Gas Boiler - High Turndown_A_Achievable Economic TRC Potential | F7 | Industrial | Agriculture | Existing | Process | Natural Gas | Gas Boiler - High Turndown | A | Incremental Energy Savings (MWh or mTherms) | Achievable Economic TRC Potential | 0 | 0 | 0 | 0 | 0 | 0 | 0 | 0 | 0 | 0 | 0 | 0 | 0 | 0 | 0 | 0 | 0 | 0 | 0 | 0 | 0 | 0
F8_Industrial_Agriculture_Existing_Process_Natural Gas_Gas Boiler - High Turndown_A_Achievable Economic TRC Potential | F8 | Industrial | Agriculture | Existing | Process | Natural Gas | Gas Boiler - High Turndown | A | Incremental Summer Peak Savings (MW) | Achievable Economic TRC Potential | 0 | 0 | 0 | 0 | 0 | 0 | 0 | 0 | 0 | 0 | 0 | 0 | 0 | 0 | 0 | 0 | 0 | 0 | 0 | 0 | 0 | 0
F9_Industrial_Agriculture_Existing_Process_Natural Gas_Gas Boiler - High Turndown_A_Achievable Economic TRC Potential | F9 | Industrial | Agriculture | Existing | Process | Natural Gas | Gas Boiler - High Turndown | A | Incremental Winter Peak Savings (MW) | Achievable Economic TRC Potential | 0 | 0 | 0 | 0 | 0 | 0 | 0 | 0 | 0 | 0 | 0 | 0 | 0 | 0 | 0 | 0 | 0 | 0 | 0 | 0 | 0 | 0
F10_Industrial_Agriculture_Existing_Process_Natural Gas_Gas Boiler - High Turndown_A_Achievable Economic TRC Potential | F10 | Industrial | Agriculture | Existing | Process | Natural Gas | Gas Boiler - High Turndown | A | Cumulative Energy Savings (MWh or mTherms) | Achievable Economic TRC Potential | 0 | 0 | 0 | 0 | 0 | 0 | 0 | 0 | 0 | 0 | 0 | 0 | 0 | 0 | 0 | 0 | 0 | 0 | 0 | 0 | 0 | 0
F11_Industrial_Agriculture_Existing_Process_Natural Gas_Gas Boiler - High Turndown_A_Achievable Economic TRC Potential | F11 | Industrial | Agriculture | Existing | Process | Natural Gas | Gas Boiler - High Turndown | A | Cumulative Summer Peak Savings (MW) | Achievable Economic TRC Potential | 0 | 0 | 0 | 0 | 0 | 0 | 0 | 0 | 0 | 0 | 0 | 0 | 0 | 0 | 0 | 0 | 0 | 0 | 0 | 0 | 0 | 0
F12_Industrial_Agriculture_Existing_Process_Natural Gas_Gas Boiler - High Turndown_A_Achievable Economic TRC Potential | F12 | Industrial | Agriculture | Existing | Process | Natural Gas | Gas Boiler - High Turndown | A | Cumulative Winter Peak Savings (MW) | Achievable Economic TRC Potential | 0 | 0 | 0 | 0 | 0 | 0 | 0 | 0 | 0 | 0 | 0 | 0 | 0 | 0 | 0 | 0 | 0 | 0 | 0 | 0 | 0 | 0
F13_Industrial_Agriculture_Existing_Process_Natural Gas_Gas Boiler - High Turndown_A_Achievable Economic TRC Potential | F13 | Industrial | Agriculture | Existing | Process | Natural Gas | Gas Boiler - High Turndown | A | Purchases (Incremental) | Achievable Economic TRC Potential | 0 | 0 | 0 | 0 | 0 | 0 | 0 | 0 | 0 | 0 | 0 | 0 | 0 | 0 | 0 | 0 | 0 | 0 | 0 | 0 | 0 | 0
F14_Industrial_Agriculture_Existing_Process_Natural Gas_Gas Boiler - High Turndown_A_Achievable Economic TRC Potential | F14 | Industrial | Agriculture | Existing | Process | Natural Gas | Gas Boiler - High Turndown | A | Purchases (Cumulative) | Achievable Economic TRC Potential | 0 | 0 | 0 | 0 | 0 | 0 | 0 | 0 | 0 | 0 | 0 | 0 | 0 | 0 | 0 | 0 | 0 | 0 | 0 | 0 | 0 | 0
F1_Industrial_Agriculture_Existing_Space Heating_Natural Gas_Gas Boiler - Burner Control Optimization_A_Achievable Economic TRC Potential | F1 | Industrial | Agriculture | Existing | Space Heating | Natural Gas | Gas Boiler - Burner Control Optimization | A | Original Unit Energy Savings (kWh or therms) | Achievable Economic TRC Potential | 0 | 0 | 0.46168 | 0.46052 | 0.45939 | 0.45828 | 0.4572 | 0.45615 | 0.45514 | 0.45415 | 0.45321 | 0.4523 | 0.45144 | 0.45061 | 0.44983 | 0.44908 | 0.44838 | 0.44773 | 0.44712 | 0.44656 | 0.44604 | 0.44557
F2_Industrial_Agriculture_Existing_Space Heating_Natural Gas_Gas Boiler - Burner Control Optimization_A_Achievable Economic TRC Potential | F2 | Industrial | Agriculture | Existing | Space Heating | Natural Gas | Gas Boiler - Burner Control Optimization | A | Original Unit Summer Peak Savings (kW) | Achievable Economic TRC Potential | 0 | 0 | 0 | 0 | 0 | 0 | 0 | 0 | 0 | 0 | 0 | 0 | 0 | 0 | 0 | 0 | 0 | 0 | 0 | 0 | 0 | 0
F3_Industrial_Agriculture_Existing_Space Heating_Natural Gas_Gas Boiler - Burner Control Optimization_A_Achievable Economic TRC Potential | F3 | Industrial | Agriculture | Existing | Space Heating | Natural Gas | Gas Boiler - Burner Control Optimization | A | Original Unit Winter Peak Savings (kW) | Achievable Economic TRC Potential | 0 | 0 | 0 | 0 | 0 | 0 | 0 | 0 | 0 | 0 | 0 | 0 | 0 | 0 | 0 | 0 | 0 | 0 | 0 | 0 | 0 | 0
F4_Industrial_Agriculture_Existing_Space Heating_Natural Gas_Gas Boiler - Burner Control Optimization_A_Achievable Economic TRC Potential | F4 | Industrial | Agriculture | Existing | Space Heating | Natural Gas | Gas Boiler - Burner Control Optimization | A | Standalone Impact on Baseline Energy (%) | Achievable Economic TRC Potential | bar: 2019 to 2040
F5_Industrial_Agriculture_Existing_Space Heating_Natural Gas_Gas Boiler - Burner Control Optimization_A_Achievable Economic TRC Potential | F5 | Industrial | Agriculture | Existing | Space Heating | Natural Gas | Gas Boiler - Burner Control Optimization | A | Standalone Impact on Baseline Summer Peak (%) | Achievable Economic TRC Potential | bar: 2019 to 2040
F6_Industrial_Agriculture_Existing_Space Heating_Natural Gas_Gas Boiler - Burner Control Optimization_A_Achievable Economic TRC Potential | F6 | Industrial | Agriculture | Existing | Space Heating | Natural Gas | Gas Boiler - Burner Control Optimization | A | Standalone Impact on Baseline Winter Peak (%) | Achievable Economic TRC Potential | bar: 2019 to 2040
F7_Industrial_Agriculture_Existing_Space Heating_Natural Gas_Gas Boiler - Burner Control Optimization_A_Achievable Economic TRC Potential | F7 | Industrial | Agriculture | Existing | Space Heating | Natural Gas | Gas Boiler - Burner Control Optimization | A | Incremental Energy Savings (MWh or mTherms) | Achievable Economic TRC Potential | 0 | 0 | 0 | 0 | 0 | 0 | 0 | 0 | 0 | 0 | 0 | 0 | 0 | 0 | 0 | 0 | 0 | 0 | 0 | 0 | 0 | 0
F8_Industrial_Agriculture_Existing_Space Heating_Natural Gas_Gas Boiler - Burner Control Optimization_A_Achievable Economic TRC Potential | F8 | Industrial | Agriculture | Existing | Space Heating | Natural Gas | Gas Boiler - Burner Control Optimization | A | Incremental Summer Peak Savings (MW) | Achievable Economic TRC Potential | 0 | 0 | 0 | 0 | 0 | 0 | 0 | 0 | 0 | 0 | 0 | 0 | 0 | 0 | 0 | 0 | 0 | 0 | 0 | 0 | 0 | 0
F9_Industrial_Agriculture_Existing_Space Heating_Natural Gas_Gas Boiler - Burner Control Optimization_A_Achievable Economic TRC Potential | F9 | Industrial | Agriculture | Existing | Space Heating | Natural Gas | Gas Boiler - Burner Control Optimization | A | Incremental Winter Peak Savings (MW) | Achievable Economic TRC Potential | 0 | 0 | 0 | 0 | 0 | 0 | 0 | 0 | 0 | 0 | 0 | 0 | 0 | 0 | 0 | 0 | 0 | 0 | 0 | 0 | 0 | 0
F10_Industrial_Agriculture_Existing_Space Heating_Natural Gas_Gas Boiler - Burner Control Optimization_A_Achievable Economic TRC Potential | F10 | Industrial | Agriculture | Existing | Space Heating | Natural Gas | Gas Boiler - Burner Control Optimization | A | Cumulative Energy Savings (MWh or mTherms) | Achievable Economic TRC Potential | 0 | 0 | 0 | 0 | 0 | 0 | 0 | 0 | 0 | 0 | 0 | 0 | 0 | 0 | 0 | 0 | 0 | 0 | 0 | 0 | 0 | 0
F11_Industrial_Agriculture_Existing_Space Heating_Natural Gas_Gas Boiler - Burner Control Optimization_A_Achievable Economic TRC Potential | F11 | Industrial | Agriculture | Existing | Space Heating | Natural Gas | Gas Boiler - Burner Control Optimization | A | Cumulative Summer Peak Savings (MW) | Achievable Economic TRC Potential | 0 | 0 | 0 | 0 | 0 | 0 | 0 | 0 | 0 | 0 | 0 | 0 | 0 | 0 | 0 | 0 | 0 | 0 | 0 | 0 | 0 | 0
F12_Industrial_Agriculture_Existing_Space Heating_Natural Gas_Gas Boiler - Burner Control Optimization_A_Achievable Economic TRC Potential | F12 | Industrial | Agriculture | Existing | Space Heating | Natural Gas | Gas Boiler - Burner Control Optimization | A | Cumulative Winter Peak Savings (MW) | Achievable Economic TRC Potential | 0 | 0 | 0 | 0 | 0 | 0 | 0 | 0 | 0 | 0 | 0 | 0 | 0 | 0 | 0 | 0 | 0 | 0 | 0 | 0 | 0 | 0
F13_Industrial_Agriculture_Existing_Space Heating_Natural Gas_Gas Boiler - Burner Control Optimization_A_Achievable Economic TRC Potential | F13 | Industrial | Agriculture | Existing | Space Heating | Natural Gas | Gas Boiler - Burner Control Optimization | A | Purchases (Incremental) | Achievable Economic TRC Potential | 0 | 0 | 0 | 0 | 0 | 0 | 0 | 0 | 0 | 0 | 0 | 0 | 0 | 0 | 0 | 0 | 0 | 0 | 0 | 0 | 0 | 0
F14_Industrial_Agriculture_Existing_Space Heating_Natural Gas_Gas Boiler - Burner Control Optimization_A_Achievable Economic TRC Potential | F14 | Industrial | Agriculture | Existing | Space Heating | Natural Gas | Gas Boiler - Burner Control Optimization | A | Purchases (Cumulative) | Achievable Economic TRC Potential | 0 | 0 | 0 | 0 | 0 | 0 | 0 | 0 | 0 | 0 | 0 | 0 | 0 | 0 | 0 | 0 | 0 | 0 | 0 | 0 | 0 | 0
F1_Industrial_Agriculture_Existing_Process_Natural Gas_Gas Boiler - Burner Control Optimization_A_Achievable Economic TRC Potential | F1 | Industrial | Agriculture | Existing | Process | Natural Gas | Gas Boiler - Burner Control Optimization | A | Original Unit Energy Savings (kWh or therms) | Achievable Economic TRC Potential | 0 | 0 | 0.61528 | 0.61528 | 0.61528 | 0.61528 | 0.61528 | 0.61528 | 0.61528 | 0.61528 | 0.61528 | 0.61528 | 0.61528 | 0.61528 | 0.61528 | 0.61528 | 0.61528 | 0.61528 | 0.61528 | 0.61528 | 0.61528 | 0.61528
F2_Industrial_Agriculture_Existing_Process_Natural Gas_Gas Boiler - Burner Control Optimization_A_Achievable Economic TRC Potential | F2 | Industrial | Agriculture | Existing | Process | Natural Gas | Gas Boiler - Burner Control Optimization | A | Original Unit Summer Peak Savings (kW) | Achievable Economic TRC Potential | 0 | 0 | 0 | 0 | 0 | 0 | 0 | 0 | 0 | 0 | 0 | 0 | 0 | 0 | 0 | 0 | 0 | 0 | 0 | 0 | 0 | 0
F3_Industrial_Agriculture_Existing_Process_Natural Gas_Gas Boiler - Burner Control Optimization_A_Achievable Economic TRC Potential | F3 | Industrial | Agriculture | Existing | Process | Natural Gas | Gas Boiler - Burner Control Optimization | A | Original Unit Winter Peak Savings (kW) | Achievable Economic TRC Potential | 0 | 0 | 0 | 0 | 0 | 0 | 0 | 0 | 0 | 0 | 0 | 0 | 0 | 0 | 0 | 0 | 0 | 0 | 0 | 0 | 0 | 0
F4_Industrial_Agriculture_Existing_Process_Natural Gas_Gas Boiler - Burner Control Optimization_A_Achievable Economic TRC Potential | F4 | Industrial | Agriculture | Existing | Process | Natural Gas | Gas Boiler - Burner Control Optimization | A | Standalone Impact on Baseline Energy (%) | Achievable Economic TRC Potential | bar: 2019 to 2040
F5_Industrial_Agriculture_Existing_Process_Natural Gas_Gas Boiler - Burner Control Optimization_A_Achievable Economic TRC Potential | F5 | Industrial | Agriculture | Existing | Process | Natural Gas | Gas Boiler - Burner Control Optimization | A | Standalone Impact on Baseline Summer Peak (%) | Achievable Economic TRC Potential | bar: 2019 to 2040
F6_Industrial_Agriculture_Existing_Process_Natural Gas_Gas Boiler - Burner Control Optimization_A_Achievable Economic TRC Potential | F6 | Industrial | Agriculture | Existing | Process | Natural Gas | Gas Boiler - Burner Control Optimization | A | Standalone Impact on Baseline Winter Peak (%) | Achievable Economic TRC Potential | bar: 2019 to 2040
F7_Industrial_Agriculture_Existing_Process_Natural Gas_Gas Boiler - Burner Control Optimization_A_Achievable Economic TRC Potential | F7 | Industrial | Agriculture | Existing | Process | Natural Gas | Gas Boiler - Burner Control Optimization | A | Incremental Energy Savings (MWh or mTherms) | Achievable Economic TRC Potential | 0 | 0 | 0 | 0 | 0 | 0 | 0 | 0 | 0 | 0 | 0 | 0 | 0 | 0 | 0 | 0 | 0 | 0 | 0 | 0 | 0 | 0
F8_Industrial_Agriculture_Existing_Process_Natural Gas_Gas Boiler - Burner Control Optimization_A_Achievable Economic TRC Potential | F8 | Industrial | Agriculture | Existing | Process | Natural Gas | Gas Boiler - Burner Control Optimization | A | Incremental Summer Peak Savings (MW) | Achievable Economic TRC Potential | 0 | 0 | 0 | 0 | 0 | 0 | 0 | 0 | 0 | 0 | 0 | 0 | 0 | 0 | 0 | 0 | 0 | 0 | 0 | 0 | 0 | 0
F9_Industrial_Agriculture_Existing_Process_Natural Gas_Gas Boiler - Burner Control Optimization_A_Achievable Economic TRC Potential | F9 | Industrial | Agriculture | Existing | Process | Natural Gas | Gas Boiler - Burner Control Optimization | A | Incremental Winter Peak Savings (MW) | Achievable Economic TRC Potential | 0 | 0 | 0 | 0 | 0 | 0 | 0 | 0 | 0 | 0 | 0 | 0 | 0 | 0 | 0 | 0 | 0 | 0 | 0 | 0 | 0 | 0
F10_Industrial_Agriculture_Existing_Process_Natural Gas_Gas Boiler - Burner Control Optimization_A_Achievable Economic TRC Potential | F10 | Industrial | Agriculture | Existing | Process | Natural Gas | Gas Boiler - Burner Control Optimization | A | Cumulative Energy Savings (MWh or mTherms) | Achievable Economic TRC Potential | 0 | 0 | 0 | 0 | 0 | 0 | 0 | 0 | 0 | 0 | 0 | 0 | 0 | 0 | 0 | 0 | 0 | 0 | 0 | 0 | 0 | 0
F11_Industrial_Agriculture_Existing_Process_Natural Gas_Gas Boiler - Burner Control Optimization_A_Achievable Economic TRC Potential | F11 | Industrial | Agriculture | Existing | Process | Natural Gas | Gas Boiler - Burner Control Optimization | A | Cumulative Summer Peak Savings (MW) | Achievable Economic TRC Potential | 0 | 0 | 0 | 0 | 0 | 0 | 0 | 0 | 0 | 0 | 0 | 0 | 0 | 0 | 0 | 0 | 0 | 0 | 0 | 0 | 0 | 0
F12_Industrial_Agriculture_Existing_Process_Natural Gas_Gas Boiler - Burner Control Optimization_A_Achievable Economic TRC Potential | F12 | Industrial | Agriculture | Existing | Process | Natural Gas | Gas Boiler - Burner Control Optimization | A | Cumulative Winter Peak Savings (MW) | Achievable Economic TRC Potential | 0 | 0 | 0 | 0 | 0 | 0 | 0 | 0 | 0 | 0 | 0 | 0 | 0 | 0 | 0 | 0 | 0 | 0 | 0 | 0 | 0 | 0
F13_Industrial_Agriculture_Existing_Process_Natural Gas_Gas Boiler - Burner Control Optimization_A_Achievable Economic TRC Potential | F13 | Industrial | Agriculture | Existing | Process | Natural Gas | Gas Boiler - Burner Control Optimization | A | Purchases (Incremental) | Achievable Economic TRC Potential | 0 | 0 | 0 | 0 | 0 | 0 | 0 | 0 | 0 | 0 | 0 | 0 | 0 | 0 | 0 | 0 | 0 | 0 | 0 | 0 | 0 | 0
F14_Industrial_Agriculture_Existing_Process_Natural Gas_Gas Boiler - Burner Control Optimization_A_Achievable Economic TRC Potential | F14 | Industrial | Agriculture | Existing | Process | Natural Gas | Gas Boiler - Burner Control Optimization | A | Purchases (Cumulative) | Achievable Economic TRC Potential | 0 | 0 | 0 | 0 | 0 | 0 | 0 | 0 | 0 | 0 | 0 | 0 | 0 | 0 | 0 | 0 | 0 | 0 | 0 | 0 | 0 | 0
F1_Industrial_Agriculture_Existing_Space Heating_Natural Gas_HVAC - Demand Controlled Ventilation_A_Achievable Economic TRC Potential | F1 | Industrial | Agriculture | Existing | Space Heating | Natural Gas | HVAC - Demand Controlled Ventilation | A | Original Unit Energy Savings (kWh or therms) | Achievable Economic TRC Potential | 0 | 0 | 0.076632 | 0.076208 | 0.075785 | 0.075366 | 0.074954 | 0.074553 | 0.074165 | 0.073793 | 0.07344 | 0.073107 | 0.072794 | 0.072499 | 0.072221 | 0.07196 | 0.071715 | 0.071483 | 0.071266 | 0.071061 | 0.070868 | 0.070686
F2_Industrial_Agriculture_Existing_Space Heating_Natural Gas_HVAC - Demand Controlled Ventilation_A_Achievable Economic TRC Potential | F2 | Industrial | Agriculture | Existing | Space Heating | Natural Gas | HVAC - Demand Controlled Ventilation | A | Original Unit Summer Peak Savings (kW) | Achievable Economic TRC Potential | 0 | 0 | 0 | 0 | 0 | 0 | 0 | 0 | 0 | 0 | 0 | 0 | 0 | 0 | 0 | 0 | 0 | 0 | 0 | 0 | 0 | 0
F3_Industrial_Agriculture_Existing_Space Heating_Natural Gas_HVAC - Demand Controlled Ventilation_A_Achievable Economic TRC Potential | F3 | Industrial | Agriculture | Existing | Space Heating | Natural Gas | HVAC - Demand Controlled Ventilation | A | Original Unit Winter Peak Savings (kW) | Achievable Economic TRC Potential | 0 | 0 | 0 | 0 | 0 | 0 | 0 | 0 | 0 | 0 | 0 | 0 | 0 | 0 | 0 | 0 | 0 | 0 | 0 | 0 | 0 | 0
F4_Industrial_Agriculture_Existing_Space Heating_Natural Gas_HVAC - Demand Controlled Ventilation_A_Achievable Economic TRC Potential | F4 | Industrial | Agriculture | Existing | Space Heating | Natural Gas | HVAC - Demand Controlled Ventilation | A | Standalone Impact on Baseline Energy (%) | Achievable Economic TRC Potential | 0% | 0% | 0.04258% | 0.08564% | 0.1292% | 0.1732% | 0.2177% | 0.2628% | 0.3084% | 0.3545% | 0.4013% | 0.4487% | 0.4967% | 0.5455% | 0.595% | 0.6452% | 0.6962% | 0.748% | 0.8005% | 0.854% | 0.9083% | 0.9634%
F5_Industrial_Agriculture_Existing_Space Heating_Natural Gas_HVAC - Demand Controlled Ventilation_A_Achievable Economic TRC Potential | F5 | Industrial | Agriculture | Existing | Space Heating | Natural Gas | HVAC - Demand Controlled Ventilation | A | Standalone Impact on Baseline Summer Peak (%) | Achievable Economic TRC Potential | bar: 2019 to 2040
F6_Industrial_Agriculture_Existing_Space Heating_Natural Gas_HVAC - Demand Controlled Ventilation_A_Achievable Economic TRC Potential | F6 | Industrial | Agriculture | Existing | Space Heating | Natural Gas | HVAC - Demand Controlled Ventilation | A | Standalone Impact on Baseline Winter Peak (%) | Achievable Economic TRC Potential | bar: 2019 to 2040
F7_Industrial_Agriculture_Existing_Space Heating_Natural Gas_HVAC - Demand Controlled Ventilation_A_Achievable Economic TRC Potential | F7 | Industrial | Agriculture | Existing | Space Heating | Natural Gas | HVAC - Demand Controlled Ventilation | A | Incremental Energy Savings (MWh or mTherms) | Achievable Economic TRC Potential | 0 | 0 | 0.45018 | 0.43998 | 0.42999 | 0.42024 | 0.41074 | 0.4015 | 0.39252 | 0.38382 | 0.37539 | 0.36725 | 0.35937 | 0.35175 | 0.34436 | 0.3372 | 0.33025 | 0.32351 | 0.31697 | 0.31061 | 0.30442 | 0.29841
F8_Industrial_Agriculture_Existing_Space Heating_Natural Gas_HVAC - Demand Controlled Ventilation_A_Achievable Economic TRC Potential | F8 | Industrial | Agriculture | Existing | Space Heating | Natural Gas | HVAC - Demand Controlled Ventilation | A | Incremental Summer Peak Savings (MW) | Achievable Economic TRC Potential | 0 | 0 | 0 | 0 | 0 | 0 | 0 | 0 | 0 | 0 | 0 | 0 | 0 | 0 | 0 | 0 | 0 | 0 | 0 | 0 | 0 | 0
F9_Industrial_Agriculture_Existing_Space Heating_Natural Gas_HVAC - Demand Controlled Ventilation_A_Achievable Economic TRC Potential | F9 | Industrial | Agriculture | Existing | Space Heating | Natural Gas | HVAC - Demand Controlled Ventilation | A | Incremental Winter Peak Savings (MW) | Achievable Economic TRC Potential | 0 | 0 | 0 | 0 | 0 | 0 | 0 | 0 | 0 | 0 | 0 | 0 | 0 | 0 | 0 | 0 | 0 | 0 | 0 | 0 | 0 | 0
F10_Industrial_Agriculture_Existing_Space Heating_Natural Gas_HVAC - Demand Controlled Ventilation_A_Achievable Economic TRC Potential | F10 | Industrial | Agriculture | Existing | Space Heating | Natural Gas | HVAC - Demand Controlled Ventilation | A | Cumulative Energy Savings (MWh or mTherms) | Achievable Economic TRC Potential | 0 | 0 | 0.45018 | 0.88767 | 1.3127 | 1.7257 | 2.127 | 2.5171 | 2.8966 | 3.2659 | 3.6256 | 3.9764 | 4.3188 | 4.653 | 4.9796 | 5.2988 | 5.6109 | 5.9164 | 6.2153 | 6.508 | 6.7948 | 7.0758
F11_Industrial_Agriculture_Existing_Space Heating_Natural Gas_HVAC - Demand Controlled Ventilation_A_Achievable Economic TRC Potential | F11 | Industrial | Agriculture | Existing | Space Heating | Natural Gas | HVAC - Demand Controlled Ventilation | A | Cumulative Summer Peak Savings (MW) | Achievable Economic TRC Potential | 0 | 0 | 0 | 0 | 0 | 0 | 0 | 0 | 0 | 0 | 0 | 0 | 0 | 0 | 0 | 0 | 0 | 0 | 0 | 0 | 0 | 0
F12_Industrial_Agriculture_Existing_Space Heating_Natural Gas_HVAC - Demand Controlled Ventilation_A_Achievable Economic TRC Potential | F12 | Industrial | Agriculture | Existing | Space Heating | Natural Gas | HVAC - Demand Controlled Ventilation | A | Cumulative Winter Peak Savings (MW) | Achievable Economic TRC Potential | 0 | 0 | 0 | 0 | 0 | 0 | 0 | 0 | 0 | 0 | 0 | 0 | 0 | 0 | 0 | 0 | 0 | 0 | 0 | 0 | 0 | 0
F13_Industrial_Agriculture_Existing_Space Heating_Natural Gas_HVAC - Demand Controlled Ventilation_A_Achievable Economic TRC Potential | F13 | Industrial | Agriculture | Existing | Space Heating | Natural Gas | HVAC - Demand Controlled Ventilation | A | Purchases (Incremental) | Achievable Economic TRC Potential | 0 | 0 | 5874.6608 | 5773.3736 | 5673.8326 | 5576.0079 | 5479.8699 | 5385.3894 | 5292.5378 | 5201.2872 | 5111.6098 | 5023.4786 | 4936.8669 | 4851.7485 | 4768.0977 | 4685.8891 | 4605.0979 | 4525.6997 | 4447.6704 | 4370.9864 | 4295.6245 | 4221.5621
F14_Industrial_Agriculture_Existing_Space Heating_Natural Gas_HVAC - Demand Controlled Ventilation_A_Achievable Economic TRC Potential | F14 | Industrial | Agriculture | Existing | Space Heating | Natural Gas | HVAC - Demand Controlled Ventilation | A | Purchases (Cumulative) | Achievable Economic TRC Potential | 0 | 0 | 5874.6608 | 11648.0344 | 17321.867 | 22897.875 | 28377.7449 | 33763.1342 | 39055.672 | 44256.9592 | 49368.569 | 54392.0476 | 59328.9145 | 64180.663 | 68948.7607 | 73634.6498 | 78239.7477 | 82765.4473 | 87213.1177 | 91584.1041 | 95879.7286 | 100101.2907
F1_Industrial_Agriculture_Existing_Space Heating_Natural Gas_Gas Boiler - Stack Economizer_A_Achievable Economic TRC Potential | F1 | Industrial | Agriculture | Existing | Space Heating | Natural Gas | Gas Boiler - Stack Economizer | A | Original Unit Energy Savings (kWh or therms) | Achievable Economic TRC Potential | 0 | 0 | 1.1622 | 1.1592 | 1.1564 | 1.1536 | 1.1509 | 1.1482 | 1.1457 | 1.1432 | 1.1408 | 1.1386 | 1.1364 | 1.1343 | 1.1323 | 1.1305 | 1.1287 | 1.127 | 1.1255 | 1.1241 | 1.1228 | 1.1216
F2_Industrial_Agriculture_Existing_Space Heating_Natural Gas_Gas Boiler - Stack Economizer_A_Achievable Economic TRC Potential | F2 | Industrial | Agriculture | Existing | Space Heating | Natural Gas | Gas Boiler - Stack Economizer | A | Original Unit Summer Peak Savings (kW) | Achievable Economic TRC Potential | 0 | 0 | 0 | 0 | 0 | 0 | 0 | 0 | 0 | 0 | 0 | 0 | 0 | 0 | 0 | 0 | 0 | 0 | 0 | 0 | 0 | 0
F3_Industrial_Agriculture_Existing_Space Heating_Natural Gas_Gas Boiler - Stack Economizer_A_Achievable Economic TRC Potential | F3 | Industrial | Agriculture | Existing | Space Heating | Natural Gas | Gas Boiler - Stack Economizer | A | Original Unit Winter Peak Savings (kW) | Achievable Economic TRC Potential | 0 | 0 | 0 | 0 | 0 | 0 | 0 | 0 | 0 | 0 | 0 | 0 | 0 | 0 | 0 | 0 | 0 | 0 | 0 | 0 | 0 | 0
F4_Industrial_Agriculture_Existing_Space Heating_Natural Gas_Gas Boiler - Stack Economizer_A_Achievable Economic TRC Potential | F4 | Industrial | Agriculture | Existing | Space Heating | Natural Gas | Gas Boiler - Stack Economizer | A | Standalone Impact on Baseline Energy (%) | Achievable Economic TRC Potential | bar: 2019 to 2040
F5_Industrial_Agriculture_Existing_Space Heating_Natural Gas_Gas Boiler - Stack Economizer_A_Achievable Economic TRC Potential | F5 | Industrial | Agriculture | Existing | Space Heating | Natural Gas | Gas Boiler - Stack Economizer | A | Standalone Impact on Baseline Summer Peak (%) | Achievable Economic TRC Potential | bar: 2019 to 2040
F6_Industrial_Agriculture_Existing_Space Heating_Natural Gas_Gas Boiler - Stack Economizer_A_Achievable Economic TRC Potential | F6 | Industrial | Agriculture | Existing | Space Heating | Natural Gas | Gas Boiler - Stack Economizer | A | Standalone Impact on Baseline Winter Peak (%) | Achievable Economic TRC Potential | bar: 2019 to 2040
F7_Industrial_Agriculture_Existing_Space Heating_Natural Gas_Gas Boiler - Stack Economizer_A_Achievable Economic TRC Potential | F7 | Industrial | Agriculture | Existing | Space Heating | Natural Gas | Gas Boiler - Stack Economizer | A | Incremental Energy Savings (MWh or mTherms) | Achievable Economic TRC Potential | 0 | 0 | 0 | 0 | 0 | 0 | 0 | 0 | 0 | 0 | 0 | 0 | 0 | 0 | 0 | 0 | 0 | 0 | 0 | 0 | 0 | 0
F8_Industrial_Agriculture_Existing_Space Heating_Natural Gas_Gas Boiler - Stack Economizer_A_Achievable Economic TRC Potential | F8 | Industrial | Agriculture | Existing | Space Heating | Natural Gas | Gas Boiler - Stack Economizer | A | Incremental Summer Peak Savings (MW) | Achievable Economic TRC Potential | 0 | 0 | 0 | 0 | 0 | 0 | 0 | 0 | 0 | 0 | 0 | 0 | 0 | 0 | 0 | 0 | 0 | 0 | 0 | 0 | 0 | 0
F9_Industrial_Agriculture_Existing_Space Heating_Natural Gas_Gas Boiler - Stack Economizer_A_Achievable Economic TRC Potential | F9 | Industrial | Agriculture | Existing | Space Heating | Natural Gas | Gas Boiler - Stack Economizer | A | Incremental Winter Peak Savings (MW) | Achievable Economic TRC Potential | 0 | 0 | 0 | 0 | 0 | 0 | 0 | 0 | 0 | 0 | 0 | 0 | 0 | 0 | 0 | 0 | 0 | 0 | 0 | 0 | 0 | 0
F10_Industrial_Agriculture_Existing_Space Heating_Natural Gas_Gas Boiler - Stack Economizer_A_Achievable Economic TRC Potential | F10 | Industrial | Agriculture | Existing | Space Heating | Natural Gas | Gas Boiler - Stack Economizer | A | Cumulative Energy Savings (MWh or mTherms) | Achievable Economic TRC Potential | 0 | 0 | 0 | 0 | 0 | 0 | 0 | 0 | 0 | 0 | 0 | 0 | 0 | 0 | 0 | 0 | 0 | 0 | 0 | 0 | 0 | 0
F11_Industrial_Agriculture_Existing_Space Heating_Natural Gas_Gas Boiler - Stack Economizer_A_Achievable Economic TRC Potential | F11 | Industrial | Agriculture | Existing | Space Heating | Natural Gas | Gas Boiler - Stack Economizer | A | Cumulative Summer Peak Savings (MW) | Achievable Economic TRC Potential | 0 | 0 | 0 | 0 | 0 | 0 | 0 | 0 | 0 | 0 | 0 | 0 | 0 | 0 | 0 | 0 | 0 | 0 | 0 | 0 | 0 | 0
F12_Industrial_Agriculture_Existing_Space Heating_Natural Gas_Gas Boiler - Stack Economizer_A_Achievable Economic TRC Potential | F12 | Industrial | Agriculture | Existing | Space Heating | Natural Gas | Gas Boiler - Stack Economizer | A | Cumulative Winter Peak Savings (MW) | Achievable Economic TRC Potential | 0 | 0 | 0 | 0 | 0 | 0 | 0 | 0 | 0 | 0 | 0 | 0 | 0 | 0 | 0 | 0 | 0 | 0 | 0 | 0 | 0 | 0
F13_Industrial_Agriculture_Existing_Space Heating_Natural Gas_Gas Boiler - Stack Economizer_A_Achievable Economic TRC Potential | F13 | Industrial | Agriculture | Existing | Space Heating | Natural Gas | Gas Boiler - Stack Economizer | A | Purchases (Incremental) | Achievable Economic TRC Potential | 0 | 0 | 0 | 0 | 0 | 0 | 0 | 0 | 0 | 0 | 0 | 0 | 0 | 0 | 0 | 0 | 0 | 0 | 0 | 0 | 0 | 0
F14_Industrial_Agriculture_Existing_Space Heating_Natural Gas_Gas Boiler - Stack Economizer_A_Achievable Economic TRC Potential | F14 | Industrial | Agriculture | Existing | Space Heating | Natural Gas | Gas Boiler - Stack Economizer | A | Purchases (Cumulative) | Achievable Economic TRC Potential | 0 | 0 | 0 | 0 | 0 | 0 | 0 | 0 | 0 | 0 | 0 | 0 | 0 | 0 | 0 | 0 | 0 | 0 | 0 | 0 | 0 | 0
F1_Industrial_Agriculture_Existing_Process_Natural Gas_Gas Boiler - Stack Economizer_A_Achievable Economic TRC Potential | F1 | Industrial | Agriculture | Existing | Process | Natural Gas | Gas Boiler - Stack Economizer | A | Original Unit Energy Savings (kWh or therms) | Achievable Economic TRC Potential | 0 | 0 | 2.0368 | 2.0368 | 2.0368 | 2.0368 | 2.0368 | 2.0368 | 2.0368 | 2.0368 | 2.0368 | 2.0368 | 2.0368 | 2.0368 | 2.0368 | 2.0368 | 2.0368 | 2.0368 | 2.0368 | 2.0368 | 2.0368 | 2.0368
F2_Industrial_Agriculture_Existing_Process_Natural Gas_Gas Boiler - Stack Economizer_A_Achievable Economic TRC Potential | F2 | Industrial | Agriculture | Existing | Process | Natural Gas | Gas Boiler - Stack Economizer | A | Original Unit Summer Peak Savings (kW) | Achievable Economic TRC Potential | 0 | 0 | 0 | 0 | 0 | 0 | 0 | 0 | 0 | 0 | 0 | 0 | 0 | 0 | 0 | 0 | 0 | 0 | 0 | 0 | 0 | 0
F3_Industrial_Agriculture_Existing_Process_Natural Gas_Gas Boiler - Stack Economizer_A_Achievable Economic TRC Potential | F3 | Industrial | Agriculture | Existing | Process | Natural Gas | Gas Boiler - Stack Economizer | A | Original Unit Winter Peak Savings (kW) | Achievable Economic TRC Potential | 0 | 0 | 0 | 0 | 0 | 0 | 0 | 0 | 0 | 0 | 0 | 0 | 0 | 0 | 0 | 0 | 0 | 0 | 0 | 0 | 0 | 0
F4_Industrial_Agriculture_Existing_Process_Natural Gas_Gas Boiler - Stack Economizer_A_Achievable Economic TRC Potential | F4 | Industrial | Agriculture | Existing | Process | Natural Gas | Gas Boiler - Stack Economizer | A | Standalone Impact on Baseline Energy (%) | Achievable Economic TRC Potential | bar: 2019 to 2040
F5_Industrial_Agriculture_Existing_Process_Natural Gas_Gas Boiler - Stack Economizer_A_Achievable Economic TRC Potential | F5 | Industrial | Agriculture | Existing | Process | Natural Gas | Gas Boiler - Stack Economizer | A | Standalone Impact on Baseline Summer Peak (%) | Achievable Economic TRC Potential | bar: 2019 to 2040
F6_Industrial_Agriculture_Existing_Process_Natural Gas_Gas Boiler - Stack Economizer_A_Achievable Economic TRC Potential | F6 | Industrial | Agriculture | Existing | Process | Natural Gas | Gas Boiler - Stack Economizer | A | Standalone Impact on Baseline Winter Peak (%) | Achievable Economic TRC Potential | bar: 2019 to 2040
F7_Industrial_Agriculture_Existing_Process_Natural Gas_Gas Boiler - Stack Economizer_A_Achievable Economic TRC Potential | F7 | Industrial | Agriculture | Existing | Process | Natural Gas | Gas Boiler - Stack Economizer | A | Incremental Energy Savings (MWh or mTherms) | Achievable Economic TRC Potential | 0 | 0 | 0 | 0 | 0 | 0 | 0 | 0 | 0 | 0 | 0 | 0 | 0 | 0 | 0 | 0 | 0 | 0 | 0 | 0 | 0 | 0
F8_Industrial_Agriculture_Existing_Process_Natural Gas_Gas Boiler - Stack Economizer_A_Achievable Economic TRC Potential | F8 | Industrial | Agriculture | Existing | Process | Natural Gas | Gas Boiler - Stack Economizer | A | Incremental Summer Peak Savings (MW) | Achievable Economic TRC Potential | 0 | 0 | 0 | 0 | 0 | 0 | 0 | 0 | 0 | 0 | 0 | 0 | 0 | 0 | 0 | 0 | 0 | 0 | 0 | 0 | 0 | 0
F9_Industrial_Agriculture_Existing_Process_Natural Gas_Gas Boiler - Stack Economizer_A_Achievable Economic TRC Potential | F9 | Industrial | Agriculture | Existing | Process | Natural Gas | Gas Boiler - Stack Economizer | A | Incremental Winter Peak Savings (MW) | Achievable Economic TRC Potential | 0 | 0 | 0 | 0 | 0 | 0 | 0 | 0 | 0 | 0 | 0 | 0 | 0 | 0 | 0 | 0 | 0 | 0 | 0 | 0 | 0 | 0
F10_Industrial_Agriculture_Existing_Process_Natural Gas_Gas Boiler - Stack Economizer_A_Achievable Economic TRC Potential | F10 | Industrial | Agriculture | Existing | Process | Natural Gas | Gas Boiler - Stack Economizer | A | Cumulative Energy Savings (MWh or mTherms) | Achievable Economic TRC Potential | 0 | 0 | 0 | 0 | 0 | 0 | 0 | 0 | 0 | 0 | 0 | 0 | 0 | 0 | 0 | 0 | 0 | 0 | 0 | 0 | 0 | 0
F11_Industrial_Agriculture_Existing_Process_Natural Gas_Gas Boiler - Stack Economizer_A_Achievable Economic TRC Potential | F11 | Industrial | Agriculture | Existing | Process | Natural Gas | Gas Boiler - Stack Economizer | A | Cumulative Summer Peak Savings (MW) | Achievable Economic TRC Potential | 0 | 0 | 0 | 0 | 0 | 0 | 0 | 0 | 0 | 0 | 0 | 0 | 0 | 0 | 0 | 0 | 0 | 0 | 0 | 0 | 0 | 0
F12_Industrial_Agriculture_Existing_Process_Natural Gas_Gas Boiler - Stack Economizer_A_Achievable Economic TRC Potential | F12 | Industrial | Agriculture | Existing | Process | Natural Gas | Gas Boiler - Stack Economizer | A | Cumulative Winter Peak Savings (MW) | Achievable Economic TRC Potential | 0 | 0 | 0 | 0 | 0 | 0 | 0 | 0 | 0 | 0 | 0 | 0 | 0 | 0 | 0 | 0 | 0 | 0 | 0 | 0 | 0 | 0
F13_Industrial_Agriculture_Existing_Process_Natural Gas_Gas Boiler - Stack Economizer_A_Achievable Economic TRC Potential | F13 | Industrial | Agriculture | Existing | Process | Natural Gas | Gas Boiler - Stack Economizer | A | Purchases (Incremental) | Achievable Economic TRC Potential | 0 | 0 | 0 | 0 | 0 | 0 | 0 | 0 | 0 | 0 | 0 | 0 | 0 | 0 | 0 | 0 | 0 | 0 | 0 | 0 | 0 | 0
F14_Industrial_Agriculture_Existing_Process_Natural Gas_Gas Boiler - Stack Economizer_A_Achievable Economic TRC Potential | F14 | Industrial | Agriculture | Existing | Process | Natural Gas | Gas Boiler - Stack Economizer | A | Purchases (Cumulative) | Achievable Economic TRC Potential | 0 | 0 | 0 | 0 | 0 | 0 | 0 | 0 | 0 | 0 | 0 | 0 | 0 | 0 | 0 | 0 | 0 | 0 | 0 | 0 | 0 | 0
F1_Industrial_Agriculture_Existing_Space Heating_Natural Gas_Gas Furnace Tube Inserts_A_Achievable Economic TRC Potential | F1 | Industrial | Agriculture | Existing | Space Heating | Natural Gas | Gas Furnace Tube Inserts | A | Original Unit Energy Savings (kWh or therms) | Achievable Economic TRC Potential | 0 | 0 | 0.088102 | 0.087615 | 0.087128 | 0.086647 | 0.086173 | 0.085712 | 0.085266 | 0.084839 | 0.084432 | 0.08405 | 0.08369 | 0.083351 | 0.083032 | 0.082732 | 0.082449 | 0.082183 | 0.081933 | 0.081697 | 0.081476 | 0.081267
F2_Industrial_Agriculture_Existing_Space Heating_Natural Gas_Gas Furnace Tube Inserts_A_Achievable Economic TRC Potential | F2 | Industrial | Agriculture | Existing | Space Heating | Natural Gas | Gas Furnace Tube Inserts | A | Original Unit Summer Peak Savings (kW) | Achievable Economic TRC Potential | 0 | 0 | 0 | 0 | 0 | 0 | 0 | 0 | 0 | 0 | 0 | 0 | 0 | 0 | 0 | 0 | 0 | 0 | 0 | 0 | 0 | 0
F3_Industrial_Agriculture_Existing_Space Heating_Natural Gas_Gas Furnace Tube Inserts_A_Achievable Economic TRC Potential | F3 | Industrial | Agriculture | Existing | Space Heating | Natural Gas | Gas Furnace Tube Inserts | A | Original Unit Winter Peak Savings (kW) | Achievable Economic TRC Potential | 0 | 0 | 0 | 0 | 0 | 0 | 0 | 0 | 0 | 0 | 0 | 0 | 0 | 0 | 0 | 0 | 0 | 0 | 0 | 0 | 0 | 0
F4_Industrial_Agriculture_Existing_Space Heating_Natural Gas_Gas Furnace Tube Inserts_A_Achievable Economic TRC Potential | F4 | Industrial | Agriculture | Existing | Space Heating | Natural Gas | Gas Furnace Tube Inserts | A | Standalone Impact on Baseline Energy (%) | Achievable Economic TRC Potential | bar: 2019 to 2040
F5_Industrial_Agriculture_Existing_Space Heating_Natural Gas_Gas Furnace Tube Inserts_A_Achievable Economic TRC Potential | F5 | Industrial | Agriculture | Existing | Space Heating | Natural Gas | Gas Furnace Tube Inserts | A | Standalone Impact on Baseline Summer Peak (%) | Achievable Economic TRC Potential | bar: 2019 to 2040
F6_Industrial_Agriculture_Existing_Space Heating_Natural Gas_Gas Furnace Tube Inserts_A_Achievable Economic TRC Potential | F6 | Industrial | Agriculture | Existing | Space Heating | Natural Gas | Gas Furnace Tube Inserts | A | Standalone Impact on Baseline Winter Peak (%) | Achievable Economic TRC Potential | bar: 2019 to 2040
F7_Industrial_Agriculture_Existing_Space Heating_Natural Gas_Gas Furnace Tube Inserts_A_Achievable Economic TRC Potential | F7 | Industrial | Agriculture | Existing | Space Heating | Natural Gas | Gas Furnace Tube Inserts | A | Incremental Energy Savings (MWh or mTherms) | Achievable Economic TRC Potential | 0 | 0 | 0 | 0 | 0 | 0 | 0 | 0 | 0 | 0 | 0 | 0 | 0 | 0 | 0 | 0 | 0 | 0 | 0 | 0 | 0 | 0
F8_Industrial_Agriculture_Existing_Space Heating_Natural Gas_Gas Furnace Tube Inserts_A_Achievable Economic TRC Potential | F8 | Industrial | Agriculture | Existing | Space Heating | Natural Gas | Gas Furnace Tube Inserts | A | Incremental Summer Peak Savings (MW) | Achievable Economic TRC Potential | 0 | 0 | 0 | 0 | 0 | 0 | 0 | 0 | 0 | 0 | 0 | 0 | 0 | 0 | 0 | 0 | 0 | 0 | 0 | 0 | 0 | 0
F9_Industrial_Agriculture_Existing_Space Heating_Natural Gas_Gas Furnace Tube Inserts_A_Achievable Economic TRC Potential | F9 | Industrial | Agriculture | Existing | Space Heating | Natural Gas | Gas Furnace Tube Inserts | A | Incremental Winter Peak Savings (MW) | Achievable Economic TRC Potential | 0 | 0 | 0 | 0 | 0 | 0 | 0 | 0 | 0 | 0 | 0 | 0 | 0 | 0 | 0 | 0 | 0 | 0 | 0 | 0 | 0 | 0
F10_Industrial_Agriculture_Existing_Space Heating_Natural Gas_Gas Furnace Tube Inserts_A_Achievable Economic TRC Potential | F10 | Industrial | Agriculture | Existing | Space Heating | Natural Gas | Gas Furnace Tube Inserts | A | Cumulative Energy Savings (MWh or mTherms) | Achievable Economic TRC Potential | 0 | 0 | 0 | 0 | 0 | 0 | 0 | 0 | 0 | 0 | 0 | 0 | 0 | 0 | 0 | 0 | 0 | 0 | 0 | 0 | 0 | 0
F11_Industrial_Agriculture_Existing_Space Heating_Natural Gas_Gas Furnace Tube Inserts_A_Achievable Economic TRC Potential | F11 | Industrial | Agriculture | Existing | Space Heating | Natural Gas | Gas Furnace Tube Inserts | A | Cumulative Summer Peak Savings (MW) | Achievable Economic TRC Potential | 0 | 0 | 0 | 0 | 0 | 0 | 0 | 0 | 0 | 0 | 0 | 0 | 0 | 0 | 0 | 0 | 0 | 0 | 0 | 0 | 0 | 0
F12_Industrial_Agriculture_Existing_Space Heating_Natural Gas_Gas Furnace Tube Inserts_A_Achievable Economic TRC Potential | F12 | Industrial | Agriculture | Existing | Space Heating | Natural Gas | Gas Furnace Tube Inserts | A | Cumulative Winter Peak Savings (MW) | Achievable Economic TRC Potential | 0 | 0 | 0 | 0 | 0 | 0 | 0 | 0 | 0 | 0 | 0 | 0 | 0 | 0 | 0 | 0 | 0 | 0 | 0 | 0 | 0 | 0
F13_Industrial_Agriculture_Existing_Space Heating_Natural Gas_Gas Furnace Tube Inserts_A_Achievable Economic TRC Potential | F13 | Industrial | Agriculture | Existing | Space Heating | Natural Gas | Gas Furnace Tube Inserts | A | Purchases (Incremental) | Achievable Economic TRC Potential | 0 | 0 | 0 | 0 | 0 | 0 | 0 | 0 | 0 | 0 | 0 | 0 | 0 | 0 | 0 | 0 | 0 | 0 | 0 | 0 | 0 | 0
F14_Industrial_Agriculture_Existing_Space Heating_Natural Gas_Gas Furnace Tube Inserts_A_Achievable Economic TRC Potential | F14 | Industrial | Agriculture | Existing | Space Heating | Natural Gas | Gas Furnace Tube Inserts | A | Purchases (Cumulative) | Achievable Economic TRC Potential | 0 | 0 | 0 | 0 | 0 | 0 | 0 | 0 | 0 | 0 | 0 | 0 | 0 | 0 | 0 | 0 | 0 | 0 | 0 | 0 | 0 | 0
F1_Industrial_Agriculture_Existing_Space Heating_Natural Gas_Space Heating - Heat Recovery Ventilator_A_Achievable Economic TRC Potential | F1 | Industrial | Agriculture | Existing | Space Heating | Natural Gas | Space Heating - Heat Recovery Ventilator | A | Original Unit Energy Savings (kWh or therms) | Achievable Economic TRC Potential | 0 | 0 | 0.01336 | 0.013329 | 0.013297 | 0.013266 | 0.013235 | 0.013205 | 0.013176 | 0.013148 | 0.013122 | 0.013097 | 0.013074 | 0.013051 | 0.013031 | 0.013011 | 0.012992 | 0.012975 | 0.012959 | 0.012943 | 0.012929 | 0.012915
F2_Industrial_Agriculture_Existing_Space Heating_Natural Gas_Space Heating - Heat Recovery Ventilator_A_Achievable Economic TRC Potential | F2 | Industrial | Agriculture | Existing | Space Heating | Natural Gas | Space Heating - Heat Recovery Ventilator | A | Original Unit Summer Peak Savings (kW) | Achievable Economic TRC Potential | 0 | 0 | 0 | 0 | 0 | 0 | 0 | 0 | 0 | 0 | 0 | 0 | 0 | 0 | 0 | 0 | 0 | 0 | 0 | 0 | 0 | 0
F3_Industrial_Agriculture_Existing_Space Heating_Natural Gas_Space Heating - Heat Recovery Ventilator_A_Achievable Economic TRC Potential | F3 | Industrial | Agriculture | Existing | Space Heating | Natural Gas | Space Heating - Heat Recovery Ventilator | A | Original Unit Winter Peak Savings (kW) | Achievable Economic TRC Potential | 0 | 0 | 0 | 0 | 0 | 0 | 0 | 0 | 0 | 0 | 0 | 0 | 0 | 0 | 0 | 0 | 0 | 0 | 0 | 0 | 0 | 0
F4_Industrial_Agriculture_Existing_Space Heating_Natural Gas_Space Heating - Heat Recovery Ventilator_A_Achievable Economic TRC Potential | F4 | Industrial | Agriculture | Existing | Space Heating | Natural Gas | Space Heating - Heat Recovery Ventilator | A | Standalone Impact on Baseline Energy (%) | Achievable Economic TRC Potential | bar: 2019 to 2040
F5_Industrial_Agriculture_Existing_Space Heating_Natural Gas_Space Heating - Heat Recovery Ventilator_A_Achievable Economic TRC Potential | F5 | Industrial | Agriculture | Existing | Space Heating | Natural Gas | Space Heating - Heat Recovery Ventilator | A | Standalone Impact on Baseline Summer Peak (%) | Achievable Economic TRC Potential | bar: 2019 to 2040
F6_Industrial_Agriculture_Existing_Space Heating_Natural Gas_Space Heating - Heat Recovery Ventilator_A_Achievable Economic TRC Potential | F6 | Industrial | Agriculture | Existing | Space Heating | Natural Gas | Space Heating - Heat Recovery Ventilator | A | Standalone Impact on Baseline Winter Peak (%) | Achievable Economic TRC Potential | bar: 2019 to 2040
F7_Industrial_Agriculture_Existing_Space Heating_Natural Gas_Space Heating - Heat Recovery Ventilator_A_Achievable Economic TRC Potential | F7 | Industrial | Agriculture | Existing | Space Heating | Natural Gas | Space Heating - Heat Recovery Ventilator | A | Incremental Energy Savings (MWh or mTherms) | Achievable Economic TRC Potential | 0 | 0 | 0 | 0 | 0 | 0 | 0 | 0 | 0 | 0 | 0 | 0 | 0 | 0 | 0 | 0 | 0 | 0 | 0 | 0 | 0 | 0
F8_Industrial_Agriculture_Existing_Space Heating_Natural Gas_Space Heating - Heat Recovery Ventilator_A_Achievable Economic TRC Potential | F8 | Industrial | Agriculture | Existing | Space Heating | Natural Gas | Space Heating - Heat Recovery Ventilator | A | Incremental Summer Peak Savings (MW) | Achievable Economic TRC Potential | 0 | 0 | 0 | 0 | 0 | 0 | 0 | 0 | 0 | 0 | 0 | 0 | 0 | 0 | 0 | 0 | 0 | 0 | 0 | 0 | 0 | 0
F9_Industrial_Agriculture_Existing_Space Heating_Natural Gas_Space Heating - Heat Recovery Ventilator_A_Achievable Economic TRC Potential | F9 | Industrial | Agriculture | Existing | Space Heating | Natural Gas | Space Heating - Heat Recovery Ventilator | A | Incremental Winter Peak Savings (MW) | Achievable Economic TRC Potential | 0 | 0 | 0 | 0 | 0 | 0 | 0 | 0 | 0 | 0 | 0 | 0 | 0 | 0 | 0 | 0 | 0 | 0 | 0 | 0 | 0 | 0
F10_Industrial_Agriculture_Existing_Space Heating_Natural Gas_Space Heating - Heat Recovery Ventilator_A_Achievable Economic TRC Potential | F10 | Industrial | Agriculture | Existing | Space Heating | Natural Gas | Space Heating - Heat Recovery Ventilator | A | Cumulative Energy Savings (MWh or mTherms) | Achievable Economic TRC Potential | 0 | 0 | 0 | 0 | 0 | 0 | 0 | 0 | 0 | 0 | 0 | 0 | 0 | 0 | 0 | 0 | 0 | 0 | 0 | 0 | 0 | 0
F11_Industrial_Agriculture_Existing_Space Heating_Natural Gas_Space Heating - Heat Recovery Ventilator_A_Achievable Economic TRC Potential | F11 | Industrial | Agriculture | Existing | Space Heating | Natural Gas | Space Heating - Heat Recovery Ventilator | A | Cumulative Summer Peak Savings (MW) | Achievable Economic TRC Potential | 0 | 0 | 0 | 0 | 0 | 0 | 0 | 0 | 0 | 0 | 0 | 0 | 0 | 0 | 0 | 0 | 0 | 0 | 0 | 0 | 0 | 0
F12_Industrial_Agriculture_Existing_Space Heating_Natural Gas_Space Heating - Heat Recovery Ventilator_A_Achievable Economic TRC Potential | F12 | Industrial | Agriculture | Existing | Space Heating | Natural Gas | Space Heating - Heat Recovery Ventilator | A | Cumulative Winter Peak Savings (MW) | Achievable Economic TRC Potential | 0 | 0 | 0 | 0 | 0 | 0 | 0 | 0 | 0 | 0 | 0 | 0 | 0 | 0 | 0 | 0 | 0 | 0 | 0 | 0 | 0 | 0
F13_Industrial_Agriculture_Existing_Space Heating_Natural Gas_Space Heating - Heat Recovery Ventilator_A_Achievable Economic TRC Potential | F13 | Industrial | Agriculture | Existing | Space Heating | Natural Gas | Space Heating - Heat Recovery Ventilator | A | Purchases (Incremental) | Achievable Economic TRC Potential | 0 | 0 | 0 | 0 | 0 | 0 | 0 | 0 | 0 | 0 | 0 | 0 | 0 | 0 | 0 | 0 | 0 | 0 | 0 | 0 | 0 | 0
F14_Industrial_Agriculture_Existing_Space Heating_Natural Gas_Space Heating - Heat Recovery Ventilator_A_Achievable Economic TRC Potential | F14 | Industrial | Agriculture | Existing | Space Heating | Natural Gas | Space Heating - Heat Recovery Ventilator | A | Purchases (Cumulative) | Achievable Economic TRC Potential | 0 | 0 | 0 | 0 | 0 | 0 | 0 | 0 | 0 | 0 | 0 | 0 | 0 | 0 | 0 | 0 | 0 | 0 | 0 | 0 | 0 | 0
F1_Industrial_Agriculture_Existing_Space Heating_Natural Gas_Thermostat - Programmable_A_Achievable Economic TRC Potential | F1 | Industrial | Agriculture | Existing | Space Heating | Natural Gas | Thermostat - Programmable | A | Original Unit Energy Savings (kWh or therms) | Achievable Economic TRC Potential | 0 | 0 | 0.0064634 | 0.006448 | 0.0064327 | 0.0064176 | 0.0064027 | 0.0063882 | 0.0063742 | 0.0063608 | 0.006348 | 0.006336 | 0.0063246 | 0.0063139 | 0.0063038 | 0.0062943 | 0.0062853 | 0.0062769 | 0.006269 | 0.0062616 | 0.0062546 | 0.006248
F2_Industrial_Agriculture_Existing_Space Heating_Natural Gas_Thermostat - Programmable_A_Achievable Economic TRC Potential | F2 | Industrial | Agriculture | Existing | Space Heating | Natural Gas | Thermostat - Programmable | A | Original Unit Summer Peak Savings (kW) | Achievable Economic TRC Potential | 0 | 0 | 0 | 0 | 0 | 0 | 0 | 0 | 0 | 0 | 0 | 0 | 0 | 0 | 0 | 0 | 0 | 0 | 0 | 0 | 0 | 0
F3_Industrial_Agriculture_Existing_Space Heating_Natural Gas_Thermostat - Programmable_A_Achievable Economic TRC Potential | F3 | Industrial | Agriculture | Existing | Space Heating | Natural Gas | Thermostat - Programmable | A | Original Unit Winter Peak Savings (kW) | Achievable Economic TRC Potential | 0 | 0 | 0 | 0 | 0 | 0 | 0 | 0 | 0 | 0 | 0 | 0 | 0 | 0 | 0 | 0 | 0 | 0 | 0 | 0 | 0 | 0
F4_Industrial_Agriculture_Existing_Space Heating_Natural Gas_Thermostat - Programmable_A_Achievable Economic TRC Potential | F4 | Industrial | Agriculture | Existing | Space Heating | Natural Gas | Thermostat - Programmable | A | Standalone Impact on Baseline Energy (%) | Achievable Economic TRC Potential | bar: 2019 to 2040
F5_Industrial_Agriculture_Existing_Space Heating_Natural Gas_Thermostat - Programmable_A_Achievable Economic TRC Potential | F5 | Industrial | Agriculture | Existing | Space Heating | Natural Gas | Thermostat - Programmable | A | Standalone Impact on Baseline Summer Peak (%) | Achievable Economic TRC Potential | bar: 2019 to 2040
F6_Industrial_Agriculture_Existing_Space Heating_Natural Gas_Thermostat - Programmable_A_Achievable Economic TRC Potential | F6 | Industrial | Agriculture | Existing | Space Heating | Natural Gas | Thermostat - Programmable | A | Standalone Impact on Baseline Winter Peak (%) | Achievable Economic TRC Potential | bar: 2019 to 2040
F7_Industrial_Agriculture_Existing_Space Heating_Natural Gas_Thermostat - Programmable_A_Achievable Economic TRC Potential | F7 | Industrial | Agriculture | Existing | Space Heating | Natural Gas | Thermostat - Programmable | A | Incremental Energy Savings (MWh or mTherms) | Achievable Economic TRC Potential | 0 | 0 | 0 | 0 | 0 | 0 | 0 | 0 | 0 | 0 | 0 | 0 | 0 | 0 | 0 | 0 | 0 | 0 | 0 | 0 | 0 | 0
F8_Industrial_Agriculture_Existing_Space Heating_Natural Gas_Thermostat - Programmable_A_Achievable Economic TRC Potential | F8 | Industrial | Agriculture | Existing | Space Heating | Natural Gas | Thermostat - Programmable | A | Incremental Summer Peak Savings (MW) | Achievable Economic TRC Potential | 0 | 0 | 0 | 0 | 0 | 0 | 0 | 0 | 0 | 0 | 0 | 0 | 0 | 0 | 0 | 0 | 0 | 0 | 0 | 0 | 0 | 0
F9_Industrial_Agriculture_Existing_Space Heating_Natural Gas_Thermostat - Programmable_A_Achievable Economic TRC Potential | F9 | Industrial | Agriculture | Existing | Space Heating | Natural Gas | Thermostat - Programmable | A | Incremental Winter Peak Savings (MW) | Achievable Economic TRC Potential | 0 | 0 | 0 | 0 | 0 | 0 | 0 | 0 | 0 | 0 | 0 | 0 | 0 | 0 | 0 | 0 | 0 | 0 | 0 | 0 | 0 | 0
F10_Industrial_Agriculture_Existing_Space Heating_Natural Gas_Thermostat - Programmable_A_Achievable Economic TRC Potential | F10 | Industrial | Agriculture | Existing | Space Heating | Natural Gas | Thermostat - Programmable | A | Cumulative Energy Savings (MWh or mTherms) | Achievable Economic TRC Potential | 0 | 0 | 0 | 0 | 0 | 0 | 0 | 0 | 0 | 0 | 0 | 0 | 0 | 0 | 0 | 0 | 0 | 0 | 0 | 0 | 0 | 0
F11_Industrial_Agriculture_Existing_Space Heating_Natural Gas_Thermostat - Programmable_A_Achievable Economic TRC Potential | F11 | Industrial | Agriculture | Existing | Space Heating | Natural Gas | Thermostat - Programmable | A | Cumulative Summer Peak Savings (MW) | Achievable Economic TRC Potential | 0 | 0 | 0 | 0 | 0 | 0 | 0 | 0 | 0 | 0 | 0 | 0 | 0 | 0 | 0 | 0 | 0 | 0 | 0 | 0 | 0 | 0
F12_Industrial_Agriculture_Existing_Space Heating_Natural Gas_Thermostat - Programmable_A_Achievable Economic TRC Potential | F12 | Industrial | Agriculture | Existing | Space Heating | Natural Gas | Thermostat - Programmable | A | Cumulative Winter Peak Savings (MW) | Achievable Economic TRC Potential | 0 | 0 | 0 | 0 | 0 | 0 | 0 | 0 | 0 | 0 | 0 | 0 | 0 | 0 | 0 | 0 | 0 | 0 | 0 | 0 | 0 | 0
F13_Industrial_Agriculture_Existing_Space Heating_Natural Gas_Thermostat - Programmable_A_Achievable Economic TRC Potential | F13 | Industrial | Agriculture | Existing | Space Heating | Natural Gas | Thermostat - Programmable | A | Purchases (Incremental) | Achievable Economic TRC Potential | 0 | 0 | 0 | 0 | 0 | 0 | 0 | 0 | 0 | 0 | 0 | 0 | 0 | 0 | 0 | 0 | 0 | 0 | 0 | 0 | 0 | 0
F14_Industrial_Agriculture_Existing_Space Heating_Natural Gas_Thermostat - Programmable_A_Achievable Economic TRC Potential | F14 | Industrial | Agriculture | Existing | Space Heating | Natural Gas | Thermostat - Programmable | A | Purchases (Cumulative) | Achievable Economic TRC Potential | 0 | 0 | 0 | 0 | 0 | 0 | 0 | 0 | 0 | 0 | 0 | 0 | 0 | 0 | 0 | 0 | 0 | 0 | 0 | 0 | 0 | 0
F1_Industrial_Agriculture_Existing_Space Heating_Natural Gas_ENERGY STAR Connected Thermostat_A_Achievable Economic TRC Potential | F1 | Industrial | Agriculture | Existing | Space Heating | Natural Gas | ENERGY STAR Connected Thermostat | A | Original Unit Energy Savings (kWh or therms) | Achievable Economic TRC Potential | 0 | 0 | 0.015624 | 0.015587 | 0.01555 | 0.015514 | 0.015478 | 0.015443 | 0.015409 | 0.015376 | 0.015345 | 0.015316 | 0.015289 | 0.015263 | 0.015238 | 0.015215 | 0.015194 | 0.015173 | 0.015154 | 0.015136 | 0.01512 | 0.015104
F2_Industrial_Agriculture_Existing_Space Heating_Natural Gas_ENERGY STAR Connected Thermostat_A_Achievable Economic TRC Potential | F2 | Industrial | Agriculture | Existing | Space Heating | Natural Gas | ENERGY STAR Connected Thermostat | A | Original Unit Summer Peak Savings (kW) | Achievable Economic TRC Potential | 0 | 0 | 0 | 0 | 0 | 0 | 0 | 0 | 0 | 0 | 0 | 0 | 0 | 0 | 0 | 0 | 0 | 0 | 0 | 0 | 0 | 0
F3_Industrial_Agriculture_Existing_Space Heating_Natural Gas_ENERGY STAR Connected Thermostat_A_Achievable Economic TRC Potential | F3 | Industrial | Agriculture | Existing | Space Heating | Natural Gas | ENERGY STAR Connected Thermostat | A | Original Unit Winter Peak Savings (kW) | Achievable Economic TRC Potential | 0 | 0 | 0 | 0 | 0 | 0 | 0 | 0 | 0 | 0 | 0 | 0 | 0 | 0 | 0 | 0 | 0 | 0 | 0 | 0 | 0 | 0
F4_Industrial_Agriculture_Existing_Space Heating_Natural Gas_ENERGY STAR Connected Thermostat_A_Achievable Economic TRC Potential | F4 | Industrial | Agriculture | Existing | Space Heating | Natural Gas | ENERGY STAR Connected Thermostat | A | Standalone Impact on Baseline Energy (%) | Achievable Economic TRC Potential | bar: 2019 to 2040
F5_Industrial_Agriculture_Existing_Space Heating_Natural Gas_ENERGY STAR Connected Thermostat_A_Achievable Economic TRC Potential | F5 | Industrial | Agriculture | Existing | Space Heating | Natural Gas | ENERGY STAR Connected Thermostat | A | Standalone Impact on Baseline Summer Peak (%) | Achievable Economic TRC Potential | bar: 2019 to 2040
F6_Industrial_Agriculture_Existing_Space Heating_Natural Gas_ENERGY STAR Connected Thermostat_A_Achievable Economic TRC Potential | F6 | Industrial | Agriculture | Existing | Space Heating | Natural Gas | ENERGY STAR Connected Thermostat | A | Standalone Impact on Baseline Winter Peak (%) | Achievable Economic TRC Potential | bar: 2019 to 2040
F7_Industrial_Agriculture_Existing_Space Heating_Natural Gas_ENERGY STAR Connected Thermostat_A_Achievable Economic TRC Potential | F7 | Industrial | Agriculture | Existing | Space Heating | Natural Gas | ENERGY STAR Connected Thermostat | A | Incremental Energy Savings (MWh or mTherms) | Achievable Economic TRC Potential | 0 | 0 | 0 | 0 | 0 | 0 | 0 | 0 | 0 | 0 | 0 | 0 | 0 | 0 | 0 | 0 | 0 | 0 | 0 | 0 | 0 | 0
F8_Industrial_Agriculture_Existing_Space Heating_Natural Gas_ENERGY STAR Connected Thermostat_A_Achievable Economic TRC Potential | F8 | Industrial | Agriculture | Existing | Space Heating | Natural Gas | ENERGY STAR Connected Thermostat | A | Incremental Summer Peak Savings (MW) | Achievable Economic TRC Potential | 0 | 0 | 0 | 0 | 0 | 0 | 0 | 0 | 0 | 0 | 0 | 0 | 0 | 0 | 0 | 0 | 0 | 0 | 0 | 0 | 0 | 0
F9_Industrial_Agriculture_Existing_Space Heating_Natural Gas_ENERGY STAR Connected Thermostat_A_Achievable Economic TRC Potential | F9 | Industrial | Agriculture | Existing | Space Heating | Natural Gas | ENERGY STAR Connected Thermostat | A | Incremental Winter Peak Savings (MW) | Achievable Economic TRC Potential | 0 | 0 | 0 | 0 | 0 | 0 | 0 | 0 | 0 | 0 | 0 | 0 | 0 | 0 | 0 | 0 | 0 | 0 | 0 | 0 | 0 | 0
F10_Industrial_Agriculture_Existing_Space Heating_Natural Gas_ENERGY STAR Connected Thermostat_A_Achievable Economic TRC Potential | F10 | Industrial | Agriculture | Existing | Space Heating | Natural Gas | ENERGY STAR Connected Thermostat | A | Cumulative Energy Savings (MWh or mTherms) | Achievable Economic TRC Potential | 0 | 0 | 0 | 0 | 0 | 0 | 0 | 0 | 0 | 0 | 0 | 0 | 0 | 0 | 0 | 0 | 0 | 0 | 0 | 0 | 0 | 0
F11_Industrial_Agriculture_Existing_Space Heating_Natural Gas_ENERGY STAR Connected Thermostat_A_Achievable Economic TRC Potential | F11 | Industrial | Agriculture | Existing | Space Heating | Natural Gas | ENERGY STAR Connected Thermostat | A | Cumulative Summer Peak Savings (MW) | Achievable Economic TRC Potential | 0 | 0 | 0 | 0 | 0 | 0 | 0 | 0 | 0 | 0 | 0 | 0 | 0 | 0 | 0 | 0 | 0 | 0 | 0 | 0 | 0 | 0
F12_Industrial_Agriculture_Existing_Space Heating_Natural Gas_ENERGY STAR Connected Thermostat_A_Achievable Economic TRC Potential | F12 | Industrial | Agriculture | Existing | Space Heating | Natural Gas | ENERGY STAR Connected Thermostat | A | Cumulative Winter Peak Savings (MW) | Achievable Economic TRC Potential | 0 | 0 | 0 | 0 | 0 | 0 | 0 | 0 | 0 | 0 | 0 | 0 | 0 | 0 | 0 | 0 | 0 | 0 | 0 | 0 | 0 | 0
F13_Industrial_Agriculture_Existing_Space Heating_Natural Gas_ENERGY STAR Connected Thermostat_A_Achievable Economic TRC Potential | F13 | Industrial | Agriculture | Existing | Space Heating | Natural Gas | ENERGY STAR Connected Thermostat | A | Purchases (Incremental) | Achievable Economic TRC Potential | 0 | 0 | 0 | 0 | 0 | 0 | 0 | 0 | 0 | 0 | 0 | 0 | 0 | 0 | 0 | 0 | 0 | 0 | 0 | 0 | 0 | 0
F14_Industrial_Agriculture_Existing_Space Heating_Natural Gas_ENERGY STAR Connected Thermostat_A_Achievable Economic TRC Potential | F14 | Industrial | Agriculture | Existing | Space Heating | Natural Gas | ENERGY STAR Connected Thermostat | A | Purchases (Cumulative) | Achievable Economic TRC Potential | 0 | 0 | 0 | 0 | 0 | 0 | 0 | 0 | 0 | 0 | 0 | 0 | 0 | 0 | 0 | 0 | 0 | 0 | 0 | 0 | 0 | 0
F1_Industrial_Agriculture_Existing_Space Heating_Natural Gas_Destratification Fans (HVLS)_A_Achievable Economic TRC Potential | F1 | Industrial | Agriculture | Existing | Space Heating | Natural Gas | Destratification Fans (HVLS) | A | Original Unit Energy Savings (kWh or therms) | Achievable Economic TRC Potential | 0 | 0 | 0.015624 | 0.015587 | 0.01555 | 0.015514 | 0.015478 | 0.015443 | 0.015409 | 0.015376 | 0.015345 | 0.015316 | 0.015289 | 0.015263 | 0.015238 | 0.015215 | 0.015194 | 0.015173 | 0.015154 | 0.015136 | 0.01512 | 0.015104
F2_Industrial_Agriculture_Existing_Space Heating_Natural Gas_Destratification Fans (HVLS)_A_Achievable Economic TRC Potential | F2 | Industrial | Agriculture | Existing | Space Heating | Natural Gas | Destratification Fans (HVLS) | A | Original Unit Summer Peak Savings (kW) | Achievable Economic TRC Potential | 0 | 0 | 0 | 0 | 0 | 0 | 0 | 0 | 0 | 0 | 0 | 0 | 0 | 0 | 0 | 0 | 0 | 0 | 0 | 0 | 0 | 0
F3_Industrial_Agriculture_Existing_Space Heating_Natural Gas_Destratification Fans (HVLS)_A_Achievable Economic TRC Potential | F3 | Industrial | Agriculture | Existing | Space Heating | Natural Gas | Destratification Fans (HVLS) | A | Original Unit Winter Peak Savings (kW) | Achievable Economic TRC Potential | 0 | 0 | 0 | 0 | 0 | 0 | 0 | 0 | 0 | 0 | 0 | 0 | 0 | 0 | 0 | 0 | 0 | 0 | 0 | 0 | 0 | 0
F4_Industrial_Agriculture_Existing_Space Heating_Natural Gas_Destratification Fans (HVLS)_A_Achievable Economic TRC Potential | F4 | Industrial | Agriculture | Existing | Space Heating | Natural Gas | Destratification Fans (HVLS) | A | Standalone Impact on Baseline Energy (%) | Achievable Economic TRC Potential | bar: 2019 to 2040
F5_Industrial_Agriculture_Existing_Space Heating_Natural Gas_Destratification Fans (HVLS)_A_Achievable Economic TRC Potential | F5 | Industrial | Agriculture | Existing | Space Heating | Natural Gas | Destratification Fans (HVLS) | A | Standalone Impact on Baseline Summer Peak (%) | Achievable Economic TRC Potential | bar: 2019 to 2040
F6_Industrial_Agriculture_Existing_Space Heating_Natural Gas_Destratification Fans (HVLS)_A_Achievable Economic TRC Potential | F6 | Industrial | Agriculture | Existing | Space Heating | Natural Gas | Destratification Fans (HVLS) | A | Standalone Impact on Baseline Winter Peak (%) | Achievable Economic TRC Potential | bar: 2019 to 2040
F7_Industrial_Agriculture_Existing_Space Heating_Natural Gas_Destratification Fans (HVLS)_A_Achievable Economic TRC Potential | F7 | Industrial | Agriculture | Existing | Space Heating | Natural Gas | Destratification Fans (HVLS) | A | Incremental Energy Savings (MWh or mTherms) | Achievable Economic TRC Potential | 0 | 0 | 0 | 0 | 0 | 0 | 0 | 0 | 0 | 0 | 0 | 0 | 0 | 0 | 0 | 0 | 0 | 0 | 0 | 0 | 0 | 0
F8_Industrial_Agriculture_Existing_Space Heating_Natural Gas_Destratification Fans (HVLS)_A_Achievable Economic TRC Potential | F8 | Industrial | Agriculture | Existing | Space Heating | Natural Gas | Destratification Fans (HVLS) | A | Incremental Summer Peak Savings (MW) | Achievable Economic TRC Potential | 0 | 0 | 0 | 0 | 0 | 0 | 0 | 0 | 0 | 0 | 0 | 0 | 0 | 0 | 0 | 0 | 0 | 0 | 0 | 0 | 0 | 0
F9_Industrial_Agriculture_Existing_Space Heating_Natural Gas_Destratification Fans (HVLS)_A_Achievable Economic TRC Potential | F9 | Industrial | Agriculture | Existing | Space Heating | Natural Gas | Destratification Fans (HVLS) | A | Incremental Winter Peak Savings (MW) | Achievable Economic TRC Potential | 0 | 0 | 0 | 0 | 0 | 0 | 0 | 0 | 0 | 0 | 0 | 0 | 0 | 0 | 0 | 0 | 0 | 0 | 0 | 0 | 0 | 0
F10_Industrial_Agriculture_Existing_Space Heating_Natural Gas_Destratification Fans (HVLS)_A_Achievable Economic TRC Potential | F10 | Industrial | Agriculture | Existing | Space Heating | Natural Gas | Destratification Fans (HVLS) | A | Cumulative Energy Savings (MWh or mTherms) | Achievable Economic TRC Potential | 0 | 0 | 0 | 0 | 0 | 0 | 0 | 0 | 0 | 0 | 0 | 0 | 0 | 0 | 0 | 0 | 0 | 0 | 0 | 0 | 0 | 0
F11_Industrial_Agriculture_Existing_Space Heating_Natural Gas_Destratification Fans (HVLS)_A_Achievable Economic TRC Potential | F11 | Industrial | Agriculture | Existing | Space Heating | Natural Gas | Destratification Fans (HVLS) | A | Cumulative Summer Peak Savings (MW) | Achievable Economic TRC Potential | 0 | 0 | 0 | 0 | 0 | 0 | 0 | 0 | 0 | 0 | 0 | 0 | 0 | 0 | 0 | 0 | 0 | 0 | 0 | 0 | 0 | 0
F12_Industrial_Agriculture_Existing_Space Heating_Natural Gas_Destratification Fans (HVLS)_A_Achievable Economic TRC Potential | F12 | Industrial | Agriculture | Existing | Space Heating | Natural Gas | Destratification Fans (HVLS) | A | Cumulative Winter Peak Savings (MW) | Achievable Economic TRC Potential | 0 | 0 | 0 | 0 | 0 | 0 | 0 | 0 | 0 | 0 | 0 | 0 | 0 | 0 | 0 | 0 | 0 | 0 | 0 | 0 | 0 | 0
F13_Industrial_Agriculture_Existing_Space Heating_Natural Gas_Destratification Fans (HVLS)_A_Achievable Economic TRC Potential | F13 | Industrial | Agriculture | Existing | Space Heating | Natural Gas | Destratification Fans (HVLS) | A | Purchases (Incremental) | Achievable Economic TRC Potential | 0 | 0 | 0 | 0 | 0 | 0 | 0 | 0 | 0 | 0 | 0 | 0 | 0 | 0 | 0 | 0 | 0 | 0 | 0 | 0 | 0 | 0
F14_Industrial_Agriculture_Existing_Space Heating_Natural Gas_Destratification Fans (HVLS)_A_Achievable Economic TRC Potential | F14 | Industrial | Agriculture | Existing | Space Heating | Natural Gas | Destratification Fans (HVLS) | A | Purchases (Cumulative) | Achievable Economic TRC Potential | 0 | 0 | 0 | 0 | 0 | 0 | 0 | 0 | 0 | 0 | 0 | 0 | 0 | 0 | 0 | 0 | 0 | 0 | 0 | 0 | 0 | 0
F1_Industrial_Agriculture_Existing_Space Heating_Natural Gas_Gas Boiler - Insulate Steam Lines/Condensate Tank_A_Achievable Economic TRC Potential | F1 | Industrial | Agriculture | Existing | Space Heating | Natural Gas | Gas Boiler - Insulate Steam Lines/Condensate Tank | A | Original Unit Energy Savings (kWh or therms) | Achievable Economic TRC Potential | 0 | 0 | 12.6435 | 12.6118 | 12.5807 | 12.5504 | 12.5208 | 12.4921 | 12.4643 | 12.4374 | 12.4116 | 12.3867 | 12.363 | 12.3404 | 12.3189 | 12.2985 | 12.2794 | 12.2615 | 12.2448 | 12.2294 | 12.2152 | 12.2023
F2_Industrial_Agriculture_Existing_Space Heating_Natural Gas_Gas Boiler - Insulate Steam Lines/Condensate Tank_A_Achievable Economic TRC Potential | F2 | Industrial | Agriculture | Existing | Space Heating | Natural Gas | Gas Boiler - Insulate Steam Lines/Condensate Tank | A | Original Unit Summer Peak Savings (kW) | Achievable Economic TRC Potential | 0 | 0 | 0 | 0 | 0 | 0 | 0 | 0 | 0 | 0 | 0 | 0 | 0 | 0 | 0 | 0 | 0 | 0 | 0 | 0 | 0 | 0
F3_Industrial_Agriculture_Existing_Space Heating_Natural Gas_Gas Boiler - Insulate Steam Lines/Condensate Tank_A_Achievable Economic TRC Potential | F3 | Industrial | Agriculture | Existing | Space Heating | Natural Gas | Gas Boiler - Insulate Steam Lines/Condensate Tank | A | Original Unit Winter Peak Savings (kW) | Achievable Economic TRC Potential | 0 | 0 | 0 | 0 | 0 | 0 | 0 | 0 | 0 | 0 | 0 | 0 | 0 | 0 | 0 | 0 | 0 | 0 | 0 | 0 | 0 | 0
F4_Industrial_Agriculture_Existing_Space Heating_Natural Gas_Gas Boiler - Insulate Steam Lines/Condensate Tank_A_Achievable Economic TRC Potential | F4 | Industrial | Agriculture | Existing | Space Heating | Natural Gas | Gas Boiler - Insulate Steam Lines/Condensate Tank | A | Standalone Impact on Baseline Energy (%) | Achievable Economic TRC Potential | 0% | 0% | 0.005127% | 0.01034% | 0.01565% | 0.02105% | 0.02654% | 0.03213% | 0.03782% | 0.0436% | 0.04949% | 0.05548% | 0.06157% | 0.06776% | 0.07406% | 0.08047% | 0.08699% | 0.09363% | 0.1004% | 0.1073% | 0.1142% | 0.1214%
F5_Industrial_Agriculture_Existing_Space Heating_Natural Gas_Gas Boiler - Insulate Steam Lines/Condensate Tank_A_Achievable Economic TRC Potential | F5 | Industrial | Agriculture | Existing | Space Heating | Natural Gas | Gas Boiler - Insulate Steam Lines/Condensate Tank | A | Standalone Impact on Baseline Summer Peak (%) | Achievable Economic TRC Potential | bar: 2019 to 2040
F6_Industrial_Agriculture_Existing_Space Heating_Natural Gas_Gas Boiler - Insulate Steam Lines/Condensate Tank_A_Achievable Economic TRC Potential | F6 | Industrial | Agriculture | Existing | Space Heating | Natural Gas | Gas Boiler - Insulate Steam Lines/Condensate Tank | A | Standalone Impact on Baseline Winter Peak (%) | Achievable Economic TRC Potential | bar: 2019 to 2040
F7_Industrial_Agriculture_Existing_Space Heating_Natural Gas_Gas Boiler - Insulate Steam Lines/Condensate Tank_A_Achievable Economic TRC Potential | F7 | Industrial | Agriculture | Existing | Space Heating | Natural Gas | Gas Boiler - Insulate Steam Lines/Condensate Tank | A | Incremental Energy Savings (MWh or mTherms) | Achievable Economic TRC Potential | 0 | 0 | 0.054204 | 0.053136 | 0.052091 | 0.051069 | 0.050071 | 0.049095 | 0.048141 | 0.047209 | 0.046298 | 0.045409 | 0.044541 | 0.043693 | 0.042864 | 0.042056 | 0.041266 | 0.040496 | 0.039743 | 0.039009 | 0.038292 | 0.037592
F8_Industrial_Agriculture_Existing_Space Heating_Natural Gas_Gas Boiler - Insulate Steam Lines/Condensate Tank_A_Achievable Economic TRC Potential | F8 | Industrial | Agriculture | Existing | Space Heating | Natural Gas | Gas Boiler - Insulate Steam Lines/Condensate Tank | A | Incremental Summer Peak Savings (MW) | Achievable Economic TRC Potential | 0 | 0 | 0 | 0 | 0 | 0 | 0 | 0 | 0 | 0 | 0 | 0 | 0 | 0 | 0 | 0 | 0 | 0 | 0 | 0 | 0 | 0
F9_Industrial_Agriculture_Existing_Space Heating_Natural Gas_Gas Boiler - Insulate Steam Lines/Condensate Tank_A_Achievable Economic TRC Potential | F9 | Industrial | Agriculture | Existing | Space Heating | Natural Gas | Gas Boiler - Insulate Steam Lines/Condensate Tank | A | Incremental Winter Peak Savings (MW) | Achievable Economic TRC Potential | 0 | 0 | 0 | 0 | 0 | 0 | 0 | 0 | 0 | 0 | 0 | 0 | 0 | 0 | 0 | 0 | 0 | 0 | 0 | 0 | 0 | 0
F10_Industrial_Agriculture_Existing_Space Heating_Natural Gas_Gas Boiler - Insulate Steam Lines/Condensate Tank_A_Achievable Economic TRC Potential | F10 | Industrial | Agriculture | Existing | Space Heating | Natural Gas | Gas Boiler - Insulate Steam Lines/Condensate Tank | A | Cumulative Energy Savings (MWh or mTherms) | Achievable Economic TRC Potential | 0 | 0 | 0.054204 | 0.1072 | 0.15903 | 0.20972 | 0.25929 | 0.30779 | 0.35525 | 0.40169 | 0.44716 | 0.49167 | 0.53527 | 0.57798 | 0.61984 | 0.66087 | 0.70111 | 0.74058 | 0.77932 | 0.81734 | 0.85469 | 0.89138
F11_Industrial_Agriculture_Existing_Space Heating_Natural Gas_Gas Boiler - Insulate Steam Lines/Condensate Tank_A_Achievable Economic TRC Potential | F11 | Industrial | Agriculture | Existing | Space Heating | Natural Gas | Gas Boiler - Insulate Steam Lines/Condensate Tank | A | Cumulative Summer Peak Savings (MW) | Achievable Economic TRC Potential | 0 | 0 | 0 | 0 | 0 | 0 | 0 | 0 | 0 | 0 | 0 | 0 | 0 | 0 | 0 | 0 | 0 | 0 | 0 | 0 | 0 | 0
F12_Industrial_Agriculture_Existing_Space Heating_Natural Gas_Gas Boiler - Insulate Steam Lines/Condensate Tank_A_Achievable Economic TRC Potential | F12 | Industrial | Agriculture | Existing | Space Heating | Natural Gas | Gas Boiler - Insulate Steam Lines/Condensate Tank | A | Cumulative Winter Peak Savings (MW) | Achievable Economic TRC Potential | 0 | 0 | 0 | 0 | 0 | 0 | 0 | 0 | 0 | 0 | 0 | 0 | 0 | 0 | 0 | 0 | 0 | 0 | 0 | 0 | 0 | 0
F13_Industrial_Agriculture_Existing_Space Heating_Natural Gas_Gas Boiler - Insulate Steam Lines/Condensate Tank_A_Achievable Economic TRC Potential | F13 | Industrial | Agriculture | Existing | Space Heating | Natural Gas | Gas Boiler - Insulate Steam Lines/Condensate Tank | A | Purchases (Incremental) | Achievable Economic TRC Potential | 0 | 0 | 4.2871 | 4.2132 | 4.1406 | 4.0692 | 3.999 | 3.9301 | 3.8623 | 3.7957 | 3.7303 | 3.6659 | 3.6027 | 3.5406 | 3.4796 | 3.4196 | 3.3606 | 3.3027 | 3.2457 | 3.1898 | 3.1348 | 3.0807
F14_Industrial_Agriculture_Existing_Space Heating_Natural Gas_Gas Boiler - Insulate Steam Lines/Condensate Tank_A_Achievable Economic TRC Potential | F14 | Industrial | Agriculture | Existing | Space Heating | Natural Gas | Gas Boiler - Insulate Steam Lines/Condensate Tank | A | Purchases (Cumulative) | Achievable Economic TRC Potential | 0 | 0 | 4.2871 | 8.5003 | 12.6409 | 16.71 | 20.709 | 24.6391 | 28.5014 | 32.2971 | 36.0273 | 39.6933 | 43.296 | 46.8367 | 50.3162 | 53.7358 | 57.0965 | 60.3992 | 63.6449 | 66.8347 | 69.9695 | 73.0502
F1_Industrial_Agriculture_Existing_Process_Natural Gas_Gas Boiler - Insulate Steam Lines/Condensate Tank_A_Achievable Economic TRC Potential | F1 | Industrial | Agriculture | Existing | Process | Natural Gas | Gas Boiler - Insulate Steam Lines/Condensate Tank | A | Original Unit Energy Savings (kWh or therms) | Achievable Economic TRC Potential | 0 | 0 | 16.8499 | 16.8499 | 16.8499 | 16.8499 | 16.8499 | 16.8499 | 16.8499 | 16.8499 | 16.8499 | 16.8499 | 16.8499 | 16.8499 | 16.8499 | 16.8499 | 16.8499 | 16.8499 | 16.8499 | 16.8499 | 16.8499 | 16.8499
F2_Industrial_Agriculture_Existing_Process_Natural Gas_Gas Boiler - Insulate Steam Lines/Condensate Tank_A_Achievable Economic TRC Potential | F2 | Industrial | Agriculture | Existing | Process | Natural Gas | Gas Boiler - Insulate Steam Lines/Condensate Tank | A | Original Unit Summer Peak Savings (kW) | Achievable Economic TRC Potential | 0 | 0 | 0 | 0 | 0 | 0 | 0 | 0 | 0 | 0 | 0 | 0 | 0 | 0 | 0 | 0 | 0 | 0 | 0 | 0 | 0 | 0
F3_Industrial_Agriculture_Existing_Process_Natural Gas_Gas Boiler - Insulate Steam Lines/Condensate Tank_A_Achievable Economic TRC Potential | F3 | Industrial | Agriculture | Existing | Process | Natural Gas | Gas Boiler - Insulate Steam Lines/Condensate Tank | A | Original Unit Winter Peak Savings (kW) | Achievable Economic TRC Potential | 0 | 0 | 0 | 0 | 0 | 0 | 0 | 0 | 0 | 0 | 0 | 0 | 0 | 0 | 0 | 0 | 0 | 0 | 0 | 0 | 0 | 0
F4_Industrial_Agriculture_Existing_Process_Natural Gas_Gas Boiler - Insulate Steam Lines/Condensate Tank_A_Achievable Economic TRC Potential | F4 | Industrial | Agriculture | Existing | Process | Natural Gas | Gas Boiler - Insulate Steam Lines/Condensate Tank | A | Standalone Impact on Baseline Energy (%) | Achievable Economic TRC Potential | 0% | 0% | 0.02737% | 0.05521% | 0.08355% | 0.1124% | 0.1417% | 0.1716% | 0.2019% | 0.2329% | 0.2643% | 0.2963% | 0.3289% | 0.362% | 0.3957% | 0.43% | 0.4649% | 0.5005% | 0.5366% | 0.5734% | 0.6108% | 0.6489%
F5_Industrial_Agriculture_Existing_Process_Natural Gas_Gas Boiler - Insulate Steam Lines/Condensate Tank_A_Achievable Economic TRC Potential | F5 | Industrial | Agriculture | Existing | Process | Natural Gas | Gas Boiler - Insulate Steam Lines/Condensate Tank | A | Standalone Impact on Baseline Summer Peak (%) | Achievable Economic TRC Potential | bar: 2019 to 2040
F6_Industrial_Agriculture_Existing_Process_Natural Gas_Gas Boiler - Insulate Steam Lines/Condensate Tank_A_Achievable Economic TRC Potential | F6 | Industrial | Agriculture | Existing | Process | Natural Gas | Gas Boiler - Insulate Steam Lines/Condensate Tank | A | Standalone Impact on Baseline Winter Peak (%) | Achievable Economic TRC Potential | bar: 2019 to 2040
F7_Industrial_Agriculture_Existing_Process_Natural Gas_Gas Boiler - Insulate Steam Lines/Condensate Tank_A_Achievable Economic TRC Potential | F7 | Industrial | Agriculture | Existing | Process | Natural Gas | Gas Boiler - Insulate Steam Lines/Condensate Tank | A | Incremental Energy Savings (MWh or mTherms) | Achievable Economic TRC Potential | 0 | 0 | 0.59755 | 0.58724 | 0.57712 | 0.56717 | 0.55739 | 0.54778 | 0.53833 | 0.52905 | 0.51993 | 0.51097 | 0.50216 | 0.4935 | 0.48499 | 0.47663 | 0.46841 | 0.46033 | 0.4524 | 0.4446 | 0.43693 | 0.4294
F8_Industrial_Agriculture_Existing_Process_Natural Gas_Gas Boiler - Insulate Steam Lines/Condensate Tank_A_Achievable Economic TRC Potential | F8 | Industrial | Agriculture | Existing | Process | Natural Gas | Gas Boiler - Insulate Steam Lines/Condensate Tank | A | Incremental Summer Peak Savings (MW) | Achievable Economic TRC Potential | 0 | 0 | 0 | 0 | 0 | 0 | 0 | 0 | 0 | 0 | 0 | 0 | 0 | 0 | 0 | 0 | 0 | 0 | 0 | 0 | 0 | 0
F9_Industrial_Agriculture_Existing_Process_Natural Gas_Gas Boiler - Insulate Steam Lines/Condensate Tank_A_Achievable Economic TRC Potential | F9 | Industrial | Agriculture | Existing | Process | Natural Gas | Gas Boiler - Insulate Steam Lines/Condensate Tank | A | Incremental Winter Peak Savings (MW) | Achievable Economic TRC Potential | 0 | 0 | 0 | 0 | 0 | 0 | 0 | 0 | 0 | 0 | 0 | 0 | 0 | 0 | 0 | 0 | 0 | 0 | 0 | 0 | 0 | 0
F10_Industrial_Agriculture_Existing_Process_Natural Gas_Gas Boiler - Insulate Steam Lines/Condensate Tank_A_Achievable Economic TRC Potential | F10 | Industrial | Agriculture | Existing | Process | Natural Gas | Gas Boiler - Insulate Steam Lines/Condensate Tank | A | Cumulative Energy Savings (MWh or mTherms) | Achievable Economic TRC Potential | 0 | 0 | 0.59755 | 1.1848 | 1.7619 | 2.3291 | 2.8865 | 3.4342 | 3.9726 | 4.5016 | 5.0216 | 5.5325 | 6.0347 | 6.5282 | 7.0132 | 7.4898 | 7.9582 | 8.4185 | 8.8709 | 9.3155 | 9.7525 | 10.1819
F11_Industrial_Agriculture_Existing_Process_Natural Gas_Gas Boiler - Insulate Steam Lines/Condensate Tank_A_Achievable Economic TRC Potential | F11 | Industrial | Agriculture | Existing | Process | Natural Gas | Gas Boiler - Insulate Steam Lines/Condensate Tank | A | Cumulative Summer Peak Savings (MW) | Achievable Economic TRC Potential | 0 | 0 | 0 | 0 | 0 | 0 | 0 | 0 | 0 | 0 | 0 | 0 | 0 | 0 | 0 | 0 | 0 | 0 | 0 | 0 | 0 | 0
F12_Industrial_Agriculture_Existing_Process_Natural Gas_Gas Boiler - Insulate Steam Lines/Condensate Tank_A_Achievable Economic TRC Potential | F12 | Industrial | Agriculture | Existing | Process | Natural Gas | Gas Boiler - Insulate Steam Lines/Condensate Tank | A | Cumulative Winter Peak Savings (MW) | Achievable Economic TRC Potential | 0 | 0 | 0 | 0 | 0 | 0 | 0 | 0 | 0 | 0 | 0 | 0 | 0 | 0 | 0 | 0 | 0 | 0 | 0 | 0 | 0 | 0
F13_Industrial_Agriculture_Existing_Process_Natural Gas_Gas Boiler - Insulate Steam Lines/Condensate Tank_A_Achievable Economic TRC Potential | F13 | Industrial | Agriculture | Existing | Process | Natural Gas | Gas Boiler - Insulate Steam Lines/Condensate Tank | A | Purchases (Incremental) | Achievable Economic TRC Potential | 0 | 0 | 35.4628 | 34.8514 | 34.2505 | 33.66 | 33.0796 | 32.5093 | 31.9488 | 31.3979 | 30.8566 | 30.3246 | 29.8017 | 29.2879 | 28.7829 | 28.2867 | 27.799 | 27.3197 | 26.8487 | 26.3858 | 25.9308 | 25.4837
F14_Industrial_Agriculture_Existing_Process_Natural Gas_Gas Boiler - Insulate Steam Lines/Condensate Tank_A_Achievable Economic TRC Potential | F14 | Industrial | Agriculture | Existing | Process | Natural Gas | Gas Boiler - Insulate Steam Lines/Condensate Tank | A | Purchases (Cumulative) | Achievable Economic TRC Potential | 0 | 0 | 35.4628 | 70.3142 | 104.5646 | 138.2246 | 171.3042 | 203.8135 | 235.7622 | 267.1602 | 298.0168 | 328.3413 | 358.1431 | 387.431 | 416.2139 | 444.5006 | 472.2996 | 499.6193 | 526.468 | 552.8537 | 578.7846 | 604.2683
F1_Industrial_Agriculture_Existing_Space Heating_Natural Gas_Gas Boiler - Insulate Hot Water Lines_A_Achievable Economic TRC Potential | F1 | Industrial | Agriculture | Existing | Space Heating | Natural Gas | Gas Boiler - Insulate Hot Water Lines | A | Original Unit Energy Savings (kWh or therms) | Achievable Economic TRC Potential | 0 | 0 | 14.2912 | 14.2553 | 14.2202 | 14.1859 | 14.1524 | 14.12 | 14.0885 | 14.0582 | 14.029 | 14.0009 | 13.9741 | 13.9485 | 13.9242 | 13.9012 | 13.8796 | 13.8593 | 13.8405 | 13.823 | 13.807 | 13.7925
F2_Industrial_Agriculture_Existing_Space Heating_Natural Gas_Gas Boiler - Insulate Hot Water Lines_A_Achievable Economic TRC Potential | F2 | Industrial | Agriculture | Existing | Space Heating | Natural Gas | Gas Boiler - Insulate Hot Water Lines | A | Original Unit Summer Peak Savings (kW) | Achievable Economic TRC Potential | 0 | 0 | 0 | 0 | 0 | 0 | 0 | 0 | 0 | 0 | 0 | 0 | 0 | 0 | 0 | 0 | 0 | 0 | 0 | 0 | 0 | 0
F3_Industrial_Agriculture_Existing_Space Heating_Natural Gas_Gas Boiler - Insulate Hot Water Lines_A_Achievable Economic TRC Potential | F3 | Industrial | Agriculture | Existing | Space Heating | Natural Gas | Gas Boiler - Insulate Hot Water Lines | A | Original Unit Winter Peak Savings (kW) | Achievable Economic TRC Potential | 0 | 0 | 0 | 0 | 0 | 0 | 0 | 0 | 0 | 0 | 0 | 0 | 0 | 0 | 0 | 0 | 0 | 0 | 0 | 0 | 0 | 0
F4_Industrial_Agriculture_Existing_Space Heating_Natural Gas_Gas Boiler - Insulate Hot Water Lines_A_Achievable Economic TRC Potential | F4 | Industrial | Agriculture | Existing | Space Heating | Natural Gas | Gas Boiler - Insulate Hot Water Lines | A | Standalone Impact on Baseline Energy (%) | Achievable Economic TRC Potential | 0% | 0% | 0.01159% | 0.02338% | 0.03537% | 0.04758% | 0.06% | 0.07264% | 0.08549% | 0.09857% | 0.1119% | 0.1254% | 0.1392% | 0.1532% | 0.1674% | 0.1819% | 0.1967% | 0.2117% | 0.2269% | 0.2425% | 0.2583% | 0.2744%
F5_Industrial_Agriculture_Existing_Space Heating_Natural Gas_Gas Boiler - Insulate Hot Water Lines_A_Achievable Economic TRC Potential | F5 | Industrial | Agriculture | Existing | Space Heating | Natural Gas | Gas Boiler - Insulate Hot Water Lines | A | Standalone Impact on Baseline Summer Peak (%) | Achievable Economic TRC Potential | bar: 2019 to 2040
F6_Industrial_Agriculture_Existing_Space Heating_Natural Gas_Gas Boiler - Insulate Hot Water Lines_A_Achievable Economic TRC Potential | F6 | Industrial | Agriculture | Existing | Space Heating | Natural Gas | Gas Boiler - Insulate Hot Water Lines | A | Standalone Impact on Baseline Winter Peak (%) | Achievable Economic TRC Potential | bar: 2019 to 2040
F7_Industrial_Agriculture_Existing_Space Heating_Natural Gas_Gas Boiler - Insulate Hot Water Lines_A_Achievable Economic TRC Potential | F7 | Industrial | Agriculture | Existing | Space Heating | Natural Gas | Gas Boiler - Insulate Hot Water Lines | A | Incremental Energy Savings (MWh or mTherms) | Achievable Economic TRC Potential | 0 | 0 | 0.12254 | 0.12012 | 0.11776 | 0.11545 | 0.11319 | 0.11098 | 0.10883 | 0.10672 | 0.10466 | 0.10265 | 0.10069 | 0.098773 | 0.096901 | 0.095073 | 0.093288 | 0.091546 | 0.089845 | 0.088185 | 0.086564 | 0.084982
F8_Industrial_Agriculture_Existing_Space Heating_Natural Gas_Gas Boiler - Insulate Hot Water Lines_A_Achievable Economic TRC Potential | F8 | Industrial | Agriculture | Existing | Space Heating | Natural Gas | Gas Boiler - Insulate Hot Water Lines | A | Incremental Summer Peak Savings (MW) | Achievable Economic TRC Potential | 0 | 0 | 0 | 0 | 0 | 0 | 0 | 0 | 0 | 0 | 0 | 0 | 0 | 0 | 0 | 0 | 0 | 0 | 0 | 0 | 0 | 0
F9_Industrial_Agriculture_Existing_Space Heating_Natural Gas_Gas Boiler - Insulate Hot Water Lines_A_Achievable Economic TRC Potential | F9 | Industrial | Agriculture | Existing | Space Heating | Natural Gas | Gas Boiler - Insulate Hot Water Lines | A | Incremental Winter Peak Savings (MW) | Achievable Economic TRC Potential | 0 | 0 | 0 | 0 | 0 | 0 | 0 | 0 | 0 | 0 | 0 | 0 | 0 | 0 | 0 | 0 | 0 | 0 | 0 | 0 | 0 | 0
F10_Industrial_Agriculture_Existing_Space Heating_Natural Gas_Gas Boiler - Insulate Hot Water Lines_A_Achievable Economic TRC Potential | F10 | Industrial | Agriculture | Existing | Space Heating | Natural Gas | Gas Boiler - Insulate Hot Water Lines | A | Cumulative Energy Savings (MWh or mTherms) | Achievable Economic TRC Potential | 0 | 0 | 0.12254 | 0.24235 | 0.35951 | 0.47409 | 0.58617 | 0.69581 | 0.80309 | 0.90808 | 1.0109 | 1.1115 | 1.21 | 1.3066 | 1.4012 | 1.494 | 1.5849 | 1.6742 | 1.7617 | 1.8477 | 1.9321 | 2.0151
F11_Industrial_Agriculture_Existing_Space Heating_Natural Gas_Gas Boiler - Insulate Hot Water Lines_A_Achievable Economic TRC Potential | F11 | Industrial | Agriculture | Existing | Space Heating | Natural Gas | Gas Boiler - Insulate Hot Water Lines | A | Cumulative Summer Peak Savings (MW) | Achievable Economic TRC Potential | 0 | 0 | 0 | 0 | 0 | 0 | 0 | 0 | 0 | 0 | 0 | 0 | 0 | 0 | 0 | 0 | 0 | 0 | 0 | 0 | 0 | 0
F12_Industrial_Agriculture_Existing_Space Heating_Natural Gas_Gas Boiler - Insulate Hot Water Lines_A_Achievable Economic TRC Potential | F12 | Industrial | Agriculture | Existing | Space Heating | Natural Gas | Gas Boiler - Insulate Hot Water Lines | A | Cumulative Winter Peak Savings (MW) | Achievable Economic TRC Potential | 0 | 0 | 0 | 0 | 0 | 0 | 0 | 0 | 0 | 0 | 0 | 0 | 0 | 0 | 0 | 0 | 0 | 0 | 0 | 0 | 0 | 0
F13_Industrial_Agriculture_Existing_Space Heating_Natural Gas_Gas Boiler - Insulate Hot Water Lines_A_Achievable Economic TRC Potential | F13 | Industrial | Agriculture | Existing | Space Heating | Natural Gas | Gas Boiler - Insulate Hot Water Lines | A | Purchases (Incremental) | Achievable Economic TRC Potential | 0 | 0 | 8.5742 | 8.4264 | 8.2811 | 8.1383 | 7.998 | 7.8601 | 7.7246 | 7.5914 | 7.4605 | 7.3319 | 7.2055 | 7.0813 | 6.9592 | 6.8392 | 6.7213 | 6.6054 | 6.4915 | 6.3796 | 6.2696 | 6.1615
F14_Industrial_Agriculture_Existing_Space Heating_Natural Gas_Gas Boiler - Insulate Hot Water Lines_A_Achievable Economic TRC Potential | F14 | Industrial | Agriculture | Existing | Space Heating | Natural Gas | Gas Boiler - Insulate Hot Water Lines | A | Purchases (Cumulative) | Achievable Economic TRC Potential | 0 | 0 | 8.5742 | 17.0006 | 25.2817 | 33.42 | 41.418 | 49.2782 | 57.0028 | 64.5942 | 72.0547 | 79.3866 | 86.5921 | 93.6733 | 100.6325 | 107.4717 | 114.1929 | 120.7983 | 127.2898 | 133.6694 | 139.9389 | 146.1004
F1_Industrial_Agriculture_Existing_Process_Natural Gas_Gas Boiler - Insulate Hot Water Lines_A_Achievable Economic TRC Potential | F1 | Industrial | Agriculture | Existing | Process | Natural Gas | Gas Boiler - Insulate Hot Water Lines | A | Original Unit Energy Savings (kWh or therms) | Achievable Economic TRC Potential | 0 | 0 | 19.0457 | 19.0457 | 19.0457 | 19.0457 | 19.0457 | 19.0457 | 19.0457 | 19.0457 | 19.0457 | 19.0457 | 19.0457 | 19.0457 | 19.0457 | 19.0457 | 19.0457 | 19.0457 | 19.0457 | 19.0457 | 19.0457 | 19.0457
F2_Industrial_Agriculture_Existing_Process_Natural Gas_Gas Boiler - Insulate Hot Water Lines_A_Achievable Economic TRC Potential | F2 | Industrial | Agriculture | Existing | Process | Natural Gas | Gas Boiler - Insulate Hot Water Lines | A | Original Unit Summer Peak Savings (kW) | Achievable Economic TRC Potential | 0 | 0 | 0 | 0 | 0 | 0 | 0 | 0 | 0 | 0 | 0 | 0 | 0 | 0 | 0 | 0 | 0 | 0 | 0 | 0 | 0 | 0
F3_Industrial_Agriculture_Existing_Process_Natural Gas_Gas Boiler - Insulate Hot Water Lines_A_Achievable Economic TRC Potential | F3 | Industrial | Agriculture | Existing | Process | Natural Gas | Gas Boiler - Insulate Hot Water Lines | A | Original Unit Winter Peak Savings (kW) | Achievable Economic TRC Potential | 0 | 0 | 0 | 0 | 0 | 0 | 0 | 0 | 0 | 0 | 0 | 0 | 0 | 0 | 0 | 0 | 0 | 0 | 0 | 0 | 0 | 0
F4_Industrial_Agriculture_Existing_Process_Natural Gas_Gas Boiler - Insulate Hot Water Lines_A_Achievable Economic TRC Potential | F4 | Industrial | Agriculture | Existing | Process | Natural Gas | Gas Boiler - Insulate Hot Water Lines | A | Standalone Impact on Baseline Energy (%) | Achievable Economic TRC Potential | 0% | 0% | 0.06186% | 0.1248% | 0.1889% | 0.254% | 0.3204% | 0.3878% | 0.4565% | 0.5264% | 0.5975% | 0.6698% | 0.7434% | 0.8184% | 0.8946% | 0.9721% | 1.051% | 1.131% | 1.213% | 1.296% | 1.381% | 1.467%
F5_Industrial_Agriculture_Existing_Process_Natural Gas_Gas Boiler - Insulate Hot Water Lines_A_Achievable Economic TRC Potential | F5 | Industrial | Agriculture | Existing | Process | Natural Gas | Gas Boiler - Insulate Hot Water Lines | A | Standalone Impact on Baseline Summer Peak (%) | Achievable Economic TRC Potential | bar: 2019 to 2040
F6_Industrial_Agriculture_Existing_Process_Natural Gas_Gas Boiler - Insulate Hot Water Lines_A_Achievable Economic TRC Potential | F6 | Industrial | Agriculture | Existing | Process | Natural Gas | Gas Boiler - Insulate Hot Water Lines | A | Standalone Impact on Baseline Winter Peak (%) | Achievable Economic TRC Potential | bar: 2019 to 2040
F7_Industrial_Agriculture_Existing_Process_Natural Gas_Gas Boiler - Insulate Hot Water Lines_A_Achievable Economic TRC Potential | F7 | Industrial | Agriculture | Existing | Process | Natural Gas | Gas Boiler - Insulate Hot Water Lines | A | Incremental Energy Savings (MWh or mTherms) | Achievable Economic TRC Potential | 0 | 0 | 1.3508 | 1.3275 | 1.3046 | 1.2822 | 1.26 | 1.2383 | 1.217 | 1.196 | 1.1754 | 1.1551 | 1.1352 | 1.1156 | 1.0964 | 1.0775 | 1.0589 | 1.0406 | 1.0227 | 1.0051 | 0.98774 | 0.97071
F8_Industrial_Agriculture_Existing_Process_Natural Gas_Gas Boiler - Insulate Hot Water Lines_A_Achievable Economic TRC Potential | F8 | Industrial | Agriculture | Existing | Process | Natural Gas | Gas Boiler - Insulate Hot Water Lines | A | Incremental Summer Peak Savings (MW) | Achievable Economic TRC Potential | 0 | 0 | 0 | 0 | 0 | 0 | 0 | 0 | 0 | 0 | 0 | 0 | 0 | 0 | 0 | 0 | 0 | 0 | 0 | 0 | 0 | 0
F9_Industrial_Agriculture_Existing_Process_Natural Gas_Gas Boiler - Insulate Hot Water Lines_A_Achievable Economic TRC Potential | F9 | Industrial | Agriculture | Existing | Process | Natural Gas | Gas Boiler - Insulate Hot Water Lines | A | Incremental Winter Peak Savings (MW) | Achievable Economic TRC Potential | 0 | 0 | 0 | 0 | 0 | 0 | 0 | 0 | 0 | 0 | 0 | 0 | 0 | 0 | 0 | 0 | 0 | 0 | 0 | 0 | 0 | 0
F10_Industrial_Agriculture_Existing_Process_Natural Gas_Gas Boiler - Insulate Hot Water Lines_A_Achievable Economic TRC Potential | F10 | Industrial | Agriculture | Existing | Process | Natural Gas | Gas Boiler - Insulate Hot Water Lines | A | Cumulative Energy Savings (MWh or mTherms) | Achievable Economic TRC Potential | 0 | 0 | 1.3508 | 2.6784 | 3.983 | 5.2652 | 6.5252 | 7.7635 | 8.9805 | 10.1765 | 11.3519 | 12.507 | 13.6422 | 14.7578 | 15.8542 | 16.9317 | 17.9906 | 19.0312 | 20.0539 | 21.059 | 22.0467 | 23.0174
F11_Industrial_Agriculture_Existing_Process_Natural Gas_Gas Boiler - Insulate Hot Water Lines_A_Achievable Economic TRC Potential | F11 | Industrial | Agriculture | Existing | Process | Natural Gas | Gas Boiler - Insulate Hot Water Lines | A | Cumulative Summer Peak Savings (MW) | Achievable Economic TRC Potential | 0 | 0 | 0 | 0 | 0 | 0 | 0 | 0 | 0 | 0 | 0 | 0 | 0 | 0 | 0 | 0 | 0 | 0 | 0 | 0 | 0 | 0
F12_Industrial_Agriculture_Existing_Process_Natural Gas_Gas Boiler - Insulate Hot Water Lines_A_Achievable Economic TRC Potential | F12 | Industrial | Agriculture | Existing | Process | Natural Gas | Gas Boiler - Insulate Hot Water Lines | A | Cumulative Winter Peak Savings (MW) | Achievable Economic TRC Potential | 0 | 0 | 0 | 0 | 0 | 0 | 0 | 0 | 0 | 0 | 0 | 0 | 0 | 0 | 0 | 0 | 0 | 0 | 0 | 0 | 0 | 0
F13_Industrial_Agriculture_Existing_Process_Natural Gas_Gas Boiler - Insulate Hot Water Lines_A_Achievable Economic TRC Potential | F13 | Industrial | Agriculture | Existing | Process | Natural Gas | Gas Boiler - Insulate Hot Water Lines | A | Purchases (Incremental) | Achievable Economic TRC Potential | 0 | 0 | 70.9256 | 69.7027 | 68.501 | 67.3199 | 66.1592 | 65.0185 | 63.8975 | 62.7959 | 61.7132 | 60.6491 | 59.6035 | 58.5758 | 57.5659 | 56.5734 | 55.598 | 54.6394 | 53.6973 | 52.7715 | 51.8617 | 50.9675
F14_Industrial_Agriculture_Existing_Process_Natural Gas_Gas Boiler - Insulate Hot Water Lines_A_Achievable Economic TRC Potential | F14 | Industrial | Agriculture | Existing | Process | Natural Gas | Gas Boiler - Insulate Hot Water Lines | A | Purchases (Cumulative) | Achievable Economic TRC Potential | 0 | 0 | 70.9256 | 140.6283 | 209.1293 | 276.4492 | 342.6084 | 407.6269 | 471.5245 | 534.3203 | 596.0335 | 656.6826 | 716.2861 | 774.8619 | 832.4278 | 889.0012 | 944.5992 | 999.2386 | 1052.9359 | 1105.7074 | 1157.5691 | 1208.5366
F1_Industrial_Agriculture_Existing_Process_Natural Gas_Process - Insulate Heated Process Fluids_A_Achievable Economic TRC Potential | F1 | Industrial | Agriculture | Existing | Process | Natural Gas | Process - Insulate Heated Process Fluids | A | Original Unit Energy Savings (kWh or therms) | Achievable Economic TRC Potential | 0 | 0 | 13.6092 | 13.6092 | 13.6092 | 13.6092 | 13.6092 | 13.6092 | 13.6092 | 13.6092 | 13.6092 | 13.6092 | 13.6092 | 13.6092 | 13.6092 | 13.6092 | 13.6092 | 13.6092 | 13.6092 | 13.6092 | 13.6092 | 13.6092
F2_Industrial_Agriculture_Existing_Process_Natural Gas_Process - Insulate Heated Process Fluids_A_Achievable Economic TRC Potential | F2 | Industrial | Agriculture | Existing | Process | Natural Gas | Process - Insulate Heated Process Fluids | A | Original Unit Summer Peak Savings (kW) | Achievable Economic TRC Potential | 0 | 0 | 0 | 0 | 0 | 0 | 0 | 0 | 0 | 0 | 0 | 0 | 0 | 0 | 0 | 0 | 0 | 0 | 0 | 0 | 0 | 0
F3_Industrial_Agriculture_Existing_Process_Natural Gas_Process - Insulate Heated Process Fluids_A_Achievable Economic TRC Potential | F3 | Industrial | Agriculture | Existing | Process | Natural Gas | Process - Insulate Heated Process Fluids | A | Original Unit Winter Peak Savings (kW) | Achievable Economic TRC Potential | 0 | 0 | 0 | 0 | 0 | 0 | 0 | 0 | 0 | 0 | 0 | 0 | 0 | 0 | 0 | 0 | 0 | 0 | 0 | 0 | 0 | 0
F4_Industrial_Agriculture_Existing_Process_Natural Gas_Process - Insulate Heated Process Fluids_A_Achievable Economic TRC Potential | F4 | Industrial | Agriculture | Existing | Process | Natural Gas | Process - Insulate Heated Process Fluids | A | Standalone Impact on Baseline Energy (%) | Achievable Economic TRC Potential | bar: 2019 to 2040
F5_Industrial_Agriculture_Existing_Process_Natural Gas_Process - Insulate Heated Process Fluids_A_Achievable Economic TRC Potential | F5 | Industrial | Agriculture | Existing | Process | Natural Gas | Process - Insulate Heated Process Fluids | A | Standalone Impact on Baseline Summer Peak (%) | Achievable Economic TRC Potential | bar: 2019 to 2040
F6_Industrial_Agriculture_Existing_Process_Natural Gas_Process - Insulate Heated Process Fluids_A_Achievable Economic TRC Potential | F6 | Industrial | Agriculture | Existing | Process | Natural Gas | Process - Insulate Heated Process Fluids | A | Standalone Impact on Baseline Winter Peak (%) | Achievable Economic TRC Potential | bar: 2019 to 2040
F7_Industrial_Agriculture_Existing_Process_Natural Gas_Process - Insulate Heated Process Fluids_A_Achievable Economic TRC Potential | F7 | Industrial | Agriculture | Existing | Process | Natural Gas | Process - Insulate Heated Process Fluids | A | Incremental Energy Savings (MWh or mTherms) | Achievable Economic TRC Potential | 0 | 0 | 0 | 0 | 0 | 0 | 0 | 0 | 0 | 0 | 0 | 0 | 0 | 0 | 0 | 0 | 0 | 0 | 0 | 0 | 0 | 0
F8_Industrial_Agriculture_Existing_Process_Natural Gas_Process - Insulate Heated Process Fluids_A_Achievable Economic TRC Potential | F8 | Industrial | Agriculture | Existing | Process | Natural Gas | Process - Insulate Heated Process Fluids | A | Incremental Summer Peak Savings (MW) | Achievable Economic TRC Potential | 0 | 0 | 0 | 0 | 0 | 0 | 0 | 0 | 0 | 0 | 0 | 0 | 0 | 0 | 0 | 0 | 0 | 0 | 0 | 0 | 0 | 0
F9_Industrial_Agriculture_Existing_Process_Natural Gas_Process - Insulate Heated Process Fluids_A_Achievable Economic TRC Potential | F9 | Industrial | Agriculture | Existing | Process | Natural Gas | Process - Insulate Heated Process Fluids | A | Incremental Winter Peak Savings (MW) | Achievable Economic TRC Potential | 0 | 0 | 0 | 0 | 0 | 0 | 0 | 0 | 0 | 0 | 0 | 0 | 0 | 0 | 0 | 0 | 0 | 0 | 0 | 0 | 0 | 0
F10_Industrial_Agriculture_Existing_Process_Natural Gas_Process - Insulate Heated Process Fluids_A_Achievable Economic TRC Potential | F10 | Industrial | Agriculture | Existing | Process | Natural Gas | Process - Insulate Heated Process Fluids | A | Cumulative Energy Savings (MWh or mTherms) | Achievable Economic TRC Potential | 0 | 0 | 0 | 0 | 0 | 0 | 0 | 0 | 0 | 0 | 0 | 0 | 0 | 0 | 0 | 0 | 0 | 0 | 0 | 0 | 0 | 0
F11_Industrial_Agriculture_Existing_Process_Natural Gas_Process - Insulate Heated Process Fluids_A_Achievable Economic TRC Potential | F11 | Industrial | Agriculture | Existing | Process | Natural Gas | Process - Insulate Heated Process Fluids | A | Cumulative Summer Peak Savings (MW) | Achievable Economic TRC Potential | 0 | 0 | 0 | 0 | 0 | 0 | 0 | 0 | 0 | 0 | 0 | 0 | 0 | 0 | 0 | 0 | 0 | 0 | 0 | 0 | 0 | 0
F12_Industrial_Agriculture_Existing_Process_Natural Gas_Process - Insulate Heated Process Fluids_A_Achievable Economic TRC Potential | F12 | Industrial | Agriculture | Existing | Process | Natural Gas | Process - Insulate Heated Process Fluids | A | Cumulative Winter Peak Savings (MW) | Achievable Economic TRC Potential | 0 | 0 | 0 | 0 | 0 | 0 | 0 | 0 | 0 | 0 | 0 | 0 | 0 | 0 | 0 | 0 | 0 | 0 | 0 | 0 | 0 | 0
F13_Industrial_Agriculture_Existing_Process_Natural Gas_Process - Insulate Heated Process Fluids_A_Achievable Economic TRC Potential | F13 | Industrial | Agriculture | Existing | Process | Natural Gas | Process - Insulate Heated Process Fluids | A | Purchases (Incremental) | Achievable Economic TRC Potential | 0 | 0 | 0 | 0 | 0 | 0 | 0 | 0 | 0 | 0 | 0 | 0 | 0 | 0 | 0 | 0 | 0 | 0 | 0 | 0 | 0 | 0
F14_Industrial_Agriculture_Existing_Process_Natural Gas_Process - Insulate Heated Process Fluids_A_Achievable Economic TRC Potential | F14 | Industrial | Agriculture | Existing | Process | Natural Gas | Process - Insulate Heated Process Fluids | A | Purchases (Cumulative) | Achievable Economic TRC Potential | 0 | 0 | 0 | 0 | 0 | 0 | 0 | 0 | 0 | 0 | 0 | 0 | 0 | 0 | 0 | 0 | 0 | 0 | 0 | 0 | 0 | 0
F1_Industrial_Agriculture_Existing_Process_Natural Gas_Process Heat Recovery_A_Achievable Economic TRC Potential | F1 | Industrial | Agriculture | Existing | Process | Natural Gas | Process Heat Recovery | A | Original Unit Energy Savings (kWh or therms) | Achievable Economic TRC Potential | 0 | 0 | 0.13629 | 0.13629 | 0.13629 | 0.13629 | 0.13629 | 0.13629 | 0.13629 | 0.13629 | 0.13629 | 0.13629 | 0.13629 | 0.13629 | 0.13629 | 0.13629 | 0.13629 | 0.13629 | 0.13629 | 0.13629 | 0.13629 | 0.13629
F2_Industrial_Agriculture_Existing_Process_Natural Gas_Process Heat Recovery_A_Achievable Economic TRC Potential | F2 | Industrial | Agriculture | Existing | Process | Natural Gas | Process Heat Recovery | A | Original Unit Summer Peak Savings (kW) | Achievable Economic TRC Potential | 0 | 0 | 0 | 0 | 0 | 0 | 0 | 0 | 0 | 0 | 0 | 0 | 0 | 0 | 0 | 0 | 0 | 0 | 0 | 0 | 0 | 0
F3_Industrial_Agriculture_Existing_Process_Natural Gas_Process Heat Recovery_A_Achievable Economic TRC Potential | F3 | Industrial | Agriculture | Existing | Process | Natural Gas | Process Heat Recovery | A | Original Unit Winter Peak Savings (kW) | Achievable Economic TRC Potential | 0 | 0 | 0 | 0 | 0 | 0 | 0 | 0 | 0 | 0 | 0 | 0 | 0 | 0 | 0 | 0 | 0 | 0 | 0 | 0 | 0 | 0
F4_Industrial_Agriculture_Existing_Process_Natural Gas_Process Heat Recovery_A_Achievable Economic TRC Potential | F4 | Industrial | Agriculture | Existing | Process | Natural Gas | Process Heat Recovery | A | Standalone Impact on Baseline Energy (%) | Achievable Economic TRC Potential | bar: 2019 to 2040
F5_Industrial_Agriculture_Existing_Process_Natural Gas_Process Heat Recovery_A_Achievable Economic TRC Potential | F5 | Industrial | Agriculture | Existing | Process | Natural Gas | Process Heat Recovery | A | Standalone Impact on Baseline Summer Peak (%) | Achievable Economic TRC Potential | bar: 2019 to 2040
F6_Industrial_Agriculture_Existing_Process_Natural Gas_Process Heat Recovery_A_Achievable Economic TRC Potential | F6 | Industrial | Agriculture | Existing | Process | Natural Gas | Process Heat Recovery | A | Standalone Impact on Baseline Winter Peak (%) | Achievable Economic TRC Potential | bar: 2019 to 2040
F7_Industrial_Agriculture_Existing_Process_Natural Gas_Process Heat Recovery_A_Achievable Economic TRC Potential | F7 | Industrial | Agriculture | Existing | Process | Natural Gas | Process Heat Recovery | A | Incremental Energy Savings (MWh or mTherms) | Achievable Economic TRC Potential | 0 | 0 | 0 | 0 | 0 | 0 | 0 | 0 | 0 | 0 | 0 | 0 | 0 | 0 | 0 | 0 | 0 | 0 | 0 | 0 | 0 | 0
F8_Industrial_Agriculture_Existing_Process_Natural Gas_Process Heat Recovery_A_Achievable Economic TRC Potential | F8 | Industrial | Agriculture | Existing | Process | Natural Gas | Process Heat Recovery | A | Incremental Summer Peak Savings (MW) | Achievable Economic TRC Potential | 0 | 0 | 0 | 0 | 0 | 0 | 0 | 0 | 0 | 0 | 0 | 0 | 0 | 0 | 0 | 0 | 0 | 0 | 0 | 0 | 0 | 0
F9_Industrial_Agriculture_Existing_Process_Natural Gas_Process Heat Recovery_A_Achievable Economic TRC Potential | F9 | Industrial | Agriculture | Existing | Process | Natural Gas | Process Heat Recovery | A | Incremental Winter Peak Savings (MW) | Achievable Economic TRC Potential | 0 | 0 | 0 | 0 | 0 | 0 | 0 | 0 | 0 | 0 | 0 | 0 | 0 | 0 | 0 | 0 | 0 | 0 | 0 | 0 | 0 | 0
F10_Industrial_Agriculture_Existing_Process_Natural Gas_Process Heat Recovery_A_Achievable Economic TRC Potential | F10 | Industrial | Agriculture | Existing | Process | Natural Gas | Process Heat Recovery | A | Cumulative Energy Savings (MWh or mTherms) | Achievable Economic TRC Potential | 0 | 0 | 0 | 0 | 0 | 0 | 0 | 0 | 0 | 0 | 0 | 0 | 0 | 0 | 0 | 0 | 0 | 0 | 0 | 0 | 0 | 0
F11_Industrial_Agriculture_Existing_Process_Natural Gas_Process Heat Recovery_A_Achievable Economic TRC Potential | F11 | Industrial | Agriculture | Existing | Process | Natural Gas | Process Heat Recovery | A | Cumulative Summer Peak Savings (MW) | Achievable Economic TRC Potential | 0 | 0 | 0 | 0 | 0 | 0 | 0 | 0 | 0 | 0 | 0 | 0 | 0 | 0 | 0 | 0 | 0 | 0 | 0 | 0 | 0 | 0
F12_Industrial_Agriculture_Existing_Process_Natural Gas_Process Heat Recovery_A_Achievable Economic TRC Potential | F12 | Industrial | Agriculture | Existing | Process | Natural Gas | Process Heat Recovery | A | Cumulative Winter Peak Savings (MW) | Achievable Economic TRC Potential | 0 | 0 | 0 | 0 | 0 | 0 | 0 | 0 | 0 | 0 | 0 | 0 | 0 | 0 | 0 | 0 | 0 | 0 | 0 | 0 | 0 | 0
F13_Industrial_Agriculture_Existing_Process_Natural Gas_Process Heat Recovery_A_Achievable Economic TRC Potential | F13 | Industrial | Agriculture | Existing | Process | Natural Gas | Process Heat Recovery | A | Purchases (Incremental) | Achievable Economic TRC Potential | 0 | 0 | 0 | 0 | 0 | 0 | 0 | 0 | 0 | 0 | 0 | 0 | 0 | 0 | 0 | 0 | 0 | 0 | 0 | 0 | 0 | 0
F14_Industrial_Agriculture_Existing_Process_Natural Gas_Process Heat Recovery_A_Achievable Economic TRC Potential | F14 | Industrial | Agriculture | Existing | Process | Natural Gas | Process Heat Recovery | A | Purchases (Cumulative) | Achievable Economic TRC Potential | 0 | 0 | 0 | 0 | 0 | 0 | 0 | 0 | 0 | 0 | 0 | 0 | 0 | 0 | 0 | 0 | 0 | 0 | 0 | 0 | 0 | 0
F1_Industrial_Agriculture_Existing_Space Heating_Natural Gas_Building Automation System_A_Achievable Economic TRC Potential | F1 | Industrial | Agriculture | Existing | Space Heating | Natural Gas | Building Automation System | A | Original Unit Energy Savings (kWh or therms) | Achievable Economic TRC Potential | 0 | 0 | 0.015624 | 0.015587 | 0.01555 | 0.015514 | 0.015478 | 0.015443 | 0.015409 | 0.015376 | 0.015345 | 0.015316 | 0.015289 | 0.015263 | 0.015238 | 0.015215 | 0.015194 | 0.015173 | 0.015154 | 0.015136 | 0.01512 | 0.015104
F2_Industrial_Agriculture_Existing_Space Heating_Natural Gas_Building Automation System_A_Achievable Economic TRC Potential | F2 | Industrial | Agriculture | Existing | Space Heating | Natural Gas | Building Automation System | A | Original Unit Summer Peak Savings (kW) | Achievable Economic TRC Potential | 0 | 0 | 0 | 0 | 0 | 0 | 0 | 0 | 0 | 0 | 0 | 0 | 0 | 0 | 0 | 0 | 0 | 0 | 0 | 0 | 0 | 0
F3_Industrial_Agriculture_Existing_Space Heating_Natural Gas_Building Automation System_A_Achievable Economic TRC Potential | F3 | Industrial | Agriculture | Existing | Space Heating | Natural Gas | Building Automation System | A | Original Unit Winter Peak Savings (kW) | Achievable Economic TRC Potential | 0 | 0 | 0 | 0 | 0 | 0 | 0 | 0 | 0 | 0 | 0 | 0 | 0 | 0 | 0 | 0 | 0 | 0 | 0 | 0 | 0 | 0
F4_Industrial_Agriculture_Existing_Space Heating_Natural Gas_Building Automation System_A_Achievable Economic TRC Potential | F4 | Industrial | Agriculture | Existing | Space Heating | Natural Gas | Building Automation System | A | Standalone Impact on Baseline Energy (%) | Achievable Economic TRC Potential | 0% | 0% | 0.01308% | 0.03945% | 0.08656% | 0.1636% | 0.2811% | 0.4501% | 0.6813% | 0.9827% | 1.358% | 1.804% | 2.309% | 2.854% | 3.41% | 3.946% | 4.435% | 4.86% | 5.21% | 5.485% | 5.699% | 5.875%
F5_Industrial_Agriculture_Existing_Space Heating_Natural Gas_Building Automation System_A_Achievable Economic TRC Potential | F5 | Industrial | Agriculture | Existing | Space Heating | Natural Gas | Building Automation System | A | Standalone Impact on Baseline Summer Peak (%) | Achievable Economic TRC Potential | bar: 2019 to 2040
F6_Industrial_Agriculture_Existing_Space Heating_Natural Gas_Building Automation System_A_Achievable Economic TRC Potential | F6 | Industrial | Agriculture | Existing | Space Heating | Natural Gas | Building Automation System | A | Standalone Impact on Baseline Winter Peak (%) | Achievable Economic TRC Potential | bar: 2019 to 2040
F7_Industrial_Agriculture_Existing_Space Heating_Natural Gas_Building Automation System_A_Achievable Economic TRC Potential | F7 | Industrial | Agriculture | Existing | Space Heating | Natural Gas | Building Automation System | A | Incremental Energy Savings (MWh or mTherms) | Achievable Economic TRC Potential | 0 | 0 | 0.13827 | 0.27099 | 0.47174 | 0.75234 | 1.1197 | 1.5724 | 2.0974 | 2.6665 | 3.2346 | 3.7415 | 4.1179 | 4.2978 | 4.2346 | 3.9171 | 3.3798 | 2.7432 | 2.059 | 1.3992 | 0.87754 | 0.56185
F8_Industrial_Agriculture_Existing_Space Heating_Natural Gas_Building Automation System_A_Achievable Economic TRC Potential | F8 | Industrial | Agriculture | Existing | Space Heating | Natural Gas | Building Automation System | A | Incremental Summer Peak Savings (MW) | Achievable Economic TRC Potential | 0 | 0 | 0 | 0 | 0 | 0 | 0 | 0 | 0 | 0 | 0 | 0 | 0 | 0 | 0 | 0 | 0 | 0 | 0 | 0 | 0 | 0
F9_Industrial_Agriculture_Existing_Space Heating_Natural Gas_Building Automation System_A_Achievable Economic TRC Potential | F9 | Industrial | Agriculture | Existing | Space Heating | Natural Gas | Building Automation System | A | Incremental Winter Peak Savings (MW) | Achievable Economic TRC Potential | 0 | 0 | 0 | 0 | 0 | 0 | 0 | 0 | 0 | 0 | 0 | 0 | 0 | 0 | 0 | 0 | 0 | 0 | 0 | 0 | 0 | 0
F10_Industrial_Agriculture_Existing_Space Heating_Natural Gas_Building Automation System_A_Achievable Economic TRC Potential | F10 | Industrial | Agriculture | Existing | Space Heating | Natural Gas | Building Automation System | A | Cumulative Energy Savings (MWh or mTherms) | Achievable Economic TRC Potential | 0 | 0 | 0.13827 | 0.40894 | 0.8797 | 1.63 | 2.7459 | 4.312 | 6.4 | 9.053 | 12.2693 | 15.9875 | 20.0767 | 24.3405 | 28.5361 | 32.4102 | 35.7439 | 38.4392 | 40.4497 | 41.8009 | 42.6319 | 43.1491
F11_Industrial_Agriculture_Existing_Space Heating_Natural Gas_Building Automation System_A_Achievable Economic TRC Potential | F11 | Industrial | Agriculture | Existing | Space Heating | Natural Gas | Building Automation System | A | Cumulative Summer Peak Savings (MW) | Achievable Economic TRC Potential | 0 | 0 | 0 | 0 | 0 | 0 | 0 | 0 | 0 | 0 | 0 | 0 | 0 | 0 | 0 | 0 | 0 | 0 | 0 | 0 | 0 | 0
F12_Industrial_Agriculture_Existing_Space Heating_Natural Gas_Building Automation System_A_Achievable Economic TRC Potential | F12 | Industrial | Agriculture | Existing | Space Heating | Natural Gas | Building Automation System | A | Cumulative Winter Peak Savings (MW) | Achievable Economic TRC Potential | 0 | 0 | 0 | 0 | 0 | 0 | 0 | 0 | 0 | 0 | 0 | 0 | 0 | 0 | 0 | 0 | 0 | 0 | 0 | 0 | 0 | 0
F13_Industrial_Agriculture_Existing_Space Heating_Natural Gas_Building Automation System_A_Achievable Economic TRC Potential | F13 | Industrial | Agriculture | Existing | Space Heating | Natural Gas | Building Automation System | A | Purchases (Incremental) | Achievable Economic TRC Potential | 0 | 0 | 8849.9784 | 17385.5173 | 30336.553 | 48495.7587 | 72340.6539 | 101820.9416 | 136116.4352 | 173413.7159 | 210784.8984 | 244279.856 | 269340.8452 | 281587.8113 | 277888.1721 | 257439.9763 | 222444.7773 | 180787.6597 | 135865.7767 | 92439.1823 | 58040.1188 | 37199.6263
F14_Industrial_Agriculture_Existing_Space Heating_Natural Gas_Building Automation System_A_Achievable Economic TRC Potential | F14 | Industrial | Agriculture | Existing | Space Heating | Natural Gas | Building Automation System | A | Purchases (Cumulative) | Achievable Economic TRC Potential | 0 | 0 | 8849.9784 | 26235.4957 | 56572.0487 | 105067.8074 | 177408.4613 | 279229.4029 | 415345.8381 | 588759.554 | 799544.4525 | 1043824.3084 | 1313165.1537 | 1594752.965 | 1872641.1371 | 2130081.1134 | 2352525.8907 | 2533313.5504 | 2669179.3271 | 2761618.5094 | 2819658.6282 | 2856858.2545
F1_Industrial_Agriculture_Existing_Space Heating_Natural Gas_Steam System Efficiency Improvements_A_Achievable Economic TRC Potential | F1 | Industrial | Agriculture | Existing | Space Heating | Natural Gas | Steam System Efficiency Improvements | A | Original Unit Energy Savings (kWh or therms) | Achievable Economic TRC Potential | 0 | 0 | 0.13953 | 0.13917 | 0.13883 | 0.1385 | 0.13817 | 0.13785 | 0.13755 | 0.13725 | 0.13697 | 0.13669 | 0.13643 | 0.13618 | 0.13594 | 0.13572 | 0.13551 | 0.13531 | 0.13512 | 0.13495 | 0.1348 | 0.13466
F2_Industrial_Agriculture_Existing_Space Heating_Natural Gas_Steam System Efficiency Improvements_A_Achievable Economic TRC Potential | F2 | Industrial | Agriculture | Existing | Space Heating | Natural Gas | Steam System Efficiency Improvements | A | Original Unit Summer Peak Savings (kW) | Achievable Economic TRC Potential | 0 | 0 | 0 | 0 | 0 | 0 | 0 | 0 | 0 | 0 | 0 | 0 | 0 | 0 | 0 | 0 | 0 | 0 | 0 | 0 | 0 | 0
F3_Industrial_Agriculture_Existing_Space Heating_Natural Gas_Steam System Efficiency Improvements_A_Achievable Economic TRC Potential | F3 | Industrial | Agriculture | Existing | Space Heating | Natural Gas | Steam System Efficiency Improvements | A | Original Unit Winter Peak Savings (kW) | Achievable Economic TRC Potential | 0 | 0 | 0 | 0 | 0 | 0 | 0 | 0 | 0 | 0 | 0 | 0 | 0 | 0 | 0 | 0 | 0 | 0 | 0 | 0 | 0 | 0
F4_Industrial_Agriculture_Existing_Space Heating_Natural Gas_Steam System Efficiency Improvements_A_Achievable Economic TRC Potential | F4 | Industrial | Agriculture | Existing | Space Heating | Natural Gas | Steam System Efficiency Improvements | A | Standalone Impact on Baseline Energy (%) | Achievable Economic TRC Potential | 0% | 0% | 0.0008277% | 0.002496% | 0.005477% | 0.01035% | 0.01778% | 0.02848% | 0.0431% | 0.06217% | 0.0859% | 0.1141% | 0.146% | 0.1804% | 0.2156% | 0.2495% | 0.2803% | 0.3071% | 0.3292% | 0.3466% | 0.3601% | 0.3712%
F5_Industrial_Agriculture_Existing_Space Heating_Natural Gas_Steam System Efficiency Improvements_A_Achievable Economic TRC Potential | F5 | Industrial | Agriculture | Existing | Space Heating | Natural Gas | Steam System Efficiency Improvements | A | Standalone Impact on Baseline Summer Peak (%) | Achievable Economic TRC Potential | bar: 2019 to 2040
F6_Industrial_Agriculture_Existing_Space Heating_Natural Gas_Steam System Efficiency Improvements_A_Achievable Economic TRC Potential | F6 | Industrial | Agriculture | Existing | Space Heating | Natural Gas | Steam System Efficiency Improvements | A | Standalone Impact on Baseline Winter Peak (%) | Achievable Economic TRC Potential | bar: 2019 to 2040
F7_Industrial_Agriculture_Existing_Space Heating_Natural Gas_Steam System Efficiency Improvements_A_Achievable Economic TRC Potential | F7 | Industrial | Agriculture | Existing | Space Heating | Natural Gas | Steam System Efficiency Improvements | A | Incremental Energy Savings (MWh or mTherms) | Achievable Economic TRC Potential | 0 | 0 | 0.0087511 | 0.017148 | 0.029849 | 0.047601 | 0.070838 | 0.099478 | 0.13269 | 0.16868 | 0.20461 | 0.23665 | 0.26042 | 0.27177 | 0.26773 | 0.24762 | 0.21363 | 0.17337 | 0.13011 | 0.088412 | 0.055448 | 0.0355
F8_Industrial_Agriculture_Existing_Space Heating_Natural Gas_Steam System Efficiency Improvements_A_Achievable Economic TRC Potential | F8 | Industrial | Agriculture | Existing | Space Heating | Natural Gas | Steam System Efficiency Improvements | A | Incremental Summer Peak Savings (MW) | Achievable Economic TRC Potential | 0 | 0 | 0 | 0 | 0 | 0 | 0 | 0 | 0 | 0 | 0 | 0 | 0 | 0 | 0 | 0 | 0 | 0 | 0 | 0 | 0 | 0
F9_Industrial_Agriculture_Existing_Space Heating_Natural Gas_Steam System Efficiency Improvements_A_Achievable Economic TRC Potential | F9 | Industrial | Agriculture | Existing | Space Heating | Natural Gas | Steam System Efficiency Improvements | A | Incremental Winter Peak Savings (MW) | Achievable Economic TRC Potential | 0 | 0 | 0 | 0 | 0 | 0 | 0 | 0 | 0 | 0 | 0 | 0 | 0 | 0 | 0 | 0 | 0 | 0 | 0 | 0 | 0 | 0
F10_Industrial_Agriculture_Existing_Space Heating_Natural Gas_Steam System Efficiency Improvements_A_Achievable Economic TRC Potential | F10 | Industrial | Agriculture | Existing | Space Heating | Natural Gas | Steam System Efficiency Improvements | A | Cumulative Energy Savings (MWh or mTherms) | Achievable Economic TRC Potential | 0 | 0 | 0.0087511 | 0.025877 | 0.055662 | 0.10313 | 0.17372 | 0.2728 | 0.40488 | 0.57269 | 0.77611 | 1.0112 | 1.2697 | 1.5391 | 1.8042 | 2.0488 | 2.2593 | 2.4293 | 2.5561 | 2.6413 | 2.6937 | 2.7264
F11_Industrial_Agriculture_Existing_Space Heating_Natural Gas_Steam System Efficiency Improvements_A_Achievable Economic TRC Potential | F11 | Industrial | Agriculture | Existing | Space Heating | Natural Gas | Steam System Efficiency Improvements | A | Cumulative Summer Peak Savings (MW) | Achievable Economic TRC Potential | 0 | 0 | 0 | 0 | 0 | 0 | 0 | 0 | 0 | 0 | 0 | 0 | 0 | 0 | 0 | 0 | 0 | 0 | 0 | 0 | 0 | 0
F12_Industrial_Agriculture_Existing_Space Heating_Natural Gas_Steam System Efficiency Improvements_A_Achievable Economic TRC Potential | F12 | Industrial | Agriculture | Existing | Space Heating | Natural Gas | Steam System Efficiency Improvements | A | Cumulative Winter Peak Savings (MW) | Achievable Economic TRC Potential | 0 | 0 | 0 | 0 | 0 | 0 | 0 | 0 | 0 | 0 | 0 | 0 | 0 | 0 | 0 | 0 | 0 | 0 | 0 | 0 | 0 | 0
F13_Industrial_Agriculture_Existing_Space Heating_Natural Gas_Steam System Efficiency Improvements_A_Achievable Economic TRC Potential | F13 | Industrial | Agriculture | Existing | Space Heating | Natural Gas | Steam System Efficiency Improvements | A | Purchases (Incremental) | Achievable Economic TRC Potential | 0 | 0 | 62.7209 | 123.2133 | 214.9989 | 343.6954 | 512.6871 | 721.6175 | 964.6738 | 1229.0042 | 1493.8584 | 1731.2412 | 1908.8515 | 1995.6473 | 1969.4275 | 1824.5086 | 1576.4933 | 1281.2643 | 962.8974 | 655.1278 | 411.3374 | 263.6383
F14_Industrial_Agriculture_Existing_Space Heating_Natural Gas_Steam System Efficiency Improvements_A_Achievable Economic TRC Potential | F14 | Industrial | Agriculture | Existing | Space Heating | Natural Gas | Steam System Efficiency Improvements | A | Purchases (Cumulative) | Achievable Economic TRC Potential | 0 | 0 | 62.7209 | 185.9342 | 400.933 | 744.6284 | 1257.3155 | 1978.9329 | 2943.6068 | 4172.611 | 5666.4693 | 7397.7106 | 9306.5621 | 11302.2093 | 13271.6368 | 15096.1454 | 16672.6387 | 17953.903 | 18916.8004 | 19571.9282 | 19983.2656 | 20246.9039
F1_Industrial_Agriculture_Existing_Process_Natural Gas_Steam System Efficiency Improvements_A_Achievable Economic TRC Potential | F1 | Industrial | Agriculture | Existing | Process | Natural Gas | Steam System Efficiency Improvements | A | Original Unit Energy Savings (kWh or therms) | Achievable Economic TRC Potential | 0 | 0 | 0.18594 | 0.18594 | 0.18594 | 0.18594 | 0.18594 | 0.18594 | 0.18594 | 0.18594 | 0.18594 | 0.18594 | 0.18594 | 0.18594 | 0.18594 | 0.18594 | 0.18594 | 0.18594 | 0.18594 | 0.18594 | 0.18594 | 0.18594
F2_Industrial_Agriculture_Existing_Process_Natural Gas_Steam System Efficiency Improvements_A_Achievable Economic TRC Potential | F2 | Industrial | Agriculture | Existing | Process | Natural Gas | Steam System Efficiency Improvements | A | Original Unit Summer Peak Savings (kW) | Achievable Economic TRC Potential | 0 | 0 | 0 | 0 | 0 | 0 | 0 | 0 | 0 | 0 | 0 | 0 | 0 | 0 | 0 | 0 | 0 | 0 | 0 | 0 | 0 | 0
F3_Industrial_Agriculture_Existing_Process_Natural Gas_Steam System Efficiency Improvements_A_Achievable Economic TRC Potential | F3 | Industrial | Agriculture | Existing | Process | Natural Gas | Steam System Efficiency Improvements | A | Original Unit Winter Peak Savings (kW) | Achievable Economic TRC Potential | 0 | 0 | 0 | 0 | 0 | 0 | 0 | 0 | 0 | 0 | 0 | 0 | 0 | 0 | 0 | 0 | 0 | 0 | 0 | 0 | 0 | 0
F4_Industrial_Agriculture_Existing_Process_Natural Gas_Steam System Efficiency Improvements_A_Achievable Economic TRC Potential | F4 | Industrial | Agriculture | Existing | Process | Natural Gas | Steam System Efficiency Improvements | A | Standalone Impact on Baseline Energy (%) | Achievable Economic TRC Potential | bar: 2019 to 2040
F5_Industrial_Agriculture_Existing_Process_Natural Gas_Steam System Efficiency Improvements_A_Achievable Economic TRC Potential | F5 | Industrial | Agriculture | Existing | Process | Natural Gas | Steam System Efficiency Improvements | A | Standalone Impact on Baseline Summer Peak (%) | Achievable Economic TRC Potential | bar: 2019 to 2040
F6_Industrial_Agriculture_Existing_Process_Natural Gas_Steam System Efficiency Improvements_A_Achievable Economic TRC Potential | F6 | Industrial | Agriculture | Existing | Process | Natural Gas | Steam System Efficiency Improvements | A | Standalone Impact on Baseline Winter Peak (%) | Achievable Economic TRC Potential | bar: 2019 to 2040
F7_Industrial_Agriculture_Existing_Process_Natural Gas_Steam System Efficiency Improvements_A_Achievable Economic TRC Potential | F7 | Industrial | Agriculture | Existing | Process | Natural Gas | Steam System Efficiency Improvements | A | Incremental Energy Savings (MWh or mTherms) | Achievable Economic TRC Potential | 0 | 0 | 0 | 0 | 0 | 0 | 0 | 0 | 0 | 0 | 0 | 0 | 0 | 0 | 0 | 0 | 0 | 0 | 0 | 0 | 0 | 0
F8_Industrial_Agriculture_Existing_Process_Natural Gas_Steam System Efficiency Improvements_A_Achievable Economic TRC Potential | F8 | Industrial | Agriculture | Existing | Process | Natural Gas | Steam System Efficiency Improvements | A | Incremental Summer Peak Savings (MW) | Achievable Economic TRC Potential | 0 | 0 | 0 | 0 | 0 | 0 | 0 | 0 | 0 | 0 | 0 | 0 | 0 | 0 | 0 | 0 | 0 | 0 | 0 | 0 | 0 | 0
F9_Industrial_Agriculture_Existing_Process_Natural Gas_Steam System Efficiency Improvements_A_Achievable Economic TRC Potential | F9 | Industrial | Agriculture | Existing | Process | Natural Gas | Steam System Efficiency Improvements | A | Incremental Winter Peak Savings (MW) | Achievable Economic TRC Potential | 0 | 0 | 0 | 0 | 0 | 0 | 0 | 0 | 0 | 0 | 0 | 0 | 0 | 0 | 0 | 0 | 0 | 0 | 0 | 0 | 0 | 0
F10_Industrial_Agriculture_Existing_Process_Natural Gas_Steam System Efficiency Improvements_A_Achievable Economic TRC Potential | F10 | Industrial | Agriculture | Existing | Process | Natural Gas | Steam System Efficiency Improvements | A | Cumulative Energy Savings (MWh or mTherms) | Achievable Economic TRC Potential | 0 | 0 | 0 | 0 | 0 | 0 | 0 | 0 | 0 | 0 | 0 | 0 | 0 | 0 | 0 | 0 | 0 | 0 | 0 | 0 | 0 | 0
F11_Industrial_Agriculture_Existing_Process_Natural Gas_Steam System Efficiency Improvements_A_Achievable Economic TRC Potential | F11 | Industrial | Agriculture | Existing | Process | Natural Gas | Steam System Efficiency Improvements | A | Cumulative Summer Peak Savings (MW) | Achievable Economic TRC Potential | 0 | 0 | 0 | 0 | 0 | 0 | 0 | 0 | 0 | 0 | 0 | 0 | 0 | 0 | 0 | 0 | 0 | 0 | 0 | 0 | 0 | 0
F12_Industrial_Agriculture_Existing_Process_Natural Gas_Steam System Efficiency Improvements_A_Achievable Economic TRC Potential | F12 | Industrial | Agriculture | Existing | Process | Natural Gas | Steam System Efficiency Improvements | A | Cumulative Winter Peak Savings (MW) | Achievable Economic TRC Potential | 0 | 0 | 0 | 0 | 0 | 0 | 0 | 0 | 0 | 0 | 0 | 0 | 0 | 0 | 0 | 0 | 0 | 0 | 0 | 0 | 0 | 0
F13_Industrial_Agriculture_Existing_Process_Natural Gas_Steam System Efficiency Improvements_A_Achievable Economic TRC Potential | F13 | Industrial | Agriculture | Existing | Process | Natural Gas | Steam System Efficiency Improvements | A | Purchases (Incremental) | Achievable Economic TRC Potential | 0 | 0 | 0 | 0 | 0 | 0 | 0 | 0 | 0 | 0 | 0 | 0 | 0 | 0 | 0 | 0 | 0 | 0 | 0 | 0 | 0 | 0
F14_Industrial_Agriculture_Existing_Process_Natural Gas_Steam System Efficiency Improvements_A_Achievable Economic TRC Potential | F14 | Industrial | Agriculture | Existing | Process | Natural Gas | Steam System Efficiency Improvements | A | Purchases (Cumulative) | Achievable Economic TRC Potential | 0 | 0 | 0 | 0 | 0 | 0 | 0 | 0 | 0 | 0 | 0 | 0 | 0 | 0 | 0 | 0 | 0 | 0 | 0 | 0 | 0 | 0
F1_Industrial_Agriculture_Existing_Space Heating_Natural Gas_Strategic Energy Management_A_Achievable Economic TRC Potential | F1 | Industrial | Agriculture | Existing | Space Heating | Natural Gas | Strategic Energy Management | A | Original Unit Energy Savings (kWh or therms) | Achievable Economic TRC Potential | 0 | 0 | 4.12 | 4.1102 | 4.1004 | 4.0908 | 4.0813 | 4.0721 | 4.0632 | 4.0546 | 4.0464 | 4.0387 | 4.0315 | 4.0247 | 4.0182 | 4.0122 | 4.0065 | 4.0011 | 3.9961 | 3.9913 | 3.9869 | 3.9827
F2_Industrial_Agriculture_Existing_Space Heating_Natural Gas_Strategic Energy Management_A_Achievable Economic TRC Potential | F2 | Industrial | Agriculture | Existing | Space Heating | Natural Gas | Strategic Energy Management | A | Original Unit Summer Peak Savings (kW) | Achievable Economic TRC Potential | 0 | 0 | 0 | 0 | 0 | 0 | 0 | 0 | 0 | 0 | 0 | 0 | 0 | 0 | 0 | 0 | 0 | 0 | 0 | 0 | 0 | 0
F3_Industrial_Agriculture_Existing_Space Heating_Natural Gas_Strategic Energy Management_A_Achievable Economic TRC Potential | F3 | Industrial | Agriculture | Existing | Space Heating | Natural Gas | Strategic Energy Management | A | Original Unit Winter Peak Savings (kW) | Achievable Economic TRC Potential | 0 | 0 | 0 | 0 | 0 | 0 | 0 | 0 | 0 | 0 | 0 | 0 | 0 | 0 | 0 | 0 | 0 | 0 | 0 | 0 | 0 | 0
F4_Industrial_Agriculture_Existing_Space Heating_Natural Gas_Strategic Energy Management_A_Achievable Economic TRC Potential | F4 | Industrial | Agriculture | Existing | Space Heating | Natural Gas | Strategic Energy Management | A | Standalone Impact on Baseline Energy (%) | Achievable Economic TRC Potential | 0% | 0% | 0.08224% | 0.1659% | 0.2511% | 0.3377% | 0.4259% | 0.5156% | 0.6069% | 0.6997% | 0.7943% | 0.8904% | 0.9883% | 1.088% | 1.189% | 1.292% | 1.397% | 1.504% | 1.613% | 1.723% | 1.836% | 1.95%
F5_Industrial_Agriculture_Existing_Space Heating_Natural Gas_Strategic Energy Management_A_Achievable Economic TRC Potential | F5 | Industrial | Agriculture | Existing | Space Heating | Natural Gas | Strategic Energy Management | A | Standalone Impact on Baseline Summer Peak (%) | Achievable Economic TRC Potential | bar: 2019 to 2040
F6_Industrial_Agriculture_Existing_Space Heating_Natural Gas_Strategic Energy Management_A_Achievable Economic TRC Potential | F6 | Industrial | Agriculture | Existing | Space Heating | Natural Gas | Strategic Energy Management | A | Standalone Impact on Baseline Winter Peak (%) | Achievable Economic TRC Potential | bar: 2019 to 2040
F7_Industrial_Agriculture_Existing_Space Heating_Natural Gas_Strategic Energy Management_A_Achievable Economic TRC Potential | F7 | Industrial | Agriculture | Existing | Space Heating | Natural Gas | Strategic Energy Management | A | Incremental Energy Savings (MWh or mTherms) | Achievable Economic TRC Potential | 0 | 0 | 0.86948 | 0.85245 | 0.83577 | 0.81942 | 0.80343 | 0.78779 | 0.77251 | 0.75759 | 0.74304 | 0.72884 | 0.71499 | 0.70147 | 0.68827 | 0.67538 | 0.6628 | 0.6505 | 0.63847 | 0.62672 | 0.61523 | 0.60399
F8_Industrial_Agriculture_Existing_Space Heating_Natural Gas_Strategic Energy Management_A_Achievable Economic TRC Potential | F8 | Industrial | Agriculture | Existing | Space Heating | Natural Gas | Strategic Energy Management | A | Incremental Summer Peak Savings (MW) | Achievable Economic TRC Potential | 0 | 0 | 0 | 0 | 0 | 0 | 0 | 0 | 0 | 0 | 0 | 0 | 0 | 0 | 0 | 0 | 0 | 0 | 0 | 0 | 0 | 0
F9_Industrial_Agriculture_Existing_Space Heating_Natural Gas_Strategic Energy Management_A_Achievable Economic TRC Potential | F9 | Industrial | Agriculture | Existing | Space Heating | Natural Gas | Strategic Energy Management | A | Incremental Winter Peak Savings (MW) | Achievable Economic TRC Potential | 0 | 0 | 0 | 0 | 0 | 0 | 0 | 0 | 0 | 0 | 0 | 0 | 0 | 0 | 0 | 0 | 0 | 0 | 0 | 0 | 0 | 0
F10_Industrial_Agriculture_Existing_Space Heating_Natural Gas_Strategic Energy Management_A_Achievable Economic TRC Potential | F10 | Industrial | Agriculture | Existing | Space Heating | Natural Gas | Strategic Energy Management | A | Cumulative Energy Savings (MWh or mTherms) | Achievable Economic TRC Potential | 0 | 0 | 0.86948 | 1.7199 | 2.5515 | 3.365 | 4.1606 | 4.939 | 5.7007 | 6.4463 | 7.1763 | 7.8915 | 8.5924 | 9.2793 | 9.9527 | 10.6131 | 11.2608 | 11.8962 | 12.5197 | 13.1315 | 13.7321 | 14.3218
F11_Industrial_Agriculture_Existing_Space Heating_Natural Gas_Strategic Energy Management_A_Achievable Economic TRC Potential | F11 | Industrial | Agriculture | Existing | Space Heating | Natural Gas | Strategic Energy Management | A | Cumulative Summer Peak Savings (MW) | Achievable Economic TRC Potential | 0 | 0 | 0 | 0 | 0 | 0 | 0 | 0 | 0 | 0 | 0 | 0 | 0 | 0 | 0 | 0 | 0 | 0 | 0 | 0 | 0 | 0
F12_Industrial_Agriculture_Existing_Space Heating_Natural Gas_Strategic Energy Management_A_Achievable Economic TRC Potential | F12 | Industrial | Agriculture | Existing | Space Heating | Natural Gas | Strategic Energy Management | A | Cumulative Winter Peak Savings (MW) | Achievable Economic TRC Potential | 0 | 0 | 0 | 0 | 0 | 0 | 0 | 0 | 0 | 0 | 0 | 0 | 0 | 0 | 0 | 0 | 0 | 0 | 0 | 0 | 0 | 0
F13_Industrial_Agriculture_Existing_Space Heating_Natural Gas_Strategic Energy Management_A_Achievable Economic TRC Potential | F13 | Industrial | Agriculture | Existing | Space Heating | Natural Gas | Strategic Energy Management | A | Purchases (Incremental) | Achievable Economic TRC Potential | 0 | 0 | 211.0387 | 207.4001 | 203.8242 | 200.31 | 196.8564 | 193.4623 | 190.1268 | 186.8487 | 183.6272 | 180.4612 | 177.3498 | 174.292 | 171.287 | 168.3338 | 165.4315 | 162.5792 | 159.7761 | 157.0214 | 154.3141 | 151.6535
F14_Industrial_Agriculture_Existing_Space Heating_Natural Gas_Strategic Energy Management_A_Achievable Economic TRC Potential | F14 | Industrial | Agriculture | Existing | Space Heating | Natural Gas | Strategic Energy Management | A | Purchases (Cumulative) | Achievable Economic TRC Potential | 0 | 0 | 211.0387 | 418.4388 | 622.263 | 822.573 | 1019.4294 | 1212.8917 | 1403.0185 | 1589.8672 | 1773.4944 | 1953.9556 | 2131.3054 | 2305.5975 | 2476.8845 | 2645.2183 | 2810.6497 | 2973.2289 | 3133.0051 | 3290.0264 | 3444.3405 | 3595.994
F1_Industrial_Agriculture_Existing_Process_Natural Gas_Strategic Energy Management_A_Achievable Economic TRC Potential | F1 | Industrial | Agriculture | Existing | Process | Natural Gas | Strategic Energy Management | A | Original Unit Energy Savings (kWh or therms) | Achievable Economic TRC Potential | 0 | 0 | 1.4066 | 1.4066 | 1.4066 | 1.4066 | 1.4066 | 1.4066 | 1.4066 | 1.4066 | 1.4066 | 1.4066 | 1.4066 | 1.4066 | 1.4066 | 1.4066 | 1.4066 | 1.4066 | 1.4066 | 1.4066 | 1.4066 | 1.4066
F2_Industrial_Agriculture_Existing_Process_Natural Gas_Strategic Energy Management_A_Achievable Economic TRC Potential | F2 | Industrial | Agriculture | Existing | Process | Natural Gas | Strategic Energy Management | A | Original Unit Summer Peak Savings (kW) | Achievable Economic TRC Potential | 0 | 0 | 0 | 0 | 0 | 0 | 0 | 0 | 0 | 0 | 0 | 0 | 0 | 0 | 0 | 0 | 0 | 0 | 0 | 0 | 0 | 0
F3_Industrial_Agriculture_Existing_Process_Natural Gas_Strategic Energy Management_A_Achievable Economic TRC Potential | F3 | Industrial | Agriculture | Existing | Process | Natural Gas | Strategic Energy Management | A | Original Unit Winter Peak Savings (kW) | Achievable Economic TRC Potential | 0 | 0 | 0 | 0 | 0 | 0 | 0 | 0 | 0 | 0 | 0 | 0 | 0 | 0 | 0 | 0 | 0 | 0 | 0 | 0 | 0 | 0
F4_Industrial_Agriculture_Existing_Process_Natural Gas_Strategic Energy Management_A_Achievable Economic TRC Potential | F4 | Industrial | Agriculture | Existing | Process | Natural Gas | Strategic Energy Management | A | Standalone Impact on Baseline Energy (%) | Achievable Economic TRC Potential | 0% | 0% | 0.08224% | 0.1659% | 0.2511% | 0.3377% | 0.4259% | 0.5156% | 0.6069% | 0.6997% | 0.7943% | 0.8904% | 0.9883% | 1.088% | 1.189% | 1.292% | 1.397% | 1.504% | 1.613% | 1.723% | 1.836% | 1.95%
F5_Industrial_Agriculture_Existing_Process_Natural Gas_Strategic Energy Management_A_Achievable Economic TRC Potential | F5 | Industrial | Agriculture | Existing | Process | Natural Gas | Strategic Energy Management | A | Standalone Impact on Baseline Summer Peak (%) | Achievable Economic TRC Potential | bar: 2019 to 2040
F6_Industrial_Agriculture_Existing_Process_Natural Gas_Strategic Energy Management_A_Achievable Economic TRC Potential | F6 | Industrial | Agriculture | Existing | Process | Natural Gas | Strategic Energy Management | A | Standalone Impact on Baseline Winter Peak (%) | Achievable Economic TRC Potential | bar: 2019 to 2040
F7_Industrial_Agriculture_Existing_Process_Natural Gas_Strategic Energy Management_A_Achievable Economic TRC Potential | F7 | Industrial | Agriculture | Existing | Process | Natural Gas | Strategic Energy Management | A | Incremental Energy Savings (MWh or mTherms) | Achievable Economic TRC Potential | 0 | 0 | 1.7957 | 1.7647 | 1.7343 | 1.7044 | 1.675 | 1.6461 | 1.6178 | 1.5899 | 1.5625 | 1.5355 | 1.509 | 1.483 | 1.4575 | 1.4323 | 1.4076 | 1.3834 | 1.3595 | 1.3361 | 1.313 | 1.2904
F8_Industrial_Agriculture_Existing_Process_Natural Gas_Strategic Energy Management_A_Achievable Economic TRC Potential | F8 | Industrial | Agriculture | Existing | Process | Natural Gas | Strategic Energy Management | A | Incremental Summer Peak Savings (MW) | Achievable Economic TRC Potential | 0 | 0 | 0 | 0 | 0 | 0 | 0 | 0 | 0 | 0 | 0 | 0 | 0 | 0 | 0 | 0 | 0 | 0 | 0 | 0 | 0 | 0
F9_Industrial_Agriculture_Existing_Process_Natural Gas_Strategic Energy Management_A_Achievable Economic TRC Potential | F9 | Industrial | Agriculture | Existing | Process | Natural Gas | Strategic Energy Management | A | Incremental Winter Peak Savings (MW) | Achievable Economic TRC Potential | 0 | 0 | 0 | 0 | 0 | 0 | 0 | 0 | 0 | 0 | 0 | 0 | 0 | 0 | 0 | 0 | 0 | 0 | 0 | 0 | 0 | 0
F10_Industrial_Agriculture_Existing_Process_Natural Gas_Strategic Energy Management_A_Achievable Economic TRC Potential | F10 | Industrial | Agriculture | Existing | Process | Natural Gas | Strategic Energy Management | A | Cumulative Energy Savings (MWh or mTherms) | Achievable Economic TRC Potential | 0 | 0 | 1.7957 | 3.5604 | 5.2947 | 6.9992 | 8.6742 | 10.3203 | 11.9381 | 13.5279 | 15.0904 | 16.6259 | 18.135 | 19.618 | 21.0755 | 22.5078 | 23.9154 | 25.2988 | 26.6583 | 27.9944 | 29.3074 | 30.5978
F11_Industrial_Agriculture_Existing_Process_Natural Gas_Strategic Energy Management_A_Achievable Economic TRC Potential | F11 | Industrial | Agriculture | Existing | Process | Natural Gas | Strategic Energy Management | A | Cumulative Summer Peak Savings (MW) | Achievable Economic TRC Potential | 0 | 0 | 0 | 0 | 0 | 0 | 0 | 0 | 0 | 0 | 0 | 0 | 0 | 0 | 0 | 0 | 0 | 0 | 0 | 0 | 0 | 0
F12_Industrial_Agriculture_Existing_Process_Natural Gas_Strategic Energy Management_A_Achievable Economic TRC Potential | F12 | Industrial | Agriculture | Existing | Process | Natural Gas | Strategic Energy Management | A | Cumulative Winter Peak Savings (MW) | Achievable Economic TRC Potential | 0 | 0 | 0 | 0 | 0 | 0 | 0 | 0 | 0 | 0 | 0 | 0 | 0 | 0 | 0 | 0 | 0 | 0 | 0 | 0 | 0 | 0
F13_Industrial_Agriculture_Existing_Process_Natural Gas_Strategic Energy Management_A_Achievable Economic TRC Potential | F13 | Industrial | Agriculture | Existing | Process | Natural Gas | Strategic Energy Management | A | Purchases (Incremental) | Achievable Economic TRC Potential | 0 | 0 | 1276.6605 | 1254.6492 | 1233.0173 | 1211.7584 | 1190.866 | 1170.3338 | 1150.1556 | 1130.3254 | 1110.837 | 1091.6846 | 1072.8625 | 1054.3648 | 1036.1861 | 1018.3209 | 1000.7636 | 983.5091 | 966.552 | 949.8873 | 933.51 | 917.415
F14_Industrial_Agriculture_Existing_Process_Natural Gas_Strategic Energy Management_A_Achievable Economic TRC Potential | F14 | Industrial | Agriculture | Existing | Process | Natural Gas | Strategic Energy Management | A | Purchases (Cumulative) | Achievable Economic TRC Potential | 0 | 0 | 1276.6605 | 2531.3097 | 3764.327 | 4976.0853 | 6166.9513 | 7337.2851 | 8487.4407 | 9617.766 | 10728.603 | 11820.2877 | 12893.1501 | 13947.515 | 14983.7011 | 16002.022 | 17002.7856 | 17986.2947 | 18952.8467 | 19902.734 | 20836.2439 | 21753.6589
F1_Industrial_Agriculture_Existing_Miscellaneous_Natural Gas_Strategic Energy Management_A_Achievable Economic TRC Potential | F1 | Industrial | Agriculture | Existing | Miscellaneous | Natural Gas | Strategic Energy Management | A | Original Unit Energy Savings (kWh or therms) | Achievable Economic TRC Potential | 0 | 0 | 0.89787 | 0.89787 | 0.89787 | 0.89787 | 0.89787 | 0.89787 | 0.89787 | 0.89787 | 0.89787 | 0.89787 | 0.89787 | 0.89787 | 0.89787 | 0.89787 | 0.89787 | 0.89787 | 0.89787 | 0.89787 | 0.89787 | 0.89787
F2_Industrial_Agriculture_Existing_Miscellaneous_Natural Gas_Strategic Energy Management_A_Achievable Economic TRC Potential | F2 | Industrial | Agriculture | Existing | Miscellaneous | Natural Gas | Strategic Energy Management | A | Original Unit Summer Peak Savings (kW) | Achievable Economic TRC Potential | 0 | 0 | 0 | 0 | 0 | 0 | 0 | 0 | 0 | 0 | 0 | 0 | 0 | 0 | 0 | 0 | 0 | 0 | 0 | 0 | 0 | 0
F3_Industrial_Agriculture_Existing_Miscellaneous_Natural Gas_Strategic Energy Management_A_Achievable Economic TRC Potential | F3 | Industrial | Agriculture | Existing | Miscellaneous | Natural Gas | Strategic Energy Management | A | Original Unit Winter Peak Savings (kW) | Achievable Economic TRC Potential | 0 | 0 | 0 | 0 | 0 | 0 | 0 | 0 | 0 | 0 | 0 | 0 | 0 | 0 | 0 | 0 | 0 | 0 | 0 | 0 | 0 | 0
F4_Industrial_Agriculture_Existing_Miscellaneous_Natural Gas_Strategic Energy Management_A_Achievable Economic TRC Potential | F4 | Industrial | Agriculture | Existing | Miscellaneous | Natural Gas | Strategic Energy Management | A | Standalone Impact on Baseline Energy (%) | Achievable Economic TRC Potential | 0% | 0% | 0.08224% | 0.1659% | 0.2511% | 0.3377% | 0.4259% | 0.5156% | 0.6069% | 0.6997% | 0.7943% | 0.8904% | 0.9883% | 1.088% | 1.189% | 1.292% | 1.397% | 1.504% | 1.613% | 1.723% | 1.836% | 1.95%
F5_Industrial_Agriculture_Existing_Miscellaneous_Natural Gas_Strategic Energy Management_A_Achievable Economic TRC Potential | F5 | Industrial | Agriculture | Existing | Miscellaneous | Natural Gas | Strategic Energy Management | A | Standalone Impact on Baseline Summer Peak (%) | Achievable Economic TRC Potential | bar: 2019 to 2040
F6_Industrial_Agriculture_Existing_Miscellaneous_Natural Gas_Strategic Energy Management_A_Achievable Economic TRC Potential | F6 | Industrial | Agriculture | Existing | Miscellaneous | Natural Gas | Strategic Energy Management | A | Standalone Impact on Baseline Winter Peak (%) | Achievable Economic TRC Potential | bar: 2019 to 2040
F7_Industrial_Agriculture_Existing_Miscellaneous_Natural Gas_Strategic Energy Management_A_Achievable Economic TRC Potential | F7 | Industrial | Agriculture | Existing | Miscellaneous | Natural Gas | Strategic Energy Management | A | Incremental Energy Savings (MWh or mTherms) | Achievable Economic TRC Potential | 0 | 0 | 0.28657 | 0.28163 | 0.27677 | 0.272 | 0.26731 | 0.2627 | 0.25817 | 0.25372 | 0.24935 | 0.24505 | 0.24082 | 0.23667 | 0.23259 | 0.22858 | 0.22464 | 0.22077 | 0.21696 | 0.21322 | 0.20954 | 0.20593
F8_Industrial_Agriculture_Existing_Miscellaneous_Natural Gas_Strategic Energy Management_A_Achievable Economic TRC Potential | F8 | Industrial | Agriculture | Existing | Miscellaneous | Natural Gas | Strategic Energy Management | A | Incremental Summer Peak Savings (MW) | Achievable Economic TRC Potential | 0 | 0 | 0 | 0 | 0 | 0 | 0 | 0 | 0 | 0 | 0 | 0 | 0 | 0 | 0 | 0 | 0 | 0 | 0 | 0 | 0 | 0
F9_Industrial_Agriculture_Existing_Miscellaneous_Natural Gas_Strategic Energy Management_A_Achievable Economic TRC Potential | F9 | Industrial | Agriculture | Existing | Miscellaneous | Natural Gas | Strategic Energy Management | A | Incremental Winter Peak Savings (MW) | Achievable Economic TRC Potential | 0 | 0 | 0 | 0 | 0 | 0 | 0 | 0 | 0 | 0 | 0 | 0 | 0 | 0 | 0 | 0 | 0 | 0 | 0 | 0 | 0 | 0
F10_Industrial_Agriculture_Existing_Miscellaneous_Natural Gas_Strategic Energy Management_A_Achievable Economic TRC Potential | F10 | Industrial | Agriculture | Existing | Miscellaneous | Natural Gas | Strategic Energy Management | A | Cumulative Energy Savings (MWh or mTherms) | Achievable Economic TRC Potential | 0 | 0 | 0.28657 | 0.5682 | 0.84497 | 1.117 | 1.3843 | 1.647 | 1.9052 | 2.1589 | 2.4082 | 2.6533 | 2.8941 | 3.1308 | 3.3634 | 3.5919 | 3.8166 | 4.0373 | 4.2543 | 4.4675 | 4.6771 | 4.883
F11_Industrial_Agriculture_Existing_Miscellaneous_Natural Gas_Strategic Energy Management_A_Achievable Economic TRC Potential | F11 | Industrial | Agriculture | Existing | Miscellaneous | Natural Gas | Strategic Energy Management | A | Cumulative Summer Peak Savings (MW) | Achievable Economic TRC Potential | 0 | 0 | 0 | 0 | 0 | 0 | 0 | 0 | 0 | 0 | 0 | 0 | 0 | 0 | 0 | 0 | 0 | 0 | 0 | 0 | 0 | 0
F12_Industrial_Agriculture_Existing_Miscellaneous_Natural Gas_Strategic Energy Management_A_Achievable Economic TRC Potential | F12 | Industrial | Agriculture | Existing | Miscellaneous | Natural Gas | Strategic Energy Management | A | Cumulative Winter Peak Savings (MW) | Achievable Economic TRC Potential | 0 | 0 | 0 | 0 | 0 | 0 | 0 | 0 | 0 | 0 | 0 | 0 | 0 | 0 | 0 | 0 | 0 | 0 | 0 | 0 | 0 | 0
F13_Industrial_Agriculture_Existing_Miscellaneous_Natural Gas_Strategic Energy Management_A_Achievable Economic TRC Potential | F13 | Industrial | Agriculture | Existing | Miscellaneous | Natural Gas | Strategic Energy Management | A | Purchases (Incremental) | Achievable Economic TRC Potential | 0 | 0 | 319.1651 | 313.6623 | 308.2543 | 302.9396 | 297.7165 | 292.5834 | 287.5389 | 282.5813 | 277.7092 | 272.9212 | 268.2156 | 263.5912 | 259.0465 | 254.5802 | 250.1909 | 245.8773 | 241.638 | 237.4718 | 233.3775 | 229.3537
F14_Industrial_Agriculture_Existing_Miscellaneous_Natural Gas_Strategic Energy Management_A_Achievable Economic TRC Potential | F14 | Industrial | Agriculture | Existing | Miscellaneous | Natural Gas | Strategic Energy Management | A | Purchases (Cumulative) | Achievable Economic TRC Potential | 0 | 0 | 319.1651 | 632.8274 | 941.0817 | 1244.0213 | 1541.7378 | 1834.3213 | 2121.8602 | 2404.4415 | 2682.1508 | 2955.0719 | 3223.2875 | 3486.8787 | 3745.9253 | 4000.5055 | 4250.6964 | 4496.5737 | 4738.2117 | 4975.6835 | 5209.061 | 5438.4147
F1_Industrial_Agriculture_Existing_Space Heating_Natural Gas_Commissioning_A_Achievable Economic TRC Potential | F1 | Industrial | Agriculture | Existing | Space Heating | Natural Gas | Commissioning | A | Original Unit Energy Savings (kWh or therms) | Achievable Economic TRC Potential | 0 | 0 | 3.8012 | 3.7922 | 3.7832 | 3.7743 | 3.7656 | 3.757 | 3.7488 | 3.7409 | 3.7334 | 3.7263 | 3.7196 | 3.7133 | 3.7074 | 3.7018 | 3.6965 | 3.6916 | 3.6869 | 3.6825 | 3.6784 | 3.6746
F2_Industrial_Agriculture_Existing_Space Heating_Natural Gas_Commissioning_A_Achievable Economic TRC Potential | F2 | Industrial | Agriculture | Existing | Space Heating | Natural Gas | Commissioning | A | Original Unit Summer Peak Savings (kW) | Achievable Economic TRC Potential | 0 | 0 | 0 | 0 | 0 | 0 | 0 | 0 | 0 | 0 | 0 | 0 | 0 | 0 | 0 | 0 | 0 | 0 | 0 | 0 | 0 | 0
F3_Industrial_Agriculture_Existing_Space Heating_Natural Gas_Commissioning_A_Achievable Economic TRC Potential | F3 | Industrial | Agriculture | Existing | Space Heating | Natural Gas | Commissioning | A | Original Unit Winter Peak Savings (kW) | Achievable Economic TRC Potential | 0 | 0 | 0 | 0 | 0 | 0 | 0 | 0 | 0 | 0 | 0 | 0 | 0 | 0 | 0 | 0 | 0 | 0 | 0 | 0 | 0 | 0
F4_Industrial_Agriculture_Existing_Space Heating_Natural Gas_Commissioning_A_Achievable Economic TRC Potential | F4 | Industrial | Agriculture | Existing | Space Heating | Natural Gas | Commissioning | A | Standalone Impact on Baseline Energy (%) | Achievable Economic TRC Potential | bar: 2019 to 2040
F5_Industrial_Agriculture_Existing_Space Heating_Natural Gas_Commissioning_A_Achievable Economic TRC Potential | F5 | Industrial | Agriculture | Existing | Space Heating | Natural Gas | Commissioning | A | Standalone Impact on Baseline Summer Peak (%) | Achievable Economic TRC Potential | bar: 2019 to 2040
F6_Industrial_Agriculture_Existing_Space Heating_Natural Gas_Commissioning_A_Achievable Economic TRC Potential | F6 | Industrial | Agriculture | Existing | Space Heating | Natural Gas | Commissioning | A | Standalone Impact on Baseline Winter Peak (%) | Achievable Economic TRC Potential | bar: 2019 to 2040
F7_Industrial_Agriculture_Existing_Space Heating_Natural Gas_Commissioning_A_Achievable Economic TRC Potential | F7 | Industrial | Agriculture | Existing | Space Heating | Natural Gas | Commissioning | A | Incremental Energy Savings (MWh or mTherms) | Achievable Economic TRC Potential | 0 | 0 | 0 | 0 | 0 | 0 | 0 | 0 | 0 | 0 | 0 | 0 | 0 | 0 | 0 | 0 | 0 | 0 | 0 | 0 | 0 | 0
F8_Industrial_Agriculture_Existing_Space Heating_Natural Gas_Commissioning_A_Achievable Economic TRC Potential | F8 | Industrial | Agriculture | Existing | Space Heating | Natural Gas | Commissioning | A | Incremental Summer Peak Savings (MW) | Achievable Economic TRC Potential | 0 | 0 | 0 | 0 | 0 | 0 | 0 | 0 | 0 | 0 | 0 | 0 | 0 | 0 | 0 | 0 | 0 | 0 | 0 | 0 | 0 | 0
F9_Industrial_Agriculture_Existing_Space Heating_Natural Gas_Commissioning_A_Achievable Economic TRC Potential | F9 | Industrial | Agriculture | Existing | Space Heating | Natural Gas | Commissioning | A | Incremental Winter Peak Savings (MW) | Achievable Economic TRC Potential | 0 | 0 | 0 | 0 | 0 | 0 | 0 | 0 | 0 | 0 | 0 | 0 | 0 | 0 | 0 | 0 | 0 | 0 | 0 | 0 | 0 | 0
F10_Industrial_Agriculture_Existing_Space Heating_Natural Gas_Commissioning_A_Achievable Economic TRC Potential | F10 | Industrial | Agriculture | Existing | Space Heating | Natural Gas | Commissioning | A | Cumulative Energy Savings (MWh or mTherms) | Achievable Economic TRC Potential | 0 | 0 | 0 | 0 | 0 | 0 | 0 | 0 | 0 | 0 | 0 | 0 | 0 | 0 | 0 | 0 | 0 | 0 | 0 | 0 | 0 | 0
F11_Industrial_Agriculture_Existing_Space Heating_Natural Gas_Commissioning_A_Achievable Economic TRC Potential | F11 | Industrial | Agriculture | Existing | Space Heating | Natural Gas | Commissioning | A | Cumulative Summer Peak Savings (MW) | Achievable Economic TRC Potential | 0 | 0 | 0 | 0 | 0 | 0 | 0 | 0 | 0 | 0 | 0 | 0 | 0 | 0 | 0 | 0 | 0 | 0 | 0 | 0 | 0 | 0
F12_Industrial_Agriculture_Existing_Space Heating_Natural Gas_Commissioning_A_Achievable Economic TRC Potential | F12 | Industrial | Agriculture | Existing | Space Heating | Natural Gas | Commissioning | A | Cumulative Winter Peak Savings (MW) | Achievable Economic TRC Potential | 0 | 0 | 0 | 0 | 0 | 0 | 0 | 0 | 0 | 0 | 0 | 0 | 0 | 0 | 0 | 0 | 0 | 0 | 0 | 0 | 0 | 0
F13_Industrial_Agriculture_Existing_Space Heating_Natural Gas_Commissioning_A_Achievable Economic TRC Potential | F13 | Industrial | Agriculture | Existing | Space Heating | Natural Gas | Commissioning | A | Purchases (Incremental) | Achievable Economic TRC Potential | 0 | 0 | 0 | 0 | 0 | 0 | 0 | 0 | 0 | 0 | 0 | 0 | 0 | 0 | 0 | 0 | 0 | 0 | 0 | 0 | 0 | 0
F14_Industrial_Agriculture_Existing_Space Heating_Natural Gas_Commissioning_A_Achievable Economic TRC Potential | F14 | Industrial | Agriculture | Existing | Space Heating | Natural Gas | Commissioning | A | Purchases (Cumulative) | Achievable Economic TRC Potential | 0 | 0 | 0 | 0 | 0 | 0 | 0 | 0 | 0 | 0 | 0 | 0 | 0 | 0 | 0 | 0 | 0 | 0 | 0 | 0 | 0 | 0
F1_Industrial_Agriculture_Existing_Process_Natural Gas_Commissioning_A_Achievable Economic TRC Potential | F1 | Industrial | Agriculture | Existing | Process | Natural Gas | Commissioning | A | Original Unit Energy Savings (kWh or therms) | Achievable Economic TRC Potential | 0 | 0 | 7.8506 | 7.8506 | 7.8506 | 7.8506 | 7.8506 | 7.8506 | 7.8506 | 7.8506 | 7.8506 | 7.8506 | 7.8506 | 7.8506 | 7.8506 | 7.8506 | 7.8506 | 7.8506 | 7.8506 | 7.8506 | 7.8506 | 7.8506
F2_Industrial_Agriculture_Existing_Process_Natural Gas_Commissioning_A_Achievable Economic TRC Potential | F2 | Industrial | Agriculture | Existing | Process | Natural Gas | Commissioning | A | Original Unit Summer Peak Savings (kW) | Achievable Economic TRC Potential | 0 | 0 | 0 | 0 | 0 | 0 | 0 | 0 | 0 | 0 | 0 | 0 | 0 | 0 | 0 | 0 | 0 | 0 | 0 | 0 | 0 | 0
F3_Industrial_Agriculture_Existing_Process_Natural Gas_Commissioning_A_Achievable Economic TRC Potential | F3 | Industrial | Agriculture | Existing | Process | Natural Gas | Commissioning | A | Original Unit Winter Peak Savings (kW) | Achievable Economic TRC Potential | 0 | 0 | 0 | 0 | 0 | 0 | 0 | 0 | 0 | 0 | 0 | 0 | 0 | 0 | 0 | 0 | 0 | 0 | 0 | 0 | 0 | 0
F4_Industrial_Agriculture_Existing_Process_Natural Gas_Commissioning_A_Achievable Economic TRC Potential | F4 | Industrial | Agriculture | Existing | Process | Natural Gas | Commissioning | A | Standalone Impact on Baseline Energy (%) | Achievable Economic TRC Potential | bar: 2019 to 2040
F5_Industrial_Agriculture_Existing_Process_Natural Gas_Commissioning_A_Achievable Economic TRC Potential | F5 | Industrial | Agriculture | Existing | Process | Natural Gas | Commissioning | A | Standalone Impact on Baseline Summer Peak (%) | Achievable Economic TRC Potential | bar: 2019 to 2040
F6_Industrial_Agriculture_Existing_Process_Natural Gas_Commissioning_A_Achievable Economic TRC Potential | F6 | Industrial | Agriculture | Existing | Process | Natural Gas | Commissioning | A | Standalone Impact on Baseline Winter Peak (%) | Achievable Economic TRC Potential | bar: 2019 to 2040
F7_Industrial_Agriculture_Existing_Process_Natural Gas_Commissioning_A_Achievable Economic TRC Potential | F7 | Industrial | Agriculture | Existing | Process | Natural Gas | Commissioning | A | Incremental Energy Savings (MWh or mTherms) | Achievable Economic TRC Potential | 0 | 0 | 0 | 0 | 0 | 0 | 0 | 0 | 0 | 0 | 0 | 0 | 0 | 0 | 0 | 0 | 0 | 0 | 0 | 0 | 0 | 0
F8_Industrial_Agriculture_Existing_Process_Natural Gas_Commissioning_A_Achievable Economic TRC Potential | F8 | Industrial | Agriculture | Existing | Process | Natural Gas | Commissioning | A | Incremental Summer Peak Savings (MW) | Achievable Economic TRC Potential | 0 | 0 | 0 | 0 | 0 | 0 | 0 | 0 | 0 | 0 | 0 | 0 | 0 | 0 | 0 | 0 | 0 | 0 | 0 | 0 | 0 | 0
F9_Industrial_Agriculture_Existing_Process_Natural Gas_Commissioning_A_Achievable Economic TRC Potential | F9 | Industrial | Agriculture | Existing | Process | Natural Gas | Commissioning | A | Incremental Winter Peak Savings (MW) | Achievable Economic TRC Potential | 0 | 0 | 0 | 0 | 0 | 0 | 0 | 0 | 0 | 0 | 0 | 0 | 0 | 0 | 0 | 0 | 0 | 0 | 0 | 0 | 0 | 0
F10_Industrial_Agriculture_Existing_Process_Natural Gas_Commissioning_A_Achievable Economic TRC Potential | F10 | Industrial | Agriculture | Existing | Process | Natural Gas | Commissioning | A | Cumulative Energy Savings (MWh or mTherms) | Achievable Economic TRC Potential | 0 | 0 | 0 | 0 | 0 | 0 | 0 | 0 | 0 | 0 | 0 | 0 | 0 | 0 | 0 | 0 | 0 | 0 | 0 | 0 | 0 | 0
F11_Industrial_Agriculture_Existing_Process_Natural Gas_Commissioning_A_Achievable Economic TRC Potential | F11 | Industrial | Agriculture | Existing | Process | Natural Gas | Commissioning | A | Cumulative Summer Peak Savings (MW) | Achievable Economic TRC Potential | 0 | 0 | 0 | 0 | 0 | 0 | 0 | 0 | 0 | 0 | 0 | 0 | 0 | 0 | 0 | 0 | 0 | 0 | 0 | 0 | 0 | 0
F12_Industrial_Agriculture_Existing_Process_Natural Gas_Commissioning_A_Achievable Economic TRC Potential | F12 | Industrial | Agriculture | Existing | Process | Natural Gas | Commissioning | A | Cumulative Winter Peak Savings (MW) | Achievable Economic TRC Potential | 0 | 0 | 0 | 0 | 0 | 0 | 0 | 0 | 0 | 0 | 0 | 0 | 0 | 0 | 0 | 0 | 0 | 0 | 0 | 0 | 0 | 0
F13_Industrial_Agriculture_Existing_Process_Natural Gas_Commissioning_A_Achievable Economic TRC Potential | F13 | Industrial | Agriculture | Existing | Process | Natural Gas | Commissioning | A | Purchases (Incremental) | Achievable Economic TRC Potential | 0 | 0 | 0 | 0 | 0 | 0 | 0 | 0 | 0 | 0 | 0 | 0 | 0 | 0 | 0 | 0 | 0 | 0 | 0 | 0 | 0 | 0
F14_Industrial_Agriculture_Existing_Process_Natural Gas_Commissioning_A_Achievable Economic TRC Potential | F14 | Industrial | Agriculture | Existing | Process | Natural Gas | Commissioning | A | Purchases (Cumulative) | Achievable Economic TRC Potential | 0 | 0 | 0 | 0 | 0 | 0 | 0 | 0 | 0 | 0 | 0 | 0 | 0 | 0 | 0 | 0 | 0 | 0 | 0 | 0 | 0 | 0
F1_Industrial_Agriculture_Existing_Space Heating_Natural Gas_Retrocommissioning_A_Achievable Economic TRC Potential | F1 | Industrial | Agriculture | Existing | Space Heating | Natural Gas | Retrocommissioning | A | Original Unit Energy Savings (kWh or therms) | Achievable Economic TRC Potential | 0 | 0 | 0.52796 | 0.52671 | 0.52546 | 0.52422 | 0.52301 | 0.52183 | 0.52068 | 0.51958 | 0.51854 | 0.51756 | 0.51663 | 0.51575 | 0.51493 | 0.51415 | 0.51342 | 0.51273 | 0.51208 | 0.51148 | 0.51091 | 0.51037
F2_Industrial_Agriculture_Existing_Space Heating_Natural Gas_Retrocommissioning_A_Achievable Economic TRC Potential | F2 | Industrial | Agriculture | Existing | Space Heating | Natural Gas | Retrocommissioning | A | Original Unit Summer Peak Savings (kW) | Achievable Economic TRC Potential | 0 | 0 | 0 | 0 | 0 | 0 | 0 | 0 | 0 | 0 | 0 | 0 | 0 | 0 | 0 | 0 | 0 | 0 | 0 | 0 | 0 | 0
F3_Industrial_Agriculture_Existing_Space Heating_Natural Gas_Retrocommissioning_A_Achievable Economic TRC Potential | F3 | Industrial | Agriculture | Existing | Space Heating | Natural Gas | Retrocommissioning | A | Original Unit Winter Peak Savings (kW) | Achievable Economic TRC Potential | 0 | 0 | 0 | 0 | 0 | 0 | 0 | 0 | 0 | 0 | 0 | 0 | 0 | 0 | 0 | 0 | 0 | 0 | 0 | 0 | 0 | 0
F4_Industrial_Agriculture_Existing_Space Heating_Natural Gas_Retrocommissioning_A_Achievable Economic TRC Potential | F4 | Industrial | Agriculture | Existing | Space Heating | Natural Gas | Retrocommissioning | A | Standalone Impact on Baseline Energy (%) | Achievable Economic TRC Potential | 0% | 0% | 0.0124% | 0.02501% | 0.03784% | 0.0509% | 0.06419% | 0.07772% | 0.09148% | 0.1055% | 0.1197% | 0.1342% | 0.149% | 0.164% | 0.1793% | 0.1948% | 0.2106% | 0.2267% | 0.2431% | 0.2597% | 0.2767% | 0.2939%
F5_Industrial_Agriculture_Existing_Space Heating_Natural Gas_Retrocommissioning_A_Achievable Economic TRC Potential | F5 | Industrial | Agriculture | Existing | Space Heating | Natural Gas | Retrocommissioning | A | Standalone Impact on Baseline Summer Peak (%) | Achievable Economic TRC Potential | bar: 2019 to 2040
F6_Industrial_Agriculture_Existing_Space Heating_Natural Gas_Retrocommissioning_A_Achievable Economic TRC Potential | F6 | Industrial | Agriculture | Existing | Space Heating | Natural Gas | Retrocommissioning | A | Standalone Impact on Baseline Winter Peak (%) | Achievable Economic TRC Potential | bar: 2019 to 2040
F7_Industrial_Agriculture_Existing_Space Heating_Natural Gas_Retrocommissioning_A_Achievable Economic TRC Potential | F7 | Industrial | Agriculture | Existing | Space Heating | Natural Gas | Retrocommissioning | A | Incremental Energy Savings (MWh or mTherms) | Achievable Economic TRC Potential | 0 | 0 | 0.13106 | 0.1285 | 0.12598 | 0.12352 | 0.12111 | 0.11875 | 0.11645 | 0.1142 | 0.112 | 0.10986 | 0.10777 | 0.10574 | 0.10375 | 0.10181 | 0.099908 | 0.098054 | 0.096242 | 0.09447 | 0.092738 | 0.091043
F8_Industrial_Agriculture_Existing_Space Heating_Natural Gas_Retrocommissioning_A_Achievable Economic TRC Potential | F8 | Industrial | Agriculture | Existing | Space Heating | Natural Gas | Retrocommissioning | A | Incremental Summer Peak Savings (MW) | Achievable Economic TRC Potential | 0 | 0 | 0 | 0 | 0 | 0 | 0 | 0 | 0 | 0 | 0 | 0 | 0 | 0 | 0 | 0 | 0 | 0 | 0 | 0 | 0 | 0
F9_Industrial_Agriculture_Existing_Space Heating_Natural Gas_Retrocommissioning_A_Achievable Economic TRC Potential | F9 | Industrial | Agriculture | Existing | Space Heating | Natural Gas | Retrocommissioning | A | Incremental Winter Peak Savings (MW) | Achievable Economic TRC Potential | 0 | 0 | 0 | 0 | 0 | 0 | 0 | 0 | 0 | 0 | 0 | 0 | 0 | 0 | 0 | 0 | 0 | 0 | 0 | 0 | 0 | 0
F10_Industrial_Agriculture_Existing_Space Heating_Natural Gas_Retrocommissioning_A_Achievable Economic TRC Potential | F10 | Industrial | Agriculture | Existing | Space Heating | Natural Gas | Retrocommissioning | A | Cumulative Energy Savings (MWh or mTherms) | Achievable Economic TRC Potential | 0 | 0 | 0.13106 | 0.25925 | 0.38461 | 0.50722 | 0.62716 | 0.74449 | 0.8593 | 0.97169 | 1.0817 | 1.1895 | 1.2952 | 1.3987 | 1.5002 | 1.5998 | 1.6974 | 1.7932 | 1.8872 | 1.9794 | 2.0699 | 2.1588
F11_Industrial_Agriculture_Existing_Space Heating_Natural Gas_Retrocommissioning_A_Achievable Economic TRC Potential | F11 | Industrial | Agriculture | Existing | Space Heating | Natural Gas | Retrocommissioning | A | Cumulative Summer Peak Savings (MW) | Achievable Economic TRC Potential | 0 | 0 | 0 | 0 | 0 | 0 | 0 | 0 | 0 | 0 | 0 | 0 | 0 | 0 | 0 | 0 | 0 | 0 | 0 | 0 | 0 | 0
F12_Industrial_Agriculture_Existing_Space Heating_Natural Gas_Retrocommissioning_A_Achievable Economic TRC Potential | F12 | Industrial | Agriculture | Existing | Space Heating | Natural Gas | Retrocommissioning | A | Cumulative Winter Peak Savings (MW) | Achievable Economic TRC Potential | 0 | 0 | 0 | 0 | 0 | 0 | 0 | 0 | 0 | 0 | 0 | 0 | 0 | 0 | 0 | 0 | 0 | 0 | 0 | 0 | 0 | 0
F13_Industrial_Agriculture_Existing_Space Heating_Natural Gas_Retrocommissioning_A_Achievable Economic TRC Potential | F13 | Industrial | Agriculture | Existing | Space Heating | Natural Gas | Retrocommissioning | A | Purchases (Incremental) | Achievable Economic TRC Potential | 0 | 0 | 248.2395 | 243.9596 | 239.7534 | 235.6197 | 231.5573 | 227.5649 | 223.6414 | 219.7855 | 215.9961 | 212.272 | 208.6121 | 205.0154 | 201.4806 | 198.0068 | 194.5929 | 191.2379 | 187.9407 | 184.7003 | 181.5158 | 178.3862
F14_Industrial_Agriculture_Existing_Space Heating_Natural Gas_Retrocommissioning_A_Achievable Economic TRC Potential | F14 | Industrial | Agriculture | Existing | Space Heating | Natural Gas | Retrocommissioning | A | Purchases (Cumulative) | Achievable Economic TRC Potential | 0 | 0 | 248.2395 | 492.1991 | 731.9525 | 967.5721 | 1199.1294 | 1426.6943 | 1650.3357 | 1870.1212 | 2086.1173 | 2298.3893 | 2507.0014 | 2712.0168 | 2913.4974 | 3111.5043 | 3306.0972 | 3497.3351 | 3685.2757 | 3869.9761 | 4051.4919 | 4229.8781
F1_Industrial_Agriculture_Existing_Process_Natural Gas_Retrocommissioning_A_Achievable Economic TRC Potential | F1 | Industrial | Agriculture | Existing | Process | Natural Gas | Retrocommissioning | A | Original Unit Energy Savings (kWh or therms) | Achievable Economic TRC Potential | 0 | 0 | 0 | 0 | 0 | 0 | 0 | 0 | 0 | 0 | 0 | 0 | 0 | 0 | 0 | 0 | 0 | 0 | 0 | 0 | 0 | 0
F2_Industrial_Agriculture_Existing_Process_Natural Gas_Retrocommissioning_A_Achievable Economic TRC Potential | F2 | Industrial | Agriculture | Existing | Process | Natural Gas | Retrocommissioning | A | Original Unit Summer Peak Savings (kW) | Achievable Economic TRC Potential | 0 | 0 | 0 | 0 | 0 | 0 | 0 | 0 | 0 | 0 | 0 | 0 | 0 | 0 | 0 | 0 | 0 | 0 | 0 | 0 | 0 | 0
F3_Industrial_Agriculture_Existing_Process_Natural Gas_Retrocommissioning_A_Achievable Economic TRC Potential | F3 | Industrial | Agriculture | Existing | Process | Natural Gas | Retrocommissioning | A | Original Unit Winter Peak Savings (kW) | Achievable Economic TRC Potential | 0 | 0 | 0 | 0 | 0 | 0 | 0 | 0 | 0 | 0 | 0 | 0 | 0 | 0 | 0 | 0 | 0 | 0 | 0 | 0 | 0 | 0
F4_Industrial_Agriculture_Existing_Process_Natural Gas_Retrocommissioning_A_Achievable Economic TRC Potential | F4 | Industrial | Agriculture | Existing | Process | Natural Gas | Retrocommissioning | A | Standalone Impact on Baseline Energy (%) | Achievable Economic TRC Potential | bar: 2019 to 2040
F5_Industrial_Agriculture_Existing_Process_Natural Gas_Retrocommissioning_A_Achievable Economic TRC Potential | F5 | Industrial | Agriculture | Existing | Process | Natural Gas | Retrocommissioning | A | Standalone Impact on Baseline Summer Peak (%) | Achievable Economic TRC Potential | bar: 2019 to 2040
F6_Industrial_Agriculture_Existing_Process_Natural Gas_Retrocommissioning_A_Achievable Economic TRC Potential | F6 | Industrial | Agriculture | Existing | Process | Natural Gas | Retrocommissioning | A | Standalone Impact on Baseline Winter Peak (%) | Achievable Economic TRC Potential | bar: 2019 to 2040
F7_Industrial_Agriculture_Existing_Process_Natural Gas_Retrocommissioning_A_Achievable Economic TRC Potential | F7 | Industrial | Agriculture | Existing | Process | Natural Gas | Retrocommissioning | A | Incremental Energy Savings (MWh or mTherms) | Achievable Economic TRC Potential | 0 | 0 | 0 | 0 | 0 | 0 | 0 | 0 | 0 | 0 | 0 | 0 | 0 | 0 | 0 | 0 | 0 | 0 | 0 | 0 | 0 | 0
F8_Industrial_Agriculture_Existing_Process_Natural Gas_Retrocommissioning_A_Achievable Economic TRC Potential | F8 | Industrial | Agriculture | Existing | Process | Natural Gas | Retrocommissioning | A | Incremental Summer Peak Savings (MW) | Achievable Economic TRC Potential | 0 | 0 | 0 | 0 | 0 | 0 | 0 | 0 | 0 | 0 | 0 | 0 | 0 | 0 | 0 | 0 | 0 | 0 | 0 | 0 | 0 | 0
F9_Industrial_Agriculture_Existing_Process_Natural Gas_Retrocommissioning_A_Achievable Economic TRC Potential | F9 | Industrial | Agriculture | Existing | Process | Natural Gas | Retrocommissioning | A | Incremental Winter Peak Savings (MW) | Achievable Economic TRC Potential | 0 | 0 | 0 | 0 | 0 | 0 | 0 | 0 | 0 | 0 | 0 | 0 | 0 | 0 | 0 | 0 | 0 | 0 | 0 | 0 | 0 | 0
F10_Industrial_Agriculture_Existing_Process_Natural Gas_Retrocommissioning_A_Achievable Economic TRC Potential | F10 | Industrial | Agriculture | Existing | Process | Natural Gas | Retrocommissioning | A | Cumulative Energy Savings (MWh or mTherms) | Achievable Economic TRC Potential | 0 | 0 | 0 | 0 | 0 | 0 | 0 | 0 | 0 | 0 | 0 | 0 | 0 | 0 | 0 | 0 | 0 | 0 | 0 | 0 | 0 | 0
F11_Industrial_Agriculture_Existing_Process_Natural Gas_Retrocommissioning_A_Achievable Economic TRC Potential | F11 | Industrial | Agriculture | Existing | Process | Natural Gas | Retrocommissioning | A | Cumulative Summer Peak Savings (MW) | Achievable Economic TRC Potential | 0 | 0 | 0 | 0 | 0 | 0 | 0 | 0 | 0 | 0 | 0 | 0 | 0 | 0 | 0 | 0 | 0 | 0 | 0 | 0 | 0 | 0
F12_Industrial_Agriculture_Existing_Process_Natural Gas_Retrocommissioning_A_Achievable Economic TRC Potential | F12 | Industrial | Agriculture | Existing | Process | Natural Gas | Retrocommissioning | A | Cumulative Winter Peak Savings (MW) | Achievable Economic TRC Potential | 0 | 0 | 0 | 0 | 0 | 0 | 0 | 0 | 0 | 0 | 0 | 0 | 0 | 0 | 0 | 0 | 0 | 0 | 0 | 0 | 0 | 0
F13_Industrial_Agriculture_Existing_Process_Natural Gas_Retrocommissioning_A_Achievable Economic TRC Potential | F13 | Industrial | Agriculture | Existing | Process | Natural Gas | Retrocommissioning | A | Purchases (Incremental) | Achievable Economic TRC Potential | 0 | 0 | 248.2395 | 243.9596 | 239.7534 | 235.6197 | 231.5573 | 227.5649 | 223.6414 | 219.7855 | 215.9961 | 212.272 | 208.6121 | 205.0154 | 201.4806 | 198.0068 | 194.5929 | 191.2379 | 187.9407 | 184.7003 | 181.5158 | 178.3862
F14_Industrial_Agriculture_Existing_Process_Natural Gas_Retrocommissioning_A_Achievable Economic TRC Potential | F14 | Industrial | Agriculture | Existing | Process | Natural Gas | Retrocommissioning | A | Purchases (Cumulative) | Achievable Economic TRC Potential | 0 | 0 | 248.2395 | 492.1991 | 731.9525 | 967.5721 | 1199.1294 | 1426.6943 | 1650.3357 | 1870.1212 | 2086.1173 | 2298.3893 | 2507.0014 | 2712.0168 | 2913.4974 | 3111.5043 | 3306.0972 | 3497.3351 | 3685.2757 | 3869.9761 | 4051.4919 | 4229.8781
F1_Industrial_Agriculture_New_Space Heating_Natural Gas_Insulation - Roof/Ceiling_A_Achievable Economic TRC Potential | F1 | Industrial | Agriculture | New | Space Heating | Natural Gas | Insulation - Roof/Ceiling | A | Original Unit Energy Savings (kWh or therms) | Achievable Economic TRC Potential | 0 | 0 | 0.078976 | 0.078976 | 0.078976 | 0.078976 | 0.078976 | 0.078976 | 0.078976 | 0.078976 | 0.078976 | 0.078976 | 0.078976 | 0.078976 | 0.078976 | 0.078976 | 0.078976 | 0.078976 | 0.078976 | 0.078976 | 0.078976 | 0.078976
F2_Industrial_Agriculture_New_Space Heating_Natural Gas_Insulation - Roof/Ceiling_A_Achievable Economic TRC Potential | F2 | Industrial | Agriculture | New | Space Heating | Natural Gas | Insulation - Roof/Ceiling | A | Original Unit Summer Peak Savings (kW) | Achievable Economic TRC Potential | 0 | 0 | 0 | 0 | 0 | 0 | 0 | 0 | 0 | 0 | 0 | 0 | 0 | 0 | 0 | 0 | 0 | 0 | 0 | 0 | 0 | 0
F3_Industrial_Agriculture_New_Space Heating_Natural Gas_Insulation - Roof/Ceiling_A_Achievable Economic TRC Potential | F3 | Industrial | Agriculture | New | Space Heating | Natural Gas | Insulation - Roof/Ceiling | A | Original Unit Winter Peak Savings (kW) | Achievable Economic TRC Potential | 0 | 0 | 0 | 0 | 0 | 0 | 0 | 0 | 0 | 0 | 0 | 0 | 0 | 0 | 0 | 0 | 0 | 0 | 0 | 0 | 0 | 0
F4_Industrial_Agriculture_New_Space Heating_Natural Gas_Insulation - Roof/Ceiling_A_Achievable Economic TRC Potential | F4 | Industrial | Agriculture | New | Space Heating | Natural Gas | Insulation - Roof/Ceiling | A | Standalone Impact on Baseline Energy (%) | Achievable Economic TRC Potential | bar: 2019 to 2040
F5_Industrial_Agriculture_New_Space Heating_Natural Gas_Insulation - Roof/Ceiling_A_Achievable Economic TRC Potential | F5 | Industrial | Agriculture | New | Space Heating | Natural Gas | Insulation - Roof/Ceiling | A | Standalone Impact on Baseline Summer Peak (%) | Achievable Economic TRC Potential | bar: 2019 to 2040
F6_Industrial_Agriculture_New_Space Heating_Natural Gas_Insulation - Roof/Ceiling_A_Achievable Economic TRC Potential | F6 | Industrial | Agriculture | New | Space Heating | Natural Gas | Insulation - Roof/Ceiling | A | Standalone Impact on Baseline Winter Peak (%) | Achievable Economic TRC Potential | bar: 2019 to 2040
F7_Industrial_Agriculture_New_Space Heating_Natural Gas_Insulation - Roof/Ceiling_A_Achievable Economic TRC Potential | F7 | Industrial | Agriculture | New | Space Heating | Natural Gas | Insulation - Roof/Ceiling | A | Incremental Energy Savings (MWh or mTherms) | Achievable Economic TRC Potential | 0 | 0 | 0 | 0 | 0 | 0 | 0 | 0 | 0 | 0 | 0 | 0 | 0 | 0 | 0 | 0 | 0 | 0 | 0 | 0 | 0 | 0
F8_Industrial_Agriculture_New_Space Heating_Natural Gas_Insulation - Roof/Ceiling_A_Achievable Economic TRC Potential | F8 | Industrial | Agriculture | New | Space Heating | Natural Gas | Insulation - Roof/Ceiling | A | Incremental Summer Peak Savings (MW) | Achievable Economic TRC Potential | 0 | 0 | 0 | 0 | 0 | 0 | 0 | 0 | 0 | 0 | 0 | 0 | 0 | 0 | 0 | 0 | 0 | 0 | 0 | 0 | 0 | 0
F9_Industrial_Agriculture_New_Space Heating_Natural Gas_Insulation - Roof/Ceiling_A_Achievable Economic TRC Potential | F9 | Industrial | Agriculture | New | Space Heating | Natural Gas | Insulation - Roof/Ceiling | A | Incremental Winter Peak Savings (MW) | Achievable Economic TRC Potential | 0 | 0 | 0 | 0 | 0 | 0 | 0 | 0 | 0 | 0 | 0 | 0 | 0 | 0 | 0 | 0 | 0 | 0 | 0 | 0 | 0 | 0
F10_Industrial_Agriculture_New_Space Heating_Natural Gas_Insulation - Roof/Ceiling_A_Achievable Economic TRC Potential | F10 | Industrial | Agriculture | New | Space Heating | Natural Gas | Insulation - Roof/Ceiling | A | Cumulative Energy Savings (MWh or mTherms) | Achievable Economic TRC Potential | 0 | 0 | 0 | 0 | 0 | 0 | 0 | 0 | 0 | 0 | 0 | 0 | 0 | 0 | 0 | 0 | 0 | 0 | 0 | 0 | 0 | 0
F11_Industrial_Agriculture_New_Space Heating_Natural Gas_Insulation - Roof/Ceiling_A_Achievable Economic TRC Potential | F11 | Industrial | Agriculture | New | Space Heating | Natural Gas | Insulation - Roof/Ceiling | A | Cumulative Summer Peak Savings (MW) | Achievable Economic TRC Potential | 0 | 0 | 0 | 0 | 0 | 0 | 0 | 0 | 0 | 0 | 0 | 0 | 0 | 0 | 0 | 0 | 0 | 0 | 0 | 0 | 0 | 0
F12_Industrial_Agriculture_New_Space Heating_Natural Gas_Insulation - Roof/Ceiling_A_Achievable Economic TRC Potential | F12 | Industrial | Agriculture | New | Space Heating | Natural Gas | Insulation - Roof/Ceiling | A | Cumulative Winter Peak Savings (MW) | Achievable Economic TRC Potential | 0 | 0 | 0 | 0 | 0 | 0 | 0 | 0 | 0 | 0 | 0 | 0 | 0 | 0 | 0 | 0 | 0 | 0 | 0 | 0 | 0 | 0
F13_Industrial_Agriculture_New_Space Heating_Natural Gas_Insulation - Roof/Ceiling_A_Achievable Economic TRC Potential | F13 | Industrial | Agriculture | New | Space Heating | Natural Gas | Insulation - Roof/Ceiling | A | Purchases (Incremental) | Achievable Economic TRC Potential | 0 | 0 | 0 | 0 | 0 | 0 | 0 | 0 | 0 | 0 | 0 | 0 | 0 | 0 | 0 | 0 | 0 | 0 | 0 | 0 | 0 | 0
F14_Industrial_Agriculture_New_Space Heating_Natural Gas_Insulation - Roof/Ceiling_A_Achievable Economic TRC Potential | F14 | Industrial | Agriculture | New | Space Heating | Natural Gas | Insulation - Roof/Ceiling | A | Purchases (Cumulative) | Achievable Economic TRC Potential | 0 | 0 | 0 | 0 | 0 | 0 | 0 | 0 | 0 | 0 | 0 | 0 | 0 | 0 | 0 | 0 | 0 | 0 | 0 | 0 | 0 | 0
F1_Industrial_Agriculture_New_Space Heating_Natural Gas_Insulation - Wall Cavity_A_Achievable Economic TRC Potential | F1 | Industrial | Agriculture | New | Space Heating | Natural Gas | Insulation - Wall Cavity | A | Original Unit Energy Savings (kWh or therms) | Achievable Economic TRC Potential | 0 | 0 | 0.017277 | 0.017277 | 0.017277 | 0.017277 | 0.017277 | 0.017277 | 0.017277 | 0.017277 | 0.017277 | 0.017277 | 0.017277 | 0.017277 | 0.017277 | 0.017277 | 0.017277 | 0.017277 | 0.017277 | 0.017277 | 0.017277 | 0.017277
F2_Industrial_Agriculture_New_Space Heating_Natural Gas_Insulation - Wall Cavity_A_Achievable Economic TRC Potential | F2 | Industrial | Agriculture | New | Space Heating | Natural Gas | Insulation - Wall Cavity | A | Original Unit Summer Peak Savings (kW) | Achievable Economic TRC Potential | 0 | 0 | 0 | 0 | 0 | 0 | 0 | 0 | 0 | 0 | 0 | 0 | 0 | 0 | 0 | 0 | 0 | 0 | 0 | 0 | 0 | 0
F3_Industrial_Agriculture_New_Space Heating_Natural Gas_Insulation - Wall Cavity_A_Achievable Economic TRC Potential | F3 | Industrial | Agriculture | New | Space Heating | Natural Gas | Insulation - Wall Cavity | A | Original Unit Winter Peak Savings (kW) | Achievable Economic TRC Potential | 0 | 0 | 0 | 0 | 0 | 0 | 0 | 0 | 0 | 0 | 0 | 0 | 0 | 0 | 0 | 0 | 0 | 0 | 0 | 0 | 0 | 0
F4_Industrial_Agriculture_New_Space Heating_Natural Gas_Insulation - Wall Cavity_A_Achievable Economic TRC Potential | F4 | Industrial | Agriculture | New | Space Heating | Natural Gas | Insulation - Wall Cavity | A | Standalone Impact on Baseline Energy (%) | Achievable Economic TRC Potential | bar: 2019 to 2040
F5_Industrial_Agriculture_New_Space Heating_Natural Gas_Insulation - Wall Cavity_A_Achievable Economic TRC Potential | F5 | Industrial | Agriculture | New | Space Heating | Natural Gas | Insulation - Wall Cavity | A | Standalone Impact on Baseline Summer Peak (%) | Achievable Economic TRC Potential | bar: 2019 to 2040
F6_Industrial_Agriculture_New_Space Heating_Natural Gas_Insulation - Wall Cavity_A_Achievable Economic TRC Potential | F6 | Industrial | Agriculture | New | Space Heating | Natural Gas | Insulation - Wall Cavity | A | Standalone Impact on Baseline Winter Peak (%) | Achievable Economic TRC Potential | bar: 2019 to 2040
F7_Industrial_Agriculture_New_Space Heating_Natural Gas_Insulation - Wall Cavity_A_Achievable Economic TRC Potential | F7 | Industrial | Agriculture | New | Space Heating | Natural Gas | Insulation - Wall Cavity | A | Incremental Energy Savings (MWh or mTherms) | Achievable Economic TRC Potential | 0 | 0 | 0 | 0 | 0 | 0 | 0 | 0 | 0 | 0 | 0 | 0 | 0 | 0 | 0 | 0 | 0 | 0 | 0 | 0 | 0 | 0
F8_Industrial_Agriculture_New_Space Heating_Natural Gas_Insulation - Wall Cavity_A_Achievable Economic TRC Potential | F8 | Industrial | Agriculture | New | Space Heating | Natural Gas | Insulation - Wall Cavity | A | Incremental Summer Peak Savings (MW) | Achievable Economic TRC Potential | 0 | 0 | 0 | 0 | 0 | 0 | 0 | 0 | 0 | 0 | 0 | 0 | 0 | 0 | 0 | 0 | 0 | 0 | 0 | 0 | 0 | 0
F9_Industrial_Agriculture_New_Space Heating_Natural Gas_Insulation - Wall Cavity_A_Achievable Economic TRC Potential | F9 | Industrial | Agriculture | New | Space Heating | Natural Gas | Insulation - Wall Cavity | A | Incremental Winter Peak Savings (MW) | Achievable Economic TRC Potential | 0 | 0 | 0 | 0 | 0 | 0 | 0 | 0 | 0 | 0 | 0 | 0 | 0 | 0 | 0 | 0 | 0 | 0 | 0 | 0 | 0 | 0
F10_Industrial_Agriculture_New_Space Heating_Natural Gas_Insulation - Wall Cavity_A_Achievable Economic TRC Potential | F10 | Industrial | Agriculture | New | Space Heating | Natural Gas | Insulation - Wall Cavity | A | Cumulative Energy Savings (MWh or mTherms) | Achievable Economic TRC Potential | 0 | 0 | 0 | 0 | 0 | 0 | 0 | 0 | 0 | 0 | 0 | 0 | 0 | 0 | 0 | 0 | 0 | 0 | 0 | 0 | 0 | 0
F11_Industrial_Agriculture_New_Space Heating_Natural Gas_Insulation - Wall Cavity_A_Achievable Economic TRC Potential | F11 | Industrial | Agriculture | New | Space Heating | Natural Gas | Insulation - Wall Cavity | A | Cumulative Summer Peak Savings (MW) | Achievable Economic TRC Potential | 0 | 0 | 0 | 0 | 0 | 0 | 0 | 0 | 0 | 0 | 0 | 0 | 0 | 0 | 0 | 0 | 0 | 0 | 0 | 0 | 0 | 0
F12_Industrial_Agriculture_New_Space Heating_Natural Gas_Insulation - Wall Cavity_A_Achievable Economic TRC Potential | F12 | Industrial | Agriculture | New | Space Heating | Natural Gas | Insulation - Wall Cavity | A | Cumulative Winter Peak Savings (MW) | Achievable Economic TRC Potential | 0 | 0 | 0 | 0 | 0 | 0 | 0 | 0 | 0 | 0 | 0 | 0 | 0 | 0 | 0 | 0 | 0 | 0 | 0 | 0 | 0 | 0
F13_Industrial_Agriculture_New_Space Heating_Natural Gas_Insulation - Wall Cavity_A_Achievable Economic TRC Potential | F13 | Industrial | Agriculture | New | Space Heating | Natural Gas | Insulation - Wall Cavity | A | Purchases (Incremental) | Achievable Economic TRC Potential | 0 | 0 | 0 | 0 | 0 | 0 | 0 | 0 | 0 | 0 | 0 | 0 | 0 | 0 | 0 | 0 | 0 | 0 | 0 | 0 | 0 | 0
F14_Industrial_Agriculture_New_Space Heating_Natural Gas_Insulation - Wall Cavity_A_Achievable Economic TRC Potential | F14 | Industrial | Agriculture | New | Space Heating | Natural Gas | Insulation - Wall Cavity | A | Purchases (Cumulative) | Achievable Economic TRC Potential | 0 | 0 | 0 | 0 | 0 | 0 | 0 | 0 | 0 | 0 | 0 | 0 | 0 | 0 | 0 | 0 | 0 | 0 | 0 | 0 | 0 | 0
F1_Industrial_Agriculture_New_Space Heating_Natural Gas_Insulation - Ducting_A_Achievable Economic TRC Potential | F1 | Industrial | Agriculture | New | Space Heating | Natural Gas | Insulation - Ducting | A | Original Unit Energy Savings (kWh or therms) | Achievable Economic TRC Potential | 0 | 0 | 0.0012737 | 0.0012737 | 0.0012737 | 0.0012737 | 0.0012737 | 0.0012737 | 0.0012737 | 0.0012737 | 0.0012737 | 0.0012737 | 0.0012737 | 0.0012737 | 0.0012737 | 0.0012737 | 0.0012737 | 0.0012737 | 0.0012737 | 0.0012737 | 0.0012737 | 0.0012737
F2_Industrial_Agriculture_New_Space Heating_Natural Gas_Insulation - Ducting_A_Achievable Economic TRC Potential | F2 | Industrial | Agriculture | New | Space Heating | Natural Gas | Insulation - Ducting | A | Original Unit Summer Peak Savings (kW) | Achievable Economic TRC Potential | 0 | 0 | 0 | 0 | 0 | 0 | 0 | 0 | 0 | 0 | 0 | 0 | 0 | 0 | 0 | 0 | 0 | 0 | 0 | 0 | 0 | 0
F3_Industrial_Agriculture_New_Space Heating_Natural Gas_Insulation - Ducting_A_Achievable Economic TRC Potential | F3 | Industrial | Agriculture | New | Space Heating | Natural Gas | Insulation - Ducting | A | Original Unit Winter Peak Savings (kW) | Achievable Economic TRC Potential | 0 | 0 | 0 | 0 | 0 | 0 | 0 | 0 | 0 | 0 | 0 | 0 | 0 | 0 | 0 | 0 | 0 | 0 | 0 | 0 | 0 | 0
F4_Industrial_Agriculture_New_Space Heating_Natural Gas_Insulation - Ducting_A_Achievable Economic TRC Potential | F4 | Industrial | Agriculture | New | Space Heating | Natural Gas | Insulation - Ducting | A | Standalone Impact on Baseline Energy (%) | Achievable Economic TRC Potential | bar: 2019 to 2040
F5_Industrial_Agriculture_New_Space Heating_Natural Gas_Insulation - Ducting_A_Achievable Economic TRC Potential | F5 | Industrial | Agriculture | New | Space Heating | Natural Gas | Insulation - Ducting | A | Standalone Impact on Baseline Summer Peak (%) | Achievable Economic TRC Potential | bar: 2019 to 2040
F6_Industrial_Agriculture_New_Space Heating_Natural Gas_Insulation - Ducting_A_Achievable Economic TRC Potential | F6 | Industrial | Agriculture | New | Space Heating | Natural Gas | Insulation - Ducting | A | Standalone Impact on Baseline Winter Peak (%) | Achievable Economic TRC Potential | bar: 2019 to 2040
F7_Industrial_Agriculture_New_Space Heating_Natural Gas_Insulation - Ducting_A_Achievable Economic TRC Potential | F7 | Industrial | Agriculture | New | Space Heating | Natural Gas | Insulation - Ducting | A | Incremental Energy Savings (MWh or mTherms) | Achievable Economic TRC Potential | 0 | 0 | 0 | 0 | 0 | 0 | 0 | 0 | 0 | 0 | 0 | 0 | 0 | 0 | 0 | 0 | 0 | 0 | 0 | 0 | 0 | 0
F8_Industrial_Agriculture_New_Space Heating_Natural Gas_Insulation - Ducting_A_Achievable Economic TRC Potential | F8 | Industrial | Agriculture | New | Space Heating | Natural Gas | Insulation - Ducting | A | Incremental Summer Peak Savings (MW) | Achievable Economic TRC Potential | 0 | 0 | 0 | 0 | 0 | 0 | 0 | 0 | 0 | 0 | 0 | 0 | 0 | 0 | 0 | 0 | 0 | 0 | 0 | 0 | 0 | 0
F9_Industrial_Agriculture_New_Space Heating_Natural Gas_Insulation - Ducting_A_Achievable Economic TRC Potential | F9 | Industrial | Agriculture | New | Space Heating | Natural Gas | Insulation - Ducting | A | Incremental Winter Peak Savings (MW) | Achievable Economic TRC Potential | 0 | 0 | 0 | 0 | 0 | 0 | 0 | 0 | 0 | 0 | 0 | 0 | 0 | 0 | 0 | 0 | 0 | 0 | 0 | 0 | 0 | 0
F10_Industrial_Agriculture_New_Space Heating_Natural Gas_Insulation - Ducting_A_Achievable Economic TRC Potential | F10 | Industrial | Agriculture | New | Space Heating | Natural Gas | Insulation - Ducting | A | Cumulative Energy Savings (MWh or mTherms) | Achievable Economic TRC Potential | 0 | 0 | 0 | 0 | 0 | 0 | 0 | 0 | 0 | 0 | 0 | 0 | 0 | 0 | 0 | 0 | 0 | 0 | 0 | 0 | 0 | 0
F11_Industrial_Agriculture_New_Space Heating_Natural Gas_Insulation - Ducting_A_Achievable Economic TRC Potential | F11 | Industrial | Agriculture | New | Space Heating | Natural Gas | Insulation - Ducting | A | Cumulative Summer Peak Savings (MW) | Achievable Economic TRC Potential | 0 | 0 | 0 | 0 | 0 | 0 | 0 | 0 | 0 | 0 | 0 | 0 | 0 | 0 | 0 | 0 | 0 | 0 | 0 | 0 | 0 | 0
F12_Industrial_Agriculture_New_Space Heating_Natural Gas_Insulation - Ducting_A_Achievable Economic TRC Potential | F12 | Industrial | Agriculture | New | Space Heating | Natural Gas | Insulation - Ducting | A | Cumulative Winter Peak Savings (MW) | Achievable Economic TRC Potential | 0 | 0 | 0 | 0 | 0 | 0 | 0 | 0 | 0 | 0 | 0 | 0 | 0 | 0 | 0 | 0 | 0 | 0 | 0 | 0 | 0 | 0
F13_Industrial_Agriculture_New_Space Heating_Natural Gas_Insulation - Ducting_A_Achievable Economic TRC Potential | F13 | Industrial | Agriculture | New | Space Heating | Natural Gas | Insulation - Ducting | A | Purchases (Incremental) | Achievable Economic TRC Potential | 0 | 0 | 0 | 0 | 0 | 0 | 0 | 0 | 0 | 0 | 0 | 0 | 0 | 0 | 0 | 0 | 0 | 0 | 0 | 0 | 0 | 0
F14_Industrial_Agriculture_New_Space Heating_Natural Gas_Insulation - Ducting_A_Achievable Economic TRC Potential | F14 | Industrial | Agriculture | New | Space Heating | Natural Gas | Insulation - Ducting | A | Purchases (Cumulative) | Achievable Economic TRC Potential | 0 | 0 | 0 | 0 | 0 | 0 | 0 | 0 | 0 | 0 | 0 | 0 | 0 | 0 | 0 | 0 | 0 | 0 | 0 | 0 | 0 | 0
F1_Industrial_Agriculture_New_Space Heating_Natural Gas_HVAC - Duct Repair and Sealing_A_Achievable Economic TRC Potential | F1 | Industrial | Agriculture | New | Space Heating | Natural Gas | HVAC - Duct Repair and Sealing | A | Original Unit Energy Savings (kWh or therms) | Achievable Economic TRC Potential | 0 | 0 | 0.0036023 | 0.0036023 | 0.0036023 | 0.0036023 | 0.0036023 | 0.0036023 | 0.0036023 | 0.0036023 | 0.0036023 | 0.0036023 | 0.0036023 | 0.0036023 | 0.0036023 | 0.0036023 | 0.0036023 | 0.0036023 | 0.0036023 | 0.0036023 | 0.0036023 | 0.0036023
F2_Industrial_Agriculture_New_Space Heating_Natural Gas_HVAC - Duct Repair and Sealing_A_Achievable Economic TRC Potential | F2 | Industrial | Agriculture | New | Space Heating | Natural Gas | HVAC - Duct Repair and Sealing | A | Original Unit Summer Peak Savings (kW) | Achievable Economic TRC Potential | 0 | 0 | 0 | 0 | 0 | 0 | 0 | 0 | 0 | 0 | 0 | 0 | 0 | 0 | 0 | 0 | 0 | 0 | 0 | 0 | 0 | 0
F3_Industrial_Agriculture_New_Space Heating_Natural Gas_HVAC - Duct Repair and Sealing_A_Achievable Economic TRC Potential | F3 | Industrial | Agriculture | New | Space Heating | Natural Gas | HVAC - Duct Repair and Sealing | A | Original Unit Winter Peak Savings (kW) | Achievable Economic TRC Potential | 0 | 0 | 0 | 0 | 0 | 0 | 0 | 0 | 0 | 0 | 0 | 0 | 0 | 0 | 0 | 0 | 0 | 0 | 0 | 0 | 0 | 0
F4_Industrial_Agriculture_New_Space Heating_Natural Gas_HVAC - Duct Repair and Sealing_A_Achievable Economic TRC Potential | F4 | Industrial | Agriculture | New | Space Heating | Natural Gas | HVAC - Duct Repair and Sealing | A | Standalone Impact on Baseline Energy (%) | Achievable Economic TRC Potential | bar: 2019 to 2040
F5_Industrial_Agriculture_New_Space Heating_Natural Gas_HVAC - Duct Repair and Sealing_A_Achievable Economic TRC Potential | F5 | Industrial | Agriculture | New | Space Heating | Natural Gas | HVAC - Duct Repair and Sealing | A | Standalone Impact on Baseline Summer Peak (%) | Achievable Economic TRC Potential | bar: 2019 to 2040
F6_Industrial_Agriculture_New_Space Heating_Natural Gas_HVAC - Duct Repair and Sealing_A_Achievable Economic TRC Potential | F6 | Industrial | Agriculture | New | Space Heating | Natural Gas | HVAC - Duct Repair and Sealing | A | Standalone Impact on Baseline Winter Peak (%) | Achievable Economic TRC Potential | bar: 2019 to 2040
F7_Industrial_Agriculture_New_Space Heating_Natural Gas_HVAC - Duct Repair and Sealing_A_Achievable Economic TRC Potential | F7 | Industrial | Agriculture | New | Space Heating | Natural Gas | HVAC - Duct Repair and Sealing | A | Incremental Energy Savings (MWh or mTherms) | Achievable Economic TRC Potential | 0 | 0 | 0 | 0 | 0 | 0 | 0 | 0 | 0 | 0 | 0 | 0 | 0 | 0 | 0 | 0 | 0 | 0 | 0 | 0 | 0 | 0
F8_Industrial_Agriculture_New_Space Heating_Natural Gas_HVAC - Duct Repair and Sealing_A_Achievable Economic TRC Potential | F8 | Industrial | Agriculture | New | Space Heating | Natural Gas | HVAC - Duct Repair and Sealing | A | Incremental Summer Peak Savings (MW) | Achievable Economic TRC Potential | 0 | 0 | 0 | 0 | 0 | 0 | 0 | 0 | 0 | 0 | 0 | 0 | 0 | 0 | 0 | 0 | 0 | 0 | 0 | 0 | 0 | 0
F9_Industrial_Agriculture_New_Space Heating_Natural Gas_HVAC - Duct Repair and Sealing_A_Achievable Economic TRC Potential | F9 | Industrial | Agriculture | New | Space Heating | Natural Gas | HVAC - Duct Repair and Sealing | A | Incremental Winter Peak Savings (MW) | Achievable Economic TRC Potential | 0 | 0 | 0 | 0 | 0 | 0 | 0 | 0 | 0 | 0 | 0 | 0 | 0 | 0 | 0 | 0 | 0 | 0 | 0 | 0 | 0 | 0
F10_Industrial_Agriculture_New_Space Heating_Natural Gas_HVAC - Duct Repair and Sealing_A_Achievable Economic TRC Potential | F10 | Industrial | Agriculture | New | Space Heating | Natural Gas | HVAC - Duct Repair and Sealing | A | Cumulative Energy Savings (MWh or mTherms) | Achievable Economic TRC Potential | 0 | 0 | 0 | 0 | 0 | 0 | 0 | 0 | 0 | 0 | 0 | 0 | 0 | 0 | 0 | 0 | 0 | 0 | 0 | 0 | 0 | 0
F11_Industrial_Agriculture_New_Space Heating_Natural Gas_HVAC - Duct Repair and Sealing_A_Achievable Economic TRC Potential | F11 | Industrial | Agriculture | New | Space Heating | Natural Gas | HVAC - Duct Repair and Sealing | A | Cumulative Summer Peak Savings (MW) | Achievable Economic TRC Potential | 0 | 0 | 0 | 0 | 0 | 0 | 0 | 0 | 0 | 0 | 0 | 0 | 0 | 0 | 0 | 0 | 0 | 0 | 0 | 0 | 0 | 0
F12_Industrial_Agriculture_New_Space Heating_Natural Gas_HVAC - Duct Repair and Sealing_A_Achievable Economic TRC Potential | F12 | Industrial | Agriculture | New | Space Heating | Natural Gas | HVAC - Duct Repair and Sealing | A | Cumulative Winter Peak Savings (MW) | Achievable Economic TRC Potential | 0 | 0 | 0 | 0 | 0 | 0 | 0 | 0 | 0 | 0 | 0 | 0 | 0 | 0 | 0 | 0 | 0 | 0 | 0 | 0 | 0 | 0
F13_Industrial_Agriculture_New_Space Heating_Natural Gas_HVAC - Duct Repair and Sealing_A_Achievable Economic TRC Potential | F13 | Industrial | Agriculture | New | Space Heating | Natural Gas | HVAC - Duct Repair and Sealing | A | Purchases (Incremental) | Achievable Economic TRC Potential | 0 | 0 | 0 | 0 | 0 | 0 | 0 | 0 | 0 | 0 | 0 | 0 | 0 | 0 | 0 | 0 | 0 | 0 | 0 | 0 | 0 | 0
F14_Industrial_Agriculture_New_Space Heating_Natural Gas_HVAC - Duct Repair and Sealing_A_Achievable Economic TRC Potential | F14 | Industrial | Agriculture | New | Space Heating | Natural Gas | HVAC - Duct Repair and Sealing | A | Purchases (Cumulative) | Achievable Economic TRC Potential | 0 | 0 | 0 | 0 | 0 | 0 | 0 | 0 | 0 | 0 | 0 | 0 | 0 | 0 | 0 | 0 | 0 | 0 | 0 | 0 | 0 | 0
F1_Industrial_Agriculture_New_Space Heating_Natural Gas_Windows - High Efficiency_A_Achievable Economic TRC Potential | F1 | Industrial | Agriculture | New | Space Heating | Natural Gas | Windows - High Efficiency | A | Original Unit Energy Savings (kWh or therms) | Achievable Economic TRC Potential | 0 | 0 | 0.0073878 | 0.0073878 | 0.0073878 | 0.0073878 | 0.0073878 | 0.0073878 | 0.0073878 | 0.0073878 | 0.0073878 | 0.0073878 | 0.0073878 | 0.0073878 | 0.0073878 | 0.0073878 | 0.0073878 | 0.0073878 | 0.0073878 | 0.0073878 | 0.0073878 | 0.0073878
F2_Industrial_Agriculture_New_Space Heating_Natural Gas_Windows - High Efficiency_A_Achievable Economic TRC Potential | F2 | Industrial | Agriculture | New | Space Heating | Natural Gas | Windows - High Efficiency | A | Original Unit Summer Peak Savings (kW) | Achievable Economic TRC Potential | 0 | 0 | 0 | 0 | 0 | 0 | 0 | 0 | 0 | 0 | 0 | 0 | 0 | 0 | 0 | 0 | 0 | 0 | 0 | 0 | 0 | 0
F3_Industrial_Agriculture_New_Space Heating_Natural Gas_Windows - High Efficiency_A_Achievable Economic TRC Potential | F3 | Industrial | Agriculture | New | Space Heating | Natural Gas | Windows - High Efficiency | A | Original Unit Winter Peak Savings (kW) | Achievable Economic TRC Potential | 0 | 0 | 0 | 0 | 0 | 0 | 0 | 0 | 0 | 0 | 0 | 0 | 0 | 0 | 0 | 0 | 0 | 0 | 0 | 0 | 0 | 0
F4_Industrial_Agriculture_New_Space Heating_Natural Gas_Windows - High Efficiency_A_Achievable Economic TRC Potential | F4 | Industrial | Agriculture | New | Space Heating | Natural Gas | Windows - High Efficiency | A | Standalone Impact on Baseline Energy (%) | Achievable Economic TRC Potential | bar: 2019 to 2040
F5_Industrial_Agriculture_New_Space Heating_Natural Gas_Windows - High Efficiency_A_Achievable Economic TRC Potential | F5 | Industrial | Agriculture | New | Space Heating | Natural Gas | Windows - High Efficiency | A | Standalone Impact on Baseline Summer Peak (%) | Achievable Economic TRC Potential | bar: 2019 to 2040
F6_Industrial_Agriculture_New_Space Heating_Natural Gas_Windows - High Efficiency_A_Achievable Economic TRC Potential | F6 | Industrial | Agriculture | New | Space Heating | Natural Gas | Windows - High Efficiency | A | Standalone Impact on Baseline Winter Peak (%) | Achievable Economic TRC Potential | bar: 2019 to 2040
F7_Industrial_Agriculture_New_Space Heating_Natural Gas_Windows - High Efficiency_A_Achievable Economic TRC Potential | F7 | Industrial | Agriculture | New | Space Heating | Natural Gas | Windows - High Efficiency | A | Incremental Energy Savings (MWh or mTherms) | Achievable Economic TRC Potential | 0 | 0 | 0 | 0 | 0 | 0 | 0 | 0 | 0 | 0 | 0 | 0 | 0 | 0 | 0 | 0 | 0 | 0 | 0 | 0 | 0 | 0
F8_Industrial_Agriculture_New_Space Heating_Natural Gas_Windows - High Efficiency_A_Achievable Economic TRC Potential | F8 | Industrial | Agriculture | New | Space Heating | Natural Gas | Windows - High Efficiency | A | Incremental Summer Peak Savings (MW) | Achievable Economic TRC Potential | 0 | 0 | 0 | 0 | 0 | 0 | 0 | 0 | 0 | 0 | 0 | 0 | 0 | 0 | 0 | 0 | 0 | 0 | 0 | 0 | 0 | 0
F9_Industrial_Agriculture_New_Space Heating_Natural Gas_Windows - High Efficiency_A_Achievable Economic TRC Potential | F9 | Industrial | Agriculture | New | Space Heating | Natural Gas | Windows - High Efficiency | A | Incremental Winter Peak Savings (MW) | Achievable Economic TRC Potential | 0 | 0 | 0 | 0 | 0 | 0 | 0 | 0 | 0 | 0 | 0 | 0 | 0 | 0 | 0 | 0 | 0 | 0 | 0 | 0 | 0 | 0
F10_Industrial_Agriculture_New_Space Heating_Natural Gas_Windows - High Efficiency_A_Achievable Economic TRC Potential | F10 | Industrial | Agriculture | New | Space Heating | Natural Gas | Windows - High Efficiency | A | Cumulative Energy Savings (MWh or mTherms) | Achievable Economic TRC Potential | 0 | 0 | 0 | 0 | 0 | 0 | 0 | 0 | 0 | 0 | 0 | 0 | 0 | 0 | 0 | 0 | 0 | 0 | 0 | 0 | 0 | 0
F11_Industrial_Agriculture_New_Space Heating_Natural Gas_Windows - High Efficiency_A_Achievable Economic TRC Potential | F11 | Industrial | Agriculture | New | Space Heating | Natural Gas | Windows - High Efficiency | A | Cumulative Summer Peak Savings (MW) | Achievable Economic TRC Potential | 0 | 0 | 0 | 0 | 0 | 0 | 0 | 0 | 0 | 0 | 0 | 0 | 0 | 0 | 0 | 0 | 0 | 0 | 0 | 0 | 0 | 0
F12_Industrial_Agriculture_New_Space Heating_Natural Gas_Windows - High Efficiency_A_Achievable Economic TRC Potential | F12 | Industrial | Agriculture | New | Space Heating | Natural Gas | Windows - High Efficiency | A | Cumulative Winter Peak Savings (MW) | Achievable Economic TRC Potential | 0 | 0 | 0 | 0 | 0 | 0 | 0 | 0 | 0 | 0 | 0 | 0 | 0 | 0 | 0 | 0 | 0 | 0 | 0 | 0 | 0 | 0
F13_Industrial_Agriculture_New_Space Heating_Natural Gas_Windows - High Efficiency_A_Achievable Economic TRC Potential | F13 | Industrial | Agriculture | New | Space Heating | Natural Gas | Windows - High Efficiency | A | Purchases (Incremental) | Achievable Economic TRC Potential | 0 | 0 | 0 | 0 | 0 | 0 | 0 | 0 | 0 | 0 | 0 | 0 | 0 | 0 | 0 | 0 | 0 | 0 | 0 | 0 | 0 | 0
F14_Industrial_Agriculture_New_Space Heating_Natural Gas_Windows - High Efficiency_A_Achievable Economic TRC Potential | F14 | Industrial | Agriculture | New | Space Heating | Natural Gas | Windows - High Efficiency | A | Purchases (Cumulative) | Achievable Economic TRC Potential | 0 | 0 | 0 | 0 | 0 | 0 | 0 | 0 | 0 | 0 | 0 | 0 | 0 | 0 | 0 | 0 | 0 | 0 | 0 | 0 | 0 | 0
F1_Industrial_Agriculture_New_Space Heating_Natural Gas_Gas Boiler - Maintenance_A_Achievable Economic TRC Potential | F1 | Industrial | Agriculture | New | Space Heating | Natural Gas | Gas Boiler - Maintenance | A | Original Unit Energy Savings (kWh or therms) | Achievable Economic TRC Potential | 0 | 0 | 1.1147 | 1.1147 | 1.1147 | 1.1147 | 1.1147 | 1.1147 | 1.1147 | 1.1147 | 1.1147 | 1.1147 | 1.1147 | 1.1147 | 1.1147 | 1.1147 | 1.1147 | 1.1147 | 1.1147 | 1.1147 | 1.1147 | 1.1147
F2_Industrial_Agriculture_New_Space Heating_Natural Gas_Gas Boiler - Maintenance_A_Achievable Economic TRC Potential | F2 | Industrial | Agriculture | New | Space Heating | Natural Gas | Gas Boiler - Maintenance | A | Original Unit Summer Peak Savings (kW) | Achievable Economic TRC Potential | 0 | 0 | 0 | 0 | 0 | 0 | 0 | 0 | 0 | 0 | 0 | 0 | 0 | 0 | 0 | 0 | 0 | 0 | 0 | 0 | 0 | 0
F3_Industrial_Agriculture_New_Space Heating_Natural Gas_Gas Boiler - Maintenance_A_Achievable Economic TRC Potential | F3 | Industrial | Agriculture | New | Space Heating | Natural Gas | Gas Boiler - Maintenance | A | Original Unit Winter Peak Savings (kW) | Achievable Economic TRC Potential | 0 | 0 | 0 | 0 | 0 | 0 | 0 | 0 | 0 | 0 | 0 | 0 | 0 | 0 | 0 | 0 | 0 | 0 | 0 | 0 | 0 | 0
F4_Industrial_Agriculture_New_Space Heating_Natural Gas_Gas Boiler - Maintenance_A_Achievable Economic TRC Potential | F4 | Industrial | Agriculture | New | Space Heating | Natural Gas | Gas Boiler - Maintenance | A | Standalone Impact on Baseline Energy (%) | Achievable Economic TRC Potential | 0% | 0% | 0.002102% | 0.002678% | 0.002898% | 0.002333% | 0.00205% | 0.001805% | 0.001597% | 0.001413% | 0.001302% | 0.001194% | 0.001103% | 0.001014% | 0.0009612% | 0.000904% | 0.0008533% | 0.000801% | 0.0007699% | 0.0007346% | 0.0007033% | 0.0006747%
F5_Industrial_Agriculture_New_Space Heating_Natural Gas_Gas Boiler - Maintenance_A_Achievable Economic TRC Potential | F5 | Industrial | Agriculture | New | Space Heating | Natural Gas | Gas Boiler - Maintenance | A | Standalone Impact on Baseline Summer Peak (%) | Achievable Economic TRC Potential | bar: 2019 to 2040
F6_Industrial_Agriculture_New_Space Heating_Natural Gas_Gas Boiler - Maintenance_A_Achievable Economic TRC Potential | F6 | Industrial | Agriculture | New | Space Heating | Natural Gas | Gas Boiler - Maintenance | A | Standalone Impact on Baseline Winter Peak (%) | Achievable Economic TRC Potential | bar: 2019 to 2040
F7_Industrial_Agriculture_New_Space Heating_Natural Gas_Gas Boiler - Maintenance_A_Achievable Economic TRC Potential | F7 | Industrial | Agriculture | New | Space Heating | Natural Gas | Gas Boiler - Maintenance | A | Incremental Energy Savings (MWh or mTherms) | Achievable Economic TRC Potential | 0 | 0 | 0.0011695 | 0.0014306 | 0.0014122 | 0.001468 | 0.0014805 | 0.0014763 | 0.001468 | 0.0014805 | 0.0014763 | 0.0026375 | 0.0029111 | 0.0028885 | 0.005275 | 0.0058222 | 0.005777 | 0.01055 | 0.011644 | 0.011554 | 0.021399 | 0.023339
F8_Industrial_Agriculture_New_Space Heating_Natural Gas_Gas Boiler - Maintenance_A_Achievable Economic TRC Potential | F8 | Industrial | Agriculture | New | Space Heating | Natural Gas | Gas Boiler - Maintenance | A | Incremental Summer Peak Savings (MW) | Achievable Economic TRC Potential | 0 | 0 | 0 | 0 | 0 | 0 | 0 | 0 | 0 | 0 | 0 | 0 | 0 | 0 | 0 | 0 | 0 | 0 | 0 | 0 | 0 | 0
F9_Industrial_Agriculture_New_Space Heating_Natural Gas_Gas Boiler - Maintenance_A_Achievable Economic TRC Potential | F9 | Industrial | Agriculture | New | Space Heating | Natural Gas | Gas Boiler - Maintenance | A | Incremental Winter Peak Savings (MW) | Achievable Economic TRC Potential | 0 | 0 | 0 | 0 | 0 | 0 | 0 | 0 | 0 | 0 | 0 | 0 | 0 | 0 | 0 | 0 | 0 | 0 | 0 | 0 | 0 | 0
F10_Industrial_Agriculture_New_Space Heating_Natural Gas_Gas Boiler - Maintenance_A_Achievable Economic TRC Potential | F10 | Industrial | Agriculture | New | Space Heating | Natural Gas | Gas Boiler - Maintenance | A | Cumulative Energy Savings (MWh or mTherms) | Achievable Economic TRC Potential | 0 | 0 | 0.0011695 | 0.0026001 | 0.0040122 | 0.0043108 | 0.0043607 | 0.0044248 | 0.0044248 | 0.0044248 | 0.0044248 | 0.0044248 | 0.0044248 | 0.0044248 | 0.0044248 | 0.0044248 | 0.0044248 | 0.0044248 | 0.0044248 | 0.0044248 | 0.0044248 | 0.0044248
F11_Industrial_Agriculture_New_Space Heating_Natural Gas_Gas Boiler - Maintenance_A_Achievable Economic TRC Potential | F11 | Industrial | Agriculture | New | Space Heating | Natural Gas | Gas Boiler - Maintenance | A | Cumulative Summer Peak Savings (MW) | Achievable Economic TRC Potential | 0 | 0 | 0 | 0 | 0 | 0 | 0 | 0 | 0 | 0 | 0 | 0 | 0 | 0 | 0 | 0 | 0 | 0 | 0 | 0 | 0 | 0
F12_Industrial_Agriculture_New_Space Heating_Natural Gas_Gas Boiler - Maintenance_A_Achievable Economic TRC Potential | F12 | Industrial | Agriculture | New | Space Heating | Natural Gas | Gas Boiler - Maintenance | A | Cumulative Winter Peak Savings (MW) | Achievable Economic TRC Potential | 0 | 0 | 0 | 0 | 0 | 0 | 0 | 0 | 0 | 0 | 0 | 0 | 0 | 0 | 0 | 0 | 0 | 0 | 0 | 0 | 0 | 0
F13_Industrial_Agriculture_New_Space Heating_Natural Gas_Gas Boiler - Maintenance_A_Achievable Economic TRC Potential | F13 | Industrial | Agriculture | New | Space Heating | Natural Gas | Gas Boiler - Maintenance | A | Purchases (Incremental) | Achievable Economic TRC Potential | 0 | 0 | 1.0491 | 1.2833 | 1.2668 | 1.3169 | 1.3281 | 1.3244 | 1.3169 | 1.3281 | 1.3244 | 2.3661 | 2.6115 | 2.5912 | 4.7321 | 5.2229 | 5.1824 | 9.4642 | 10.4458 | 10.3647 | 19.1962 | 20.9364
F14_Industrial_Agriculture_New_Space Heating_Natural Gas_Gas Boiler - Maintenance_A_Achievable Economic TRC Potential | F14 | Industrial | Agriculture | New | Space Heating | Natural Gas | Gas Boiler - Maintenance | A | Purchases (Cumulative) | Achievable Economic TRC Potential | 0 | 0 | 1.0491 | 2.3325 | 3.5993 | 3.8671 | 3.9119 | 3.9694 | 3.9694 | 3.9694 | 3.9694 | 3.9694 | 3.9694 | 3.9694 | 3.9694 | 3.9694 | 3.9694 | 3.9694 | 3.9694 | 3.9694 | 3.9694 | 3.9694
F1_Industrial_Agriculture_New_Process_Natural Gas_Gas Boiler - Maintenance_A_Achievable Economic TRC Potential | F1 | Industrial | Agriculture | New | Process | Natural Gas | Gas Boiler - Maintenance | A | Original Unit Energy Savings (kWh or therms) | Achievable Economic TRC Potential | 0 | 0 | 1.5559 | 1.5559 | 1.5559 | 1.5559 | 1.5559 | 1.5559 | 1.5559 | 1.5559 | 1.5559 | 1.5559 | 1.5559 | 1.5559 | 1.5559 | 1.5559 | 1.5559 | 1.5559 | 1.5559 | 1.5559 | 1.5559 | 1.5559
F2_Industrial_Agriculture_New_Process_Natural Gas_Gas Boiler - Maintenance_A_Achievable Economic TRC Potential | F2 | Industrial | Agriculture | New | Process | Natural Gas | Gas Boiler - Maintenance | A | Original Unit Summer Peak Savings (kW) | Achievable Economic TRC Potential | 0 | 0 | 0 | 0 | 0 | 0 | 0 | 0 | 0 | 0 | 0 | 0 | 0 | 0 | 0 | 0 | 0 | 0 | 0 | 0 | 0 | 0
F3_Industrial_Agriculture_New_Process_Natural Gas_Gas Boiler - Maintenance_A_Achievable Economic TRC Potential | F3 | Industrial | Agriculture | New | Process | Natural Gas | Gas Boiler - Maintenance | A | Original Unit Winter Peak Savings (kW) | Achievable Economic TRC Potential | 0 | 0 | 0 | 0 | 0 | 0 | 0 | 0 | 0 | 0 | 0 | 0 | 0 | 0 | 0 | 0 | 0 | 0 | 0 | 0 | 0 | 0
F4_Industrial_Agriculture_New_Process_Natural Gas_Gas Boiler - Maintenance_A_Achievable Economic TRC Potential | F4 | Industrial | Agriculture | New | Process | Natural Gas | Gas Boiler - Maintenance | A | Standalone Impact on Baseline Energy (%) | Achievable Economic TRC Potential | 0% | 0% | 0.01118% | 0.01424% | 0.01541% | 0.0124% | 0.0109% | 0.0096% | 0.008491% | 0.007515% | 0.006922% | 0.006347% | 0.005865% | 0.005391% | 0.005111% | 0.004807% | 0.004537% | 0.004259% | 0.004093% | 0.003906% | 0.00374% | 0.003587%
F5_Industrial_Agriculture_New_Process_Natural Gas_Gas Boiler - Maintenance_A_Achievable Economic TRC Potential | F5 | Industrial | Agriculture | New | Process | Natural Gas | Gas Boiler - Maintenance | A | Standalone Impact on Baseline Summer Peak (%) | Achievable Economic TRC Potential | bar: 2019 to 2040
F6_Industrial_Agriculture_New_Process_Natural Gas_Gas Boiler - Maintenance_A_Achievable Economic TRC Potential | F6 | Industrial | Agriculture | New | Process | Natural Gas | Gas Boiler - Maintenance | A | Standalone Impact on Baseline Winter Peak (%) | Achievable Economic TRC Potential | bar: 2019 to 2040
F7_Industrial_Agriculture_New_Process_Natural Gas_Gas Boiler - Maintenance_A_Achievable Economic TRC Potential | F7 | Industrial | Agriculture | New | Process | Natural Gas | Gas Boiler - Maintenance | A | Incremental Energy Savings (MWh or mTherms) | Achievable Economic TRC Potential | 0 | 0 | 0.013502 | 0.016517 | 0.016304 | 0.016949 | 0.017093 | 0.017045 | 0.016949 | 0.017093 | 0.017045 | 0.030451 | 0.03361 | 0.033349 | 0.060903 | 0.06722 | 0.066698 | 0.12181 | 0.13444 | 0.1334 | 0.24706 | 0.26945
F8_Industrial_Agriculture_New_Process_Natural Gas_Gas Boiler - Maintenance_A_Achievable Economic TRC Potential | F8 | Industrial | Agriculture | New | Process | Natural Gas | Gas Boiler - Maintenance | A | Incremental Summer Peak Savings (MW) | Achievable Economic TRC Potential | 0 | 0 | 0 | 0 | 0 | 0 | 0 | 0 | 0 | 0 | 0 | 0 | 0 | 0 | 0 | 0 | 0 | 0 | 0 | 0 | 0 | 0
F9_Industrial_Agriculture_New_Process_Natural Gas_Gas Boiler - Maintenance_A_Achievable Economic TRC Potential | F9 | Industrial | Agriculture | New | Process | Natural Gas | Gas Boiler - Maintenance | A | Incremental Winter Peak Savings (MW) | Achievable Economic TRC Potential | 0 | 0 | 0 | 0 | 0 | 0 | 0 | 0 | 0 | 0 | 0 | 0 | 0 | 0 | 0 | 0 | 0 | 0 | 0 | 0 | 0 | 0
F10_Industrial_Agriculture_New_Process_Natural Gas_Gas Boiler - Maintenance_A_Achievable Economic TRC Potential | F10 | Industrial | Agriculture | New | Process | Natural Gas | Gas Boiler - Maintenance | A | Cumulative Energy Savings (MWh or mTherms) | Achievable Economic TRC Potential | 0 | 0 | 0.013502 | 0.030019 | 0.046323 | 0.04977 | 0.050346 | 0.051087 | 0.051087 | 0.051087 | 0.051087 | 0.051087 | 0.051087 | 0.051087 | 0.051087 | 0.051087 | 0.051087 | 0.051087 | 0.051087 | 0.051087 | 0.051087 | 0.051087
F11_Industrial_Agriculture_New_Process_Natural Gas_Gas Boiler - Maintenance_A_Achievable Economic TRC Potential | F11 | Industrial | Agriculture | New | Process | Natural Gas | Gas Boiler - Maintenance | A | Cumulative Summer Peak Savings (MW) | Achievable Economic TRC Potential | 0 | 0 | 0 | 0 | 0 | 0 | 0 | 0 | 0 | 0 | 0 | 0 | 0 | 0 | 0 | 0 | 0 | 0 | 0 | 0 | 0 | 0
F12_Industrial_Agriculture_New_Process_Natural Gas_Gas Boiler - Maintenance_A_Achievable Economic TRC Potential | F12 | Industrial | Agriculture | New | Process | Natural Gas | Gas Boiler - Maintenance | A | Cumulative Winter Peak Savings (MW) | Achievable Economic TRC Potential | 0 | 0 | 0 | 0 | 0 | 0 | 0 | 0 | 0 | 0 | 0 | 0 | 0 | 0 | 0 | 0 | 0 | 0 | 0 | 0 | 0 | 0
F13_Industrial_Agriculture_New_Process_Natural Gas_Gas Boiler - Maintenance_A_Achievable Economic TRC Potential | F13 | Industrial | Agriculture | New | Process | Natural Gas | Gas Boiler - Maintenance | A | Purchases (Incremental) | Achievable Economic TRC Potential | 0 | 0 | 8.6783 | 10.6157 | 10.4791 | 10.8936 | 10.9862 | 10.955 | 10.8936 | 10.9862 | 10.955 | 19.5719 | 21.6018 | 21.4341 | 39.1438 | 43.2037 | 42.8683 | 78.2875 | 86.4074 | 85.7366 | 158.7903 | 173.1852
F14_Industrial_Agriculture_New_Process_Natural Gas_Gas Boiler - Maintenance_A_Achievable Economic TRC Potential | F14 | Industrial | Agriculture | New | Process | Natural Gas | Gas Boiler - Maintenance | A | Purchases (Cumulative) | Achievable Economic TRC Potential | 0 | 0 | 8.6783 | 19.294 | 29.7731 | 31.9883 | 32.3589 | 32.8348 | 32.8348 | 32.8348 | 32.8348 | 32.8348 | 32.8348 | 32.8348 | 32.8348 | 32.8348 | 32.8348 | 32.8348 | 32.8348 | 32.8348 | 32.8348 | 32.8348
F1_Industrial_Agriculture_New_Space Heating_Natural Gas_Gas Furnace - Maintenance_A_Achievable Economic TRC Potential | F1 | Industrial | Agriculture | New | Space Heating | Natural Gas | Gas Furnace - Maintenance | A | Original Unit Energy Savings (kWh or therms) | Achievable Economic TRC Potential | 0 | 0 | 0.0083129 | 0.0083129 | 0.0083129 | 0.0083129 | 0.0083129 | 0.0083129 | 0.0083129 | 0.0083129 | 0.0083129 | 0.0083129 | 0.0083129 | 0.0083129 | 0.0083129 | 0.0083129 | 0.0083129 | 0.0083129 | 0.0083129 | 0.0083129 | 0.0083129 | 0.0083129
F2_Industrial_Agriculture_New_Space Heating_Natural Gas_Gas Furnace - Maintenance_A_Achievable Economic TRC Potential | F2 | Industrial | Agriculture | New | Space Heating | Natural Gas | Gas Furnace - Maintenance | A | Original Unit Summer Peak Savings (kW) | Achievable Economic TRC Potential | 0 | 0 | 0 | 0 | 0 | 0 | 0 | 0 | 0 | 0 | 0 | 0 | 0 | 0 | 0 | 0 | 0 | 0 | 0 | 0 | 0 | 0
F3_Industrial_Agriculture_New_Space Heating_Natural Gas_Gas Furnace - Maintenance_A_Achievable Economic TRC Potential | F3 | Industrial | Agriculture | New | Space Heating | Natural Gas | Gas Furnace - Maintenance | A | Original Unit Winter Peak Savings (kW) | Achievable Economic TRC Potential | 0 | 0 | 0 | 0 | 0 | 0 | 0 | 0 | 0 | 0 | 0 | 0 | 0 | 0 | 0 | 0 | 0 | 0 | 0 | 0 | 0 | 0
F4_Industrial_Agriculture_New_Space Heating_Natural Gas_Gas Furnace - Maintenance_A_Achievable Economic TRC Potential | F4 | Industrial | Agriculture | New | Space Heating | Natural Gas | Gas Furnace - Maintenance | A | Standalone Impact on Baseline Energy (%) | Achievable Economic TRC Potential | 0% | 0% | 3.169e-05% | 4.037e-05% | 4.369e-05% | 3.517e-05% | 3.091e-05% | 2.721e-05% | 2.407e-05% | 2.13e-05% | 1.962e-05% | 1.799e-05% | 1.663e-05% | 1.528e-05% | 1.449e-05% | 1.363e-05% | 1.286e-05% | 1.207e-05% | 1.16e-05% | 1.107e-05% | 1.06e-05% | 1.017e-05%
F5_Industrial_Agriculture_New_Space Heating_Natural Gas_Gas Furnace - Maintenance_A_Achievable Economic TRC Potential | F5 | Industrial | Agriculture | New | Space Heating | Natural Gas | Gas Furnace - Maintenance | A | Standalone Impact on Baseline Summer Peak (%) | Achievable Economic TRC Potential | bar: 2019 to 2040
F6_Industrial_Agriculture_New_Space Heating_Natural Gas_Gas Furnace - Maintenance_A_Achievable Economic TRC Potential | F6 | Industrial | Agriculture | New | Space Heating | Natural Gas | Gas Furnace - Maintenance | A | Standalone Impact on Baseline Winter Peak (%) | Achievable Economic TRC Potential | bar: 2019 to 2040
F7_Industrial_Agriculture_New_Space Heating_Natural Gas_Gas Furnace - Maintenance_A_Achievable Economic TRC Potential | F7 | Industrial | Agriculture | New | Space Heating | Natural Gas | Gas Furnace - Maintenance | A | Incremental Energy Savings (MWh or mTherms) | Achievable Economic TRC Potential | 0 | 0 | 1.7628e-05 | 2.1563e-05 | 2.1286e-05 | 2.2128e-05 | 2.2316e-05 | 2.2253e-05 | 2.2128e-05 | 2.2316e-05 | 2.2253e-05 | 3.9756e-05 | 4.388e-05 | 4.3539e-05 | 7.9512e-05 | 8.7759e-05 | 8.7078e-05 | 0.00015902 | 0.00017552 | 0.00017416 | 0.00032255 | 0.00035179
F8_Industrial_Agriculture_New_Space Heating_Natural Gas_Gas Furnace - Maintenance_A_Achievable Economic TRC Potential | F8 | Industrial | Agriculture | New | Space Heating | Natural Gas | Gas Furnace - Maintenance | A | Incremental Summer Peak Savings (MW) | Achievable Economic TRC Potential | 0 | 0 | 0 | 0 | 0 | 0 | 0 | 0 | 0 | 0 | 0 | 0 | 0 | 0 | 0 | 0 | 0 | 0 | 0 | 0 | 0 | 0
F9_Industrial_Agriculture_New_Space Heating_Natural Gas_Gas Furnace - Maintenance_A_Achievable Economic TRC Potential | F9 | Industrial | Agriculture | New | Space Heating | Natural Gas | Gas Furnace - Maintenance | A | Incremental Winter Peak Savings (MW) | Achievable Economic TRC Potential | 0 | 0 | 0 | 0 | 0 | 0 | 0 | 0 | 0 | 0 | 0 | 0 | 0 | 0 | 0 | 0 | 0 | 0 | 0 | 0 | 0 | 0
F10_Industrial_Agriculture_New_Space Heating_Natural Gas_Gas Furnace - Maintenance_A_Achievable Economic TRC Potential | F10 | Industrial | Agriculture | New | Space Heating | Natural Gas | Gas Furnace - Maintenance | A | Cumulative Energy Savings (MWh or mTherms) | Achievable Economic TRC Potential | 0 | 0 | 1.7628e-05 | 3.9192e-05 | 6.0478e-05 | 6.4978e-05 | 6.573e-05 | 6.6697e-05 | 6.6697e-05 | 6.6697e-05 | 6.6697e-05 | 6.6697e-05 | 6.6697e-05 | 6.6697e-05 | 6.6697e-05 | 6.6697e-05 | 6.6697e-05 | 6.6697e-05 | 6.6697e-05 | 6.6697e-05 | 6.6697e-05 | 6.6697e-05
F11_Industrial_Agriculture_New_Space Heating_Natural Gas_Gas Furnace - Maintenance_A_Achievable Economic TRC Potential | F11 | Industrial | Agriculture | New | Space Heating | Natural Gas | Gas Furnace - Maintenance | A | Cumulative Summer Peak Savings (MW) | Achievable Economic TRC Potential | 0 | 0 | 0 | 0 | 0 | 0 | 0 | 0 | 0 | 0 | 0 | 0 | 0 | 0 | 0 | 0 | 0 | 0 | 0 | 0 | 0 | 0
F12_Industrial_Agriculture_New_Space Heating_Natural Gas_Gas Furnace - Maintenance_A_Achievable Economic TRC Potential | F12 | Industrial | Agriculture | New | Space Heating | Natural Gas | Gas Furnace - Maintenance | A | Cumulative Winter Peak Savings (MW) | Achievable Economic TRC Potential | 0 | 0 | 0 | 0 | 0 | 0 | 0 | 0 | 0 | 0 | 0 | 0 | 0 | 0 | 0 | 0 | 0 | 0 | 0 | 0 | 0 | 0
F13_Industrial_Agriculture_New_Space Heating_Natural Gas_Gas Furnace - Maintenance_A_Achievable Economic TRC Potential | F13 | Industrial | Agriculture | New | Space Heating | Natural Gas | Gas Furnace - Maintenance | A | Purchases (Incremental) | Achievable Economic TRC Potential | 0 | 0 | 2.1206 | 2.594 | 2.5606 | 2.6619 | 2.6845 | 2.6769 | 2.6619 | 2.6845 | 2.6769 | 4.7825 | 5.2785 | 5.2375 | 9.5649 | 10.557 | 10.475 | 19.1299 | 21.114 | 20.9501 | 38.801 | 42.3185
F14_Industrial_Agriculture_New_Space Heating_Natural Gas_Gas Furnace - Maintenance_A_Achievable Economic TRC Potential | F14 | Industrial | Agriculture | New | Space Heating | Natural Gas | Gas Furnace - Maintenance | A | Purchases (Cumulative) | Achievable Economic TRC Potential | 0 | 0 | 2.1206 | 4.7146 | 7.2752 | 7.8165 | 7.907 | 8.0233 | 8.0233 | 8.0233 | 8.0233 | 8.0233 | 8.0233 | 8.0233 | 8.0233 | 8.0233 | 8.0233 | 8.0233 | 8.0233 | 8.0233 | 8.0233 | 8.0233
F1_Industrial_Agriculture_New_Space Heating_Natural Gas_Gas Boiler - Hot Water Reset_A_Achievable Economic TRC Potential | F1 | Industrial | Agriculture | New | Space Heating | Natural Gas | Gas Boiler - Hot Water Reset | A | Original Unit Energy Savings (kWh or therms) | Achievable Economic TRC Potential | 0 | 0 | 4.0536 | 4.0536 | 4.0536 | 4.0536 | 4.0536 | 4.0536 | 4.0536 | 4.0536 | 4.0536 | 4.0536 | 4.0536 | 4.0536 | 4.0536 | 4.0536 | 4.0536 | 4.0536 | 4.0536 | 4.0536 | 4.0536 | 4.0536
F2_Industrial_Agriculture_New_Space Heating_Natural Gas_Gas Boiler - Hot Water Reset_A_Achievable Economic TRC Potential | F2 | Industrial | Agriculture | New | Space Heating | Natural Gas | Gas Boiler - Hot Water Reset | A | Original Unit Summer Peak Savings (kW) | Achievable Economic TRC Potential | 0 | 0 | 0 | 0 | 0 | 0 | 0 | 0 | 0 | 0 | 0 | 0 | 0 | 0 | 0 | 0 | 0 | 0 | 0 | 0 | 0 | 0
F3_Industrial_Agriculture_New_Space Heating_Natural Gas_Gas Boiler - Hot Water Reset_A_Achievable Economic TRC Potential | F3 | Industrial | Agriculture | New | Space Heating | Natural Gas | Gas Boiler - Hot Water Reset | A | Original Unit Winter Peak Savings (kW) | Achievable Economic TRC Potential | 0 | 0 | 0 | 0 | 0 | 0 | 0 | 0 | 0 | 0 | 0 | 0 | 0 | 0 | 0 | 0 | 0 | 0 | 0 | 0 | 0 | 0
F4_Industrial_Agriculture_New_Space Heating_Natural Gas_Gas Boiler - Hot Water Reset_A_Achievable Economic TRC Potential | F4 | Industrial | Agriculture | New | Space Heating | Natural Gas | Gas Boiler - Hot Water Reset | A | Standalone Impact on Baseline Energy (%) | Achievable Economic TRC Potential | 0% | 0% | 0.007431% | 0.01338% | 0.02055% | 0.02836% | 0.03942% | 0.05149% | 0.06451% | 0.07646% | 0.08869% | 0.097% | 0.1018% | 0.1016% | 0.101% | 0.09722% | 0.09271% | 0.08738% | 0.08398% | 0.08013% | 0.07672% | 0.07359%
F5_Industrial_Agriculture_New_Space Heating_Natural Gas_Gas Boiler - Hot Water Reset_A_Achievable Economic TRC Potential | F5 | Industrial | Agriculture | New | Space Heating | Natural Gas | Gas Boiler - Hot Water Reset | A | Standalone Impact on Baseline Summer Peak (%) | Achievable Economic TRC Potential | bar: 2019 to 2040
F6_Industrial_Agriculture_New_Space Heating_Natural Gas_Gas Boiler - Hot Water Reset_A_Achievable Economic TRC Potential | F6 | Industrial | Agriculture | New | Space Heating | Natural Gas | Gas Boiler - Hot Water Reset | A | Standalone Impact on Baseline Winter Peak (%) | Achievable Economic TRC Potential | bar: 2019 to 2040
F7_Industrial_Agriculture_New_Space Heating_Natural Gas_Gas Boiler - Hot Water Reset_A_Achievable Economic TRC Potential | F7 | Industrial | Agriculture | New | Space Heating | Natural Gas | Gas Boiler - Hot Water Reset | A | Incremental Energy Savings (MWh or mTherms) | Achievable Economic TRC Potential | 0 | 0 | 0.0041335 | 0.0088574 | 0.015456 | 0.023949 | 0.031443 | 0.042361 | 0.052536 | 0.06064 | 0.062039 | 0.058165 | 0.048704 | 0.035069 | 0.02148 | 0.010996 | 0.0049287 | 0.0019093 | 0.0041335 | 0.0088574 | 0.015456 | 0.023949
F8_Industrial_Agriculture_New_Space Heating_Natural Gas_Gas Boiler - Hot Water Reset_A_Achievable Economic TRC Potential | F8 | Industrial | Agriculture | New | Space Heating | Natural Gas | Gas Boiler - Hot Water Reset | A | Incremental Summer Peak Savings (MW) | Achievable Economic TRC Potential | 0 | 0 | 0 | 0 | 0 | 0 | 0 | 0 | 0 | 0 | 0 | 0 | 0 | 0 | 0 | 0 | 0 | 0 | 0 | 0 | 0 | 0
F9_Industrial_Agriculture_New_Space Heating_Natural Gas_Gas Boiler - Hot Water Reset_A_Achievable Economic TRC Potential | F9 | Industrial | Agriculture | New | Space Heating | Natural Gas | Gas Boiler - Hot Water Reset | A | Incremental Winter Peak Savings (MW) | Achievable Economic TRC Potential | 0 | 0 | 0 | 0 | 0 | 0 | 0 | 0 | 0 | 0 | 0 | 0 | 0 | 0 | 0 | 0 | 0 | 0 | 0 | 0 | 0 | 0
F10_Industrial_Agriculture_New_Space Heating_Natural Gas_Gas Boiler - Hot Water Reset_A_Achievable Economic TRC Potential | F10 | Industrial | Agriculture | New | Space Heating | Natural Gas | Gas Boiler - Hot Water Reset | A | Cumulative Energy Savings (MWh or mTherms) | Achievable Economic TRC Potential | 0 | 0 | 0.0041335 | 0.012991 | 0.028447 | 0.052395 | 0.083838 | 0.1262 | 0.17873 | 0.23938 | 0.30141 | 0.35958 | 0.40828 | 0.44335 | 0.46483 | 0.47583 | 0.48076 | 0.48267 | 0.48267 | 0.48267 | 0.48267 | 0.48267
F11_Industrial_Agriculture_New_Space Heating_Natural Gas_Gas Boiler - Hot Water Reset_A_Achievable Economic TRC Potential | F11 | Industrial | Agriculture | New | Space Heating | Natural Gas | Gas Boiler - Hot Water Reset | A | Cumulative Summer Peak Savings (MW) | Achievable Economic TRC Potential | 0 | 0 | 0 | 0 | 0 | 0 | 0 | 0 | 0 | 0 | 0 | 0 | 0 | 0 | 0 | 0 | 0 | 0 | 0 | 0 | 0 | 0
F12_Industrial_Agriculture_New_Space Heating_Natural Gas_Gas Boiler - Hot Water Reset_A_Achievable Economic TRC Potential | F12 | Industrial | Agriculture | New | Space Heating | Natural Gas | Gas Boiler - Hot Water Reset | A | Cumulative Winter Peak Savings (MW) | Achievable Economic TRC Potential | 0 | 0 | 0 | 0 | 0 | 0 | 0 | 0 | 0 | 0 | 0 | 0 | 0 | 0 | 0 | 0 | 0 | 0 | 0 | 0 | 0 | 0
F13_Industrial_Agriculture_New_Space Heating_Natural Gas_Gas Boiler - Hot Water Reset_A_Achievable Economic TRC Potential | F13 | Industrial | Agriculture | New | Space Heating | Natural Gas | Gas Boiler - Hot Water Reset | A | Purchases (Incremental) | Achievable Economic TRC Potential | 0 | 0 | 1.0197 | 2.1851 | 3.8128 | 5.908 | 7.7568 | 10.4502 | 12.9605 | 14.9597 | 15.3047 | 14.349 | 12.015 | 8.6513 | 5.299 | 2.7127 | 1.2159 | 0.47101 | 1.0197 | 2.1851 | 3.8128 | 5.908
F14_Industrial_Agriculture_New_Space Heating_Natural Gas_Gas Boiler - Hot Water Reset_A_Achievable Economic TRC Potential | F14 | Industrial | Agriculture | New | Space Heating | Natural Gas | Gas Boiler - Hot Water Reset | A | Purchases (Cumulative) | Achievable Economic TRC Potential | 0 | 0 | 1.0197 | 3.2048 | 7.0176 | 12.9256 | 20.6824 | 31.1326 | 44.0931 | 59.0528 | 74.3576 | 88.7066 | 100.7216 | 109.3729 | 114.6719 | 117.3846 | 118.6005 | 119.0715 | 119.0715 | 119.0715 | 119.0715 | 119.0715
F1_Industrial_Agriculture_New_Process_Natural Gas_Gas Boiler - Hot Water Reset_A_Achievable Economic TRC Potential | F1 | Industrial | Agriculture | New | Process | Natural Gas | Gas Boiler - Hot Water Reset | A | Original Unit Energy Savings (kWh or therms) | Achievable Economic TRC Potential | 0 | 0 | 2.8289 | 2.8289 | 2.8289 | 2.8289 | 2.8289 | 2.8289 | 2.8289 | 2.8289 | 2.8289 | 2.8289 | 2.8289 | 2.8289 | 2.8289 | 2.8289 | 2.8289 | 2.8289 | 2.8289 | 2.8289 | 2.8289 | 2.8289
F2_Industrial_Agriculture_New_Process_Natural Gas_Gas Boiler - Hot Water Reset_A_Achievable Economic TRC Potential | F2 | Industrial | Agriculture | New | Process | Natural Gas | Gas Boiler - Hot Water Reset | A | Original Unit Summer Peak Savings (kW) | Achievable Economic TRC Potential | 0 | 0 | 0 | 0 | 0 | 0 | 0 | 0 | 0 | 0 | 0 | 0 | 0 | 0 | 0 | 0 | 0 | 0 | 0 | 0 | 0 | 0
F3_Industrial_Agriculture_New_Process_Natural Gas_Gas Boiler - Hot Water Reset_A_Achievable Economic TRC Potential | F3 | Industrial | Agriculture | New | Process | Natural Gas | Gas Boiler - Hot Water Reset | A | Original Unit Winter Peak Savings (kW) | Achievable Economic TRC Potential | 0 | 0 | 0 | 0 | 0 | 0 | 0 | 0 | 0 | 0 | 0 | 0 | 0 | 0 | 0 | 0 | 0 | 0 | 0 | 0 | 0 | 0
F4_Industrial_Agriculture_New_Process_Natural Gas_Gas Boiler - Hot Water Reset_A_Achievable Economic TRC Potential | F4 | Industrial | Agriculture | New | Process | Natural Gas | Gas Boiler - Hot Water Reset | A | Standalone Impact on Baseline Energy (%) | Achievable Economic TRC Potential | 0% | 0% | 0.01976% | 0.03558% | 0.05463% | 0.07539% | 0.1048% | 0.1369% | 0.1715% | 0.2033% | 0.2358% | 0.2579% | 0.2706% | 0.2701% | 0.2684% | 0.2584% | 0.2465% | 0.2323% | 0.2233% | 0.213% | 0.204% | 0.1956%
F5_Industrial_Agriculture_New_Process_Natural Gas_Gas Boiler - Hot Water Reset_A_Achievable Economic TRC Potential | F5 | Industrial | Agriculture | New | Process | Natural Gas | Gas Boiler - Hot Water Reset | A | Standalone Impact on Baseline Summer Peak (%) | Achievable Economic TRC Potential | bar: 2019 to 2040
F6_Industrial_Agriculture_New_Process_Natural Gas_Gas Boiler - Hot Water Reset_A_Achievable Economic TRC Potential | F6 | Industrial | Agriculture | New | Process | Natural Gas | Gas Boiler - Hot Water Reset | A | Standalone Impact on Baseline Winter Peak (%) | Achievable Economic TRC Potential | bar: 2019 to 2040
F7_Industrial_Agriculture_New_Process_Natural Gas_Gas Boiler - Hot Water Reset_A_Achievable Economic TRC Potential | F7 | Industrial | Agriculture | New | Process | Natural Gas | Gas Boiler - Hot Water Reset | A | Incremental Energy Savings (MWh or mTherms) | Achievable Economic TRC Potential | 0 | 0 | 0.023862 | 0.051131 | 0.089221 | 0.13825 | 0.18151 | 0.24454 | 0.30328 | 0.35006 | 0.35813 | 0.33577 | 0.28115 | 0.20244 | 0.124 | 0.063478 | 0.028452 | 0.011022 | 0.023862 | 0.051131 | 0.089221 | 0.13825
F8_Industrial_Agriculture_New_Process_Natural Gas_Gas Boiler - Hot Water Reset_A_Achievable Economic TRC Potential | F8 | Industrial | Agriculture | New | Process | Natural Gas | Gas Boiler - Hot Water Reset | A | Incremental Summer Peak Savings (MW) | Achievable Economic TRC Potential | 0 | 0 | 0 | 0 | 0 | 0 | 0 | 0 | 0 | 0 | 0 | 0 | 0 | 0 | 0 | 0 | 0 | 0 | 0 | 0 | 0 | 0
F9_Industrial_Agriculture_New_Process_Natural Gas_Gas Boiler - Hot Water Reset_A_Achievable Economic TRC Potential | F9 | Industrial | Agriculture | New | Process | Natural Gas | Gas Boiler - Hot Water Reset | A | Incremental Winter Peak Savings (MW) | Achievable Economic TRC Potential | 0 | 0 | 0 | 0 | 0 | 0 | 0 | 0 | 0 | 0 | 0 | 0 | 0 | 0 | 0 | 0 | 0 | 0 | 0 | 0 | 0 | 0
F10_Industrial_Agriculture_New_Process_Natural Gas_Gas Boiler - Hot Water Reset_A_Achievable Economic TRC Potential | F10 | Industrial | Agriculture | New | Process | Natural Gas | Gas Boiler - Hot Water Reset | A | Cumulative Energy Savings (MWh or mTherms) | Achievable Economic TRC Potential | 0 | 0 | 0.023862 | 0.074993 | 0.16421 | 0.30246 | 0.48397 | 0.72851 | 1.0318 | 1.3819 | 1.74 | 2.0758 | 2.3569 | 2.5594 | 2.6834 | 2.7468 | 2.7753 | 2.7863 | 2.7863 | 2.7863 | 2.7863 | 2.7863
F11_Industrial_Agriculture_New_Process_Natural Gas_Gas Boiler - Hot Water Reset_A_Achievable Economic TRC Potential | F11 | Industrial | Agriculture | New | Process | Natural Gas | Gas Boiler - Hot Water Reset | A | Cumulative Summer Peak Savings (MW) | Achievable Economic TRC Potential | 0 | 0 | 0 | 0 | 0 | 0 | 0 | 0 | 0 | 0 | 0 | 0 | 0 | 0 | 0 | 0 | 0 | 0 | 0 | 0 | 0 | 0
F12_Industrial_Agriculture_New_Process_Natural Gas_Gas Boiler - Hot Water Reset_A_Achievable Economic TRC Potential | F12 | Industrial | Agriculture | New | Process | Natural Gas | Gas Boiler - Hot Water Reset | A | Cumulative Winter Peak Savings (MW) | Achievable Economic TRC Potential | 0 | 0 | 0 | 0 | 0 | 0 | 0 | 0 | 0 | 0 | 0 | 0 | 0 | 0 | 0 | 0 | 0 | 0 | 0 | 0 | 0 | 0
F13_Industrial_Agriculture_New_Process_Natural Gas_Gas Boiler - Hot Water Reset_A_Achievable Economic TRC Potential | F13 | Industrial | Agriculture | New | Process | Natural Gas | Gas Boiler - Hot Water Reset | A | Purchases (Incremental) | Achievable Economic TRC Potential | 0 | 0 | 8.4351 | 18.0749 | 31.5396 | 48.8707 | 64.1638 | 86.4435 | 107.2089 | 123.7463 | 126.6002 | 118.6943 | 99.3877 | 71.5633 | 43.8333 | 22.4393 | 10.0577 | 3.8961 | 8.4351 | 18.0749 | 31.5396 | 48.8707
F14_Industrial_Agriculture_New_Process_Natural Gas_Gas Boiler - Hot Water Reset_A_Achievable Economic TRC Potential | F14 | Industrial | Agriculture | New | Process | Natural Gas | Gas Boiler - Hot Water Reset | A | Purchases (Cumulative) | Achievable Economic TRC Potential | 0 | 0 | 8.4351 | 26.51 | 58.0496 | 106.9203 | 171.084 | 257.5275 | 364.7364 | 488.4827 | 615.0828 | 733.7771 | 833.1648 | 904.7282 | 948.5614 | 971.0007 | 981.0584 | 984.9546 | 984.9546 | 984.9546 | 984.9546 | 984.9546
F1_Industrial_Agriculture_New_Space Heating_Natural Gas_Steam Trap Maintenance_A_Achievable Economic TRC Potential | F1 | Industrial | Agriculture | New | Space Heating | Natural Gas | Steam Trap Maintenance | A | Original Unit Energy Savings (kWh or therms) | Achievable Economic TRC Potential | 0 | 0 | 1.432 | 1.432 | 1.432 | 1.432 | 1.432 | 1.432 | 1.432 | 1.432 | 1.432 | 1.432 | 1.432 | 1.432 | 1.432 | 1.432 | 1.432 | 1.432 | 1.432 | 1.432 | 1.432 | 1.432
F2_Industrial_Agriculture_New_Space Heating_Natural Gas_Steam Trap Maintenance_A_Achievable Economic TRC Potential | F2 | Industrial | Agriculture | New | Space Heating | Natural Gas | Steam Trap Maintenance | A | Original Unit Summer Peak Savings (kW) | Achievable Economic TRC Potential | 0 | 0 | 0 | 0 | 0 | 0 | 0 | 0 | 0 | 0 | 0 | 0 | 0 | 0 | 0 | 0 | 0 | 0 | 0 | 0 | 0 | 0
F3_Industrial_Agriculture_New_Space Heating_Natural Gas_Steam Trap Maintenance_A_Achievable Economic TRC Potential | F3 | Industrial | Agriculture | New | Space Heating | Natural Gas | Steam Trap Maintenance | A | Original Unit Winter Peak Savings (kW) | Achievable Economic TRC Potential | 0 | 0 | 0 | 0 | 0 | 0 | 0 | 0 | 0 | 0 | 0 | 0 | 0 | 0 | 0 | 0 | 0 | 0 | 0 | 0 | 0 | 0
F4_Industrial_Agriculture_New_Space Heating_Natural Gas_Steam Trap Maintenance_A_Achievable Economic TRC Potential | F4 | Industrial | Agriculture | New | Space Heating | Natural Gas | Steam Trap Maintenance | A | Standalone Impact on Baseline Energy (%) | Achievable Economic TRC Potential | bar: 2019 to 2040
F5_Industrial_Agriculture_New_Space Heating_Natural Gas_Steam Trap Maintenance_A_Achievable Economic TRC Potential | F5 | Industrial | Agriculture | New | Space Heating | Natural Gas | Steam Trap Maintenance | A | Standalone Impact on Baseline Summer Peak (%) | Achievable Economic TRC Potential | bar: 2019 to 2040
F6_Industrial_Agriculture_New_Space Heating_Natural Gas_Steam Trap Maintenance_A_Achievable Economic TRC Potential | F6 | Industrial | Agriculture | New | Space Heating | Natural Gas | Steam Trap Maintenance | A | Standalone Impact on Baseline Winter Peak (%) | Achievable Economic TRC Potential | bar: 2019 to 2040
F7_Industrial_Agriculture_New_Space Heating_Natural Gas_Steam Trap Maintenance_A_Achievable Economic TRC Potential | F7 | Industrial | Agriculture | New | Space Heating | Natural Gas | Steam Trap Maintenance | A | Incremental Energy Savings (MWh or mTherms) | Achievable Economic TRC Potential | 0 | 0 | 0 | 0 | 0 | 0 | 0 | 0 | 0 | 0 | 0 | 0 | 0 | 0 | 0 | 0 | 0 | 0 | 0 | 0 | 0 | 0
F8_Industrial_Agriculture_New_Space Heating_Natural Gas_Steam Trap Maintenance_A_Achievable Economic TRC Potential | F8 | Industrial | Agriculture | New | Space Heating | Natural Gas | Steam Trap Maintenance | A | Incremental Summer Peak Savings (MW) | Achievable Economic TRC Potential | 0 | 0 | 0 | 0 | 0 | 0 | 0 | 0 | 0 | 0 | 0 | 0 | 0 | 0 | 0 | 0 | 0 | 0 | 0 | 0 | 0 | 0
F9_Industrial_Agriculture_New_Space Heating_Natural Gas_Steam Trap Maintenance_A_Achievable Economic TRC Potential | F9 | Industrial | Agriculture | New | Space Heating | Natural Gas | Steam Trap Maintenance | A | Incremental Winter Peak Savings (MW) | Achievable Economic TRC Potential | 0 | 0 | 0 | 0 | 0 | 0 | 0 | 0 | 0 | 0 | 0 | 0 | 0 | 0 | 0 | 0 | 0 | 0 | 0 | 0 | 0 | 0
F10_Industrial_Agriculture_New_Space Heating_Natural Gas_Steam Trap Maintenance_A_Achievable Economic TRC Potential | F10 | Industrial | Agriculture | New | Space Heating | Natural Gas | Steam Trap Maintenance | A | Cumulative Energy Savings (MWh or mTherms) | Achievable Economic TRC Potential | 0 | 0 | 0 | 0 | 0 | 0 | 0 | 0 | 0 | 0 | 0 | 0 | 0 | 0 | 0 | 0 | 0 | 0 | 0 | 0 | 0 | 0
F11_Industrial_Agriculture_New_Space Heating_Natural Gas_Steam Trap Maintenance_A_Achievable Economic TRC Potential | F11 | Industrial | Agriculture | New | Space Heating | Natural Gas | Steam Trap Maintenance | A | Cumulative Summer Peak Savings (MW) | Achievable Economic TRC Potential | 0 | 0 | 0 | 0 | 0 | 0 | 0 | 0 | 0 | 0 | 0 | 0 | 0 | 0 | 0 | 0 | 0 | 0 | 0 | 0 | 0 | 0
F12_Industrial_Agriculture_New_Space Heating_Natural Gas_Steam Trap Maintenance_A_Achievable Economic TRC Potential | F12 | Industrial | Agriculture | New | Space Heating | Natural Gas | Steam Trap Maintenance | A | Cumulative Winter Peak Savings (MW) | Achievable Economic TRC Potential | 0 | 0 | 0 | 0 | 0 | 0 | 0 | 0 | 0 | 0 | 0 | 0 | 0 | 0 | 0 | 0 | 0 | 0 | 0 | 0 | 0 | 0
F13_Industrial_Agriculture_New_Space Heating_Natural Gas_Steam Trap Maintenance_A_Achievable Economic TRC Potential | F13 | Industrial | Agriculture | New | Space Heating | Natural Gas | Steam Trap Maintenance | A | Purchases (Incremental) | Achievable Economic TRC Potential | 0 | 0 | 0 | 0 | 0 | 0 | 0 | 0 | 0 | 0 | 0 | 0 | 0 | 0 | 0 | 0 | 0 | 0 | 0 | 0 | 0 | 0
F14_Industrial_Agriculture_New_Space Heating_Natural Gas_Steam Trap Maintenance_A_Achievable Economic TRC Potential | F14 | Industrial | Agriculture | New | Space Heating | Natural Gas | Steam Trap Maintenance | A | Purchases (Cumulative) | Achievable Economic TRC Potential | 0 | 0 | 0 | 0 | 0 | 0 | 0 | 0 | 0 | 0 | 0 | 0 | 0 | 0 | 0 | 0 | 0 | 0 | 0 | 0 | 0 | 0
F1_Industrial_Agriculture_New_Process_Natural Gas_Steam Trap Maintenance_A_Achievable Economic TRC Potential | F1 | Industrial | Agriculture | New | Process | Natural Gas | Steam Trap Maintenance | A | Original Unit Energy Savings (kWh or therms) | Achievable Economic TRC Potential | 0 | 0 | 1.9988 | 1.9988 | 1.9988 | 1.9988 | 1.9988 | 1.9988 | 1.9988 | 1.9988 | 1.9988 | 1.9988 | 1.9988 | 1.9988 | 1.9988 | 1.9988 | 1.9988 | 1.9988 | 1.9988 | 1.9988 | 1.9988 | 1.9988
F2_Industrial_Agriculture_New_Process_Natural Gas_Steam Trap Maintenance_A_Achievable Economic TRC Potential | F2 | Industrial | Agriculture | New | Process | Natural Gas | Steam Trap Maintenance | A | Original Unit Summer Peak Savings (kW) | Achievable Economic TRC Potential | 0 | 0 | 0 | 0 | 0 | 0 | 0 | 0 | 0 | 0 | 0 | 0 | 0 | 0 | 0 | 0 | 0 | 0 | 0 | 0 | 0 | 0
F3_Industrial_Agriculture_New_Process_Natural Gas_Steam Trap Maintenance_A_Achievable Economic TRC Potential | F3 | Industrial | Agriculture | New | Process | Natural Gas | Steam Trap Maintenance | A | Original Unit Winter Peak Savings (kW) | Achievable Economic TRC Potential | 0 | 0 | 0 | 0 | 0 | 0 | 0 | 0 | 0 | 0 | 0 | 0 | 0 | 0 | 0 | 0 | 0 | 0 | 0 | 0 | 0 | 0
F4_Industrial_Agriculture_New_Process_Natural Gas_Steam Trap Maintenance_A_Achievable Economic TRC Potential | F4 | Industrial | Agriculture | New | Process | Natural Gas | Steam Trap Maintenance | A | Standalone Impact on Baseline Energy (%) | Achievable Economic TRC Potential | bar: 2019 to 2040
F5_Industrial_Agriculture_New_Process_Natural Gas_Steam Trap Maintenance_A_Achievable Economic TRC Potential | F5 | Industrial | Agriculture | New | Process | Natural Gas | Steam Trap Maintenance | A | Standalone Impact on Baseline Summer Peak (%) | Achievable Economic TRC Potential | bar: 2019 to 2040
F6_Industrial_Agriculture_New_Process_Natural Gas_Steam Trap Maintenance_A_Achievable Economic TRC Potential | F6 | Industrial | Agriculture | New | Process | Natural Gas | Steam Trap Maintenance | A | Standalone Impact on Baseline Winter Peak (%) | Achievable Economic TRC Potential | bar: 2019 to 2040
F7_Industrial_Agriculture_New_Process_Natural Gas_Steam Trap Maintenance_A_Achievable Economic TRC Potential | F7 | Industrial | Agriculture | New | Process | Natural Gas | Steam Trap Maintenance | A | Incremental Energy Savings (MWh or mTherms) | Achievable Economic TRC Potential | 0 | 0 | 0 | 0 | 0 | 0 | 0 | 0 | 0 | 0 | 0 | 0 | 0 | 0 | 0 | 0 | 0 | 0 | 0 | 0 | 0 | 0
F8_Industrial_Agriculture_New_Process_Natural Gas_Steam Trap Maintenance_A_Achievable Economic TRC Potential | F8 | Industrial | Agriculture | New | Process | Natural Gas | Steam Trap Maintenance | A | Incremental Summer Peak Savings (MW) | Achievable Economic TRC Potential | 0 | 0 | 0 | 0 | 0 | 0 | 0 | 0 | 0 | 0 | 0 | 0 | 0 | 0 | 0 | 0 | 0 | 0 | 0 | 0 | 0 | 0
F9_Industrial_Agriculture_New_Process_Natural Gas_Steam Trap Maintenance_A_Achievable Economic TRC Potential | F9 | Industrial | Agriculture | New | Process | Natural Gas | Steam Trap Maintenance | A | Incremental Winter Peak Savings (MW) | Achievable Economic TRC Potential | 0 | 0 | 0 | 0 | 0 | 0 | 0 | 0 | 0 | 0 | 0 | 0 | 0 | 0 | 0 | 0 | 0 | 0 | 0 | 0 | 0 | 0
F10_Industrial_Agriculture_New_Process_Natural Gas_Steam Trap Maintenance_A_Achievable Economic TRC Potential | F10 | Industrial | Agriculture | New | Process | Natural Gas | Steam Trap Maintenance | A | Cumulative Energy Savings (MWh or mTherms) | Achievable Economic TRC Potential | 0 | 0 | 0 | 0 | 0 | 0 | 0 | 0 | 0 | 0 | 0 | 0 | 0 | 0 | 0 | 0 | 0 | 0 | 0 | 0 | 0 | 0
F11_Industrial_Agriculture_New_Process_Natural Gas_Steam Trap Maintenance_A_Achievable Economic TRC Potential | F11 | Industrial | Agriculture | New | Process | Natural Gas | Steam Trap Maintenance | A | Cumulative Summer Peak Savings (MW) | Achievable Economic TRC Potential | 0 | 0 | 0 | 0 | 0 | 0 | 0 | 0 | 0 | 0 | 0 | 0 | 0 | 0 | 0 | 0 | 0 | 0 | 0 | 0 | 0 | 0
F12_Industrial_Agriculture_New_Process_Natural Gas_Steam Trap Maintenance_A_Achievable Economic TRC Potential | F12 | Industrial | Agriculture | New | Process | Natural Gas | Steam Trap Maintenance | A | Cumulative Winter Peak Savings (MW) | Achievable Economic TRC Potential | 0 | 0 | 0 | 0 | 0 | 0 | 0 | 0 | 0 | 0 | 0 | 0 | 0 | 0 | 0 | 0 | 0 | 0 | 0 | 0 | 0 | 0
F13_Industrial_Agriculture_New_Process_Natural Gas_Steam Trap Maintenance_A_Achievable Economic TRC Potential | F13 | Industrial | Agriculture | New | Process | Natural Gas | Steam Trap Maintenance | A | Purchases (Incremental) | Achievable Economic TRC Potential | 0 | 0 | 0 | 0 | 0 | 0 | 0 | 0 | 0 | 0 | 0 | 0 | 0 | 0 | 0 | 0 | 0 | 0 | 0 | 0 | 0 | 0
F14_Industrial_Agriculture_New_Process_Natural Gas_Steam Trap Maintenance_A_Achievable Economic TRC Potential | F14 | Industrial | Agriculture | New | Process | Natural Gas | Steam Trap Maintenance | A | Purchases (Cumulative) | Achievable Economic TRC Potential | 0 | 0 | 0 | 0 | 0 | 0 | 0 | 0 | 0 | 0 | 0 | 0 | 0 | 0 | 0 | 0 | 0 | 0 | 0 | 0 | 0 | 0
F1_Industrial_Agriculture_New_Space Heating_Natural Gas_Gas Boiler - High Turndown_A_Achievable Economic TRC Potential | F1 | Industrial | Agriculture | New | Space Heating | Natural Gas | Gas Boiler - High Turndown | A | Original Unit Energy Savings (kWh or therms) | Achievable Economic TRC Potential | 0 | 0 | 1.5201 | 1.5201 | 1.5201 | 1.5201 | 1.5201 | 1.5201 | 1.5201 | 1.5201 | 1.5201 | 1.5201 | 1.5201 | 1.5201 | 1.5201 | 1.5201 | 1.5201 | 1.5201 | 1.5201 | 1.5201 | 1.5201 | 1.5201
F2_Industrial_Agriculture_New_Space Heating_Natural Gas_Gas Boiler - High Turndown_A_Achievable Economic TRC Potential | F2 | Industrial | Agriculture | New | Space Heating | Natural Gas | Gas Boiler - High Turndown | A | Original Unit Summer Peak Savings (kW) | Achievable Economic TRC Potential | 0 | 0 | 0 | 0 | 0 | 0 | 0 | 0 | 0 | 0 | 0 | 0 | 0 | 0 | 0 | 0 | 0 | 0 | 0 | 0 | 0 | 0
F3_Industrial_Agriculture_New_Space Heating_Natural Gas_Gas Boiler - High Turndown_A_Achievable Economic TRC Potential | F3 | Industrial | Agriculture | New | Space Heating | Natural Gas | Gas Boiler - High Turndown | A | Original Unit Winter Peak Savings (kW) | Achievable Economic TRC Potential | 0 | 0 | 0 | 0 | 0 | 0 | 0 | 0 | 0 | 0 | 0 | 0 | 0 | 0 | 0 | 0 | 0 | 0 | 0 | 0 | 0 | 0
F4_Industrial_Agriculture_New_Space Heating_Natural Gas_Gas Boiler - High Turndown_A_Achievable Economic TRC Potential | F4 | Industrial | Agriculture | New | Space Heating | Natural Gas | Gas Boiler - High Turndown | A | Standalone Impact on Baseline Energy (%) | Achievable Economic TRC Potential | bar: 2019 to 2040
F5_Industrial_Agriculture_New_Space Heating_Natural Gas_Gas Boiler - High Turndown_A_Achievable Economic TRC Potential | F5 | Industrial | Agriculture | New | Space Heating | Natural Gas | Gas Boiler - High Turndown | A | Standalone Impact on Baseline Summer Peak (%) | Achievable Economic TRC Potential | bar: 2019 to 2040
F6_Industrial_Agriculture_New_Space Heating_Natural Gas_Gas Boiler - High Turndown_A_Achievable Economic TRC Potential | F6 | Industrial | Agriculture | New | Space Heating | Natural Gas | Gas Boiler - High Turndown | A | Standalone Impact on Baseline Winter Peak (%) | Achievable Economic TRC Potential | bar: 2019 to 2040
F7_Industrial_Agriculture_New_Space Heating_Natural Gas_Gas Boiler - High Turndown_A_Achievable Economic TRC Potential | F7 | Industrial | Agriculture | New | Space Heating | Natural Gas | Gas Boiler - High Turndown | A | Incremental Energy Savings (MWh or mTherms) | Achievable Economic TRC Potential | 0 | 0 | 0 | 0 | 0 | 0 | 0 | 0 | 0 | 0 | 0 | 0 | 0 | 0 | 0 | 0 | 0 | 0 | 0 | 0 | 0 | 0
F8_Industrial_Agriculture_New_Space Heating_Natural Gas_Gas Boiler - High Turndown_A_Achievable Economic TRC Potential | F8 | Industrial | Agriculture | New | Space Heating | Natural Gas | Gas Boiler - High Turndown | A | Incremental Summer Peak Savings (MW) | Achievable Economic TRC Potential | 0 | 0 | 0 | 0 | 0 | 0 | 0 | 0 | 0 | 0 | 0 | 0 | 0 | 0 | 0 | 0 | 0 | 0 | 0 | 0 | 0 | 0
F9_Industrial_Agriculture_New_Space Heating_Natural Gas_Gas Boiler - High Turndown_A_Achievable Economic TRC Potential | F9 | Industrial | Agriculture | New | Space Heating | Natural Gas | Gas Boiler - High Turndown | A | Incremental Winter Peak Savings (MW) | Achievable Economic TRC Potential | 0 | 0 | 0 | 0 | 0 | 0 | 0 | 0 | 0 | 0 | 0 | 0 | 0 | 0 | 0 | 0 | 0 | 0 | 0 | 0 | 0 | 0
F10_Industrial_Agriculture_New_Space Heating_Natural Gas_Gas Boiler - High Turndown_A_Achievable Economic TRC Potential | F10 | Industrial | Agriculture | New | Space Heating | Natural Gas | Gas Boiler - High Turndown | A | Cumulative Energy Savings (MWh or mTherms) | Achievable Economic TRC Potential | 0 | 0 | 0 | 0 | 0 | 0 | 0 | 0 | 0 | 0 | 0 | 0 | 0 | 0 | 0 | 0 | 0 | 0 | 0 | 0 | 0 | 0
F11_Industrial_Agriculture_New_Space Heating_Natural Gas_Gas Boiler - High Turndown_A_Achievable Economic TRC Potential | F11 | Industrial | Agriculture | New | Space Heating | Natural Gas | Gas Boiler - High Turndown | A | Cumulative Summer Peak Savings (MW) | Achievable Economic TRC Potential | 0 | 0 | 0 | 0 | 0 | 0 | 0 | 0 | 0 | 0 | 0 | 0 | 0 | 0 | 0 | 0 | 0 | 0 | 0 | 0 | 0 | 0
F12_Industrial_Agriculture_New_Space Heating_Natural Gas_Gas Boiler - High Turndown_A_Achievable Economic TRC Potential | F12 | Industrial | Agriculture | New | Space Heating | Natural Gas | Gas Boiler - High Turndown | A | Cumulative Winter Peak Savings (MW) | Achievable Economic TRC Potential | 0 | 0 | 0 | 0 | 0 | 0 | 0 | 0 | 0 | 0 | 0 | 0 | 0 | 0 | 0 | 0 | 0 | 0 | 0 | 0 | 0 | 0
F13_Industrial_Agriculture_New_Space Heating_Natural Gas_Gas Boiler - High Turndown_A_Achievable Economic TRC Potential | F13 | Industrial | Agriculture | New | Space Heating | Natural Gas | Gas Boiler - High Turndown | A | Purchases (Incremental) | Achievable Economic TRC Potential | 0 | 0 | 0 | 0 | 0 | 0 | 0 | 0 | 0 | 0 | 0 | 0 | 0 | 0 | 0 | 0 | 0 | 0 | 0 | 0 | 0 | 0
F14_Industrial_Agriculture_New_Space Heating_Natural Gas_Gas Boiler - High Turndown_A_Achievable Economic TRC Potential | F14 | Industrial | Agriculture | New | Space Heating | Natural Gas | Gas Boiler - High Turndown | A | Purchases (Cumulative) | Achievable Economic TRC Potential | 0 | 0 | 0 | 0 | 0 | 0 | 0 | 0 | 0 | 0 | 0 | 0 | 0 | 0 | 0 | 0 | 0 | 0 | 0 | 0 | 0 | 0
F1_Industrial_Agriculture_New_Process_Natural Gas_Gas Boiler - High Turndown_A_Achievable Economic TRC Potential | F1 | Industrial | Agriculture | New | Process | Natural Gas | Gas Boiler - High Turndown | A | Original Unit Energy Savings (kWh or therms) | Achievable Economic TRC Potential | 0 | 0 | 2.1216 | 2.1216 | 2.1216 | 2.1216 | 2.1216 | 2.1216 | 2.1216 | 2.1216 | 2.1216 | 2.1216 | 2.1216 | 2.1216 | 2.1216 | 2.1216 | 2.1216 | 2.1216 | 2.1216 | 2.1216 | 2.1216 | 2.1216
F2_Industrial_Agriculture_New_Process_Natural Gas_Gas Boiler - High Turndown_A_Achievable Economic TRC Potential | F2 | Industrial | Agriculture | New | Process | Natural Gas | Gas Boiler - High Turndown | A | Original Unit Summer Peak Savings (kW) | Achievable Economic TRC Potential | 0 | 0 | 0 | 0 | 0 | 0 | 0 | 0 | 0 | 0 | 0 | 0 | 0 | 0 | 0 | 0 | 0 | 0 | 0 | 0 | 0 | 0
F3_Industrial_Agriculture_New_Process_Natural Gas_Gas Boiler - High Turndown_A_Achievable Economic TRC Potential | F3 | Industrial | Agriculture | New | Process | Natural Gas | Gas Boiler - High Turndown | A | Original Unit Winter Peak Savings (kW) | Achievable Economic TRC Potential | 0 | 0 | 0 | 0 | 0 | 0 | 0 | 0 | 0 | 0 | 0 | 0 | 0 | 0 | 0 | 0 | 0 | 0 | 0 | 0 | 0 | 0
F4_Industrial_Agriculture_New_Process_Natural Gas_Gas Boiler - High Turndown_A_Achievable Economic TRC Potential | F4 | Industrial | Agriculture | New | Process | Natural Gas | Gas Boiler - High Turndown | A | Standalone Impact on Baseline Energy (%) | Achievable Economic TRC Potential | bar: 2019 to 2040
F5_Industrial_Agriculture_New_Process_Natural Gas_Gas Boiler - High Turndown_A_Achievable Economic TRC Potential | F5 | Industrial | Agriculture | New | Process | Natural Gas | Gas Boiler - High Turndown | A | Standalone Impact on Baseline Summer Peak (%) | Achievable Economic TRC Potential | bar: 2019 to 2040
F6_Industrial_Agriculture_New_Process_Natural Gas_Gas Boiler - High Turndown_A_Achievable Economic TRC Potential | F6 | Industrial | Agriculture | New | Process | Natural Gas | Gas Boiler - High Turndown | A | Standalone Impact on Baseline Winter Peak (%) | Achievable Economic TRC Potential | bar: 2019 to 2040
F7_Industrial_Agriculture_New_Process_Natural Gas_Gas Boiler - High Turndown_A_Achievable Economic TRC Potential | F7 | Industrial | Agriculture | New | Process | Natural Gas | Gas Boiler - High Turndown | A | Incremental Energy Savings (MWh or mTherms) | Achievable Economic TRC Potential | 0 | 0 | 0 | 0 | 0 | 0 | 0 | 0 | 0 | 0 | 0 | 0 | 0 | 0 | 0 | 0 | 0 | 0 | 0 | 0 | 0 | 0
F8_Industrial_Agriculture_New_Process_Natural Gas_Gas Boiler - High Turndown_A_Achievable Economic TRC Potential | F8 | Industrial | Agriculture | New | Process | Natural Gas | Gas Boiler - High Turndown | A | Incremental Summer Peak Savings (MW) | Achievable Economic TRC Potential | 0 | 0 | 0 | 0 | 0 | 0 | 0 | 0 | 0 | 0 | 0 | 0 | 0 | 0 | 0 | 0 | 0 | 0 | 0 | 0 | 0 | 0
F9_Industrial_Agriculture_New_Process_Natural Gas_Gas Boiler - High Turndown_A_Achievable Economic TRC Potential | F9 | Industrial | Agriculture | New | Process | Natural Gas | Gas Boiler - High Turndown | A | Incremental Winter Peak Savings (MW) | Achievable Economic TRC Potential | 0 | 0 | 0 | 0 | 0 | 0 | 0 | 0 | 0 | 0 | 0 | 0 | 0 | 0 | 0 | 0 | 0 | 0 | 0 | 0 | 0 | 0
F10_Industrial_Agriculture_New_Process_Natural Gas_Gas Boiler - High Turndown_A_Achievable Economic TRC Potential | F10 | Industrial | Agriculture | New | Process | Natural Gas | Gas Boiler - High Turndown | A | Cumulative Energy Savings (MWh or mTherms) | Achievable Economic TRC Potential | 0 | 0 | 0 | 0 | 0 | 0 | 0 | 0 | 0 | 0 | 0 | 0 | 0 | 0 | 0 | 0 | 0 | 0 | 0 | 0 | 0 | 0
F11_Industrial_Agriculture_New_Process_Natural Gas_Gas Boiler - High Turndown_A_Achievable Economic TRC Potential | F11 | Industrial | Agriculture | New | Process | Natural Gas | Gas Boiler - High Turndown | A | Cumulative Summer Peak Savings (MW) | Achievable Economic TRC Potential | 0 | 0 | 0 | 0 | 0 | 0 | 0 | 0 | 0 | 0 | 0 | 0 | 0 | 0 | 0 | 0 | 0 | 0 | 0 | 0 | 0 | 0
F12_Industrial_Agriculture_New_Process_Natural Gas_Gas Boiler - High Turndown_A_Achievable Economic TRC Potential | F12 | Industrial | Agriculture | New | Process | Natural Gas | Gas Boiler - High Turndown | A | Cumulative Winter Peak Savings (MW) | Achievable Economic TRC Potential | 0 | 0 | 0 | 0 | 0 | 0 | 0 | 0 | 0 | 0 | 0 | 0 | 0 | 0 | 0 | 0 | 0 | 0 | 0 | 0 | 0 | 0
F13_Industrial_Agriculture_New_Process_Natural Gas_Gas Boiler - High Turndown_A_Achievable Economic TRC Potential | F13 | Industrial | Agriculture | New | Process | Natural Gas | Gas Boiler - High Turndown | A | Purchases (Incremental) | Achievable Economic TRC Potential | 0 | 0 | 0 | 0 | 0 | 0 | 0 | 0 | 0 | 0 | 0 | 0 | 0 | 0 | 0 | 0 | 0 | 0 | 0 | 0 | 0 | 0
F14_Industrial_Agriculture_New_Process_Natural Gas_Gas Boiler - High Turndown_A_Achievable Economic TRC Potential | F14 | Industrial | Agriculture | New | Process | Natural Gas | Gas Boiler - High Turndown | A | Purchases (Cumulative) | Achievable Economic TRC Potential | 0 | 0 | 0 | 0 | 0 | 0 | 0 | 0 | 0 | 0 | 0 | 0 | 0 | 0 | 0 | 0 | 0 | 0 | 0 | 0 | 0 | 0
F1_Industrial_Agriculture_New_Space Heating_Natural Gas_Gas Boiler - Burner Control Optimization_A_Achievable Economic TRC Potential | F1 | Industrial | Agriculture | New | Space Heating | Natural Gas | Gas Boiler - Burner Control Optimization | A | Original Unit Energy Savings (kWh or therms) | Achievable Economic TRC Potential | 0 | 0 | 0.44083 | 0.44083 | 0.44083 | 0.44083 | 0.44083 | 0.44083 | 0.44083 | 0.44083 | 0.44083 | 0.44083 | 0.44083 | 0.44083 | 0.44083 | 0.44083 | 0.44083 | 0.44083 | 0.44083 | 0.44083 | 0.44083 | 0.44083
F2_Industrial_Agriculture_New_Space Heating_Natural Gas_Gas Boiler - Burner Control Optimization_A_Achievable Economic TRC Potential | F2 | Industrial | Agriculture | New | Space Heating | Natural Gas | Gas Boiler - Burner Control Optimization | A | Original Unit Summer Peak Savings (kW) | Achievable Economic TRC Potential | 0 | 0 | 0 | 0 | 0 | 0 | 0 | 0 | 0 | 0 | 0 | 0 | 0 | 0 | 0 | 0 | 0 | 0 | 0 | 0 | 0 | 0
F3_Industrial_Agriculture_New_Space Heating_Natural Gas_Gas Boiler - Burner Control Optimization_A_Achievable Economic TRC Potential | F3 | Industrial | Agriculture | New | Space Heating | Natural Gas | Gas Boiler - Burner Control Optimization | A | Original Unit Winter Peak Savings (kW) | Achievable Economic TRC Potential | 0 | 0 | 0 | 0 | 0 | 0 | 0 | 0 | 0 | 0 | 0 | 0 | 0 | 0 | 0 | 0 | 0 | 0 | 0 | 0 | 0 | 0
F4_Industrial_Agriculture_New_Space Heating_Natural Gas_Gas Boiler - Burner Control Optimization_A_Achievable Economic TRC Potential | F4 | Industrial | Agriculture | New | Space Heating | Natural Gas | Gas Boiler - Burner Control Optimization | A | Standalone Impact on Baseline Energy (%) | Achievable Economic TRC Potential | bar: 2019 to 2040
F5_Industrial_Agriculture_New_Space Heating_Natural Gas_Gas Boiler - Burner Control Optimization_A_Achievable Economic TRC Potential | F5 | Industrial | Agriculture | New | Space Heating | Natural Gas | Gas Boiler - Burner Control Optimization | A | Standalone Impact on Baseline Summer Peak (%) | Achievable Economic TRC Potential | bar: 2019 to 2040
F6_Industrial_Agriculture_New_Space Heating_Natural Gas_Gas Boiler - Burner Control Optimization_A_Achievable Economic TRC Potential | F6 | Industrial | Agriculture | New | Space Heating | Natural Gas | Gas Boiler - Burner Control Optimization | A | Standalone Impact on Baseline Winter Peak (%) | Achievable Economic TRC Potential | bar: 2019 to 2040
F7_Industrial_Agriculture_New_Space Heating_Natural Gas_Gas Boiler - Burner Control Optimization_A_Achievable Economic TRC Potential | F7 | Industrial | Agriculture | New | Space Heating | Natural Gas | Gas Boiler - Burner Control Optimization | A | Incremental Energy Savings (MWh or mTherms) | Achievable Economic TRC Potential | 0 | 0 | 0 | 0 | 0 | 0 | 0 | 0 | 0 | 0 | 0 | 0 | 0 | 0 | 0 | 0 | 0 | 0 | 0 | 0 | 0 | 0
F8_Industrial_Agriculture_New_Space Heating_Natural Gas_Gas Boiler - Burner Control Optimization_A_Achievable Economic TRC Potential | F8 | Industrial | Agriculture | New | Space Heating | Natural Gas | Gas Boiler - Burner Control Optimization | A | Incremental Summer Peak Savings (MW) | Achievable Economic TRC Potential | 0 | 0 | 0 | 0 | 0 | 0 | 0 | 0 | 0 | 0 | 0 | 0 | 0 | 0 | 0 | 0 | 0 | 0 | 0 | 0 | 0 | 0
F9_Industrial_Agriculture_New_Space Heating_Natural Gas_Gas Boiler - Burner Control Optimization_A_Achievable Economic TRC Potential | F9 | Industrial | Agriculture | New | Space Heating | Natural Gas | Gas Boiler - Burner Control Optimization | A | Incremental Winter Peak Savings (MW) | Achievable Economic TRC Potential | 0 | 0 | 0 | 0 | 0 | 0 | 0 | 0 | 0 | 0 | 0 | 0 | 0 | 0 | 0 | 0 | 0 | 0 | 0 | 0 | 0 | 0
F10_Industrial_Agriculture_New_Space Heating_Natural Gas_Gas Boiler - Burner Control Optimization_A_Achievable Economic TRC Potential | F10 | Industrial | Agriculture | New | Space Heating | Natural Gas | Gas Boiler - Burner Control Optimization | A | Cumulative Energy Savings (MWh or mTherms) | Achievable Economic TRC Potential | 0 | 0 | 0 | 0 | 0 | 0 | 0 | 0 | 0 | 0 | 0 | 0 | 0 | 0 | 0 | 0 | 0 | 0 | 0 | 0 | 0 | 0
F11_Industrial_Agriculture_New_Space Heating_Natural Gas_Gas Boiler - Burner Control Optimization_A_Achievable Economic TRC Potential | F11 | Industrial | Agriculture | New | Space Heating | Natural Gas | Gas Boiler - Burner Control Optimization | A | Cumulative Summer Peak Savings (MW) | Achievable Economic TRC Potential | 0 | 0 | 0 | 0 | 0 | 0 | 0 | 0 | 0 | 0 | 0 | 0 | 0 | 0 | 0 | 0 | 0 | 0 | 0 | 0 | 0 | 0
F12_Industrial_Agriculture_New_Space Heating_Natural Gas_Gas Boiler - Burner Control Optimization_A_Achievable Economic TRC Potential | F12 | Industrial | Agriculture | New | Space Heating | Natural Gas | Gas Boiler - Burner Control Optimization | A | Cumulative Winter Peak Savings (MW) | Achievable Economic TRC Potential | 0 | 0 | 0 | 0 | 0 | 0 | 0 | 0 | 0 | 0 | 0 | 0 | 0 | 0 | 0 | 0 | 0 | 0 | 0 | 0 | 0 | 0
F13_Industrial_Agriculture_New_Space Heating_Natural Gas_Gas Boiler - Burner Control Optimization_A_Achievable Economic TRC Potential | F13 | Industrial | Agriculture | New | Space Heating | Natural Gas | Gas Boiler - Burner Control Optimization | A | Purchases (Incremental) | Achievable Economic TRC Potential | 0 | 0 | 0 | 0 | 0 | 0 | 0 | 0 | 0 | 0 | 0 | 0 | 0 | 0 | 0 | 0 | 0 | 0 | 0 | 0 | 0 | 0
F14_Industrial_Agriculture_New_Space Heating_Natural Gas_Gas Boiler - Burner Control Optimization_A_Achievable Economic TRC Potential | F14 | Industrial | Agriculture | New | Space Heating | Natural Gas | Gas Boiler - Burner Control Optimization | A | Purchases (Cumulative) | Achievable Economic TRC Potential | 0 | 0 | 0 | 0 | 0 | 0 | 0 | 0 | 0 | 0 | 0 | 0 | 0 | 0 | 0 | 0 | 0 | 0 | 0 | 0 | 0 | 0
F1_Industrial_Agriculture_New_Process_Natural Gas_Gas Boiler - Burner Control Optimization_A_Achievable Economic TRC Potential | F1 | Industrial | Agriculture | New | Process | Natural Gas | Gas Boiler - Burner Control Optimization | A | Original Unit Energy Savings (kWh or therms) | Achievable Economic TRC Potential | 0 | 0 | 0.61528 | 0.61528 | 0.61528 | 0.61528 | 0.61528 | 0.61528 | 0.61528 | 0.61528 | 0.61528 | 0.61528 | 0.61528 | 0.61528 | 0.61528 | 0.61528 | 0.61528 | 0.61528 | 0.61528 | 0.61528 | 0.61528 | 0.61528
F2_Industrial_Agriculture_New_Process_Natural Gas_Gas Boiler - Burner Control Optimization_A_Achievable Economic TRC Potential | F2 | Industrial | Agriculture | New | Process | Natural Gas | Gas Boiler - Burner Control Optimization | A | Original Unit Summer Peak Savings (kW) | Achievable Economic TRC Potential | 0 | 0 | 0 | 0 | 0 | 0 | 0 | 0 | 0 | 0 | 0 | 0 | 0 | 0 | 0 | 0 | 0 | 0 | 0 | 0 | 0 | 0
F3_Industrial_Agriculture_New_Process_Natural Gas_Gas Boiler - Burner Control Optimization_A_Achievable Economic TRC Potential | F3 | Industrial | Agriculture | New | Process | Natural Gas | Gas Boiler - Burner Control Optimization | A | Original Unit Winter Peak Savings (kW) | Achievable Economic TRC Potential | 0 | 0 | 0 | 0 | 0 | 0 | 0 | 0 | 0 | 0 | 0 | 0 | 0 | 0 | 0 | 0 | 0 | 0 | 0 | 0 | 0 | 0
F4_Industrial_Agriculture_New_Process_Natural Gas_Gas Boiler - Burner Control Optimization_A_Achievable Economic TRC Potential | F4 | Industrial | Agriculture | New | Process | Natural Gas | Gas Boiler - Burner Control Optimization | A | Standalone Impact on Baseline Energy (%) | Achievable Economic TRC Potential | bar: 2019 to 2040
F5_Industrial_Agriculture_New_Process_Natural Gas_Gas Boiler - Burner Control Optimization_A_Achievable Economic TRC Potential | F5 | Industrial | Agriculture | New | Process | Natural Gas | Gas Boiler - Burner Control Optimization | A | Standalone Impact on Baseline Summer Peak (%) | Achievable Economic TRC Potential | bar: 2019 to 2040
F6_Industrial_Agriculture_New_Process_Natural Gas_Gas Boiler - Burner Control Optimization_A_Achievable Economic TRC Potential | F6 | Industrial | Agriculture | New | Process | Natural Gas | Gas Boiler - Burner Control Optimization | A | Standalone Impact on Baseline Winter Peak (%) | Achievable Economic TRC Potential | bar: 2019 to 2040
F7_Industrial_Agriculture_New_Process_Natural Gas_Gas Boiler - Burner Control Optimization_A_Achievable Economic TRC Potential | F7 | Industrial | Agriculture | New | Process | Natural Gas | Gas Boiler - Burner Control Optimization | A | Incremental Energy Savings (MWh or mTherms) | Achievable Economic TRC Potential | 0 | 0 | 0 | 0 | 0 | 0 | 0 | 0 | 0 | 0 | 0 | 0 | 0 | 0 | 0 | 0 | 0 | 0 | 0 | 0 | 0 | 0
F8_Industrial_Agriculture_New_Process_Natural Gas_Gas Boiler - Burner Control Optimization_A_Achievable Economic TRC Potential | F8 | Industrial | Agriculture | New | Process | Natural Gas | Gas Boiler - Burner Control Optimization | A | Incremental Summer Peak Savings (MW) | Achievable Economic TRC Potential | 0 | 0 | 0 | 0 | 0 | 0 | 0 | 0 | 0 | 0 | 0 | 0 | 0 | 0 | 0 | 0 | 0 | 0 | 0 | 0 | 0 | 0
F9_Industrial_Agriculture_New_Process_Natural Gas_Gas Boiler - Burner Control Optimization_A_Achievable Economic TRC Potential | F9 | Industrial | Agriculture | New | Process | Natural Gas | Gas Boiler - Burner Control Optimization | A | Incremental Winter Peak Savings (MW) | Achievable Economic TRC Potential | 0 | 0 | 0 | 0 | 0 | 0 | 0 | 0 | 0 | 0 | 0 | 0 | 0 | 0 | 0 | 0 | 0 | 0 | 0 | 0 | 0 | 0
F10_Industrial_Agriculture_New_Process_Natural Gas_Gas Boiler - Burner Control Optimization_A_Achievable Economic TRC Potential | F10 | Industrial | Agriculture | New | Process | Natural Gas | Gas Boiler - Burner Control Optimization | A | Cumulative Energy Savings (MWh or mTherms) | Achievable Economic TRC Potential | 0 | 0 | 0 | 0 | 0 | 0 | 0 | 0 | 0 | 0 | 0 | 0 | 0 | 0 | 0 | 0 | 0 | 0 | 0 | 0 | 0 | 0
F11_Industrial_Agriculture_New_Process_Natural Gas_Gas Boiler - Burner Control Optimization_A_Achievable Economic TRC Potential | F11 | Industrial | Agriculture | New | Process | Natural Gas | Gas Boiler - Burner Control Optimization | A | Cumulative Summer Peak Savings (MW) | Achievable Economic TRC Potential | 0 | 0 | 0 | 0 | 0 | 0 | 0 | 0 | 0 | 0 | 0 | 0 | 0 | 0 | 0 | 0 | 0 | 0 | 0 | 0 | 0 | 0
F12_Industrial_Agriculture_New_Process_Natural Gas_Gas Boiler - Burner Control Optimization_A_Achievable Economic TRC Potential | F12 | Industrial | Agriculture | New | Process | Natural Gas | Gas Boiler - Burner Control Optimization | A | Cumulative Winter Peak Savings (MW) | Achievable Economic TRC Potential | 0 | 0 | 0 | 0 | 0 | 0 | 0 | 0 | 0 | 0 | 0 | 0 | 0 | 0 | 0 | 0 | 0 | 0 | 0 | 0 | 0 | 0
F13_Industrial_Agriculture_New_Process_Natural Gas_Gas Boiler - Burner Control Optimization_A_Achievable Economic TRC Potential | F13 | Industrial | Agriculture | New | Process | Natural Gas | Gas Boiler - Burner Control Optimization | A | Purchases (Incremental) | Achievable Economic TRC Potential | 0 | 0 | 0 | 0 | 0 | 0 | 0 | 0 | 0 | 0 | 0 | 0 | 0 | 0 | 0 | 0 | 0 | 0 | 0 | 0 | 0 | 0
F14_Industrial_Agriculture_New_Process_Natural Gas_Gas Boiler - Burner Control Optimization_A_Achievable Economic TRC Potential | F14 | Industrial | Agriculture | New | Process | Natural Gas | Gas Boiler - Burner Control Optimization | A | Purchases (Cumulative) | Achievable Economic TRC Potential | 0 | 0 | 0 | 0 | 0 | 0 | 0 | 0 | 0 | 0 | 0 | 0 | 0 | 0 | 0 | 0 | 0 | 0 | 0 | 0 | 0 | 0
F1_Industrial_Agriculture_New_Space Heating_Natural Gas_HVAC - Demand Controlled Ventilation_A_Achievable Economic TRC Potential | F1 | Industrial | Agriculture | New | Space Heating | Natural Gas | HVAC - Demand Controlled Ventilation | A | Original Unit Energy Savings (kWh or therms) | Achievable Economic TRC Potential | 0 | 0 | 0.067787 | 0.067787 | 0.067787 | 0.067787 | 0.067787 | 0.067787 | 0.067787 | 0.067787 | 0.067787 | 0.067787 | 0.067787 | 0.067787 | 0.067787 | 0.067787 | 0.067787 | 0.067787 | 0.067787 | 0.067787 | 0.067787 | 0.067787
F2_Industrial_Agriculture_New_Space Heating_Natural Gas_HVAC - Demand Controlled Ventilation_A_Achievable Economic TRC Potential | F2 | Industrial | Agriculture | New | Space Heating | Natural Gas | HVAC - Demand Controlled Ventilation | A | Original Unit Summer Peak Savings (kW) | Achievable Economic TRC Potential | 0 | 0 | 0 | 0 | 0 | 0 | 0 | 0 | 0 | 0 | 0 | 0 | 0 | 0 | 0 | 0 | 0 | 0 | 0 | 0 | 0 | 0
F3_Industrial_Agriculture_New_Space Heating_Natural Gas_HVAC - Demand Controlled Ventilation_A_Achievable Economic TRC Potential | F3 | Industrial | Agriculture | New | Space Heating | Natural Gas | HVAC - Demand Controlled Ventilation | A | Original Unit Winter Peak Savings (kW) | Achievable Economic TRC Potential | 0 | 0 | 0 | 0 | 0 | 0 | 0 | 0 | 0 | 0 | 0 | 0 | 0 | 0 | 0 | 0 | 0 | 0 | 0 | 0 | 0 | 0
F4_Industrial_Agriculture_New_Space Heating_Natural Gas_HVAC - Demand Controlled Ventilation_A_Achievable Economic TRC Potential | F4 | Industrial | Agriculture | New | Space Heating | Natural Gas | HVAC - Demand Controlled Ventilation | A | Standalone Impact on Baseline Energy (%) | Achievable Economic TRC Potential | 0% | 0% | 0.0396% | 0.06229% | 0.08329% | 0.102% | 0.1282% | 0.1509% | 0.173% | 0.1928% | 0.2172% | 0.2387% | 0.2602% | 0.2788% | 0.3039% | 0.3254% | 0.3467% | 0.3611% | 0.38% | 0.3931% | 0.4043% | 0.4146%
F5_Industrial_Agriculture_New_Space Heating_Natural Gas_HVAC - Demand Controlled Ventilation_A_Achievable Economic TRC Potential | F5 | Industrial | Agriculture | New | Space Heating | Natural Gas | HVAC - Demand Controlled Ventilation | A | Standalone Impact on Baseline Summer Peak (%) | Achievable Economic TRC Potential | bar: 2019 to 2040
F6_Industrial_Agriculture_New_Space Heating_Natural Gas_HVAC - Demand Controlled Ventilation_A_Achievable Economic TRC Potential | F6 | Industrial | Agriculture | New | Space Heating | Natural Gas | HVAC - Demand Controlled Ventilation | A | Standalone Impact on Baseline Winter Peak (%) | Achievable Economic TRC Potential | bar: 2019 to 2040
F7_Industrial_Agriculture_New_Space Heating_Natural Gas_HVAC - Demand Controlled Ventilation_A_Achievable Economic TRC Potential | F7 | Industrial | Agriculture | New | Space Heating | Natural Gas | HVAC - Demand Controlled Ventilation | A | Incremental Energy Savings (MWh or mTherms) | Achievable Economic TRC Potential | 0 | 0 | 0.022028 | 0.038443 | 0.054818 | 0.073172 | 0.084225 | 0.097056 | 0.10973 | 0.12398 | 0.13459 | 0.1468 | 0.15885 | 0.17282 | 0.1823 | 0.19383 | 0.20535 | 0.21876 | 0.22761 | 0.23853 | 0.24914 | 0.25973
F8_Industrial_Agriculture_New_Space Heating_Natural Gas_HVAC - Demand Controlled Ventilation_A_Achievable Economic TRC Potential | F8 | Industrial | Agriculture | New | Space Heating | Natural Gas | HVAC - Demand Controlled Ventilation | A | Incremental Summer Peak Savings (MW) | Achievable Economic TRC Potential | 0 | 0 | 0 | 0 | 0 | 0 | 0 | 0 | 0 | 0 | 0 | 0 | 0 | 0 | 0 | 0 | 0 | 0 | 0 | 0 | 0 | 0
F9_Industrial_Agriculture_New_Space Heating_Natural Gas_HVAC - Demand Controlled Ventilation_A_Achievable Economic TRC Potential | F9 | Industrial | Agriculture | New | Space Heating | Natural Gas | HVAC - Demand Controlled Ventilation | A | Incremental Winter Peak Savings (MW) | Achievable Economic TRC Potential | 0 | 0 | 0 | 0 | 0 | 0 | 0 | 0 | 0 | 0 | 0 | 0 | 0 | 0 | 0 | 0 | 0 | 0 | 0 | 0 | 0 | 0
F10_Industrial_Agriculture_New_Space Heating_Natural Gas_HVAC - Demand Controlled Ventilation_A_Achievable Economic TRC Potential | F10 | Industrial | Agriculture | New | Space Heating | Natural Gas | HVAC - Demand Controlled Ventilation | A | Cumulative Energy Savings (MWh or mTherms) | Achievable Economic TRC Potential | 0 | 0 | 0.022028 | 0.060471 | 0.11529 | 0.18846 | 0.27269 | 0.36974 | 0.47947 | 0.60345 | 0.73804 | 0.88484 | 1.0437 | 1.2165 | 1.3988 | 1.5926 | 1.798 | 1.9947 | 2.1839 | 2.3676 | 2.5436 | 2.7191
F11_Industrial_Agriculture_New_Space Heating_Natural Gas_HVAC - Demand Controlled Ventilation_A_Achievable Economic TRC Potential | F11 | Industrial | Agriculture | New | Space Heating | Natural Gas | HVAC - Demand Controlled Ventilation | A | Cumulative Summer Peak Savings (MW) | Achievable Economic TRC Potential | 0 | 0 | 0 | 0 | 0 | 0 | 0 | 0 | 0 | 0 | 0 | 0 | 0 | 0 | 0 | 0 | 0 | 0 | 0 | 0 | 0 | 0
F12_Industrial_Agriculture_New_Space Heating_Natural Gas_HVAC - Demand Controlled Ventilation_A_Achievable Economic TRC Potential | F12 | Industrial | Agriculture | New | Space Heating | Natural Gas | HVAC - Demand Controlled Ventilation | A | Cumulative Winter Peak Savings (MW) | Achievable Economic TRC Potential | 0 | 0 | 0 | 0 | 0 | 0 | 0 | 0 | 0 | 0 | 0 | 0 | 0 | 0 | 0 | 0 | 0 | 0 | 0 | 0 | 0 | 0
F13_Industrial_Agriculture_New_Space Heating_Natural Gas_HVAC - Demand Controlled Ventilation_A_Achievable Economic TRC Potential | F13 | Industrial | Agriculture | New | Space Heating | Natural Gas | HVAC - Demand Controlled Ventilation | A | Purchases (Incremental) | Achievable Economic TRC Potential | 0 | 0 | 324.9615 | 567.1192 | 808.6823 | 1079.4366 | 1242.496 | 1431.7861 | 1618.6906 | 1828.9294 | 1985.514 | 2165.6079 | 2343.3131 | 2549.4562 | 2689.3663 | 2859.4075 | 3029.32 | 3227.1211 | 3357.7746 | 3518.7706 | 3675.3818 | 3831.5303
F14_Industrial_Agriculture_New_Space Heating_Natural Gas_HVAC - Demand Controlled Ventilation_A_Achievable Economic TRC Potential | F14 | Industrial | Agriculture | New | Space Heating | Natural Gas | HVAC - Demand Controlled Ventilation | A | Purchases (Cumulative) | Achievable Economic TRC Potential | 0 | 0 | 324.9615 | 892.0807 | 1700.763 | 2780.1996 | 4022.6956 | 5454.4816 | 7073.1722 | 8902.1016 | 10887.6156 | 13053.2235 | 15396.5366 | 17945.9928 | 20635.359 | 23494.7665 | 26524.0865 | 29426.2462 | 32216.9016 | 34926.9898 | 37522.9349 | 40111.9693
F1_Industrial_Agriculture_New_Space Heating_Natural Gas_Gas Boiler - Stack Economizer_A_Achievable Economic TRC Potential | F1 | Industrial | Agriculture | New | Space Heating | Natural Gas | Gas Boiler - Stack Economizer | A | Original Unit Energy Savings (kWh or therms) | Achievable Economic TRC Potential | 0 | 0 | 1.1097 | 1.1097 | 1.1097 | 1.1097 | 1.1097 | 1.1097 | 1.1097 | 1.1097 | 1.1097 | 1.1097 | 1.1097 | 1.1097 | 1.1097 | 1.1097 | 1.1097 | 1.1097 | 1.1097 | 1.1097 | 1.1097 | 1.1097
F2_Industrial_Agriculture_New_Space Heating_Natural Gas_Gas Boiler - Stack Economizer_A_Achievable Economic TRC Potential | F2 | Industrial | Agriculture | New | Space Heating | Natural Gas | Gas Boiler - Stack Economizer | A | Original Unit Summer Peak Savings (kW) | Achievable Economic TRC Potential | 0 | 0 | 0 | 0 | 0 | 0 | 0 | 0 | 0 | 0 | 0 | 0 | 0 | 0 | 0 | 0 | 0 | 0 | 0 | 0 | 0 | 0
F3_Industrial_Agriculture_New_Space Heating_Natural Gas_Gas Boiler - Stack Economizer_A_Achievable Economic TRC Potential | F3 | Industrial | Agriculture | New | Space Heating | Natural Gas | Gas Boiler - Stack Economizer | A | Original Unit Winter Peak Savings (kW) | Achievable Economic TRC Potential | 0 | 0 | 0 | 0 | 0 | 0 | 0 | 0 | 0 | 0 | 0 | 0 | 0 | 0 | 0 | 0 | 0 | 0 | 0 | 0 | 0 | 0
F4_Industrial_Agriculture_New_Space Heating_Natural Gas_Gas Boiler - Stack Economizer_A_Achievable Economic TRC Potential | F4 | Industrial | Agriculture | New | Space Heating | Natural Gas | Gas Boiler - Stack Economizer | A | Standalone Impact on Baseline Energy (%) | Achievable Economic TRC Potential | bar: 2019 to 2040
F5_Industrial_Agriculture_New_Space Heating_Natural Gas_Gas Boiler - Stack Economizer_A_Achievable Economic TRC Potential | F5 | Industrial | Agriculture | New | Space Heating | Natural Gas | Gas Boiler - Stack Economizer | A | Standalone Impact on Baseline Summer Peak (%) | Achievable Economic TRC Potential | bar: 2019 to 2040
F6_Industrial_Agriculture_New_Space Heating_Natural Gas_Gas Boiler - Stack Economizer_A_Achievable Economic TRC Potential | F6 | Industrial | Agriculture | New | Space Heating | Natural Gas | Gas Boiler - Stack Economizer | A | Standalone Impact on Baseline Winter Peak (%) | Achievable Economic TRC Potential | bar: 2019 to 2040
F7_Industrial_Agriculture_New_Space Heating_Natural Gas_Gas Boiler - Stack Economizer_A_Achievable Economic TRC Potential | F7 | Industrial | Agriculture | New | Space Heating | Natural Gas | Gas Boiler - Stack Economizer | A | Incremental Energy Savings (MWh or mTherms) | Achievable Economic TRC Potential | 0 | 0 | 0 | 0 | 0 | 0 | 0 | 0 | 0 | 0 | 0 | 0 | 0 | 0 | 0 | 0 | 0 | 0 | 0 | 0 | 0 | 0
F8_Industrial_Agriculture_New_Space Heating_Natural Gas_Gas Boiler - Stack Economizer_A_Achievable Economic TRC Potential | F8 | Industrial | Agriculture | New | Space Heating | Natural Gas | Gas Boiler - Stack Economizer | A | Incremental Summer Peak Savings (MW) | Achievable Economic TRC Potential | 0 | 0 | 0 | 0 | 0 | 0 | 0 | 0 | 0 | 0 | 0 | 0 | 0 | 0 | 0 | 0 | 0 | 0 | 0 | 0 | 0 | 0
F9_Industrial_Agriculture_New_Space Heating_Natural Gas_Gas Boiler - Stack Economizer_A_Achievable Economic TRC Potential | F9 | Industrial | Agriculture | New | Space Heating | Natural Gas | Gas Boiler - Stack Economizer | A | Incremental Winter Peak Savings (MW) | Achievable Economic TRC Potential | 0 | 0 | 0 | 0 | 0 | 0 | 0 | 0 | 0 | 0 | 0 | 0 | 0 | 0 | 0 | 0 | 0 | 0 | 0 | 0 | 0 | 0
F10_Industrial_Agriculture_New_Space Heating_Natural Gas_Gas Boiler - Stack Economizer_A_Achievable Economic TRC Potential | F10 | Industrial | Agriculture | New | Space Heating | Natural Gas | Gas Boiler - Stack Economizer | A | Cumulative Energy Savings (MWh or mTherms) | Achievable Economic TRC Potential | 0 | 0 | 0 | 0 | 0 | 0 | 0 | 0 | 0 | 0 | 0 | 0 | 0 | 0 | 0 | 0 | 0 | 0 | 0 | 0 | 0 | 0
F11_Industrial_Agriculture_New_Space Heating_Natural Gas_Gas Boiler - Stack Economizer_A_Achievable Economic TRC Potential | F11 | Industrial | Agriculture | New | Space Heating | Natural Gas | Gas Boiler - Stack Economizer | A | Cumulative Summer Peak Savings (MW) | Achievable Economic TRC Potential | 0 | 0 | 0 | 0 | 0 | 0 | 0 | 0 | 0 | 0 | 0 | 0 | 0 | 0 | 0 | 0 | 0 | 0 | 0 | 0 | 0 | 0
F12_Industrial_Agriculture_New_Space Heating_Natural Gas_Gas Boiler - Stack Economizer_A_Achievable Economic TRC Potential | F12 | Industrial | Agriculture | New | Space Heating | Natural Gas | Gas Boiler - Stack Economizer | A | Cumulative Winter Peak Savings (MW) | Achievable Economic TRC Potential | 0 | 0 | 0 | 0 | 0 | 0 | 0 | 0 | 0 | 0 | 0 | 0 | 0 | 0 | 0 | 0 | 0 | 0 | 0 | 0 | 0 | 0
F13_Industrial_Agriculture_New_Space Heating_Natural Gas_Gas Boiler - Stack Economizer_A_Achievable Economic TRC Potential | F13 | Industrial | Agriculture | New | Space Heating | Natural Gas | Gas Boiler - Stack Economizer | A | Purchases (Incremental) | Achievable Economic TRC Potential | 0 | 0 | 0 | 0 | 0 | 0 | 0 | 0 | 0 | 0 | 0 | 0 | 0 | 0 | 0 | 0 | 0 | 0 | 0 | 0 | 0 | 0
F14_Industrial_Agriculture_New_Space Heating_Natural Gas_Gas Boiler - Stack Economizer_A_Achievable Economic TRC Potential | F14 | Industrial | Agriculture | New | Space Heating | Natural Gas | Gas Boiler - Stack Economizer | A | Purchases (Cumulative) | Achievable Economic TRC Potential | 0 | 0 | 0 | 0 | 0 | 0 | 0 | 0 | 0 | 0 | 0 | 0 | 0 | 0 | 0 | 0 | 0 | 0 | 0 | 0 | 0 | 0
F1_Industrial_Agriculture_New_Process_Natural Gas_Gas Boiler - Stack Economizer_A_Achievable Economic TRC Potential | F1 | Industrial | Agriculture | New | Process | Natural Gas | Gas Boiler - Stack Economizer | A | Original Unit Energy Savings (kWh or therms) | Achievable Economic TRC Potential | 0 | 0 | 2.0368 | 2.0368 | 2.0368 | 2.0368 | 2.0368 | 2.0368 | 2.0368 | 2.0368 | 2.0368 | 2.0368 | 2.0368 | 2.0368 | 2.0368 | 2.0368 | 2.0368 | 2.0368 | 2.0368 | 2.0368 | 2.0368 | 2.0368
F2_Industrial_Agriculture_New_Process_Natural Gas_Gas Boiler - Stack Economizer_A_Achievable Economic TRC Potential | F2 | Industrial | Agriculture | New | Process | Natural Gas | Gas Boiler - Stack Economizer | A | Original Unit Summer Peak Savings (kW) | Achievable Economic TRC Potential | 0 | 0 | 0 | 0 | 0 | 0 | 0 | 0 | 0 | 0 | 0 | 0 | 0 | 0 | 0 | 0 | 0 | 0 | 0 | 0 | 0 | 0
F3_Industrial_Agriculture_New_Process_Natural Gas_Gas Boiler - Stack Economizer_A_Achievable Economic TRC Potential | F3 | Industrial | Agriculture | New | Process | Natural Gas | Gas Boiler - Stack Economizer | A | Original Unit Winter Peak Savings (kW) | Achievable Economic TRC Potential | 0 | 0 | 0 | 0 | 0 | 0 | 0 | 0 | 0 | 0 | 0 | 0 | 0 | 0 | 0 | 0 | 0 | 0 | 0 | 0 | 0 | 0
F4_Industrial_Agriculture_New_Process_Natural Gas_Gas Boiler - Stack Economizer_A_Achievable Economic TRC Potential | F4 | Industrial | Agriculture | New | Process | Natural Gas | Gas Boiler - Stack Economizer | A | Standalone Impact on Baseline Energy (%) | Achievable Economic TRC Potential | bar: 2019 to 2040
F5_Industrial_Agriculture_New_Process_Natural Gas_Gas Boiler - Stack Economizer_A_Achievable Economic TRC Potential | F5 | Industrial | Agriculture | New | Process | Natural Gas | Gas Boiler - Stack Economizer | A | Standalone Impact on Baseline Summer Peak (%) | Achievable Economic TRC Potential | bar: 2019 to 2040
F6_Industrial_Agriculture_New_Process_Natural Gas_Gas Boiler - Stack Economizer_A_Achievable Economic TRC Potential | F6 | Industrial | Agriculture | New | Process | Natural Gas | Gas Boiler - Stack Economizer | A | Standalone Impact on Baseline Winter Peak (%) | Achievable Economic TRC Potential | bar: 2019 to 2040
F7_Industrial_Agriculture_New_Process_Natural Gas_Gas Boiler - Stack Economizer_A_Achievable Economic TRC Potential | F7 | Industrial | Agriculture | New | Process | Natural Gas | Gas Boiler - Stack Economizer | A | Incremental Energy Savings (MWh or mTherms) | Achievable Economic TRC Potential | 0 | 0 | 0 | 0 | 0 | 0 | 0 | 0 | 0 | 0 | 0 | 0 | 0 | 0 | 0 | 0 | 0 | 0 | 0 | 0 | 0 | 0
F8_Industrial_Agriculture_New_Process_Natural Gas_Gas Boiler - Stack Economizer_A_Achievable Economic TRC Potential | F8 | Industrial | Agriculture | New | Process | Natural Gas | Gas Boiler - Stack Economizer | A | Incremental Summer Peak Savings (MW) | Achievable Economic TRC Potential | 0 | 0 | 0 | 0 | 0 | 0 | 0 | 0 | 0 | 0 | 0 | 0 | 0 | 0 | 0 | 0 | 0 | 0 | 0 | 0 | 0 | 0
F9_Industrial_Agriculture_New_Process_Natural Gas_Gas Boiler - Stack Economizer_A_Achievable Economic TRC Potential | F9 | Industrial | Agriculture | New | Process | Natural Gas | Gas Boiler - Stack Economizer | A | Incremental Winter Peak Savings (MW) | Achievable Economic TRC Potential | 0 | 0 | 0 | 0 | 0 | 0 | 0 | 0 | 0 | 0 | 0 | 0 | 0 | 0 | 0 | 0 | 0 | 0 | 0 | 0 | 0 | 0
F10_Industrial_Agriculture_New_Process_Natural Gas_Gas Boiler - Stack Economizer_A_Achievable Economic TRC Potential | F10 | Industrial | Agriculture | New | Process | Natural Gas | Gas Boiler - Stack Economizer | A | Cumulative Energy Savings (MWh or mTherms) | Achievable Economic TRC Potential | 0 | 0 | 0 | 0 | 0 | 0 | 0 | 0 | 0 | 0 | 0 | 0 | 0 | 0 | 0 | 0 | 0 | 0 | 0 | 0 | 0 | 0
F11_Industrial_Agriculture_New_Process_Natural Gas_Gas Boiler - Stack Economizer_A_Achievable Economic TRC Potential | F11 | Industrial | Agriculture | New | Process | Natural Gas | Gas Boiler - Stack Economizer | A | Cumulative Summer Peak Savings (MW) | Achievable Economic TRC Potential | 0 | 0 | 0 | 0 | 0 | 0 | 0 | 0 | 0 | 0 | 0 | 0 | 0 | 0 | 0 | 0 | 0 | 0 | 0 | 0 | 0 | 0
F12_Industrial_Agriculture_New_Process_Natural Gas_Gas Boiler - Stack Economizer_A_Achievable Economic TRC Potential | F12 | Industrial | Agriculture | New | Process | Natural Gas | Gas Boiler - Stack Economizer | A | Cumulative Winter Peak Savings (MW) | Achievable Economic TRC Potential | 0 | 0 | 0 | 0 | 0 | 0 | 0 | 0 | 0 | 0 | 0 | 0 | 0 | 0 | 0 | 0 | 0 | 0 | 0 | 0 | 0 | 0
F13_Industrial_Agriculture_New_Process_Natural Gas_Gas Boiler - Stack Economizer_A_Achievable Economic TRC Potential | F13 | Industrial | Agriculture | New | Process | Natural Gas | Gas Boiler - Stack Economizer | A | Purchases (Incremental) | Achievable Economic TRC Potential | 0 | 0 | 0 | 0 | 0 | 0 | 0 | 0 | 0 | 0 | 0 | 0 | 0 | 0 | 0 | 0 | 0 | 0 | 0 | 0 | 0 | 0
F14_Industrial_Agriculture_New_Process_Natural Gas_Gas Boiler - Stack Economizer_A_Achievable Economic TRC Potential | F14 | Industrial | Agriculture | New | Process | Natural Gas | Gas Boiler - Stack Economizer | A | Purchases (Cumulative) | Achievable Economic TRC Potential | 0 | 0 | 0 | 0 | 0 | 0 | 0 | 0 | 0 | 0 | 0 | 0 | 0 | 0 | 0 | 0 | 0 | 0 | 0 | 0 | 0 | 0
F1_Industrial_Agriculture_New_Space Heating_Natural Gas_Gas Furnace Tube Inserts_A_Achievable Economic TRC Potential | F1 | Industrial | Agriculture | New | Space Heating | Natural Gas | Gas Furnace Tube Inserts | A | Original Unit Energy Savings (kWh or therms) | Achievable Economic TRC Potential | 0 | 0 | 0.077933 | 0.077933 | 0.077933 | 0.077933 | 0.077933 | 0.077933 | 0.077933 | 0.077933 | 0.077933 | 0.077933 | 0.077933 | 0.077933 | 0.077933 | 0.077933 | 0.077933 | 0.077933 | 0.077933 | 0.077933 | 0.077933 | 0.077933
F2_Industrial_Agriculture_New_Space Heating_Natural Gas_Gas Furnace Tube Inserts_A_Achievable Economic TRC Potential | F2 | Industrial | Agriculture | New | Space Heating | Natural Gas | Gas Furnace Tube Inserts | A | Original Unit Summer Peak Savings (kW) | Achievable Economic TRC Potential | 0 | 0 | 0 | 0 | 0 | 0 | 0 | 0 | 0 | 0 | 0 | 0 | 0 | 0 | 0 | 0 | 0 | 0 | 0 | 0 | 0 | 0
F3_Industrial_Agriculture_New_Space Heating_Natural Gas_Gas Furnace Tube Inserts_A_Achievable Economic TRC Potential | F3 | Industrial | Agriculture | New | Space Heating | Natural Gas | Gas Furnace Tube Inserts | A | Original Unit Winter Peak Savings (kW) | Achievable Economic TRC Potential | 0 | 0 | 0 | 0 | 0 | 0 | 0 | 0 | 0 | 0 | 0 | 0 | 0 | 0 | 0 | 0 | 0 | 0 | 0 | 0 | 0 | 0
F4_Industrial_Agriculture_New_Space Heating_Natural Gas_Gas Furnace Tube Inserts_A_Achievable Economic TRC Potential | F4 | Industrial | Agriculture | New | Space Heating | Natural Gas | Gas Furnace Tube Inserts | A | Standalone Impact on Baseline Energy (%) | Achievable Economic TRC Potential | bar: 2019 to 2040
F5_Industrial_Agriculture_New_Space Heating_Natural Gas_Gas Furnace Tube Inserts_A_Achievable Economic TRC Potential | F5 | Industrial | Agriculture | New | Space Heating | Natural Gas | Gas Furnace Tube Inserts | A | Standalone Impact on Baseline Summer Peak (%) | Achievable Economic TRC Potential | bar: 2019 to 2040
F6_Industrial_Agriculture_New_Space Heating_Natural Gas_Gas Furnace Tube Inserts_A_Achievable Economic TRC Potential | F6 | Industrial | Agriculture | New | Space Heating | Natural Gas | Gas Furnace Tube Inserts | A | Standalone Impact on Baseline Winter Peak (%) | Achievable Economic TRC Potential | bar: 2019 to 2040
F7_Industrial_Agriculture_New_Space Heating_Natural Gas_Gas Furnace Tube Inserts_A_Achievable Economic TRC Potential | F7 | Industrial | Agriculture | New | Space Heating | Natural Gas | Gas Furnace Tube Inserts | A | Incremental Energy Savings (MWh or mTherms) | Achievable Economic TRC Potential | 0 | 0 | 0 | 0 | 0 | 0 | 0 | 0 | 0 | 0 | 0 | 0 | 0 | 0 | 0 | 0 | 0 | 0 | 0 | 0 | 0 | 0
F8_Industrial_Agriculture_New_Space Heating_Natural Gas_Gas Furnace Tube Inserts_A_Achievable Economic TRC Potential | F8 | Industrial | Agriculture | New | Space Heating | Natural Gas | Gas Furnace Tube Inserts | A | Incremental Summer Peak Savings (MW) | Achievable Economic TRC Potential | 0 | 0 | 0 | 0 | 0 | 0 | 0 | 0 | 0 | 0 | 0 | 0 | 0 | 0 | 0 | 0 | 0 | 0 | 0 | 0 | 0 | 0
F9_Industrial_Agriculture_New_Space Heating_Natural Gas_Gas Furnace Tube Inserts_A_Achievable Economic TRC Potential | F9 | Industrial | Agriculture | New | Space Heating | Natural Gas | Gas Furnace Tube Inserts | A | Incremental Winter Peak Savings (MW) | Achievable Economic TRC Potential | 0 | 0 | 0 | 0 | 0 | 0 | 0 | 0 | 0 | 0 | 0 | 0 | 0 | 0 | 0 | 0 | 0 | 0 | 0 | 0 | 0 | 0
F10_Industrial_Agriculture_New_Space Heating_Natural Gas_Gas Furnace Tube Inserts_A_Achievable Economic TRC Potential | F10 | Industrial | Agriculture | New | Space Heating | Natural Gas | Gas Furnace Tube Inserts | A | Cumulative Energy Savings (MWh or mTherms) | Achievable Economic TRC Potential | 0 | 0 | 0 | 0 | 0 | 0 | 0 | 0 | 0 | 0 | 0 | 0 | 0 | 0 | 0 | 0 | 0 | 0 | 0 | 0 | 0 | 0
F11_Industrial_Agriculture_New_Space Heating_Natural Gas_Gas Furnace Tube Inserts_A_Achievable Economic TRC Potential | F11 | Industrial | Agriculture | New | Space Heating | Natural Gas | Gas Furnace Tube Inserts | A | Cumulative Summer Peak Savings (MW) | Achievable Economic TRC Potential | 0 | 0 | 0 | 0 | 0 | 0 | 0 | 0 | 0 | 0 | 0 | 0 | 0 | 0 | 0 | 0 | 0 | 0 | 0 | 0 | 0 | 0
F12_Industrial_Agriculture_New_Space Heating_Natural Gas_Gas Furnace Tube Inserts_A_Achievable Economic TRC Potential | F12 | Industrial | Agriculture | New | Space Heating | Natural Gas | Gas Furnace Tube Inserts | A | Cumulative Winter Peak Savings (MW) | Achievable Economic TRC Potential | 0 | 0 | 0 | 0 | 0 | 0 | 0 | 0 | 0 | 0 | 0 | 0 | 0 | 0 | 0 | 0 | 0 | 0 | 0 | 0 | 0 | 0
F13_Industrial_Agriculture_New_Space Heating_Natural Gas_Gas Furnace Tube Inserts_A_Achievable Economic TRC Potential | F13 | Industrial | Agriculture | New | Space Heating | Natural Gas | Gas Furnace Tube Inserts | A | Purchases (Incremental) | Achievable Economic TRC Potential | 0 | 0 | 0 | 0 | 0 | 0 | 0 | 0 | 0 | 0 | 0 | 0 | 0 | 0 | 0 | 0 | 0 | 0 | 0 | 0 | 0 | 0
F14_Industrial_Agriculture_New_Space Heating_Natural Gas_Gas Furnace Tube Inserts_A_Achievable Economic TRC Potential | F14 | Industrial | Agriculture | New | Space Heating | Natural Gas | Gas Furnace Tube Inserts | A | Purchases (Cumulative) | Achievable Economic TRC Potential | 0 | 0 | 0 | 0 | 0 | 0 | 0 | 0 | 0 | 0 | 0 | 0 | 0 | 0 | 0 | 0 | 0 | 0 | 0 | 0 | 0 | 0
F1_Industrial_Agriculture_New_Space Heating_Natural Gas_Space Heating - Heat Recovery Ventilator_A_Achievable Economic TRC Potential | F1 | Industrial | Agriculture | New | Space Heating | Natural Gas | Space Heating - Heat Recovery Ventilator | A | Original Unit Energy Savings (kWh or therms) | Achievable Economic TRC Potential | 0 | 0 | 0.012707 | 0.012707 | 0.012707 | 0.012707 | 0.012707 | 0.012707 | 0.012707 | 0.012707 | 0.012707 | 0.012707 | 0.012707 | 0.012707 | 0.012707 | 0.012707 | 0.012707 | 0.012707 | 0.012707 | 0.012707 | 0.012707 | 0.012707
F2_Industrial_Agriculture_New_Space Heating_Natural Gas_Space Heating - Heat Recovery Ventilator_A_Achievable Economic TRC Potential | F2 | Industrial | Agriculture | New | Space Heating | Natural Gas | Space Heating - Heat Recovery Ventilator | A | Original Unit Summer Peak Savings (kW) | Achievable Economic TRC Potential | 0 | 0 | 0 | 0 | 0 | 0 | 0 | 0 | 0 | 0 | 0 | 0 | 0 | 0 | 0 | 0 | 0 | 0 | 0 | 0 | 0 | 0
F3_Industrial_Agriculture_New_Space Heating_Natural Gas_Space Heating - Heat Recovery Ventilator_A_Achievable Economic TRC Potential | F3 | Industrial | Agriculture | New | Space Heating | Natural Gas | Space Heating - Heat Recovery Ventilator | A | Original Unit Winter Peak Savings (kW) | Achievable Economic TRC Potential | 0 | 0 | 0 | 0 | 0 | 0 | 0 | 0 | 0 | 0 | 0 | 0 | 0 | 0 | 0 | 0 | 0 | 0 | 0 | 0 | 0 | 0
F4_Industrial_Agriculture_New_Space Heating_Natural Gas_Space Heating - Heat Recovery Ventilator_A_Achievable Economic TRC Potential | F4 | Industrial | Agriculture | New | Space Heating | Natural Gas | Space Heating - Heat Recovery Ventilator | A | Standalone Impact on Baseline Energy (%) | Achievable Economic TRC Potential | bar: 2019 to 2040
F5_Industrial_Agriculture_New_Space Heating_Natural Gas_Space Heating - Heat Recovery Ventilator_A_Achievable Economic TRC Potential | F5 | Industrial | Agriculture | New | Space Heating | Natural Gas | Space Heating - Heat Recovery Ventilator | A | Standalone Impact on Baseline Summer Peak (%) | Achievable Economic TRC Potential | bar: 2019 to 2040
F6_Industrial_Agriculture_New_Space Heating_Natural Gas_Space Heating - Heat Recovery Ventilator_A_Achievable Economic TRC Potential | F6 | Industrial | Agriculture | New | Space Heating | Natural Gas | Space Heating - Heat Recovery Ventilator | A | Standalone Impact on Baseline Winter Peak (%) | Achievable Economic TRC Potential | bar: 2019 to 2040
F7_Industrial_Agriculture_New_Space Heating_Natural Gas_Space Heating - Heat Recovery Ventilator_A_Achievable Economic TRC Potential | F7 | Industrial | Agriculture | New | Space Heating | Natural Gas | Space Heating - Heat Recovery Ventilator | A | Incremental Energy Savings (MWh or mTherms) | Achievable Economic TRC Potential | 0 | 0 | 0 | 0 | 0 | 0 | 0 | 0 | 0 | 0 | 0 | 0 | 0 | 0 | 0 | 0 | 0 | 0 | 0 | 0 | 0 | 0
F8_Industrial_Agriculture_New_Space Heating_Natural Gas_Space Heating - Heat Recovery Ventilator_A_Achievable Economic TRC Potential | F8 | Industrial | Agriculture | New | Space Heating | Natural Gas | Space Heating - Heat Recovery Ventilator | A | Incremental Summer Peak Savings (MW) | Achievable Economic TRC Potential | 0 | 0 | 0 | 0 | 0 | 0 | 0 | 0 | 0 | 0 | 0 | 0 | 0 | 0 | 0 | 0 | 0 | 0 | 0 | 0 | 0 | 0
F9_Industrial_Agriculture_New_Space Heating_Natural Gas_Space Heating - Heat Recovery Ventilator_A_Achievable Economic TRC Potential | F9 | Industrial | Agriculture | New | Space Heating | Natural Gas | Space Heating - Heat Recovery Ventilator | A | Incremental Winter Peak Savings (MW) | Achievable Economic TRC Potential | 0 | 0 | 0 | 0 | 0 | 0 | 0 | 0 | 0 | 0 | 0 | 0 | 0 | 0 | 0 | 0 | 0 | 0 | 0 | 0 | 0 | 0
F10_Industrial_Agriculture_New_Space Heating_Natural Gas_Space Heating - Heat Recovery Ventilator_A_Achievable Economic TRC Potential | F10 | Industrial | Agriculture | New | Space Heating | Natural Gas | Space Heating - Heat Recovery Ventilator | A | Cumulative Energy Savings (MWh or mTherms) | Achievable Economic TRC Potential | 0 | 0 | 0 | 0 | 0 | 0 | 0 | 0 | 0 | 0 | 0 | 0 | 0 | 0 | 0 | 0 | 0 | 0 | 0 | 0 | 0 | 0
F11_Industrial_Agriculture_New_Space Heating_Natural Gas_Space Heating - Heat Recovery Ventilator_A_Achievable Economic TRC Potential | F11 | Industrial | Agriculture | New | Space Heating | Natural Gas | Space Heating - Heat Recovery Ventilator | A | Cumulative Summer Peak Savings (MW) | Achievable Economic TRC Potential | 0 | 0 | 0 | 0 | 0 | 0 | 0 | 0 | 0 | 0 | 0 | 0 | 0 | 0 | 0 | 0 | 0 | 0 | 0 | 0 | 0 | 0
F12_Industrial_Agriculture_New_Space Heating_Natural Gas_Space Heating - Heat Recovery Ventilator_A_Achievable Economic TRC Potential | F12 | Industrial | Agriculture | New | Space Heating | Natural Gas | Space Heating - Heat Recovery Ventilator | A | Cumulative Winter Peak Savings (MW) | Achievable Economic TRC Potential | 0 | 0 | 0 | 0 | 0 | 0 | 0 | 0 | 0 | 0 | 0 | 0 | 0 | 0 | 0 | 0 | 0 | 0 | 0 | 0 | 0 | 0
F13_Industrial_Agriculture_New_Space Heating_Natural Gas_Space Heating - Heat Recovery Ventilator_A_Achievable Economic TRC Potential | F13 | Industrial | Agriculture | New | Space Heating | Natural Gas | Space Heating - Heat Recovery Ventilator | A | Purchases (Incremental) | Achievable Economic TRC Potential | 0 | 0 | 0 | 0 | 0 | 0 | 0 | 0 | 0 | 0 | 0 | 0 | 0 | 0 | 0 | 0 | 0 | 0 | 0 | 0 | 0 | 0
F14_Industrial_Agriculture_New_Space Heating_Natural Gas_Space Heating - Heat Recovery Ventilator_A_Achievable Economic TRC Potential | F14 | Industrial | Agriculture | New | Space Heating | Natural Gas | Space Heating - Heat Recovery Ventilator | A | Purchases (Cumulative) | Achievable Economic TRC Potential | 0 | 0 | 0 | 0 | 0 | 0 | 0 | 0 | 0 | 0 | 0 | 0 | 0 | 0 | 0 | 0 | 0 | 0 | 0 | 0 | 0 | 0
F1_Industrial_Agriculture_New_Space Heating_Natural Gas_Thermostat - Programmable_A_Achievable Economic TRC Potential | F1 | Industrial | Agriculture | New | Space Heating | Natural Gas | Thermostat - Programmable | A | Original Unit Energy Savings (kWh or therms) | Achievable Economic TRC Potential | 0 | 0 | 0.0061474 | 0.0061474 | 0.0061474 | 0.0061474 | 0.0061474 | 0.0061474 | 0.0061474 | 0.0061474 | 0.0061474 | 0.0061474 | 0.0061474 | 0.0061474 | 0.0061474 | 0.0061474 | 0.0061474 | 0.0061474 | 0.0061474 | 0.0061474 | 0.0061474 | 0.0061474
F2_Industrial_Agriculture_New_Space Heating_Natural Gas_Thermostat - Programmable_A_Achievable Economic TRC Potential | F2 | Industrial | Agriculture | New | Space Heating | Natural Gas | Thermostat - Programmable | A | Original Unit Summer Peak Savings (kW) | Achievable Economic TRC Potential | 0 | 0 | 0 | 0 | 0 | 0 | 0 | 0 | 0 | 0 | 0 | 0 | 0 | 0 | 0 | 0 | 0 | 0 | 0 | 0 | 0 | 0
F3_Industrial_Agriculture_New_Space Heating_Natural Gas_Thermostat - Programmable_A_Achievable Economic TRC Potential | F3 | Industrial | Agriculture | New | Space Heating | Natural Gas | Thermostat - Programmable | A | Original Unit Winter Peak Savings (kW) | Achievable Economic TRC Potential | 0 | 0 | 0 | 0 | 0 | 0 | 0 | 0 | 0 | 0 | 0 | 0 | 0 | 0 | 0 | 0 | 0 | 0 | 0 | 0 | 0 | 0
F4_Industrial_Agriculture_New_Space Heating_Natural Gas_Thermostat - Programmable_A_Achievable Economic TRC Potential | F4 | Industrial | Agriculture | New | Space Heating | Natural Gas | Thermostat - Programmable | A | Standalone Impact on Baseline Energy (%) | Achievable Economic TRC Potential | bar: 2019 to 2040
F5_Industrial_Agriculture_New_Space Heating_Natural Gas_Thermostat - Programmable_A_Achievable Economic TRC Potential | F5 | Industrial | Agriculture | New | Space Heating | Natural Gas | Thermostat - Programmable | A | Standalone Impact on Baseline Summer Peak (%) | Achievable Economic TRC Potential | bar: 2019 to 2040
F6_Industrial_Agriculture_New_Space Heating_Natural Gas_Thermostat - Programmable_A_Achievable Economic TRC Potential | F6 | Industrial | Agriculture | New | Space Heating | Natural Gas | Thermostat - Programmable | A | Standalone Impact on Baseline Winter Peak (%) | Achievable Economic TRC Potential | bar: 2019 to 2040
F7_Industrial_Agriculture_New_Space Heating_Natural Gas_Thermostat - Programmable_A_Achievable Economic TRC Potential | F7 | Industrial | Agriculture | New | Space Heating | Natural Gas | Thermostat - Programmable | A | Incremental Energy Savings (MWh or mTherms) | Achievable Economic TRC Potential | 0 | 0 | 0 | 0 | 0 | 0 | 0 | 0 | 0 | 0 | 0 | 0 | 0 | 0 | 0 | 0 | 0 | 0 | 0 | 0 | 0 | 0
F8_Industrial_Agriculture_New_Space Heating_Natural Gas_Thermostat - Programmable_A_Achievable Economic TRC Potential | F8 | Industrial | Agriculture | New | Space Heating | Natural Gas | Thermostat - Programmable | A | Incremental Summer Peak Savings (MW) | Achievable Economic TRC Potential | 0 | 0 | 0 | 0 | 0 | 0 | 0 | 0 | 0 | 0 | 0 | 0 | 0 | 0 | 0 | 0 | 0 | 0 | 0 | 0 | 0 | 0
F9_Industrial_Agriculture_New_Space Heating_Natural Gas_Thermostat - Programmable_A_Achievable Economic TRC Potential | F9 | Industrial | Agriculture | New | Space Heating | Natural Gas | Thermostat - Programmable | A | Incremental Winter Peak Savings (MW) | Achievable Economic TRC Potential | 0 | 0 | 0 | 0 | 0 | 0 | 0 | 0 | 0 | 0 | 0 | 0 | 0 | 0 | 0 | 0 | 0 | 0 | 0 | 0 | 0 | 0
F10_Industrial_Agriculture_New_Space Heating_Natural Gas_Thermostat - Programmable_A_Achievable Economic TRC Potential | F10 | Industrial | Agriculture | New | Space Heating | Natural Gas | Thermostat - Programmable | A | Cumulative Energy Savings (MWh or mTherms) | Achievable Economic TRC Potential | 0 | 0 | 0 | 0 | 0 | 0 | 0 | 0 | 0 | 0 | 0 | 0 | 0 | 0 | 0 | 0 | 0 | 0 | 0 | 0 | 0 | 0
F11_Industrial_Agriculture_New_Space Heating_Natural Gas_Thermostat - Programmable_A_Achievable Economic TRC Potential | F11 | Industrial | Agriculture | New | Space Heating | Natural Gas | Thermostat - Programmable | A | Cumulative Summer Peak Savings (MW) | Achievable Economic TRC Potential | 0 | 0 | 0 | 0 | 0 | 0 | 0 | 0 | 0 | 0 | 0 | 0 | 0 | 0 | 0 | 0 | 0 | 0 | 0 | 0 | 0 | 0
F12_Industrial_Agriculture_New_Space Heating_Natural Gas_Thermostat - Programmable_A_Achievable Economic TRC Potential | F12 | Industrial | Agriculture | New | Space Heating | Natural Gas | Thermostat - Programmable | A | Cumulative Winter Peak Savings (MW) | Achievable Economic TRC Potential | 0 | 0 | 0 | 0 | 0 | 0 | 0 | 0 | 0 | 0 | 0 | 0 | 0 | 0 | 0 | 0 | 0 | 0 | 0 | 0 | 0 | 0
F13_Industrial_Agriculture_New_Space Heating_Natural Gas_Thermostat - Programmable_A_Achievable Economic TRC Potential | F13 | Industrial | Agriculture | New | Space Heating | Natural Gas | Thermostat - Programmable | A | Purchases (Incremental) | Achievable Economic TRC Potential | 0 | 0 | 0 | 0 | 0 | 0 | 0 | 0 | 0 | 0 | 0 | 0 | 0 | 0 | 0 | 0 | 0 | 0 | 0 | 0 | 0 | 0
F14_Industrial_Agriculture_New_Space Heating_Natural Gas_Thermostat - Programmable_A_Achievable Economic TRC Potential | F14 | Industrial | Agriculture | New | Space Heating | Natural Gas | Thermostat - Programmable | A | Purchases (Cumulative) | Achievable Economic TRC Potential | 0 | 0 | 0 | 0 | 0 | 0 | 0 | 0 | 0 | 0 | 0 | 0 | 0 | 0 | 0 | 0 | 0 | 0 | 0 | 0 | 0 | 0
F1_Industrial_Agriculture_New_Space Heating_Natural Gas_ENERGY STAR Connected Thermostat_A_Achievable Economic TRC Potential | F1 | Industrial | Agriculture | New | Space Heating | Natural Gas | ENERGY STAR Connected Thermostat | A | Original Unit Energy Savings (kWh or therms) | Achievable Economic TRC Potential | 0 | 0 | 0.01486 | 0.01486 | 0.01486 | 0.01486 | 0.01486 | 0.01486 | 0.01486 | 0.01486 | 0.01486 | 0.01486 | 0.01486 | 0.01486 | 0.01486 | 0.01486 | 0.01486 | 0.01486 | 0.01486 | 0.01486 | 0.01486 | 0.01486
F2_Industrial_Agriculture_New_Space Heating_Natural Gas_ENERGY STAR Connected Thermostat_A_Achievable Economic TRC Potential | F2 | Industrial | Agriculture | New | Space Heating | Natural Gas | ENERGY STAR Connected Thermostat | A | Original Unit Summer Peak Savings (kW) | Achievable Economic TRC Potential | 0 | 0 | 0 | 0 | 0 | 0 | 0 | 0 | 0 | 0 | 0 | 0 | 0 | 0 | 0 | 0 | 0 | 0 | 0 | 0 | 0 | 0
F3_Industrial_Agriculture_New_Space Heating_Natural Gas_ENERGY STAR Connected Thermostat_A_Achievable Economic TRC Potential | F3 | Industrial | Agriculture | New | Space Heating | Natural Gas | ENERGY STAR Connected Thermostat | A | Original Unit Winter Peak Savings (kW) | Achievable Economic TRC Potential | 0 | 0 | 0 | 0 | 0 | 0 | 0 | 0 | 0 | 0 | 0 | 0 | 0 | 0 | 0 | 0 | 0 | 0 | 0 | 0 | 0 | 0
F4_Industrial_Agriculture_New_Space Heating_Natural Gas_ENERGY STAR Connected Thermostat_A_Achievable Economic TRC Potential | F4 | Industrial | Agriculture | New | Space Heating | Natural Gas | ENERGY STAR Connected Thermostat | A | Standalone Impact on Baseline Energy (%) | Achievable Economic TRC Potential | bar: 2019 to 2040
F5_Industrial_Agriculture_New_Space Heating_Natural Gas_ENERGY STAR Connected Thermostat_A_Achievable Economic TRC Potential | F5 | Industrial | Agriculture | New | Space Heating | Natural Gas | ENERGY STAR Connected Thermostat | A | Standalone Impact on Baseline Summer Peak (%) | Achievable Economic TRC Potential | bar: 2019 to 2040
F6_Industrial_Agriculture_New_Space Heating_Natural Gas_ENERGY STAR Connected Thermostat_A_Achievable Economic TRC Potential | F6 | Industrial | Agriculture | New | Space Heating | Natural Gas | ENERGY STAR Connected Thermostat | A | Standalone Impact on Baseline Winter Peak (%) | Achievable Economic TRC Potential | bar: 2019 to 2040
F7_Industrial_Agriculture_New_Space Heating_Natural Gas_ENERGY STAR Connected Thermostat_A_Achievable Economic TRC Potential | F7 | Industrial | Agriculture | New | Space Heating | Natural Gas | ENERGY STAR Connected Thermostat | A | Incremental Energy Savings (MWh or mTherms) | Achievable Economic TRC Potential | 0 | 0 | 0 | 0 | 0 | 0 | 0 | 0 | 0 | 0 | 0 | 0 | 0 | 0 | 0 | 0 | 0 | 0 | 0 | 0 | 0 | 0
F8_Industrial_Agriculture_New_Space Heating_Natural Gas_ENERGY STAR Connected Thermostat_A_Achievable Economic TRC Potential | F8 | Industrial | Agriculture | New | Space Heating | Natural Gas | ENERGY STAR Connected Thermostat | A | Incremental Summer Peak Savings (MW) | Achievable Economic TRC Potential | 0 | 0 | 0 | 0 | 0 | 0 | 0 | 0 | 0 | 0 | 0 | 0 | 0 | 0 | 0 | 0 | 0 | 0 | 0 | 0 | 0 | 0
F9_Industrial_Agriculture_New_Space Heating_Natural Gas_ENERGY STAR Connected Thermostat_A_Achievable Economic TRC Potential | F9 | Industrial | Agriculture | New | Space Heating | Natural Gas | ENERGY STAR Connected Thermostat | A | Incremental Winter Peak Savings (MW) | Achievable Economic TRC Potential | 0 | 0 | 0 | 0 | 0 | 0 | 0 | 0 | 0 | 0 | 0 | 0 | 0 | 0 | 0 | 0 | 0 | 0 | 0 | 0 | 0 | 0
F10_Industrial_Agriculture_New_Space Heating_Natural Gas_ENERGY STAR Connected Thermostat_A_Achievable Economic TRC Potential | F10 | Industrial | Agriculture | New | Space Heating | Natural Gas | ENERGY STAR Connected Thermostat | A | Cumulative Energy Savings (MWh or mTherms) | Achievable Economic TRC Potential | 0 | 0 | 0 | 0 | 0 | 0 | 0 | 0 | 0 | 0 | 0 | 0 | 0 | 0 | 0 | 0 | 0 | 0 | 0 | 0 | 0 | 0
F11_Industrial_Agriculture_New_Space Heating_Natural Gas_ENERGY STAR Connected Thermostat_A_Achievable Economic TRC Potential | F11 | Industrial | Agriculture | New | Space Heating | Natural Gas | ENERGY STAR Connected Thermostat | A | Cumulative Summer Peak Savings (MW) | Achievable Economic TRC Potential | 0 | 0 | 0 | 0 | 0 | 0 | 0 | 0 | 0 | 0 | 0 | 0 | 0 | 0 | 0 | 0 | 0 | 0 | 0 | 0 | 0 | 0
F12_Industrial_Agriculture_New_Space Heating_Natural Gas_ENERGY STAR Connected Thermostat_A_Achievable Economic TRC Potential | F12 | Industrial | Agriculture | New | Space Heating | Natural Gas | ENERGY STAR Connected Thermostat | A | Cumulative Winter Peak Savings (MW) | Achievable Economic TRC Potential | 0 | 0 | 0 | 0 | 0 | 0 | 0 | 0 | 0 | 0 | 0 | 0 | 0 | 0 | 0 | 0 | 0 | 0 | 0 | 0 | 0 | 0
F13_Industrial_Agriculture_New_Space Heating_Natural Gas_ENERGY STAR Connected Thermostat_A_Achievable Economic TRC Potential | F13 | Industrial | Agriculture | New | Space Heating | Natural Gas | ENERGY STAR Connected Thermostat | A | Purchases (Incremental) | Achievable Economic TRC Potential | 0 | 0 | 0 | 0 | 0 | 0 | 0 | 0 | 0 | 0 | 0 | 0 | 0 | 0 | 0 | 0 | 0 | 0 | 0 | 0 | 0 | 0
F14_Industrial_Agriculture_New_Space Heating_Natural Gas_ENERGY STAR Connected Thermostat_A_Achievable Economic TRC Potential | F14 | Industrial | Agriculture | New | Space Heating | Natural Gas | ENERGY STAR Connected Thermostat | A | Purchases (Cumulative) | Achievable Economic TRC Potential | 0 | 0 | 0 | 0 | 0 | 0 | 0 | 0 | 0 | 0 | 0 | 0 | 0 | 0 | 0 | 0 | 0 | 0 | 0 | 0 | 0 | 0
F1_Industrial_Agriculture_New_Space Heating_Natural Gas_Destratification Fans (HVLS)_A_Achievable Economic TRC Potential | F1 | Industrial | Agriculture | New | Space Heating | Natural Gas | Destratification Fans (HVLS) | A | Original Unit Energy Savings (kWh or therms) | Achievable Economic TRC Potential | 0 | 0 | 0.01486 | 0.01486 | 0.01486 | 0.01486 | 0.01486 | 0.01486 | 0.01486 | 0.01486 | 0.01486 | 0.01486 | 0.01486 | 0.01486 | 0.01486 | 0.01486 | 0.01486 | 0.01486 | 0.01486 | 0.01486 | 0.01486 | 0.01486
F2_Industrial_Agriculture_New_Space Heating_Natural Gas_Destratification Fans (HVLS)_A_Achievable Economic TRC Potential | F2 | Industrial | Agriculture | New | Space Heating | Natural Gas | Destratification Fans (HVLS) | A | Original Unit Summer Peak Savings (kW) | Achievable Economic TRC Potential | 0 | 0 | 0 | 0 | 0 | 0 | 0 | 0 | 0 | 0 | 0 | 0 | 0 | 0 | 0 | 0 | 0 | 0 | 0 | 0 | 0 | 0
F3_Industrial_Agriculture_New_Space Heating_Natural Gas_Destratification Fans (HVLS)_A_Achievable Economic TRC Potential | F3 | Industrial | Agriculture | New | Space Heating | Natural Gas | Destratification Fans (HVLS) | A | Original Unit Winter Peak Savings (kW) | Achievable Economic TRC Potential | 0 | 0 | 0 | 0 | 0 | 0 | 0 | 0 | 0 | 0 | 0 | 0 | 0 | 0 | 0 | 0 | 0 | 0 | 0 | 0 | 0 | 0
F4_Industrial_Agriculture_New_Space Heating_Natural Gas_Destratification Fans (HVLS)_A_Achievable Economic TRC Potential | F4 | Industrial | Agriculture | New | Space Heating | Natural Gas | Destratification Fans (HVLS) | A | Standalone Impact on Baseline Energy (%) | Achievable Economic TRC Potential | bar: 2019 to 2040
F5_Industrial_Agriculture_New_Space Heating_Natural Gas_Destratification Fans (HVLS)_A_Achievable Economic TRC Potential | F5 | Industrial | Agriculture | New | Space Heating | Natural Gas | Destratification Fans (HVLS) | A | Standalone Impact on Baseline Summer Peak (%) | Achievable Economic TRC Potential | bar: 2019 to 2040
F6_Industrial_Agriculture_New_Space Heating_Natural Gas_Destratification Fans (HVLS)_A_Achievable Economic TRC Potential | F6 | Industrial | Agriculture | New | Space Heating | Natural Gas | Destratification Fans (HVLS) | A | Standalone Impact on Baseline Winter Peak (%) | Achievable Economic TRC Potential | bar: 2019 to 2040
F7_Industrial_Agriculture_New_Space Heating_Natural Gas_Destratification Fans (HVLS)_A_Achievable Economic TRC Potential | F7 | Industrial | Agriculture | New | Space Heating | Natural Gas | Destratification Fans (HVLS) | A | Incremental Energy Savings (MWh or mTherms) | Achievable Economic TRC Potential | 0 | 0 | 0 | 0 | 0 | 0 | 0 | 0 | 0 | 0 | 0 | 0 | 0 | 0 | 0 | 0 | 0 | 0 | 0 | 0 | 0 | 0
F8_Industrial_Agriculture_New_Space Heating_Natural Gas_Destratification Fans (HVLS)_A_Achievable Economic TRC Potential | F8 | Industrial | Agriculture | New | Space Heating | Natural Gas | Destratification Fans (HVLS) | A | Incremental Summer Peak Savings (MW) | Achievable Economic TRC Potential | 0 | 0 | 0 | 0 | 0 | 0 | 0 | 0 | 0 | 0 | 0 | 0 | 0 | 0 | 0 | 0 | 0 | 0 | 0 | 0 | 0 | 0
F9_Industrial_Agriculture_New_Space Heating_Natural Gas_Destratification Fans (HVLS)_A_Achievable Economic TRC Potential | F9 | Industrial | Agriculture | New | Space Heating | Natural Gas | Destratification Fans (HVLS) | A | Incremental Winter Peak Savings (MW) | Achievable Economic TRC Potential | 0 | 0 | 0 | 0 | 0 | 0 | 0 | 0 | 0 | 0 | 0 | 0 | 0 | 0 | 0 | 0 | 0 | 0 | 0 | 0 | 0 | 0
F10_Industrial_Agriculture_New_Space Heating_Natural Gas_Destratification Fans (HVLS)_A_Achievable Economic TRC Potential | F10 | Industrial | Agriculture | New | Space Heating | Natural Gas | Destratification Fans (HVLS) | A | Cumulative Energy Savings (MWh or mTherms) | Achievable Economic TRC Potential | 0 | 0 | 0 | 0 | 0 | 0 | 0 | 0 | 0 | 0 | 0 | 0 | 0 | 0 | 0 | 0 | 0 | 0 | 0 | 0 | 0 | 0
F11_Industrial_Agriculture_New_Space Heating_Natural Gas_Destratification Fans (HVLS)_A_Achievable Economic TRC Potential | F11 | Industrial | Agriculture | New | Space Heating | Natural Gas | Destratification Fans (HVLS) | A | Cumulative Summer Peak Savings (MW) | Achievable Economic TRC Potential | 0 | 0 | 0 | 0 | 0 | 0 | 0 | 0 | 0 | 0 | 0 | 0 | 0 | 0 | 0 | 0 | 0 | 0 | 0 | 0 | 0 | 0
F12_Industrial_Agriculture_New_Space Heating_Natural Gas_Destratification Fans (HVLS)_A_Achievable Economic TRC Potential | F12 | Industrial | Agriculture | New | Space Heating | Natural Gas | Destratification Fans (HVLS) | A | Cumulative Winter Peak Savings (MW) | Achievable Economic TRC Potential | 0 | 0 | 0 | 0 | 0 | 0 | 0 | 0 | 0 | 0 | 0 | 0 | 0 | 0 | 0 | 0 | 0 | 0 | 0 | 0 | 0 | 0
F13_Industrial_Agriculture_New_Space Heating_Natural Gas_Destratification Fans (HVLS)_A_Achievable Economic TRC Potential | F13 | Industrial | Agriculture | New | Space Heating | Natural Gas | Destratification Fans (HVLS) | A | Purchases (Incremental) | Achievable Economic TRC Potential | 0 | 0 | 0 | 0 | 0 | 0 | 0 | 0 | 0 | 0 | 0 | 0 | 0 | 0 | 0 | 0 | 0 | 0 | 0 | 0 | 0 | 0
F14_Industrial_Agriculture_New_Space Heating_Natural Gas_Destratification Fans (HVLS)_A_Achievable Economic TRC Potential | F14 | Industrial | Agriculture | New | Space Heating | Natural Gas | Destratification Fans (HVLS) | A | Purchases (Cumulative) | Achievable Economic TRC Potential | 0 | 0 | 0 | 0 | 0 | 0 | 0 | 0 | 0 | 0 | 0 | 0 | 0 | 0 | 0 | 0 | 0 | 0 | 0 | 0 | 0 | 0
F1_Industrial_Agriculture_New_Space Heating_Natural Gas_Gas Boiler - Insulate Steam Lines/Condensate Tank_A_Achievable Economic TRC Potential | F1 | Industrial | Agriculture | New | Space Heating | Natural Gas | Gas Boiler - Insulate Steam Lines/Condensate Tank | A | Original Unit Energy Savings (kWh or therms) | Achievable Economic TRC Potential | 0 | 0 | 12.0724 | 12.0724 | 12.0724 | 12.0724 | 12.0724 | 12.0724 | 12.0724 | 12.0724 | 12.0724 | 12.0724 | 12.0724 | 12.0724 | 12.0724 | 12.0724 | 12.0724 | 12.0724 | 12.0724 | 12.0724 | 12.0724 | 12.0724
F2_Industrial_Agriculture_New_Space Heating_Natural Gas_Gas Boiler - Insulate Steam Lines/Condensate Tank_A_Achievable Economic TRC Potential | F2 | Industrial | Agriculture | New | Space Heating | Natural Gas | Gas Boiler - Insulate Steam Lines/Condensate Tank | A | Original Unit Summer Peak Savings (kW) | Achievable Economic TRC Potential | 0 | 0 | 0 | 0 | 0 | 0 | 0 | 0 | 0 | 0 | 0 | 0 | 0 | 0 | 0 | 0 | 0 | 0 | 0 | 0 | 0 | 0
F3_Industrial_Agriculture_New_Space Heating_Natural Gas_Gas Boiler - Insulate Steam Lines/Condensate Tank_A_Achievable Economic TRC Potential | F3 | Industrial | Agriculture | New | Space Heating | Natural Gas | Gas Boiler - Insulate Steam Lines/Condensate Tank | A | Original Unit Winter Peak Savings (kW) | Achievable Economic TRC Potential | 0 | 0 | 0 | 0 | 0 | 0 | 0 | 0 | 0 | 0 | 0 | 0 | 0 | 0 | 0 | 0 | 0 | 0 | 0 | 0 | 0 | 0
F4_Industrial_Agriculture_New_Space Heating_Natural Gas_Gas Boiler - Insulate Steam Lines/Condensate Tank_A_Achievable Economic TRC Potential | F4 | Industrial | Agriculture | New | Space Heating | Natural Gas | Gas Boiler - Insulate Steam Lines/Condensate Tank | A | Standalone Impact on Baseline Energy (%) | Achievable Economic TRC Potential | 0% | 0% | 0.005147% | 0.008096% | 0.01082% | 0.01326% | 0.01666% | 0.01961% | 0.02249% | 0.02505% | 0.02822% | 0.03102% | 0.03382% | 0.03623% | 0.03949% | 0.04229% | 0.04506% | 0.04745% | 0.05075% | 0.05357% | 0.05644% | 0.05929%
F5_Industrial_Agriculture_New_Space Heating_Natural Gas_Gas Boiler - Insulate Steam Lines/Condensate Tank_A_Achievable Economic TRC Potential | F5 | Industrial | Agriculture | New | Space Heating | Natural Gas | Gas Boiler - Insulate Steam Lines/Condensate Tank | A | Standalone Impact on Baseline Summer Peak (%) | Achievable Economic TRC Potential | bar: 2019 to 2040
F6_Industrial_Agriculture_New_Space Heating_Natural Gas_Gas Boiler - Insulate Steam Lines/Condensate Tank_A_Achievable Economic TRC Potential | F6 | Industrial | Agriculture | New | Space Heating | Natural Gas | Gas Boiler - Insulate Steam Lines/Condensate Tank | A | Standalone Impact on Baseline Winter Peak (%) | Achievable Economic TRC Potential | bar: 2019 to 2040
F7_Industrial_Agriculture_New_Space Heating_Natural Gas_Gas Boiler - Insulate Steam Lines/Condensate Tank_A_Achievable Economic TRC Potential | F7 | Industrial | Agriculture | New | Space Heating | Natural Gas | Gas Boiler - Insulate Steam Lines/Condensate Tank | A | Incremental Energy Savings (MWh or mTherms) | Achievable Economic TRC Potential | 0 | 0 | 0.0028629 | 0.0049963 | 0.0071245 | 0.0095098 | 0.010946 | 0.012614 | 0.014261 | 0.016113 | 0.017492 | 0.019079 | 0.020645 | 0.022461 | 0.023693 | 0.025191 | 0.026688 | 0.028431 | 0.029582 | 0.031 | 0.03238 | 0.033756
F8_Industrial_Agriculture_New_Space Heating_Natural Gas_Gas Boiler - Insulate Steam Lines/Condensate Tank_A_Achievable Economic TRC Potential | F8 | Industrial | Agriculture | New | Space Heating | Natural Gas | Gas Boiler - Insulate Steam Lines/Condensate Tank | A | Incremental Summer Peak Savings (MW) | Achievable Economic TRC Potential | 0 | 0 | 0 | 0 | 0 | 0 | 0 | 0 | 0 | 0 | 0 | 0 | 0 | 0 | 0 | 0 | 0 | 0 | 0 | 0 | 0 | 0
F9_Industrial_Agriculture_New_Space Heating_Natural Gas_Gas Boiler - Insulate Steam Lines/Condensate Tank_A_Achievable Economic TRC Potential | F9 | Industrial | Agriculture | New | Space Heating | Natural Gas | Gas Boiler - Insulate Steam Lines/Condensate Tank | A | Incremental Winter Peak Savings (MW) | Achievable Economic TRC Potential | 0 | 0 | 0 | 0 | 0 | 0 | 0 | 0 | 0 | 0 | 0 | 0 | 0 | 0 | 0 | 0 | 0 | 0 | 0 | 0 | 0 | 0
F10_Industrial_Agriculture_New_Space Heating_Natural Gas_Gas Boiler - Insulate Steam Lines/Condensate Tank_A_Achievable Economic TRC Potential | F10 | Industrial | Agriculture | New | Space Heating | Natural Gas | Gas Boiler - Insulate Steam Lines/Condensate Tank | A | Cumulative Energy Savings (MWh or mTherms) | Achievable Economic TRC Potential | 0 | 0 | 0.0028629 | 0.0078592 | 0.014984 | 0.024494 | 0.03544 | 0.048054 | 0.062315 | 0.078428 | 0.09592 | 0.115 | 0.13564 | 0.1581 | 0.1818 | 0.20699 | 0.23368 | 0.26211 | 0.29169 | 0.32269 | 0.35507 | 0.38883
F11_Industrial_Agriculture_New_Space Heating_Natural Gas_Gas Boiler - Insulate Steam Lines/Condensate Tank_A_Achievable Economic TRC Potential | F11 | Industrial | Agriculture | New | Space Heating | Natural Gas | Gas Boiler - Insulate Steam Lines/Condensate Tank | A | Cumulative Summer Peak Savings (MW) | Achievable Economic TRC Potential | 0 | 0 | 0 | 0 | 0 | 0 | 0 | 0 | 0 | 0 | 0 | 0 | 0 | 0 | 0 | 0 | 0 | 0 | 0 | 0 | 0 | 0
F12_Industrial_Agriculture_New_Space Heating_Natural Gas_Gas Boiler - Insulate Steam Lines/Condensate Tank_A_Achievable Economic TRC Potential | F12 | Industrial | Agriculture | New | Space Heating | Natural Gas | Gas Boiler - Insulate Steam Lines/Condensate Tank | A | Cumulative Winter Peak Savings (MW) | Achievable Economic TRC Potential | 0 | 0 | 0 | 0 | 0 | 0 | 0 | 0 | 0 | 0 | 0 | 0 | 0 | 0 | 0 | 0 | 0 | 0 | 0 | 0 | 0 | 0
F13_Industrial_Agriculture_New_Space Heating_Natural Gas_Gas Boiler - Insulate Steam Lines/Condensate Tank_A_Achievable Economic TRC Potential | F13 | Industrial | Agriculture | New | Space Heating | Natural Gas | Gas Boiler - Insulate Steam Lines/Condensate Tank | A | Purchases (Incremental) | Achievable Economic TRC Potential | 0 | 0 | 0.23714 | 0.41386 | 0.59015 | 0.78773 | 0.90673 | 1.0449 | 1.1813 | 1.3347 | 1.449 | 1.5804 | 1.7101 | 1.8605 | 1.9626 | 2.0867 | 2.2107 | 2.355 | 2.4504 | 2.5679 | 2.6822 | 2.7961
F14_Industrial_Agriculture_New_Space Heating_Natural Gas_Gas Boiler - Insulate Steam Lines/Condensate Tank_A_Achievable Economic TRC Potential | F14 | Industrial | Agriculture | New | Space Heating | Natural Gas | Gas Boiler - Insulate Steam Lines/Condensate Tank | A | Purchases (Cumulative) | Achievable Economic TRC Potential | 0 | 0 | 0.23714 | 0.65101 | 1.2412 | 2.0289 | 2.9356 | 3.9805 | 5.1617 | 6.4964 | 7.9454 | 9.5258 | 11.2358 | 13.0963 | 15.0589 | 17.1456 | 19.3563 | 21.7113 | 24.1617 | 26.7296 | 29.4117 | 32.2078
F1_Industrial_Agriculture_New_Process_Natural Gas_Gas Boiler - Insulate Steam Lines/Condensate Tank_A_Achievable Economic TRC Potential | F1 | Industrial | Agriculture | New | Process | Natural Gas | Gas Boiler - Insulate Steam Lines/Condensate Tank | A | Original Unit Energy Savings (kWh or therms) | Achievable Economic TRC Potential | 0 | 0 | 16.8499 | 16.8499 | 16.8499 | 16.8499 | 16.8499 | 16.8499 | 16.8499 | 16.8499 | 16.8499 | 16.8499 | 16.8499 | 16.8499 | 16.8499 | 16.8499 | 16.8499 | 16.8499 | 16.8499 | 16.8499 | 16.8499 | 16.8499
F2_Industrial_Agriculture_New_Process_Natural Gas_Gas Boiler - Insulate Steam Lines/Condensate Tank_A_Achievable Economic TRC Potential | F2 | Industrial | Agriculture | New | Process | Natural Gas | Gas Boiler - Insulate Steam Lines/Condensate Tank | A | Original Unit Summer Peak Savings (kW) | Achievable Economic TRC Potential | 0 | 0 | 0 | 0 | 0 | 0 | 0 | 0 | 0 | 0 | 0 | 0 | 0 | 0 | 0 | 0 | 0 | 0 | 0 | 0 | 0 | 0
F3_Industrial_Agriculture_New_Process_Natural Gas_Gas Boiler - Insulate Steam Lines/Condensate Tank_A_Achievable Economic TRC Potential | F3 | Industrial | Agriculture | New | Process | Natural Gas | Gas Boiler - Insulate Steam Lines/Condensate Tank | A | Original Unit Winter Peak Savings (kW) | Achievable Economic TRC Potential | 0 | 0 | 0 | 0 | 0 | 0 | 0 | 0 | 0 | 0 | 0 | 0 | 0 | 0 | 0 | 0 | 0 | 0 | 0 | 0 | 0 | 0
F4_Industrial_Agriculture_New_Process_Natural Gas_Gas Boiler - Insulate Steam Lines/Condensate Tank_A_Achievable Economic TRC Potential | F4 | Industrial | Agriculture | New | Process | Natural Gas | Gas Boiler - Insulate Steam Lines/Condensate Tank | A | Standalone Impact on Baseline Energy (%) | Achievable Economic TRC Potential | 0% | 0% | 0.02737% | 0.04305% | 0.05755% | 0.07048% | 0.0886% | 0.1043% | 0.1196% | 0.1332% | 0.1501% | 0.1649% | 0.1798% | 0.1926% | 0.21% | 0.2249% | 0.2396% | 0.2523% | 0.2698% | 0.2849% | 0.3001% | 0.3152%
F5_Industrial_Agriculture_New_Process_Natural Gas_Gas Boiler - Insulate Steam Lines/Condensate Tank_A_Achievable Economic TRC Potential | F5 | Industrial | Agriculture | New | Process | Natural Gas | Gas Boiler - Insulate Steam Lines/Condensate Tank | A | Standalone Impact on Baseline Summer Peak (%) | Achievable Economic TRC Potential | bar: 2019 to 2040
F6_Industrial_Agriculture_New_Process_Natural Gas_Gas Boiler - Insulate Steam Lines/Condensate Tank_A_Achievable Economic TRC Potential | F6 | Industrial | Agriculture | New | Process | Natural Gas | Gas Boiler - Insulate Steam Lines/Condensate Tank | A | Standalone Impact on Baseline Winter Peak (%) | Achievable Economic TRC Potential | bar: 2019 to 2040
F7_Industrial_Agriculture_New_Process_Natural Gas_Gas Boiler - Insulate Steam Lines/Condensate Tank_A_Achievable Economic TRC Potential | F7 | Industrial | Agriculture | New | Process | Natural Gas | Gas Boiler - Insulate Steam Lines/Condensate Tank | A | Incremental Energy Savings (MWh or mTherms) | Achievable Economic TRC Potential | 0 | 0 | 0.033054 | 0.057685 | 0.082256 | 0.1098 | 0.12638 | 0.14564 | 0.16465 | 0.18603 | 0.20196 | 0.22028 | 0.23835 | 0.25932 | 0.27355 | 0.29085 | 0.30813 | 0.32825 | 0.34154 | 0.35791 | 0.37384 | 0.38973
F8_Industrial_Agriculture_New_Process_Natural Gas_Gas Boiler - Insulate Steam Lines/Condensate Tank_A_Achievable Economic TRC Potential | F8 | Industrial | Agriculture | New | Process | Natural Gas | Gas Boiler - Insulate Steam Lines/Condensate Tank | A | Incremental Summer Peak Savings (MW) | Achievable Economic TRC Potential | 0 | 0 | 0 | 0 | 0 | 0 | 0 | 0 | 0 | 0 | 0 | 0 | 0 | 0 | 0 | 0 | 0 | 0 | 0 | 0 | 0 | 0
F9_Industrial_Agriculture_New_Process_Natural Gas_Gas Boiler - Insulate Steam Lines/Condensate Tank_A_Achievable Economic TRC Potential | F9 | Industrial | Agriculture | New | Process | Natural Gas | Gas Boiler - Insulate Steam Lines/Condensate Tank | A | Incremental Winter Peak Savings (MW) | Achievable Economic TRC Potential | 0 | 0 | 0 | 0 | 0 | 0 | 0 | 0 | 0 | 0 | 0 | 0 | 0 | 0 | 0 | 0 | 0 | 0 | 0 | 0 | 0 | 0
F10_Industrial_Agriculture_New_Process_Natural Gas_Gas Boiler - Insulate Steam Lines/Condensate Tank_A_Achievable Economic TRC Potential | F10 | Industrial | Agriculture | New | Process | Natural Gas | Gas Boiler - Insulate Steam Lines/Condensate Tank | A | Cumulative Energy Savings (MWh or mTherms) | Achievable Economic TRC Potential | 0 | 0 | 0.033054 | 0.090739 | 0.17299 | 0.28279 | 0.40917 | 0.55481 | 0.71945 | 0.90548 | 1.1074 | 1.3277 | 1.5661 | 1.8254 | 2.0989 | 2.3898 | 2.6979 | 3.0262 | 3.3677 | 3.7256 | 4.0995 | 4.4892
F11_Industrial_Agriculture_New_Process_Natural Gas_Gas Boiler - Insulate Steam Lines/Condensate Tank_A_Achievable Economic TRC Potential | F11 | Industrial | Agriculture | New | Process | Natural Gas | Gas Boiler - Insulate Steam Lines/Condensate Tank | A | Cumulative Summer Peak Savings (MW) | Achievable Economic TRC Potential | 0 | 0 | 0 | 0 | 0 | 0 | 0 | 0 | 0 | 0 | 0 | 0 | 0 | 0 | 0 | 0 | 0 | 0 | 0 | 0 | 0 | 0
F12_Industrial_Agriculture_New_Process_Natural Gas_Gas Boiler - Insulate Steam Lines/Condensate Tank_A_Achievable Economic TRC Potential | F12 | Industrial | Agriculture | New | Process | Natural Gas | Gas Boiler - Insulate Steam Lines/Condensate Tank | A | Cumulative Winter Peak Savings (MW) | Achievable Economic TRC Potential | 0 | 0 | 0 | 0 | 0 | 0 | 0 | 0 | 0 | 0 | 0 | 0 | 0 | 0 | 0 | 0 | 0 | 0 | 0 | 0 | 0 | 0
F13_Industrial_Agriculture_New_Process_Natural Gas_Gas Boiler - Insulate Steam Lines/Condensate Tank_A_Achievable Economic TRC Potential | F13 | Industrial | Agriculture | New | Process | Natural Gas | Gas Boiler - Insulate Steam Lines/Condensate Tank | A | Purchases (Incremental) | Achievable Economic TRC Potential | 0 | 0 | 1.9617 | 3.4235 | 4.8817 | 6.5161 | 7.5004 | 8.6431 | 9.7713 | 11.0405 | 11.9857 | 13.0728 | 14.1456 | 15.39 | 16.2345 | 17.261 | 18.2867 | 19.4807 | 20.2694 | 21.2413 | 22.1867 | 23.1293
F14_Industrial_Agriculture_New_Process_Natural Gas_Gas Boiler - Insulate Steam Lines/Condensate Tank_A_Achievable Economic TRC Potential | F14 | Industrial | Agriculture | New | Process | Natural Gas | Gas Boiler - Insulate Steam Lines/Condensate Tank | A | Purchases (Cumulative) | Achievable Economic TRC Potential | 0 | 0 | 1.9617 | 5.3851 | 10.2668 | 16.7829 | 24.2833 | 32.9264 | 42.6977 | 53.7381 | 65.7238 | 78.7967 | 92.9422 | 108.3322 | 124.5668 | 141.8278 | 160.1145 | 179.5952 | 199.8646 | 221.1059 | 243.2926 | 266.4219
F1_Industrial_Agriculture_New_Space Heating_Natural Gas_Gas Boiler - Insulate Hot Water Lines_A_Achievable Economic TRC Potential | F1 | Industrial | Agriculture | New | Space Heating | Natural Gas | Gas Boiler - Insulate Hot Water Lines | A | Original Unit Energy Savings (kWh or therms) | Achievable Economic TRC Potential | 0 | 0 | 13.6456 | 13.6456 | 13.6456 | 13.6456 | 13.6456 | 13.6456 | 13.6456 | 13.6456 | 13.6456 | 13.6456 | 13.6456 | 13.6456 | 13.6456 | 13.6456 | 13.6456 | 13.6456 | 13.6456 | 13.6456 | 13.6456 | 13.6456
F2_Industrial_Agriculture_New_Space Heating_Natural Gas_Gas Boiler - Insulate Hot Water Lines_A_Achievable Economic TRC Potential | F2 | Industrial | Agriculture | New | Space Heating | Natural Gas | Gas Boiler - Insulate Hot Water Lines | A | Original Unit Summer Peak Savings (kW) | Achievable Economic TRC Potential | 0 | 0 | 0 | 0 | 0 | 0 | 0 | 0 | 0 | 0 | 0 | 0 | 0 | 0 | 0 | 0 | 0 | 0 | 0 | 0 | 0 | 0
F3_Industrial_Agriculture_New_Space Heating_Natural Gas_Gas Boiler - Insulate Hot Water Lines_A_Achievable Economic TRC Potential | F3 | Industrial | Agriculture | New | Space Heating | Natural Gas | Gas Boiler - Insulate Hot Water Lines | A | Original Unit Winter Peak Savings (kW) | Achievable Economic TRC Potential | 0 | 0 | 0 | 0 | 0 | 0 | 0 | 0 | 0 | 0 | 0 | 0 | 0 | 0 | 0 | 0 | 0 | 0 | 0 | 0 | 0 | 0
F4_Industrial_Agriculture_New_Space Heating_Natural Gas_Gas Boiler - Insulate Hot Water Lines_A_Achievable Economic TRC Potential | F4 | Industrial | Agriculture | New | Space Heating | Natural Gas | Gas Boiler - Insulate Hot Water Lines | A | Standalone Impact on Baseline Energy (%) | Achievable Economic TRC Potential | 0% | 0% | 0.005818% | 0.009151% | 0.01224% | 0.01498% | 0.01883% | 0.02216% | 0.02542% | 0.02832% | 0.0319% | 0.03507% | 0.03822% | 0.04095% | 0.04464% | 0.0478% | 0.05094% | 0.05363% | 0.05736% | 0.06056% | 0.06379% | 0.06701%
F5_Industrial_Agriculture_New_Space Heating_Natural Gas_Gas Boiler - Insulate Hot Water Lines_A_Achievable Economic TRC Potential | F5 | Industrial | Agriculture | New | Space Heating | Natural Gas | Gas Boiler - Insulate Hot Water Lines | A | Standalone Impact on Baseline Summer Peak (%) | Achievable Economic TRC Potential | bar: 2019 to 2040
F6_Industrial_Agriculture_New_Space Heating_Natural Gas_Gas Boiler - Insulate Hot Water Lines_A_Achievable Economic TRC Potential | F6 | Industrial | Agriculture | New | Space Heating | Natural Gas | Gas Boiler - Insulate Hot Water Lines | A | Standalone Impact on Baseline Winter Peak (%) | Achievable Economic TRC Potential | bar: 2019 to 2040
F7_Industrial_Agriculture_New_Space Heating_Natural Gas_Gas Boiler - Insulate Hot Water Lines_A_Achievable Economic TRC Potential | F7 | Industrial | Agriculture | New | Space Heating | Natural Gas | Gas Boiler - Insulate Hot Water Lines | A | Incremental Energy Savings (MWh or mTherms) | Achievable Economic TRC Potential | 0 | 0 | 0.003236 | 0.0056474 | 0.0080529 | 0.010749 | 0.012373 | 0.014258 | 0.016119 | 0.018213 | 0.019772 | 0.021565 | 0.023335 | 0.025388 | 0.026781 | 0.028474 | 0.030166 | 0.032136 | 0.033437 | 0.03504 | 0.0366 | 0.038155
F8_Industrial_Agriculture_New_Space Heating_Natural Gas_Gas Boiler - Insulate Hot Water Lines_A_Achievable Economic TRC Potential | F8 | Industrial | Agriculture | New | Space Heating | Natural Gas | Gas Boiler - Insulate Hot Water Lines | A | Incremental Summer Peak Savings (MW) | Achievable Economic TRC Potential | 0 | 0 | 0 | 0 | 0 | 0 | 0 | 0 | 0 | 0 | 0 | 0 | 0 | 0 | 0 | 0 | 0 | 0 | 0 | 0 | 0 | 0
F9_Industrial_Agriculture_New_Space Heating_Natural Gas_Gas Boiler - Insulate Hot Water Lines_A_Achievable Economic TRC Potential | F9 | Industrial | Agriculture | New | Space Heating | Natural Gas | Gas Boiler - Insulate Hot Water Lines | A | Incremental Winter Peak Savings (MW) | Achievable Economic TRC Potential | 0 | 0 | 0 | 0 | 0 | 0 | 0 | 0 | 0 | 0 | 0 | 0 | 0 | 0 | 0 | 0 | 0 | 0 | 0 | 0 | 0 | 0
F10_Industrial_Agriculture_New_Space Heating_Natural Gas_Gas Boiler - Insulate Hot Water Lines_A_Achievable Economic TRC Potential | F10 | Industrial | Agriculture | New | Space Heating | Natural Gas | Gas Boiler - Insulate Hot Water Lines | A | Cumulative Energy Savings (MWh or mTherms) | Achievable Economic TRC Potential | 0 | 0 | 0.003236 | 0.0088834 | 0.016936 | 0.027685 | 0.040058 | 0.054316 | 0.070435 | 0.088648 | 0.10842 | 0.12998 | 0.15332 | 0.17871 | 0.20549 | 0.23396 | 0.26413 | 0.29626 | 0.3297 | 0.36474 | 0.40134 | 0.4395
F11_Industrial_Agriculture_New_Space Heating_Natural Gas_Gas Boiler - Insulate Hot Water Lines_A_Achievable Economic TRC Potential | F11 | Industrial | Agriculture | New | Space Heating | Natural Gas | Gas Boiler - Insulate Hot Water Lines | A | Cumulative Summer Peak Savings (MW) | Achievable Economic TRC Potential | 0 | 0 | 0 | 0 | 0 | 0 | 0 | 0 | 0 | 0 | 0 | 0 | 0 | 0 | 0 | 0 | 0 | 0 | 0 | 0 | 0 | 0
F12_Industrial_Agriculture_New_Space Heating_Natural Gas_Gas Boiler - Insulate Hot Water Lines_A_Achievable Economic TRC Potential | F12 | Industrial | Agriculture | New | Space Heating | Natural Gas | Gas Boiler - Insulate Hot Water Lines | A | Cumulative Winter Peak Savings (MW) | Achievable Economic TRC Potential | 0 | 0 | 0 | 0 | 0 | 0 | 0 | 0 | 0 | 0 | 0 | 0 | 0 | 0 | 0 | 0 | 0 | 0 | 0 | 0 | 0 | 0
F13_Industrial_Agriculture_New_Space Heating_Natural Gas_Gas Boiler - Insulate Hot Water Lines_A_Achievable Economic TRC Potential | F13 | Industrial | Agriculture | New | Space Heating | Natural Gas | Gas Boiler - Insulate Hot Water Lines | A | Purchases (Incremental) | Achievable Economic TRC Potential | 0 | 0 | 0.23714 | 0.41386 | 0.59015 | 0.78773 | 0.90673 | 1.0449 | 1.1813 | 1.3347 | 1.449 | 1.5804 | 1.7101 | 1.8605 | 1.9626 | 2.0867 | 2.2107 | 2.355 | 2.4504 | 2.5679 | 2.6822 | 2.7961
F14_Industrial_Agriculture_New_Space Heating_Natural Gas_Gas Boiler - Insulate Hot Water Lines_A_Achievable Economic TRC Potential | F14 | Industrial | Agriculture | New | Space Heating | Natural Gas | Gas Boiler - Insulate Hot Water Lines | A | Purchases (Cumulative) | Achievable Economic TRC Potential | 0 | 0 | 0.23714 | 0.65101 | 1.2412 | 2.0289 | 2.9356 | 3.9805 | 5.1617 | 6.4964 | 7.9454 | 9.5258 | 11.2358 | 13.0963 | 15.0589 | 17.1456 | 19.3563 | 21.7113 | 24.1617 | 26.7296 | 29.4117 | 32.2078
F1_Industrial_Agriculture_New_Process_Natural Gas_Gas Boiler - Insulate Hot Water Lines_A_Achievable Economic TRC Potential | F1 | Industrial | Agriculture | New | Process | Natural Gas | Gas Boiler - Insulate Hot Water Lines | A | Original Unit Energy Savings (kWh or therms) | Achievable Economic TRC Potential | 0 | 0 | 19.0457 | 19.0457 | 19.0457 | 19.0457 | 19.0457 | 19.0457 | 19.0457 | 19.0457 | 19.0457 | 19.0457 | 19.0457 | 19.0457 | 19.0457 | 19.0457 | 19.0457 | 19.0457 | 19.0457 | 19.0457 | 19.0457 | 19.0457
F2_Industrial_Agriculture_New_Process_Natural Gas_Gas Boiler - Insulate Hot Water Lines_A_Achievable Economic TRC Potential | F2 | Industrial | Agriculture | New | Process | Natural Gas | Gas Boiler - Insulate Hot Water Lines | A | Original Unit Summer Peak Savings (kW) | Achievable Economic TRC Potential | 0 | 0 | 0 | 0 | 0 | 0 | 0 | 0 | 0 | 0 | 0 | 0 | 0 | 0 | 0 | 0 | 0 | 0 | 0 | 0 | 0 | 0
F3_Industrial_Agriculture_New_Process_Natural Gas_Gas Boiler - Insulate Hot Water Lines_A_Achievable Economic TRC Potential | F3 | Industrial | Agriculture | New | Process | Natural Gas | Gas Boiler - Insulate Hot Water Lines | A | Original Unit Winter Peak Savings (kW) | Achievable Economic TRC Potential | 0 | 0 | 0 | 0 | 0 | 0 | 0 | 0 | 0 | 0 | 0 | 0 | 0 | 0 | 0 | 0 | 0 | 0 | 0 | 0 | 0 | 0
F4_Industrial_Agriculture_New_Process_Natural Gas_Gas Boiler - Insulate Hot Water Lines_A_Achievable Economic TRC Potential | F4 | Industrial | Agriculture | New | Process | Natural Gas | Gas Boiler - Insulate Hot Water Lines | A | Standalone Impact on Baseline Energy (%) | Achievable Economic TRC Potential | 0% | 0% | 0.03093% | 0.04866% | 0.06505% | 0.07967% | 0.1001% | 0.1178% | 0.1352% | 0.1506% | 0.1696% | 0.1864% | 0.2032% | 0.2177% | 0.2373% | 0.2542% | 0.2708% | 0.2852% | 0.305% | 0.322% | 0.3392% | 0.3563%
F5_Industrial_Agriculture_New_Process_Natural Gas_Gas Boiler - Insulate Hot Water Lines_A_Achievable Economic TRC Potential | F5 | Industrial | Agriculture | New | Process | Natural Gas | Gas Boiler - Insulate Hot Water Lines | A | Standalone Impact on Baseline Summer Peak (%) | Achievable Economic TRC Potential | bar: 2019 to 2040
F6_Industrial_Agriculture_New_Process_Natural Gas_Gas Boiler - Insulate Hot Water Lines_A_Achievable Economic TRC Potential | F6 | Industrial | Agriculture | New | Process | Natural Gas | Gas Boiler - Insulate Hot Water Lines | A | Standalone Impact on Baseline Winter Peak (%) | Achievable Economic TRC Potential | bar: 2019 to 2040
F7_Industrial_Agriculture_New_Process_Natural Gas_Gas Boiler - Insulate Hot Water Lines_A_Achievable Economic TRC Potential | F7 | Industrial | Agriculture | New | Process | Natural Gas | Gas Boiler - Insulate Hot Water Lines | A | Incremental Energy Savings (MWh or mTherms) | Achievable Economic TRC Potential | 0 | 0 | 0.037361 | 0.065202 | 0.092975 | 0.1241 | 0.14285 | 0.16461 | 0.1861 | 0.21027 | 0.22828 | 0.24898 | 0.26941 | 0.29311 | 0.3092 | 0.32875 | 0.34828 | 0.37102 | 0.38605 | 0.40456 | 0.42256 | 0.44051
F8_Industrial_Agriculture_New_Process_Natural Gas_Gas Boiler - Insulate Hot Water Lines_A_Achievable Economic TRC Potential | F8 | Industrial | Agriculture | New | Process | Natural Gas | Gas Boiler - Insulate Hot Water Lines | A | Incremental Summer Peak Savings (MW) | Achievable Economic TRC Potential | 0 | 0 | 0 | 0 | 0 | 0 | 0 | 0 | 0 | 0 | 0 | 0 | 0 | 0 | 0 | 0 | 0 | 0 | 0 | 0 | 0 | 0
F9_Industrial_Agriculture_New_Process_Natural Gas_Gas Boiler - Insulate Hot Water Lines_A_Achievable Economic TRC Potential | F9 | Industrial | Agriculture | New | Process | Natural Gas | Gas Boiler - Insulate Hot Water Lines | A | Incremental Winter Peak Savings (MW) | Achievable Economic TRC Potential | 0 | 0 | 0 | 0 | 0 | 0 | 0 | 0 | 0 | 0 | 0 | 0 | 0 | 0 | 0 | 0 | 0 | 0 | 0 | 0 | 0 | 0
F10_Industrial_Agriculture_New_Process_Natural Gas_Gas Boiler - Insulate Hot Water Lines_A_Achievable Economic TRC Potential | F10 | Industrial | Agriculture | New | Process | Natural Gas | Gas Boiler - Insulate Hot Water Lines | A | Cumulative Energy Savings (MWh or mTherms) | Achievable Economic TRC Potential | 0 | 0 | 0.037361 | 0.10256 | 0.19554 | 0.31964 | 0.46249 | 0.62711 | 0.81321 | 1.0235 | 1.2518 | 1.5007 | 1.7702 | 2.0633 | 2.3725 | 2.7012 | 3.0495 | 3.4205 | 3.8066 | 4.2111 | 4.6337 | 5.0742
F11_Industrial_Agriculture_New_Process_Natural Gas_Gas Boiler - Insulate Hot Water Lines_A_Achievable Economic TRC Potential | F11 | Industrial | Agriculture | New | Process | Natural Gas | Gas Boiler - Insulate Hot Water Lines | A | Cumulative Summer Peak Savings (MW) | Achievable Economic TRC Potential | 0 | 0 | 0 | 0 | 0 | 0 | 0 | 0 | 0 | 0 | 0 | 0 | 0 | 0 | 0 | 0 | 0 | 0 | 0 | 0 | 0 | 0
F12_Industrial_Agriculture_New_Process_Natural Gas_Gas Boiler - Insulate Hot Water Lines_A_Achievable Economic TRC Potential | F12 | Industrial | Agriculture | New | Process | Natural Gas | Gas Boiler - Insulate Hot Water Lines | A | Cumulative Winter Peak Savings (MW) | Achievable Economic TRC Potential | 0 | 0 | 0 | 0 | 0 | 0 | 0 | 0 | 0 | 0 | 0 | 0 | 0 | 0 | 0 | 0 | 0 | 0 | 0 | 0 | 0 | 0
F13_Industrial_Agriculture_New_Process_Natural Gas_Gas Boiler - Insulate Hot Water Lines_A_Achievable Economic TRC Potential | F13 | Industrial | Agriculture | New | Process | Natural Gas | Gas Boiler - Insulate Hot Water Lines | A | Purchases (Incremental) | Achievable Economic TRC Potential | 0 | 0 | 1.9617 | 3.4235 | 4.8817 | 6.5161 | 7.5004 | 8.6431 | 9.7713 | 11.0405 | 11.9857 | 13.0728 | 14.1456 | 15.39 | 16.2345 | 17.261 | 18.2867 | 19.4807 | 20.2694 | 21.2413 | 22.1867 | 23.1293
F14_Industrial_Agriculture_New_Process_Natural Gas_Gas Boiler - Insulate Hot Water Lines_A_Achievable Economic TRC Potential | F14 | Industrial | Agriculture | New | Process | Natural Gas | Gas Boiler - Insulate Hot Water Lines | A | Purchases (Cumulative) | Achievable Economic TRC Potential | 0 | 0 | 1.9617 | 5.3851 | 10.2668 | 16.7829 | 24.2833 | 32.9264 | 42.6977 | 53.7381 | 65.7238 | 78.7967 | 92.9422 | 108.3322 | 124.5668 | 141.8278 | 160.1145 | 179.5952 | 199.8646 | 221.1059 | 243.2926 | 266.4219
F1_Industrial_Agriculture_New_Process_Natural Gas_Process - Insulate Heated Process Fluids_A_Achievable Economic TRC Potential | F1 | Industrial | Agriculture | New | Process | Natural Gas | Process - Insulate Heated Process Fluids | A | Original Unit Energy Savings (kWh or therms) | Achievable Economic TRC Potential | 0 | 0 | 13.6092 | 13.6092 | 13.6092 | 13.6092 | 13.6092 | 13.6092 | 13.6092 | 13.6092 | 13.6092 | 13.6092 | 13.6092 | 13.6092 | 13.6092 | 13.6092 | 13.6092 | 13.6092 | 13.6092 | 13.6092 | 13.6092 | 13.6092
F2_Industrial_Agriculture_New_Process_Natural Gas_Process - Insulate Heated Process Fluids_A_Achievable Economic TRC Potential | F2 | Industrial | Agriculture | New | Process | Natural Gas | Process - Insulate Heated Process Fluids | A | Original Unit Summer Peak Savings (kW) | Achievable Economic TRC Potential | 0 | 0 | 0 | 0 | 0 | 0 | 0 | 0 | 0 | 0 | 0 | 0 | 0 | 0 | 0 | 0 | 0 | 0 | 0 | 0 | 0 | 0
F3_Industrial_Agriculture_New_Process_Natural Gas_Process - Insulate Heated Process Fluids_A_Achievable Economic TRC Potential | F3 | Industrial | Agriculture | New | Process | Natural Gas | Process - Insulate Heated Process Fluids | A | Original Unit Winter Peak Savings (kW) | Achievable Economic TRC Potential | 0 | 0 | 0 | 0 | 0 | 0 | 0 | 0 | 0 | 0 | 0 | 0 | 0 | 0 | 0 | 0 | 0 | 0 | 0 | 0 | 0 | 0
F4_Industrial_Agriculture_New_Process_Natural Gas_Process - Insulate Heated Process Fluids_A_Achievable Economic TRC Potential | F4 | Industrial | Agriculture | New | Process | Natural Gas | Process - Insulate Heated Process Fluids | A | Standalone Impact on Baseline Energy (%) | Achievable Economic TRC Potential | bar: 2019 to 2040
F5_Industrial_Agriculture_New_Process_Natural Gas_Process - Insulate Heated Process Fluids_A_Achievable Economic TRC Potential | F5 | Industrial | Agriculture | New | Process | Natural Gas | Process - Insulate Heated Process Fluids | A | Standalone Impact on Baseline Summer Peak (%) | Achievable Economic TRC Potential | bar: 2019 to 2040
F6_Industrial_Agriculture_New_Process_Natural Gas_Process - Insulate Heated Process Fluids_A_Achievable Economic TRC Potential | F6 | Industrial | Agriculture | New | Process | Natural Gas | Process - Insulate Heated Process Fluids | A | Standalone Impact on Baseline Winter Peak (%) | Achievable Economic TRC Potential | bar: 2019 to 2040
F7_Industrial_Agriculture_New_Process_Natural Gas_Process - Insulate Heated Process Fluids_A_Achievable Economic TRC Potential | F7 | Industrial | Agriculture | New | Process | Natural Gas | Process - Insulate Heated Process Fluids | A | Incremental Energy Savings (MWh or mTherms) | Achievable Economic TRC Potential | 0 | 0 | 0 | 0 | 0 | 0 | 0 | 0 | 0 | 0 | 0 | 0 | 0 | 0 | 0 | 0 | 0 | 0 | 0 | 0 | 0 | 0
F8_Industrial_Agriculture_New_Process_Natural Gas_Process - Insulate Heated Process Fluids_A_Achievable Economic TRC Potential | F8 | Industrial | Agriculture | New | Process | Natural Gas | Process - Insulate Heated Process Fluids | A | Incremental Summer Peak Savings (MW) | Achievable Economic TRC Potential | 0 | 0 | 0 | 0 | 0 | 0 | 0 | 0 | 0 | 0 | 0 | 0 | 0 | 0 | 0 | 0 | 0 | 0 | 0 | 0 | 0 | 0
F9_Industrial_Agriculture_New_Process_Natural Gas_Process - Insulate Heated Process Fluids_A_Achievable Economic TRC Potential | F9 | Industrial | Agriculture | New | Process | Natural Gas | Process - Insulate Heated Process Fluids | A | Incremental Winter Peak Savings (MW) | Achievable Economic TRC Potential | 0 | 0 | 0 | 0 | 0 | 0 | 0 | 0 | 0 | 0 | 0 | 0 | 0 | 0 | 0 | 0 | 0 | 0 | 0 | 0 | 0 | 0
F10_Industrial_Agriculture_New_Process_Natural Gas_Process - Insulate Heated Process Fluids_A_Achievable Economic TRC Potential | F10 | Industrial | Agriculture | New | Process | Natural Gas | Process - Insulate Heated Process Fluids | A | Cumulative Energy Savings (MWh or mTherms) | Achievable Economic TRC Potential | 0 | 0 | 0 | 0 | 0 | 0 | 0 | 0 | 0 | 0 | 0 | 0 | 0 | 0 | 0 | 0 | 0 | 0 | 0 | 0 | 0 | 0
F11_Industrial_Agriculture_New_Process_Natural Gas_Process - Insulate Heated Process Fluids_A_Achievable Economic TRC Potential | F11 | Industrial | Agriculture | New | Process | Natural Gas | Process - Insulate Heated Process Fluids | A | Cumulative Summer Peak Savings (MW) | Achievable Economic TRC Potential | 0 | 0 | 0 | 0 | 0 | 0 | 0 | 0 | 0 | 0 | 0 | 0 | 0 | 0 | 0 | 0 | 0 | 0 | 0 | 0 | 0 | 0
F12_Industrial_Agriculture_New_Process_Natural Gas_Process - Insulate Heated Process Fluids_A_Achievable Economic TRC Potential | F12 | Industrial | Agriculture | New | Process | Natural Gas | Process - Insulate Heated Process Fluids | A | Cumulative Winter Peak Savings (MW) | Achievable Economic TRC Potential | 0 | 0 | 0 | 0 | 0 | 0 | 0 | 0 | 0 | 0 | 0 | 0 | 0 | 0 | 0 | 0 | 0 | 0 | 0 | 0 | 0 | 0
F13_Industrial_Agriculture_New_Process_Natural Gas_Process - Insulate Heated Process Fluids_A_Achievable Economic TRC Potential | F13 | Industrial | Agriculture | New | Process | Natural Gas | Process - Insulate Heated Process Fluids | A | Purchases (Incremental) | Achievable Economic TRC Potential | 0 | 0 | 0 | 0 | 0 | 0 | 0 | 0 | 0 | 0 | 0 | 0 | 0 | 0 | 0 | 0 | 0 | 0 | 0 | 0 | 0 | 0
F14_Industrial_Agriculture_New_Process_Natural Gas_Process - Insulate Heated Process Fluids_A_Achievable Economic TRC Potential | F14 | Industrial | Agriculture | New | Process | Natural Gas | Process - Insulate Heated Process Fluids | A | Purchases (Cumulative) | Achievable Economic TRC Potential | 0 | 0 | 0 | 0 | 0 | 0 | 0 | 0 | 0 | 0 | 0 | 0 | 0 | 0 | 0 | 0 | 0 | 0 | 0 | 0 | 0 | 0
F1_Industrial_Agriculture_New_Process_Natural Gas_Process Heat Recovery_A_Achievable Economic TRC Potential | F1 | Industrial | Agriculture | New | Process | Natural Gas | Process Heat Recovery | A | Original Unit Energy Savings (kWh or therms) | Achievable Economic TRC Potential | 0 | 0 | 0.13629 | 0.13629 | 0.13629 | 0.13629 | 0.13629 | 0.13629 | 0.13629 | 0.13629 | 0.13629 | 0.13629 | 0.13629 | 0.13629 | 0.13629 | 0.13629 | 0.13629 | 0.13629 | 0.13629 | 0.13629 | 0.13629 | 0.13629
F2_Industrial_Agriculture_New_Process_Natural Gas_Process Heat Recovery_A_Achievable Economic TRC Potential | F2 | Industrial | Agriculture | New | Process | Natural Gas | Process Heat Recovery | A | Original Unit Summer Peak Savings (kW) | Achievable Economic TRC Potential | 0 | 0 | 0 | 0 | 0 | 0 | 0 | 0 | 0 | 0 | 0 | 0 | 0 | 0 | 0 | 0 | 0 | 0 | 0 | 0 | 0 | 0
F3_Industrial_Agriculture_New_Process_Natural Gas_Process Heat Recovery_A_Achievable Economic TRC Potential | F3 | Industrial | Agriculture | New | Process | Natural Gas | Process Heat Recovery | A | Original Unit Winter Peak Savings (kW) | Achievable Economic TRC Potential | 0 | 0 | 0 | 0 | 0 | 0 | 0 | 0 | 0 | 0 | 0 | 0 | 0 | 0 | 0 | 0 | 0 | 0 | 0 | 0 | 0 | 0
F4_Industrial_Agriculture_New_Process_Natural Gas_Process Heat Recovery_A_Achievable Economic TRC Potential | F4 | Industrial | Agriculture | New | Process | Natural Gas | Process Heat Recovery | A | Standalone Impact on Baseline Energy (%) | Achievable Economic TRC Potential | bar: 2019 to 2040
F5_Industrial_Agriculture_New_Process_Natural Gas_Process Heat Recovery_A_Achievable Economic TRC Potential | F5 | Industrial | Agriculture | New | Process | Natural Gas | Process Heat Recovery | A | Standalone Impact on Baseline Summer Peak (%) | Achievable Economic TRC Potential | bar: 2019 to 2040
F6_Industrial_Agriculture_New_Process_Natural Gas_Process Heat Recovery_A_Achievable Economic TRC Potential | F6 | Industrial | Agriculture | New | Process | Natural Gas | Process Heat Recovery | A | Standalone Impact on Baseline Winter Peak (%) | Achievable Economic TRC Potential | bar: 2019 to 2040
F7_Industrial_Agriculture_New_Process_Natural Gas_Process Heat Recovery_A_Achievable Economic TRC Potential | F7 | Industrial | Agriculture | New | Process | Natural Gas | Process Heat Recovery | A | Incremental Energy Savings (MWh or mTherms) | Achievable Economic TRC Potential | 0 | 0 | 0 | 0 | 0 | 0 | 0 | 0 | 0 | 0 | 0 | 0 | 0 | 0 | 0 | 0 | 0 | 0 | 0 | 0 | 0 | 0
F8_Industrial_Agriculture_New_Process_Natural Gas_Process Heat Recovery_A_Achievable Economic TRC Potential | F8 | Industrial | Agriculture | New | Process | Natural Gas | Process Heat Recovery | A | Incremental Summer Peak Savings (MW) | Achievable Economic TRC Potential | 0 | 0 | 0 | 0 | 0 | 0 | 0 | 0 | 0 | 0 | 0 | 0 | 0 | 0 | 0 | 0 | 0 | 0 | 0 | 0 | 0 | 0
F9_Industrial_Agriculture_New_Process_Natural Gas_Process Heat Recovery_A_Achievable Economic TRC Potential | F9 | Industrial | Agriculture | New | Process | Natural Gas | Process Heat Recovery | A | Incremental Winter Peak Savings (MW) | Achievable Economic TRC Potential | 0 | 0 | 0 | 0 | 0 | 0 | 0 | 0 | 0 | 0 | 0 | 0 | 0 | 0 | 0 | 0 | 0 | 0 | 0 | 0 | 0 | 0
F10_Industrial_Agriculture_New_Process_Natural Gas_Process Heat Recovery_A_Achievable Economic TRC Potential | F10 | Industrial | Agriculture | New | Process | Natural Gas | Process Heat Recovery | A | Cumulative Energy Savings (MWh or mTherms) | Achievable Economic TRC Potential | 0 | 0 | 0 | 0 | 0 | 0 | 0 | 0 | 0 | 0 | 0 | 0 | 0 | 0 | 0 | 0 | 0 | 0 | 0 | 0 | 0 | 0
F11_Industrial_Agriculture_New_Process_Natural Gas_Process Heat Recovery_A_Achievable Economic TRC Potential | F11 | Industrial | Agriculture | New | Process | Natural Gas | Process Heat Recovery | A | Cumulative Summer Peak Savings (MW) | Achievable Economic TRC Potential | 0 | 0 | 0 | 0 | 0 | 0 | 0 | 0 | 0 | 0 | 0 | 0 | 0 | 0 | 0 | 0 | 0 | 0 | 0 | 0 | 0 | 0
F12_Industrial_Agriculture_New_Process_Natural Gas_Process Heat Recovery_A_Achievable Economic TRC Potential | F12 | Industrial | Agriculture | New | Process | Natural Gas | Process Heat Recovery | A | Cumulative Winter Peak Savings (MW) | Achievable Economic TRC Potential | 0 | 0 | 0 | 0 | 0 | 0 | 0 | 0 | 0 | 0 | 0 | 0 | 0 | 0 | 0 | 0 | 0 | 0 | 0 | 0 | 0 | 0
F13_Industrial_Agriculture_New_Process_Natural Gas_Process Heat Recovery_A_Achievable Economic TRC Potential | F13 | Industrial | Agriculture | New | Process | Natural Gas | Process Heat Recovery | A | Purchases (Incremental) | Achievable Economic TRC Potential | 0 | 0 | 0 | 0 | 0 | 0 | 0 | 0 | 0 | 0 | 0 | 0 | 0 | 0 | 0 | 0 | 0 | 0 | 0 | 0 | 0 | 0
F14_Industrial_Agriculture_New_Process_Natural Gas_Process Heat Recovery_A_Achievable Economic TRC Potential | F14 | Industrial | Agriculture | New | Process | Natural Gas | Process Heat Recovery | A | Purchases (Cumulative) | Achievable Economic TRC Potential | 0 | 0 | 0 | 0 | 0 | 0 | 0 | 0 | 0 | 0 | 0 | 0 | 0 | 0 | 0 | 0 | 0 | 0 | 0 | 0 | 0 | 0
F1_Industrial_Agriculture_New_Space Heating_Natural Gas_Building Automation System_A_Achievable Economic TRC Potential | F1 | Industrial | Agriculture | New | Space Heating | Natural Gas | Building Automation System | A | Original Unit Energy Savings (kWh or therms) | Achievable Economic TRC Potential | 0 | 0 | 0.01486 | 0.01486 | 0.01486 | 0.01486 | 0.01486 | 0.01486 | 0.01486 | 0.01486 | 0.01486 | 0.01486 | 0.01486 | 0.01486 | 0.01486 | 0.01486 | 0.01486 | 0.01486 | 0.01486 | 0.01486 | 0.01486 | 0.01486
F2_Industrial_Agriculture_New_Space Heating_Natural Gas_Building Automation System_A_Achievable Economic TRC Potential | F2 | Industrial | Agriculture | New | Space Heating | Natural Gas | Building Automation System | A | Original Unit Summer Peak Savings (kW) | Achievable Economic TRC Potential | 0 | 0 | 0 | 0 | 0 | 0 | 0 | 0 | 0 | 0 | 0 | 0 | 0 | 0 | 0 | 0 | 0 | 0 | 0 | 0 | 0 | 0
F3_Industrial_Agriculture_New_Space Heating_Natural Gas_Building Automation System_A_Achievable Economic TRC Potential | F3 | Industrial | Agriculture | New | Space Heating | Natural Gas | Building Automation System | A | Original Unit Winter Peak Savings (kW) | Achievable Economic TRC Potential | 0 | 0 | 0 | 0 | 0 | 0 | 0 | 0 | 0 | 0 | 0 | 0 | 0 | 0 | 0 | 0 | 0 | 0 | 0 | 0 | 0 | 0
F4_Industrial_Agriculture_New_Space Heating_Natural Gas_Building Automation System_A_Achievable Economic TRC Potential | F4 | Industrial | Agriculture | New | Space Heating | Natural Gas | Building Automation System | A | Standalone Impact on Baseline Energy (%) | Achievable Economic TRC Potential | 0% | 0% | 0.01308% | 0.03364% | 0.07001% | 0.128% | 0.2258% | 0.3601% | 0.5418% | 0.7689% | 1.066% | 1.4% | 1.767% | 2.128% | 2.523% | 2.85% | 3.11% | 3.265% | 3.398% | 3.416% | 3.365% | 3.268%
F5_Industrial_Agriculture_New_Space Heating_Natural Gas_Building Automation System_A_Achievable Economic TRC Potential | F5 | Industrial | Agriculture | New | Space Heating | Natural Gas | Building Automation System | A | Standalone Impact on Baseline Summer Peak (%) | Achievable Economic TRC Potential | bar: 2019 to 2040
F6_Industrial_Agriculture_New_Space Heating_Natural Gas_Building Automation System_A_Achievable Economic TRC Potential | F6 | Industrial | Agriculture | New | Space Heating | Natural Gas | Building Automation System | A | Standalone Impact on Baseline Winter Peak (%) | Achievable Economic TRC Potential | bar: 2019 to 2040
F7_Industrial_Agriculture_New_Space Heating_Natural Gas_Building Automation System_A_Achievable Economic TRC Potential | F7 | Industrial | Agriculture | New | Space Heating | Natural Gas | Building Automation System | A | Incremental Energy Savings (MWh or mTherms) | Achievable Economic TRC Potential | 0 | 0 | 0.0072748 | 0.025378 | 0.064254 | 0.13951 | 0.24375 | 0.40228 | 0.61865 | 0.90615 | 1.2167 | 1.5649 | 1.8998 | 2.1988 | 2.3292 | 2.3345 | 2.1745 | 1.9157 | 1.5243 | 1.1059 | 0.73797 | 0.50173
F8_Industrial_Agriculture_New_Space Heating_Natural Gas_Building Automation System_A_Achievable Economic TRC Potential | F8 | Industrial | Agriculture | New | Space Heating | Natural Gas | Building Automation System | A | Incremental Summer Peak Savings (MW) | Achievable Economic TRC Potential | 0 | 0 | 0 | 0 | 0 | 0 | 0 | 0 | 0 | 0 | 0 | 0 | 0 | 0 | 0 | 0 | 0 | 0 | 0 | 0 | 0 | 0
F9_Industrial_Agriculture_New_Space Heating_Natural Gas_Building Automation System_A_Achievable Economic TRC Potential | F9 | Industrial | Agriculture | New | Space Heating | Natural Gas | Building Automation System | A | Incremental Winter Peak Savings (MW) | Achievable Economic TRC Potential | 0 | 0 | 0 | 0 | 0 | 0 | 0 | 0 | 0 | 0 | 0 | 0 | 0 | 0 | 0 | 0 | 0 | 0 | 0 | 0 | 0 | 0
F10_Industrial_Agriculture_New_Space Heating_Natural Gas_Building Automation System_A_Achievable Economic TRC Potential | F10 | Industrial | Agriculture | New | Space Heating | Natural Gas | Building Automation System | A | Cumulative Energy Savings (MWh or mTherms) | Achievable Economic TRC Potential | 0 | 0 | 0.0072748 | 0.032653 | 0.096907 | 0.23642 | 0.48017 | 0.88245 | 1.5011 | 2.4072 | 3.624 | 5.1889 | 7.0887 | 9.2876 | 11.6168 | 13.9513 | 16.1258 | 18.0342 | 19.5331 | 20.5747 | 21.1732 | 21.4311
F11_Industrial_Agriculture_New_Space Heating_Natural Gas_Building Automation System_A_Achievable Economic TRC Potential | F11 | Industrial | Agriculture | New | Space Heating | Natural Gas | Building Automation System | A | Cumulative Summer Peak Savings (MW) | Achievable Economic TRC Potential | 0 | 0 | 0 | 0 | 0 | 0 | 0 | 0 | 0 | 0 | 0 | 0 | 0 | 0 | 0 | 0 | 0 | 0 | 0 | 0 | 0 | 0
F12_Industrial_Agriculture_New_Space Heating_Natural Gas_Building Automation System_A_Achievable Economic TRC Potential | F12 | Industrial | Agriculture | New | Space Heating | Natural Gas | Building Automation System | A | Cumulative Winter Peak Savings (MW) | Achievable Economic TRC Potential | 0 | 0 | 0 | 0 | 0 | 0 | 0 | 0 | 0 | 0 | 0 | 0 | 0 | 0 | 0 | 0 | 0 | 0 | 0 | 0 | 0 | 0
F13_Industrial_Agriculture_New_Space Heating_Natural Gas_Building Automation System_A_Achievable Economic TRC Potential | F13 | Industrial | Agriculture | New | Space Heating | Natural Gas | Building Automation System | A | Purchases (Incremental) | Achievable Economic TRC Potential | 0 | 0 | 489.5435 | 1707.7815 | 4323.8203 | 9388.0962 | 16402.3914 | 27070.6155 | 41630.3868 | 60977.4901 | 81875.6488 | 105308.3763 | 127844.2272 | 147966.4049 | 156738.2058 | 157094.158 | 146328.3567 | 128913.4765 | 102572.0472 | 74416.2173 | 49659.7389 | 33762.7387
F14_Industrial_Agriculture_New_Space Heating_Natural Gas_Building Automation System_A_Achievable Economic TRC Potential | F14 | Industrial | Agriculture | New | Space Heating | Natural Gas | Building Automation System | A | Purchases (Cumulative) | Achievable Economic TRC Potential | 0 | 0 | 489.5435 | 2197.325 | 6521.1453 | 15909.2416 | 32311.633 | 59382.2486 | 101012.6354 | 161990.1255 | 243865.7744 | 349174.1506 | 477018.3779 | 624984.7828 | 781722.9886 | 938817.1466 | 1085145.5033 | 1213569.4363 | 1314433.7019 | 1384526.0989 | 1424797.7416 | 1442158.0888
F1_Industrial_Agriculture_New_Space Heating_Natural Gas_Steam System Efficiency Improvements_A_Achievable Economic TRC Potential | F1 | Industrial | Agriculture | New | Space Heating | Natural Gas | Steam System Efficiency Improvements | A | Original Unit Energy Savings (kWh or therms) | Achievable Economic TRC Potential | 0 | 0 | 0.13322 | 0.13322 | 0.13322 | 0.13322 | 0.13322 | 0.13322 | 0.13322 | 0.13322 | 0.13322 | 0.13322 | 0.13322 | 0.13322 | 0.13322 | 0.13322 | 0.13322 | 0.13322 | 0.13322 | 0.13322 | 0.13322 | 0.13322
F2_Industrial_Agriculture_New_Space Heating_Natural Gas_Steam System Efficiency Improvements_A_Achievable Economic TRC Potential | F2 | Industrial | Agriculture | New | Space Heating | Natural Gas | Steam System Efficiency Improvements | A | Original Unit Summer Peak Savings (kW) | Achievable Economic TRC Potential | 0 | 0 | 0 | 0 | 0 | 0 | 0 | 0 | 0 | 0 | 0 | 0 | 0 | 0 | 0 | 0 | 0 | 0 | 0 | 0 | 0 | 0
F3_Industrial_Agriculture_New_Space Heating_Natural Gas_Steam System Efficiency Improvements_A_Achievable Economic TRC Potential | F3 | Industrial | Agriculture | New | Space Heating | Natural Gas | Steam System Efficiency Improvements | A | Original Unit Winter Peak Savings (kW) | Achievable Economic TRC Potential | 0 | 0 | 0 | 0 | 0 | 0 | 0 | 0 | 0 | 0 | 0 | 0 | 0 | 0 | 0 | 0 | 0 | 0 | 0 | 0 | 0 | 0
F4_Industrial_Agriculture_New_Space Heating_Natural Gas_Steam System Efficiency Improvements_A_Achievable Economic TRC Potential | F4 | Industrial | Agriculture | New | Space Heating | Natural Gas | Steam System Efficiency Improvements | A | Standalone Impact on Baseline Energy (%) | Achievable Economic TRC Potential | 0% | 0% | 0.0008309% | 0.002137% | 0.004448% | 0.008129% | 0.01434% | 0.02269% | 0.03367% | 0.04689% | 0.06333% | 0.08071% | 0.09831% | 0.1134% | 0.1271% | 0.1341% | 0.134% | 0.1259% | 0.121% | 0.1155% | 0.1105% | 0.106%
F5_Industrial_Agriculture_New_Space Heating_Natural Gas_Steam System Efficiency Improvements_A_Achievable Economic TRC Potential | F5 | Industrial | Agriculture | New | Space Heating | Natural Gas | Steam System Efficiency Improvements | A | Standalone Impact on Baseline Summer Peak (%) | Achievable Economic TRC Potential | bar: 2019 to 2040
F6_Industrial_Agriculture_New_Space Heating_Natural Gas_Steam System Efficiency Improvements_A_Achievable Economic TRC Potential | F6 | Industrial | Agriculture | New | Space Heating | Natural Gas | Steam System Efficiency Improvements | A | Standalone Impact on Baseline Winter Peak (%) | Achievable Economic TRC Potential | bar: 2019 to 2040
F7_Industrial_Agriculture_New_Space Heating_Natural Gas_Steam System Efficiency Improvements_A_Achievable Economic TRC Potential | F7 | Industrial | Agriculture | New | Space Heating | Natural Gas | Steam System Efficiency Improvements | A | Incremental Energy Savings (MWh or mTherms) | Achievable Economic TRC Potential | 0 | 0 | 0.00046221 | 0.0016124 | 0.0040824 | 0.0088639 | 0.015487 | 0.025559 | 0.039306 | 0.057573 | 0.077304 | 0.099428 | 0.12071 | 0.1397 | 0.14799 | 0.14832 | 0.13816 | 0.12172 | 0.14132 | 0.15207 | 0.15719 | 0.15364
F8_Industrial_Agriculture_New_Space Heating_Natural Gas_Steam System Efficiency Improvements_A_Achievable Economic TRC Potential | F8 | Industrial | Agriculture | New | Space Heating | Natural Gas | Steam System Efficiency Improvements | A | Incremental Summer Peak Savings (MW) | Achievable Economic TRC Potential | 0 | 0 | 0 | 0 | 0 | 0 | 0 | 0 | 0 | 0 | 0 | 0 | 0 | 0 | 0 | 0 | 0 | 0 | 0 | 0 | 0 | 0
F9_Industrial_Agriculture_New_Space Heating_Natural Gas_Steam System Efficiency Improvements_A_Achievable Economic TRC Potential | F9 | Industrial | Agriculture | New | Space Heating | Natural Gas | Steam System Efficiency Improvements | A | Incremental Winter Peak Savings (MW) | Achievable Economic TRC Potential | 0 | 0 | 0 | 0 | 0 | 0 | 0 | 0 | 0 | 0 | 0 | 0 | 0 | 0 | 0 | 0 | 0 | 0 | 0 | 0 | 0 | 0
F10_Industrial_Agriculture_New_Space Heating_Natural Gas_Steam System Efficiency Improvements_A_Achievable Economic TRC Potential | F10 | Industrial | Agriculture | New | Space Heating | Natural Gas | Steam System Efficiency Improvements | A | Cumulative Energy Savings (MWh or mTherms) | Achievable Economic TRC Potential | 0 | 0 | 0.00046221 | 0.0020746 | 0.006157 | 0.015021 | 0.030507 | 0.055604 | 0.093298 | 0.14679 | 0.21523 | 0.29917 | 0.39432 | 0.49472 | 0.58513 | 0.65615 | 0.69488 | 0.69543 | 0.69543 | 0.69543 | 0.69543 | 0.69543
F11_Industrial_Agriculture_New_Space Heating_Natural Gas_Steam System Efficiency Improvements_A_Achievable Economic TRC Potential | F11 | Industrial | Agriculture | New | Space Heating | Natural Gas | Steam System Efficiency Improvements | A | Cumulative Summer Peak Savings (MW) | Achievable Economic TRC Potential | 0 | 0 | 0 | 0 | 0 | 0 | 0 | 0 | 0 | 0 | 0 | 0 | 0 | 0 | 0 | 0 | 0 | 0 | 0 | 0 | 0 | 0
F12_Industrial_Agriculture_New_Space Heating_Natural Gas_Steam System Efficiency Improvements_A_Achievable Economic TRC Potential | F12 | Industrial | Agriculture | New | Space Heating | Natural Gas | Steam System Efficiency Improvements | A | Cumulative Winter Peak Savings (MW) | Achievable Economic TRC Potential | 0 | 0 | 0 | 0 | 0 | 0 | 0 | 0 | 0 | 0 | 0 | 0 | 0 | 0 | 0 | 0 | 0 | 0 | 0 | 0 | 0 | 0
F13_Industrial_Agriculture_New_Space Heating_Natural Gas_Steam System Efficiency Improvements_A_Achievable Economic TRC Potential | F13 | Industrial | Agriculture | New | Space Heating | Natural Gas | Steam System Efficiency Improvements | A | Purchases (Incremental) | Achievable Economic TRC Potential | 0 | 0 | 3.4695 | 12.1033 | 30.6434 | 66.5346 | 116.2458 | 191.8528 | 295.0396 | 432.1549 | 580.2627 | 746.3333 | 906.0477 | 1048.656 | 1110.8228 | 1113.3455 | 1037.047 | 913.6256 | 1060.7593 | 1141.4663 | 1179.8801 | 1153.2927
F14_Industrial_Agriculture_New_Space Heating_Natural Gas_Steam System Efficiency Improvements_A_Achievable Economic TRC Potential | F14 | Industrial | Agriculture | New | Space Heating | Natural Gas | Steam System Efficiency Improvements | A | Purchases (Cumulative) | Achievable Economic TRC Potential | 0 | 0 | 3.4695 | 15.5727 | 46.2162 | 112.7507 | 228.9965 | 417.3798 | 700.3162 | 1101.8277 | 1615.5558 | 2245.6434 | 2959.8383 | 3713.4547 | 4392.1226 | 4925.2054 | 5215.919 | 5220.0274 | 5220.0274 | 5220.0274 | 5220.0274 | 5220.0274
F1_Industrial_Agriculture_New_Process_Natural Gas_Steam System Efficiency Improvements_A_Achievable Economic TRC Potential | F1 | Industrial | Agriculture | New | Process | Natural Gas | Steam System Efficiency Improvements | A | Original Unit Energy Savings (kWh or therms) | Achievable Economic TRC Potential | 0 | 0 | 0.18594 | 0.18594 | 0.18594 | 0.18594 | 0.18594 | 0.18594 | 0.18594 | 0.18594 | 0.18594 | 0.18594 | 0.18594 | 0.18594 | 0.18594 | 0.18594 | 0.18594 | 0.18594 | 0.18594 | 0.18594 | 0.18594 | 0.18594
F2_Industrial_Agriculture_New_Process_Natural Gas_Steam System Efficiency Improvements_A_Achievable Economic TRC Potential | F2 | Industrial | Agriculture | New | Process | Natural Gas | Steam System Efficiency Improvements | A | Original Unit Summer Peak Savings (kW) | Achievable Economic TRC Potential | 0 | 0 | 0 | 0 | 0 | 0 | 0 | 0 | 0 | 0 | 0 | 0 | 0 | 0 | 0 | 0 | 0 | 0 | 0 | 0 | 0 | 0
F3_Industrial_Agriculture_New_Process_Natural Gas_Steam System Efficiency Improvements_A_Achievable Economic TRC Potential | F3 | Industrial | Agriculture | New | Process | Natural Gas | Steam System Efficiency Improvements | A | Original Unit Winter Peak Savings (kW) | Achievable Economic TRC Potential | 0 | 0 | 0 | 0 | 0 | 0 | 0 | 0 | 0 | 0 | 0 | 0 | 0 | 0 | 0 | 0 | 0 | 0 | 0 | 0 | 0 | 0
F4_Industrial_Agriculture_New_Process_Natural Gas_Steam System Efficiency Improvements_A_Achievable Economic TRC Potential | F4 | Industrial | Agriculture | New | Process | Natural Gas | Steam System Efficiency Improvements | A | Standalone Impact on Baseline Energy (%) | Achievable Economic TRC Potential | bar: 2019 to 2040
F5_Industrial_Agriculture_New_Process_Natural Gas_Steam System Efficiency Improvements_A_Achievable Economic TRC Potential | F5 | Industrial | Agriculture | New | Process | Natural Gas | Steam System Efficiency Improvements | A | Standalone Impact on Baseline Summer Peak (%) | Achievable Economic TRC Potential | bar: 2019 to 2040
F6_Industrial_Agriculture_New_Process_Natural Gas_Steam System Efficiency Improvements_A_Achievable Economic TRC Potential | F6 | Industrial | Agriculture | New | Process | Natural Gas | Steam System Efficiency Improvements | A | Standalone Impact on Baseline Winter Peak (%) | Achievable Economic TRC Potential | bar: 2019 to 2040
F7_Industrial_Agriculture_New_Process_Natural Gas_Steam System Efficiency Improvements_A_Achievable Economic TRC Potential | F7 | Industrial | Agriculture | New | Process | Natural Gas | Steam System Efficiency Improvements | A | Incremental Energy Savings (MWh or mTherms) | Achievable Economic TRC Potential | 0 | 0 | 0 | 0 | 0 | 0 | 0 | 0 | 0 | 0 | 0 | 0 | 0 | 0 | 0 | 0 | 0 | 0 | 0 | 0 | 0 | 0
F8_Industrial_Agriculture_New_Process_Natural Gas_Steam System Efficiency Improvements_A_Achievable Economic TRC Potential | F8 | Industrial | Agriculture | New | Process | Natural Gas | Steam System Efficiency Improvements | A | Incremental Summer Peak Savings (MW) | Achievable Economic TRC Potential | 0 | 0 | 0 | 0 | 0 | 0 | 0 | 0 | 0 | 0 | 0 | 0 | 0 | 0 | 0 | 0 | 0 | 0 | 0 | 0 | 0 | 0
F9_Industrial_Agriculture_New_Process_Natural Gas_Steam System Efficiency Improvements_A_Achievable Economic TRC Potential | F9 | Industrial | Agriculture | New | Process | Natural Gas | Steam System Efficiency Improvements | A | Incremental Winter Peak Savings (MW) | Achievable Economic TRC Potential | 0 | 0 | 0 | 0 | 0 | 0 | 0 | 0 | 0 | 0 | 0 | 0 | 0 | 0 | 0 | 0 | 0 | 0 | 0 | 0 | 0 | 0
F10_Industrial_Agriculture_New_Process_Natural Gas_Steam System Efficiency Improvements_A_Achievable Economic TRC Potential | F10 | Industrial | Agriculture | New | Process | Natural Gas | Steam System Efficiency Improvements | A | Cumulative Energy Savings (MWh or mTherms) | Achievable Economic TRC Potential | 0 | 0 | 0 | 0 | 0 | 0 | 0 | 0 | 0 | 0 | 0 | 0 | 0 | 0 | 0 | 0 | 0 | 0 | 0 | 0 | 0 | 0
F11_Industrial_Agriculture_New_Process_Natural Gas_Steam System Efficiency Improvements_A_Achievable Economic TRC Potential | F11 | Industrial | Agriculture | New | Process | Natural Gas | Steam System Efficiency Improvements | A | Cumulative Summer Peak Savings (MW) | Achievable Economic TRC Potential | 0 | 0 | 0 | 0 | 0 | 0 | 0 | 0 | 0 | 0 | 0 | 0 | 0 | 0 | 0 | 0 | 0 | 0 | 0 | 0 | 0 | 0
F12_Industrial_Agriculture_New_Process_Natural Gas_Steam System Efficiency Improvements_A_Achievable Economic TRC Potential | F12 | Industrial | Agriculture | New | Process | Natural Gas | Steam System Efficiency Improvements | A | Cumulative Winter Peak Savings (MW) | Achievable Economic TRC Potential | 0 | 0 | 0 | 0 | 0 | 0 | 0 | 0 | 0 | 0 | 0 | 0 | 0 | 0 | 0 | 0 | 0 | 0 | 0 | 0 | 0 | 0
F13_Industrial_Agriculture_New_Process_Natural Gas_Steam System Efficiency Improvements_A_Achievable Economic TRC Potential | F13 | Industrial | Agriculture | New | Process | Natural Gas | Steam System Efficiency Improvements | A | Purchases (Incremental) | Achievable Economic TRC Potential | 0 | 0 | 0 | 0 | 0 | 0 | 0 | 0 | 0 | 0 | 0 | 0 | 0 | 0 | 0 | 0 | 0 | 0 | 0 | 0 | 0 | 0
F14_Industrial_Agriculture_New_Process_Natural Gas_Steam System Efficiency Improvements_A_Achievable Economic TRC Potential | F14 | Industrial | Agriculture | New | Process | Natural Gas | Steam System Efficiency Improvements | A | Purchases (Cumulative) | Achievable Economic TRC Potential | 0 | 0 | 0 | 0 | 0 | 0 | 0 | 0 | 0 | 0 | 0 | 0 | 0 | 0 | 0 | 0 | 0 | 0 | 0 | 0 | 0 | 0
F1_Industrial_Agriculture_New_Space Heating_Natural Gas_Strategic Energy Management_A_Achievable Economic TRC Potential | F1 | Industrial | Agriculture | New | Space Heating | Natural Gas | Strategic Energy Management | A | Original Unit Energy Savings (kWh or therms) | Achievable Economic TRC Potential | 0 | 0 | 3.9186 | 3.9186 | 3.9186 | 3.9186 | 3.9186 | 3.9186 | 3.9186 | 3.9186 | 3.9186 | 3.9186 | 3.9186 | 3.9186 | 3.9186 | 3.9186 | 3.9186 | 3.9186 | 3.9186 | 3.9186 | 3.9186 | 3.9186
F2_Industrial_Agriculture_New_Space Heating_Natural Gas_Strategic Energy Management_A_Achievable Economic TRC Potential | F2 | Industrial | Agriculture | New | Space Heating | Natural Gas | Strategic Energy Management | A | Original Unit Summer Peak Savings (kW) | Achievable Economic TRC Potential | 0 | 0 | 0 | 0 | 0 | 0 | 0 | 0 | 0 | 0 | 0 | 0 | 0 | 0 | 0 | 0 | 0 | 0 | 0 | 0 | 0 | 0
F3_Industrial_Agriculture_New_Space Heating_Natural Gas_Strategic Energy Management_A_Achievable Economic TRC Potential | F3 | Industrial | Agriculture | New | Space Heating | Natural Gas | Strategic Energy Management | A | Original Unit Winter Peak Savings (kW) | Achievable Economic TRC Potential | 0 | 0 | 0 | 0 | 0 | 0 | 0 | 0 | 0 | 0 | 0 | 0 | 0 | 0 | 0 | 0 | 0 | 0 | 0 | 0 | 0 | 0
F4_Industrial_Agriculture_New_Space Heating_Natural Gas_Strategic Energy Management_A_Achievable Economic TRC Potential | F4 | Industrial | Agriculture | New | Space Heating | Natural Gas | Strategic Energy Management | A | Standalone Impact on Baseline Energy (%) | Achievable Economic TRC Potential | 0% | 0% | 0.08224% | 0.1294% | 0.173% | 0.2118% | 0.2663% | 0.2946% | 0.314% | 0.3238% | 0.3358% | 0.3429% | 0.3489% | 0.3507% | 0.3588% | 0.3626% | 0.3657% | 0.3575% | 0.3495% | 0.334% | 0.3198% | 0.3067%
F5_Industrial_Agriculture_New_Space Heating_Natural Gas_Strategic Energy Management_A_Achievable Economic TRC Potential | F5 | Industrial | Agriculture | New | Space Heating | Natural Gas | Strategic Energy Management | A | Standalone Impact on Baseline Summer Peak (%) | Achievable Economic TRC Potential | bar: 2019 to 2040
F6_Industrial_Agriculture_New_Space Heating_Natural Gas_Strategic Energy Management_A_Achievable Economic TRC Potential | F6 | Industrial | Agriculture | New | Space Heating | Natural Gas | Strategic Energy Management | A | Standalone Impact on Baseline Winter Peak (%) | Achievable Economic TRC Potential | bar: 2019 to 2040
F7_Industrial_Agriculture_New_Space Heating_Natural Gas_Strategic Energy Management_A_Achievable Economic TRC Potential | F7 | Industrial | Agriculture | New | Space Heating | Natural Gas | Strategic Energy Management | A | Incremental Energy Savings (MWh or mTherms) | Achievable Economic TRC Potential | 0 | 0 | 0.045744 | 0.079833 | 0.11384 | 0.15195 | 0.1749 | 0.20155 | 0.22786 | 0.25746 | 0.2795 | 0.30485 | 0.32987 | 0.35888 | 0.37858 | 0.40252 | 0.42643 | 0.45428 | 0.47267 | 0.49533 | 0.55447 | 0.60134
F8_Industrial_Agriculture_New_Space Heating_Natural Gas_Strategic Energy Management_A_Achievable Economic TRC Potential | F8 | Industrial | Agriculture | New | Space Heating | Natural Gas | Strategic Energy Management | A | Incremental Summer Peak Savings (MW) | Achievable Economic TRC Potential | 0 | 0 | 0 | 0 | 0 | 0 | 0 | 0 | 0 | 0 | 0 | 0 | 0 | 0 | 0 | 0 | 0 | 0 | 0 | 0 | 0 | 0
F9_Industrial_Agriculture_New_Space Heating_Natural Gas_Strategic Energy Management_A_Achievable Economic TRC Potential | F9 | Industrial | Agriculture | New | Space Heating | Natural Gas | Strategic Energy Management | A | Incremental Winter Peak Savings (MW) | Achievable Economic TRC Potential | 0 | 0 | 0 | 0 | 0 | 0 | 0 | 0 | 0 | 0 | 0 | 0 | 0 | 0 | 0 | 0 | 0 | 0 | 0 | 0 | 0 | 0
F10_Industrial_Agriculture_New_Space Heating_Natural Gas_Strategic Energy Management_A_Achievable Economic TRC Potential | F10 | Industrial | Agriculture | New | Space Heating | Natural Gas | Strategic Energy Management | A | Cumulative Energy Savings (MWh or mTherms) | Achievable Economic TRC Potential | 0 | 0 | 0.045744 | 0.12558 | 0.23941 | 0.39137 | 0.56627 | 0.72208 | 0.8701 | 1.0137 | 1.1413 | 1.2712 | 1.3995 | 1.5306 | 1.6517 | 1.7747 | 1.8963 | 1.9749 | 2.0089 | 2.0118 | 2.0118 | 2.0118
F11_Industrial_Agriculture_New_Space Heating_Natural Gas_Strategic Energy Management_A_Achievable Economic TRC Potential | F11 | Industrial | Agriculture | New | Space Heating | Natural Gas | Strategic Energy Management | A | Cumulative Summer Peak Savings (MW) | Achievable Economic TRC Potential | 0 | 0 | 0 | 0 | 0 | 0 | 0 | 0 | 0 | 0 | 0 | 0 | 0 | 0 | 0 | 0 | 0 | 0 | 0 | 0 | 0 | 0
F12_Industrial_Agriculture_New_Space Heating_Natural Gas_Strategic Energy Management_A_Achievable Economic TRC Potential | F12 | Industrial | Agriculture | New | Space Heating | Natural Gas | Strategic Energy Management | A | Cumulative Winter Peak Savings (MW) | Achievable Economic TRC Potential | 0 | 0 | 0 | 0 | 0 | 0 | 0 | 0 | 0 | 0 | 0 | 0 | 0 | 0 | 0 | 0 | 0 | 0 | 0 | 0 | 0 | 0
F13_Industrial_Agriculture_New_Space Heating_Natural Gas_Strategic Energy Management_A_Achievable Economic TRC Potential | F13 | Industrial | Agriculture | New | Space Heating | Natural Gas | Strategic Energy Management | A | Purchases (Incremental) | Achievable Economic TRC Potential | 0 | 0 | 11.6738 | 20.3729 | 29.0507 | 38.7772 | 44.6349 | 51.4348 | 58.1491 | 65.7016 | 71.3267 | 77.7963 | 84.1801 | 91.5855 | 96.6116 | 102.7201 | 108.8239 | 115.9297 | 120.6232 | 126.4067 | 141.4973 | 153.4588
F14_Industrial_Agriculture_New_Space Heating_Natural Gas_Strategic Energy Management_A_Achievable Economic TRC Potential | F14 | Industrial | Agriculture | New | Space Heating | Natural Gas | Strategic Energy Management | A | Purchases (Cumulative) | Achievable Economic TRC Potential | 0 | 0 | 11.6738 | 32.0467 | 61.0974 | 99.8746 | 144.5095 | 184.2706 | 222.0468 | 258.6977 | 291.2472 | 324.4086 | 357.1539 | 390.5903 | 421.5003 | 452.8937 | 483.9213 | 503.997 | 512.6618 | 513.4062 | 513.4062 | 513.4062
F1_Industrial_Agriculture_New_Process_Natural Gas_Strategic Energy Management_A_Achievable Economic TRC Potential | F1 | Industrial | Agriculture | New | Process | Natural Gas | Strategic Energy Management | A | Original Unit Energy Savings (kWh or therms) | Achievable Economic TRC Potential | 0 | 0 | 1.4066 | 1.4066 | 1.4066 | 1.4066 | 1.4066 | 1.4066 | 1.4066 | 1.4066 | 1.4066 | 1.4066 | 1.4066 | 1.4066 | 1.4066 | 1.4066 | 1.4066 | 1.4066 | 1.4066 | 1.4066 | 1.4066 | 1.4066
F2_Industrial_Agriculture_New_Process_Natural Gas_Strategic Energy Management_A_Achievable Economic TRC Potential | F2 | Industrial | Agriculture | New | Process | Natural Gas | Strategic Energy Management | A | Original Unit Summer Peak Savings (kW) | Achievable Economic TRC Potential | 0 | 0 | 0 | 0 | 0 | 0 | 0 | 0 | 0 | 0 | 0 | 0 | 0 | 0 | 0 | 0 | 0 | 0 | 0 | 0 | 0 | 0
F3_Industrial_Agriculture_New_Process_Natural Gas_Strategic Energy Management_A_Achievable Economic TRC Potential | F3 | Industrial | Agriculture | New | Process | Natural Gas | Strategic Energy Management | A | Original Unit Winter Peak Savings (kW) | Achievable Economic TRC Potential | 0 | 0 | 0 | 0 | 0 | 0 | 0 | 0 | 0 | 0 | 0 | 0 | 0 | 0 | 0 | 0 | 0 | 0 | 0 | 0 | 0 | 0
F4_Industrial_Agriculture_New_Process_Natural Gas_Strategic Energy Management_A_Achievable Economic TRC Potential | F4 | Industrial | Agriculture | New | Process | Natural Gas | Strategic Energy Management | A | Standalone Impact on Baseline Energy (%) | Achievable Economic TRC Potential | 0% | 0% | 0.08224% | 0.1294% | 0.173% | 0.2118% | 0.2663% | 0.2946% | 0.314% | 0.3238% | 0.3358% | 0.3429% | 0.3489% | 0.3507% | 0.3588% | 0.3626% | 0.3657% | 0.3575% | 0.3495% | 0.334% | 0.3198% | 0.3067%
F5_Industrial_Agriculture_New_Process_Natural Gas_Strategic Energy Management_A_Achievable Economic TRC Potential | F5 | Industrial | Agriculture | New | Process | Natural Gas | Strategic Energy Management | A | Standalone Impact on Baseline Summer Peak (%) | Achievable Economic TRC Potential | bar: 2019 to 2040
F6_Industrial_Agriculture_New_Process_Natural Gas_Strategic Energy Management_A_Achievable Economic TRC Potential | F6 | Industrial | Agriculture | New | Process | Natural Gas | Strategic Energy Management | A | Standalone Impact on Baseline Winter Peak (%) | Achievable Economic TRC Potential | bar: 2019 to 2040
F7_Industrial_Agriculture_New_Process_Natural Gas_Strategic Energy Management_A_Achievable Economic TRC Potential | F7 | Industrial | Agriculture | New | Process | Natural Gas | Strategic Energy Management | A | Incremental Energy Savings (MWh or mTherms) | Achievable Economic TRC Potential | 0 | 0 | 0.09933 | 0.17335 | 0.24719 | 0.32995 | 0.37979 | 0.43765 | 0.49478 | 0.55905 | 0.60691 | 0.66196 | 0.71628 | 0.77929 | 0.82205 | 0.87403 | 0.92597 | 0.98643 | 1.0264 | 1.0756 | 1.204 | 1.3058
F8_Industrial_Agriculture_New_Process_Natural Gas_Strategic Energy Management_A_Achievable Economic TRC Potential | F8 | Industrial | Agriculture | New | Process | Natural Gas | Strategic Energy Management | A | Incremental Summer Peak Savings (MW) | Achievable Economic TRC Potential | 0 | 0 | 0 | 0 | 0 | 0 | 0 | 0 | 0 | 0 | 0 | 0 | 0 | 0 | 0 | 0 | 0 | 0 | 0 | 0 | 0 | 0
F9_Industrial_Agriculture_New_Process_Natural Gas_Strategic Energy Management_A_Achievable Economic TRC Potential | F9 | Industrial | Agriculture | New | Process | Natural Gas | Strategic Energy Management | A | Incremental Winter Peak Savings (MW) | Achievable Economic TRC Potential | 0 | 0 | 0 | 0 | 0 | 0 | 0 | 0 | 0 | 0 | 0 | 0 | 0 | 0 | 0 | 0 | 0 | 0 | 0 | 0 | 0 | 0
F10_Industrial_Agriculture_New_Process_Natural Gas_Strategic Energy Management_A_Achievable Economic TRC Potential | F10 | Industrial | Agriculture | New | Process | Natural Gas | Strategic Energy Management | A | Cumulative Energy Savings (MWh or mTherms) | Achievable Economic TRC Potential | 0 | 0 | 0.09933 | 0.27268 | 0.51987 | 0.84982 | 1.2296 | 1.5679 | 1.8894 | 2.2012 | 2.4782 | 2.7603 | 3.039 | 3.3235 | 3.5865 | 3.8536 | 4.1176 | 4.2884 | 4.3622 | 4.3685 | 4.3685 | 4.3685
F11_Industrial_Agriculture_New_Process_Natural Gas_Strategic Energy Management_A_Achievable Economic TRC Potential | F11 | Industrial | Agriculture | New | Process | Natural Gas | Strategic Energy Management | A | Cumulative Summer Peak Savings (MW) | Achievable Economic TRC Potential | 0 | 0 | 0 | 0 | 0 | 0 | 0 | 0 | 0 | 0 | 0 | 0 | 0 | 0 | 0 | 0 | 0 | 0 | 0 | 0 | 0 | 0
F12_Industrial_Agriculture_New_Process_Natural Gas_Strategic Energy Management_A_Achievable Economic TRC Potential | F12 | Industrial | Agriculture | New | Process | Natural Gas | Strategic Energy Management | A | Cumulative Winter Peak Savings (MW) | Achievable Economic TRC Potential | 0 | 0 | 0 | 0 | 0 | 0 | 0 | 0 | 0 | 0 | 0 | 0 | 0 | 0 | 0 | 0 | 0 | 0 | 0 | 0 | 0 | 0
F13_Industrial_Agriculture_New_Process_Natural Gas_Strategic Energy Management_A_Achievable Economic TRC Potential | F13 | Industrial | Agriculture | New | Process | Natural Gas | Strategic Energy Management | A | Purchases (Incremental) | Achievable Economic TRC Potential | 0 | 0 | 70.6195 | 123.2443 | 175.74 | 234.5794 | 270.0148 | 311.1507 | 351.7681 | 397.4565 | 431.4849 | 470.6222 | 509.2405 | 554.0388 | 584.4436 | 621.3963 | 658.3211 | 701.3066 | 729.6997 | 764.6868 | 855.9757 | 928.336
F14_Industrial_Agriculture_New_Process_Natural Gas_Strategic Energy Management_A_Achievable Economic TRC Potential | F14 | Industrial | Agriculture | New | Process | Natural Gas | Strategic Energy Management | A | Purchases (Cumulative) | Achievable Economic TRC Potential | 0 | 0 | 70.6195 | 193.8638 | 369.6038 | 604.1832 | 874.198 | 1114.7292 | 1343.253 | 1564.9695 | 1761.875 | 1962.4824 | 2160.5723 | 2362.8429 | 2549.8301 | 2739.7415 | 2927.4404 | 3048.8869 | 3101.3035 | 3105.8067 | 3105.8067 | 3105.8067
F1_Industrial_Agriculture_New_Miscellaneous_Natural Gas_Strategic Energy Management_A_Achievable Economic TRC Potential | F1 | Industrial | Agriculture | New | Miscellaneous | Natural Gas | Strategic Energy Management | A | Original Unit Energy Savings (kWh or therms) | Achievable Economic TRC Potential | 0 | 0 | 0.89787 | 0.89787 | 0.89787 | 0.89787 | 0.89787 | 0.89787 | 0.89787 | 0.89787 | 0.89787 | 0.89787 | 0.89787 | 0.89787 | 0.89787 | 0.89787 | 0.89787 | 0.89787 | 0.89787 | 0.89787 | 0.89787 | 0.89787
F2_Industrial_Agriculture_New_Miscellaneous_Natural Gas_Strategic Energy Management_A_Achievable Economic TRC Potential | F2 | Industrial | Agriculture | New | Miscellaneous | Natural Gas | Strategic Energy Management | A | Original Unit Summer Peak Savings (kW) | Achievable Economic TRC Potential | 0 | 0 | 0 | 0 | 0 | 0 | 0 | 0 | 0 | 0 | 0 | 0 | 0 | 0 | 0 | 0 | 0 | 0 | 0 | 0 | 0 | 0
F3_Industrial_Agriculture_New_Miscellaneous_Natural Gas_Strategic Energy Management_A_Achievable Economic TRC Potential | F3 | Industrial | Agriculture | New | Miscellaneous | Natural Gas | Strategic Energy Management | A | Original Unit Winter Peak Savings (kW) | Achievable Economic TRC Potential | 0 | 0 | 0 | 0 | 0 | 0 | 0 | 0 | 0 | 0 | 0 | 0 | 0 | 0 | 0 | 0 | 0 | 0 | 0 | 0 | 0 | 0
F4_Industrial_Agriculture_New_Miscellaneous_Natural Gas_Strategic Energy Management_A_Achievable Economic TRC Potential | F4 | Industrial | Agriculture | New | Miscellaneous | Natural Gas | Strategic Energy Management | A | Standalone Impact on Baseline Energy (%) | Achievable Economic TRC Potential | 0% | 0% | 0.08224% | 0.1294% | 0.173% | 0.2118% | 0.2663% | 0.2946% | 0.314% | 0.3238% | 0.3358% | 0.3429% | 0.3489% | 0.3507% | 0.3588% | 0.3626% | 0.3657% | 0.3575% | 0.3495% | 0.334% | 0.3198% | 0.3067%
F5_Industrial_Agriculture_New_Miscellaneous_Natural Gas_Strategic Energy Management_A_Achievable Economic TRC Potential | F5 | Industrial | Agriculture | New | Miscellaneous | Natural Gas | Strategic Energy Management | A | Standalone Impact on Baseline Summer Peak (%) | Achievable Economic TRC Potential | bar: 2019 to 2040
F6_Industrial_Agriculture_New_Miscellaneous_Natural Gas_Strategic Energy Management_A_Achievable Economic TRC Potential | F6 | Industrial | Agriculture | New | Miscellaneous | Natural Gas | Strategic Energy Management | A | Standalone Impact on Baseline Winter Peak (%) | Achievable Economic TRC Potential | bar: 2019 to 2040
F7_Industrial_Agriculture_New_Miscellaneous_Natural Gas_Strategic Energy Management_A_Achievable Economic TRC Potential | F7 | Industrial | Agriculture | New | Miscellaneous | Natural Gas | Strategic Energy Management | A | Incremental Energy Savings (MWh or mTherms) | Achievable Economic TRC Potential | 0 | 0 | 0.015852 | 0.027664 | 0.039448 | 0.052655 | 0.06061 | 0.069843 | 0.078961 | 0.089216 | 0.096854 | 0.10564 | 0.11431 | 0.12436 | 0.13119 | 0.13948 | 0.14777 | 0.15742 | 0.16379 | 0.17165 | 0.19214 | 0.20838
F8_Industrial_Agriculture_New_Miscellaneous_Natural Gas_Strategic Energy Management_A_Achievable Economic TRC Potential | F8 | Industrial | Agriculture | New | Miscellaneous | Natural Gas | Strategic Energy Management | A | Incremental Summer Peak Savings (MW) | Achievable Economic TRC Potential | 0 | 0 | 0 | 0 | 0 | 0 | 0 | 0 | 0 | 0 | 0 | 0 | 0 | 0 | 0 | 0 | 0 | 0 | 0 | 0 | 0 | 0
F9_Industrial_Agriculture_New_Miscellaneous_Natural Gas_Strategic Energy Management_A_Achievable Economic TRC Potential | F9 | Industrial | Agriculture | New | Miscellaneous | Natural Gas | Strategic Energy Management | A | Incremental Winter Peak Savings (MW) | Achievable Economic TRC Potential | 0 | 0 | 0 | 0 | 0 | 0 | 0 | 0 | 0 | 0 | 0 | 0 | 0 | 0 | 0 | 0 | 0 | 0 | 0 | 0 | 0 | 0
F10_Industrial_Agriculture_New_Miscellaneous_Natural Gas_Strategic Energy Management_A_Achievable Economic TRC Potential | F10 | Industrial | Agriculture | New | Miscellaneous | Natural Gas | Strategic Energy Management | A | Cumulative Energy Savings (MWh or mTherms) | Achievable Economic TRC Potential | 0 | 0 | 0.015852 | 0.043516 | 0.082964 | 0.13562 | 0.19623 | 0.25022 | 0.30152 | 0.35129 | 0.39548 | 0.44051 | 0.48498 | 0.53038 | 0.57235 | 0.61498 | 0.65712 | 0.68438 | 0.69614 | 0.69715 | 0.69715 | 0.69715
F11_Industrial_Agriculture_New_Miscellaneous_Natural Gas_Strategic Energy Management_A_Achievable Economic TRC Potential | F11 | Industrial | Agriculture | New | Miscellaneous | Natural Gas | Strategic Energy Management | A | Cumulative Summer Peak Savings (MW) | Achievable Economic TRC Potential | 0 | 0 | 0 | 0 | 0 | 0 | 0 | 0 | 0 | 0 | 0 | 0 | 0 | 0 | 0 | 0 | 0 | 0 | 0 | 0 | 0 | 0
F12_Industrial_Agriculture_New_Miscellaneous_Natural Gas_Strategic Energy Management_A_Achievable Economic TRC Potential | F12 | Industrial | Agriculture | New | Miscellaneous | Natural Gas | Strategic Energy Management | A | Cumulative Winter Peak Savings (MW) | Achievable Economic TRC Potential | 0 | 0 | 0 | 0 | 0 | 0 | 0 | 0 | 0 | 0 | 0 | 0 | 0 | 0 | 0 | 0 | 0 | 0 | 0 | 0 | 0 | 0
F13_Industrial_Agriculture_New_Miscellaneous_Natural Gas_Strategic Energy Management_A_Achievable Economic TRC Potential | F13 | Industrial | Agriculture | New | Miscellaneous | Natural Gas | Strategic Energy Management | A | Purchases (Incremental) | Achievable Economic TRC Potential | 0 | 0 | 17.6549 | 30.8111 | 43.935 | 58.6448 | 67.5037 | 77.7877 | 87.942 | 99.3641 | 107.8712 | 117.6556 | 127.3101 | 138.5097 | 146.1109 | 155.3491 | 164.5803 | 175.3266 | 182.4249 | 191.1717 | 213.9939 | 232.084
F14_Industrial_Agriculture_New_Miscellaneous_Natural Gas_Strategic Energy Management_A_Achievable Economic TRC Potential | F14 | Industrial | Agriculture | New | Miscellaneous | Natural Gas | Strategic Energy Management | A | Purchases (Cumulative) | Achievable Economic TRC Potential | 0 | 0 | 17.6549 | 48.466 | 92.4009 | 151.0458 | 218.5495 | 278.6823 | 335.8132 | 391.2424 | 440.4688 | 490.6206 | 540.1431 | 590.7107 | 637.4575 | 684.9354 | 731.8601 | 762.2217 | 775.3259 | 776.4517 | 776.4517 | 776.4517
F1_Industrial_Agriculture_New_Space Heating_Natural Gas_Commissioning_A_Achievable Economic TRC Potential | F1 | Industrial | Agriculture | New | Space Heating | Natural Gas | Commissioning | A | Original Unit Energy Savings (kWh or therms) | Achievable Economic TRC Potential | 0 | 0 | 3.6154 | 3.6154 | 3.6154 | 3.6154 | 3.6154 | 3.6154 | 3.6154 | 3.6154 | 3.6154 | 3.6154 | 3.6154 | 3.6154 | 3.6154 | 3.6154 | 3.6154 | 3.6154 | 3.6154 | 3.6154 | 3.6154 | 3.6154
F2_Industrial_Agriculture_New_Space Heating_Natural Gas_Commissioning_A_Achievable Economic TRC Potential | F2 | Industrial | Agriculture | New | Space Heating | Natural Gas | Commissioning | A | Original Unit Summer Peak Savings (kW) | Achievable Economic TRC Potential | 0 | 0 | 0 | 0 | 0 | 0 | 0 | 0 | 0 | 0 | 0 | 0 | 0 | 0 | 0 | 0 | 0 | 0 | 0 | 0 | 0 | 0
F3_Industrial_Agriculture_New_Space Heating_Natural Gas_Commissioning_A_Achievable Economic TRC Potential | F3 | Industrial | Agriculture | New | Space Heating | Natural Gas | Commissioning | A | Original Unit Winter Peak Savings (kW) | Achievable Economic TRC Potential | 0 | 0 | 0 | 0 | 0 | 0 | 0 | 0 | 0 | 0 | 0 | 0 | 0 | 0 | 0 | 0 | 0 | 0 | 0 | 0 | 0 | 0
F4_Industrial_Agriculture_New_Space Heating_Natural Gas_Commissioning_A_Achievable Economic TRC Potential | F4 | Industrial | Agriculture | New | Space Heating | Natural Gas | Commissioning | A | Standalone Impact on Baseline Energy (%) | Achievable Economic TRC Potential | bar: 2019 to 2040
F5_Industrial_Agriculture_New_Space Heating_Natural Gas_Commissioning_A_Achievable Economic TRC Potential | F5 | Industrial | Agriculture | New | Space Heating | Natural Gas | Commissioning | A | Standalone Impact on Baseline Summer Peak (%) | Achievable Economic TRC Potential | bar: 2019 to 2040
F6_Industrial_Agriculture_New_Space Heating_Natural Gas_Commissioning_A_Achievable Economic TRC Potential | F6 | Industrial | Agriculture | New | Space Heating | Natural Gas | Commissioning | A | Standalone Impact on Baseline Winter Peak (%) | Achievable Economic TRC Potential | bar: 2019 to 2040
F7_Industrial_Agriculture_New_Space Heating_Natural Gas_Commissioning_A_Achievable Economic TRC Potential | F7 | Industrial | Agriculture | New | Space Heating | Natural Gas | Commissioning | A | Incremental Energy Savings (MWh or mTherms) | Achievable Economic TRC Potential | 0 | 0 | 0 | 0 | 0 | 0 | 0 | 0 | 0 | 0 | 0 | 0 | 0 | 0 | 0 | 0 | 0 | 0 | 0 | 0 | 0 | 0
F8_Industrial_Agriculture_New_Space Heating_Natural Gas_Commissioning_A_Achievable Economic TRC Potential | F8 | Industrial | Agriculture | New | Space Heating | Natural Gas | Commissioning | A | Incremental Summer Peak Savings (MW) | Achievable Economic TRC Potential | 0 | 0 | 0 | 0 | 0 | 0 | 0 | 0 | 0 | 0 | 0 | 0 | 0 | 0 | 0 | 0 | 0 | 0 | 0 | 0 | 0 | 0
F9_Industrial_Agriculture_New_Space Heating_Natural Gas_Commissioning_A_Achievable Economic TRC Potential | F9 | Industrial | Agriculture | New | Space Heating | Natural Gas | Commissioning | A | Incremental Winter Peak Savings (MW) | Achievable Economic TRC Potential | 0 | 0 | 0 | 0 | 0 | 0 | 0 | 0 | 0 | 0 | 0 | 0 | 0 | 0 | 0 | 0 | 0 | 0 | 0 | 0 | 0 | 0
F10_Industrial_Agriculture_New_Space Heating_Natural Gas_Commissioning_A_Achievable Economic TRC Potential | F10 | Industrial | Agriculture | New | Space Heating | Natural Gas | Commissioning | A | Cumulative Energy Savings (MWh or mTherms) | Achievable Economic TRC Potential | 0 | 0 | 0 | 0 | 0 | 0 | 0 | 0 | 0 | 0 | 0 | 0 | 0 | 0 | 0 | 0 | 0 | 0 | 0 | 0 | 0 | 0
F11_Industrial_Agriculture_New_Space Heating_Natural Gas_Commissioning_A_Achievable Economic TRC Potential | F11 | Industrial | Agriculture | New | Space Heating | Natural Gas | Commissioning | A | Cumulative Summer Peak Savings (MW) | Achievable Economic TRC Potential | 0 | 0 | 0 | 0 | 0 | 0 | 0 | 0 | 0 | 0 | 0 | 0 | 0 | 0 | 0 | 0 | 0 | 0 | 0 | 0 | 0 | 0
F12_Industrial_Agriculture_New_Space Heating_Natural Gas_Commissioning_A_Achievable Economic TRC Potential | F12 | Industrial | Agriculture | New | Space Heating | Natural Gas | Commissioning | A | Cumulative Winter Peak Savings (MW) | Achievable Economic TRC Potential | 0 | 0 | 0 | 0 | 0 | 0 | 0 | 0 | 0 | 0 | 0 | 0 | 0 | 0 | 0 | 0 | 0 | 0 | 0 | 0 | 0 | 0
F13_Industrial_Agriculture_New_Space Heating_Natural Gas_Commissioning_A_Achievable Economic TRC Potential | F13 | Industrial | Agriculture | New | Space Heating | Natural Gas | Commissioning | A | Purchases (Incremental) | Achievable Economic TRC Potential | 0 | 0 | 0 | 0 | 0 | 0 | 0 | 0 | 0 | 0 | 0 | 0 | 0 | 0 | 0 | 0 | 0 | 0 | 0 | 0 | 0 | 0
F14_Industrial_Agriculture_New_Space Heating_Natural Gas_Commissioning_A_Achievable Economic TRC Potential | F14 | Industrial | Agriculture | New | Space Heating | Natural Gas | Commissioning | A | Purchases (Cumulative) | Achievable Economic TRC Potential | 0 | 0 | 0 | 0 | 0 | 0 | 0 | 0 | 0 | 0 | 0 | 0 | 0 | 0 | 0 | 0 | 0 | 0 | 0 | 0 | 0 | 0
F1_Industrial_Agriculture_New_Process_Natural Gas_Commissioning_A_Achievable Economic TRC Potential | F1 | Industrial | Agriculture | New | Process | Natural Gas | Commissioning | A | Original Unit Energy Savings (kWh or therms) | Achievable Economic TRC Potential | 0 | 0 | 7.8506 | 7.8506 | 7.8506 | 7.8506 | 7.8506 | 7.8506 | 7.8506 | 7.8506 | 7.8506 | 7.8506 | 7.8506 | 7.8506 | 7.8506 | 7.8506 | 7.8506 | 7.8506 | 7.8506 | 7.8506 | 7.8506 | 7.8506
F2_Industrial_Agriculture_New_Process_Natural Gas_Commissioning_A_Achievable Economic TRC Potential | F2 | Industrial | Agriculture | New | Process | Natural Gas | Commissioning | A | Original Unit Summer Peak Savings (kW) | Achievable Economic TRC Potential | 0 | 0 | 0 | 0 | 0 | 0 | 0 | 0 | 0 | 0 | 0 | 0 | 0 | 0 | 0 | 0 | 0 | 0 | 0 | 0 | 0 | 0
F3_Industrial_Agriculture_New_Process_Natural Gas_Commissioning_A_Achievable Economic TRC Potential | F3 | Industrial | Agriculture | New | Process | Natural Gas | Commissioning | A | Original Unit Winter Peak Savings (kW) | Achievable Economic TRC Potential | 0 | 0 | 0 | 0 | 0 | 0 | 0 | 0 | 0 | 0 | 0 | 0 | 0 | 0 | 0 | 0 | 0 | 0 | 0 | 0 | 0 | 0
F4_Industrial_Agriculture_New_Process_Natural Gas_Commissioning_A_Achievable Economic TRC Potential | F4 | Industrial | Agriculture | New | Process | Natural Gas | Commissioning | A | Standalone Impact on Baseline Energy (%) | Achievable Economic TRC Potential | bar: 2019 to 2040
F5_Industrial_Agriculture_New_Process_Natural Gas_Commissioning_A_Achievable Economic TRC Potential | F5 | Industrial | Agriculture | New | Process | Natural Gas | Commissioning | A | Standalone Impact on Baseline Summer Peak (%) | Achievable Economic TRC Potential | bar: 2019 to 2040
F6_Industrial_Agriculture_New_Process_Natural Gas_Commissioning_A_Achievable Economic TRC Potential | F6 | Industrial | Agriculture | New | Process | Natural Gas | Commissioning | A | Standalone Impact on Baseline Winter Peak (%) | Achievable Economic TRC Potential | bar: 2019 to 2040
F7_Industrial_Agriculture_New_Process_Natural Gas_Commissioning_A_Achievable Economic TRC Potential | F7 | Industrial | Agriculture | New | Process | Natural Gas | Commissioning | A | Incremental Energy Savings (MWh or mTherms) | Achievable Economic TRC Potential | 0 | 0 | 0 | 0 | 0 | 0 | 0 | 0 | 0 | 0 | 0 | 0 | 0 | 0 | 0 | 0 | 0 | 0 | 0 | 0 | 0 | 0
F8_Industrial_Agriculture_New_Process_Natural Gas_Commissioning_A_Achievable Economic TRC Potential | F8 | Industrial | Agriculture | New | Process | Natural Gas | Commissioning | A | Incremental Summer Peak Savings (MW) | Achievable Economic TRC Potential | 0 | 0 | 0 | 0 | 0 | 0 | 0 | 0 | 0 | 0 | 0 | 0 | 0 | 0 | 0 | 0 | 0 | 0 | 0 | 0 | 0 | 0
F9_Industrial_Agriculture_New_Process_Natural Gas_Commissioning_A_Achievable Economic TRC Potential | F9 | Industrial | Agriculture | New | Process | Natural Gas | Commissioning | A | Incremental Winter Peak Savings (MW) | Achievable Economic TRC Potential | 0 | 0 | 0 | 0 | 0 | 0 | 0 | 0 | 0 | 0 | 0 | 0 | 0 | 0 | 0 | 0 | 0 | 0 | 0 | 0 | 0 | 0
F10_Industrial_Agriculture_New_Process_Natural Gas_Commissioning_A_Achievable Economic TRC Potential | F10 | Industrial | Agriculture | New | Process | Natural Gas | Commissioning | A | Cumulative Energy Savings (MWh or mTherms) | Achievable Economic TRC Potential | 0 | 0 | 0 | 0 | 0 | 0 | 0 | 0 | 0 | 0 | 0 | 0 | 0 | 0 | 0 | 0 | 0 | 0 | 0 | 0 | 0 | 0
F11_Industrial_Agriculture_New_Process_Natural Gas_Commissioning_A_Achievable Economic TRC Potential | F11 | Industrial | Agriculture | New | Process | Natural Gas | Commissioning | A | Cumulative Summer Peak Savings (MW) | Achievable Economic TRC Potential | 0 | 0 | 0 | 0 | 0 | 0 | 0 | 0 | 0 | 0 | 0 | 0 | 0 | 0 | 0 | 0 | 0 | 0 | 0 | 0 | 0 | 0
F12_Industrial_Agriculture_New_Process_Natural Gas_Commissioning_A_Achievable Economic TRC Potential | F12 | Industrial | Agriculture | New | Process | Natural Gas | Commissioning | A | Cumulative Winter Peak Savings (MW) | Achievable Economic TRC Potential | 0 | 0 | 0 | 0 | 0 | 0 | 0 | 0 | 0 | 0 | 0 | 0 | 0 | 0 | 0 | 0 | 0 | 0 | 0 | 0 | 0 | 0
F13_Industrial_Agriculture_New_Process_Natural Gas_Commissioning_A_Achievable Economic TRC Potential | F13 | Industrial | Agriculture | New | Process | Natural Gas | Commissioning | A | Purchases (Incremental) | Achievable Economic TRC Potential | 0 | 0 | 0 | 0 | 0 | 0 | 0 | 0 | 0 | 0 | 0 | 0 | 0 | 0 | 0 | 0 | 0 | 0 | 0 | 0 | 0 | 0
F14_Industrial_Agriculture_New_Process_Natural Gas_Commissioning_A_Achievable Economic TRC Potential | F14 | Industrial | Agriculture | New | Process | Natural Gas | Commissioning | A | Purchases (Cumulative) | Achievable Economic TRC Potential | 0 | 0 | 0 | 0 | 0 | 0 | 0 | 0 | 0 | 0 | 0 | 0 | 0 | 0 | 0 | 0 | 0 | 0 | 0 | 0 | 0 | 0
F1_Industrial_Agriculture_New_Space Heating_Natural Gas_Retrocommissioning_A_Achievable Economic TRC Potential | F1 | Industrial | Agriculture | New | Space Heating | Natural Gas | Retrocommissioning | A | Original Unit Energy Savings (kWh or therms) | Achievable Economic TRC Potential | 0 | 0 | 0 | 0 | 0 | 0 | 0 | 0 | 0 | 0 | 0 | 0 | 0 | 0 | 0 | 0 | 0 | 0 | 0 | 0 | 0 | 0
F2_Industrial_Agriculture_New_Space Heating_Natural Gas_Retrocommissioning_A_Achievable Economic TRC Potential | F2 | Industrial | Agriculture | New | Space Heating | Natural Gas | Retrocommissioning | A | Original Unit Summer Peak Savings (kW) | Achievable Economic TRC Potential | 0 | 0 | 0 | 0 | 0 | 0 | 0 | 0 | 0 | 0 | 0 | 0 | 0 | 0 | 0 | 0 | 0 | 0 | 0 | 0 | 0 | 0
F3_Industrial_Agriculture_New_Space Heating_Natural Gas_Retrocommissioning_A_Achievable Economic TRC Potential | F3 | Industrial | Agriculture | New | Space Heating | Natural Gas | Retrocommissioning | A | Original Unit Winter Peak Savings (kW) | Achievable Economic TRC Potential | 0 | 0 | 0 | 0 | 0 | 0 | 0 | 0 | 0 | 0 | 0 | 0 | 0 | 0 | 0 | 0 | 0 | 0 | 0 | 0 | 0 | 0
F4_Industrial_Agriculture_New_Space Heating_Natural Gas_Retrocommissioning_A_Achievable Economic TRC Potential | F4 | Industrial | Agriculture | New | Space Heating | Natural Gas | Retrocommissioning | A | Standalone Impact on Baseline Energy (%) | Achievable Economic TRC Potential | bar: 2019 to 2040
F5_Industrial_Agriculture_New_Space Heating_Natural Gas_Retrocommissioning_A_Achievable Economic TRC Potential | F5 | Industrial | Agriculture | New | Space Heating | Natural Gas | Retrocommissioning | A | Standalone Impact on Baseline Summer Peak (%) | Achievable Economic TRC Potential | bar: 2019 to 2040
F6_Industrial_Agriculture_New_Space Heating_Natural Gas_Retrocommissioning_A_Achievable Economic TRC Potential | F6 | Industrial | Agriculture | New | Space Heating | Natural Gas | Retrocommissioning | A | Standalone Impact on Baseline Winter Peak (%) | Achievable Economic TRC Potential | bar: 2019 to 2040
F7_Industrial_Agriculture_New_Space Heating_Natural Gas_Retrocommissioning_A_Achievable Economic TRC Potential | F7 | Industrial | Agriculture | New | Space Heating | Natural Gas | Retrocommissioning | A | Incremental Energy Savings (MWh or mTherms) | Achievable Economic TRC Potential | 0 | 0 | 0 | 0 | 0 | 0 | 0 | 0 | 0 | 0 | 0 | 0 | 0 | 0 | 0 | 0 | 0 | 0 | 0 | 0 | 0 | 0
F8_Industrial_Agriculture_New_Space Heating_Natural Gas_Retrocommissioning_A_Achievable Economic TRC Potential | F8 | Industrial | Agriculture | New | Space Heating | Natural Gas | Retrocommissioning | A | Incremental Summer Peak Savings (MW) | Achievable Economic TRC Potential | 0 | 0 | 0 | 0 | 0 | 0 | 0 | 0 | 0 | 0 | 0 | 0 | 0 | 0 | 0 | 0 | 0 | 0 | 0 | 0 | 0 | 0
F9_Industrial_Agriculture_New_Space Heating_Natural Gas_Retrocommissioning_A_Achievable Economic TRC Potential | F9 | Industrial | Agriculture | New | Space Heating | Natural Gas | Retrocommissioning | A | Incremental Winter Peak Savings (MW) | Achievable Economic TRC Potential | 0 | 0 | 0 | 0 | 0 | 0 | 0 | 0 | 0 | 0 | 0 | 0 | 0 | 0 | 0 | 0 | 0 | 0 | 0 | 0 | 0 | 0
F10_Industrial_Agriculture_New_Space Heating_Natural Gas_Retrocommissioning_A_Achievable Economic TRC Potential | F10 | Industrial | Agriculture | New | Space Heating | Natural Gas | Retrocommissioning | A | Cumulative Energy Savings (MWh or mTherms) | Achievable Economic TRC Potential | 0 | 0 | 0 | 0 | 0 | 0 | 0 | 0 | 0 | 0 | 0 | 0 | 0 | 0 | 0 | 0 | 0 | 0 | 0 | 0 | 0 | 0
F11_Industrial_Agriculture_New_Space Heating_Natural Gas_Retrocommissioning_A_Achievable Economic TRC Potential | F11 | Industrial | Agriculture | New | Space Heating | Natural Gas | Retrocommissioning | A | Cumulative Summer Peak Savings (MW) | Achievable Economic TRC Potential | 0 | 0 | 0 | 0 | 0 | 0 | 0 | 0 | 0 | 0 | 0 | 0 | 0 | 0 | 0 | 0 | 0 | 0 | 0 | 0 | 0 | 0
F12_Industrial_Agriculture_New_Space Heating_Natural Gas_Retrocommissioning_A_Achievable Economic TRC Potential | F12 | Industrial | Agriculture | New | Space Heating | Natural Gas | Retrocommissioning | A | Cumulative Winter Peak Savings (MW) | Achievable Economic TRC Potential | 0 | 0 | 0 | 0 | 0 | 0 | 0 | 0 | 0 | 0 | 0 | 0 | 0 | 0 | 0 | 0 | 0 | 0 | 0 | 0 | 0 | 0
F13_Industrial_Agriculture_New_Space Heating_Natural Gas_Retrocommissioning_A_Achievable Economic TRC Potential | F13 | Industrial | Agriculture | New | Space Heating | Natural Gas | Retrocommissioning | A | Purchases (Incremental) | Achievable Economic TRC Potential | 0 | 0 | 0 | 0 | 0 | 0 | 0 | 0 | 0 | 0 | 0 | 0 | 0 | 0 | 0 | 0 | 0 | 0 | 0 | 0 | 0 | 0
F14_Industrial_Agriculture_New_Space Heating_Natural Gas_Retrocommissioning_A_Achievable Economic TRC Potential | F14 | Industrial | Agriculture | New | Space Heating | Natural Gas | Retrocommissioning | A | Purchases (Cumulative) | Achievable Economic TRC Potential | 0 | 0 | 0 | 0 | 0 | 0 | 0 | 0 | 0 | 0 | 0 | 0 | 0 | 0 | 0 | 0 | 0 | 0 | 0 | 0 | 0 | 0
F1_Industrial_Agriculture_New_Process_Natural Gas_Retrocommissioning_A_Achievable Economic TRC Potential | F1 | Industrial | Agriculture | New | Process | Natural Gas | Retrocommissioning | A | Original Unit Energy Savings (kWh or therms) | Achievable Economic TRC Potential | 0 | 0 | 0 | 0 | 0 | 0 | 0 | 0 | 0 | 0 | 0 | 0 | 0 | 0 | 0 | 0 | 0 | 0 | 0 | 0 | 0 | 0
F2_Industrial_Agriculture_New_Process_Natural Gas_Retrocommissioning_A_Achievable Economic TRC Potential | F2 | Industrial | Agriculture | New | Process | Natural Gas | Retrocommissioning | A | Original Unit Summer Peak Savings (kW) | Achievable Economic TRC Potential | 0 | 0 | 0 | 0 | 0 | 0 | 0 | 0 | 0 | 0 | 0 | 0 | 0 | 0 | 0 | 0 | 0 | 0 | 0 | 0 | 0 | 0
F3_Industrial_Agriculture_New_Process_Natural Gas_Retrocommissioning_A_Achievable Economic TRC Potential | F3 | Industrial | Agriculture | New | Process | Natural Gas | Retrocommissioning | A | Original Unit Winter Peak Savings (kW) | Achievable Economic TRC Potential | 0 | 0 | 0 | 0 | 0 | 0 | 0 | 0 | 0 | 0 | 0 | 0 | 0 | 0 | 0 | 0 | 0 | 0 | 0 | 0 | 0 | 0
F4_Industrial_Agriculture_New_Process_Natural Gas_Retrocommissioning_A_Achievable Economic TRC Potential | F4 | Industrial | Agriculture | New | Process | Natural Gas | Retrocommissioning | A | Standalone Impact on Baseline Energy (%) | Achievable Economic TRC Potential | bar: 2019 to 2040
F5_Industrial_Agriculture_New_Process_Natural Gas_Retrocommissioning_A_Achievable Economic TRC Potential | F5 | Industrial | Agriculture | New | Process | Natural Gas | Retrocommissioning | A | Standalone Impact on Baseline Summer Peak (%) | Achievable Economic TRC Potential | bar: 2019 to 2040
F6_Industrial_Agriculture_New_Process_Natural Gas_Retrocommissioning_A_Achievable Economic TRC Potential | F6 | Industrial | Agriculture | New | Process | Natural Gas | Retrocommissioning | A | Standalone Impact on Baseline Winter Peak (%) | Achievable Economic TRC Potential | bar: 2019 to 2040
F7_Industrial_Agriculture_New_Process_Natural Gas_Retrocommissioning_A_Achievable Economic TRC Potential | F7 | Industrial | Agriculture | New | Process | Natural Gas | Retrocommissioning | A | Incremental Energy Savings (MWh or mTherms) | Achievable Economic TRC Potential | 0 | 0 | 0 | 0 | 0 | 0 | 0 | 0 | 0 | 0 | 0 | 0 | 0 | 0 | 0 | 0 | 0 | 0 | 0 | 0 | 0 | 0
F8_Industrial_Agriculture_New_Process_Natural Gas_Retrocommissioning_A_Achievable Economic TRC Potential | F8 | Industrial | Agriculture | New | Process | Natural Gas | Retrocommissioning | A | Incremental Summer Peak Savings (MW) | Achievable Economic TRC Potential | 0 | 0 | 0 | 0 | 0 | 0 | 0 | 0 | 0 | 0 | 0 | 0 | 0 | 0 | 0 | 0 | 0 | 0 | 0 | 0 | 0 | 0
F9_Industrial_Agriculture_New_Process_Natural Gas_Retrocommissioning_A_Achievable Economic TRC Potential | F9 | Industrial | Agriculture | New | Process | Natural Gas | Retrocommissioning | A | Incremental Winter Peak Savings (MW) | Achievable Economic TRC Potential | 0 | 0 | 0 | 0 | 0 | 0 | 0 | 0 | 0 | 0 | 0 | 0 | 0 | 0 | 0 | 0 | 0 | 0 | 0 | 0 | 0 | 0
F10_Industrial_Agriculture_New_Process_Natural Gas_Retrocommissioning_A_Achievable Economic TRC Potential | F10 | Industrial | Agriculture | New | Process | Natural Gas | Retrocommissioning | A | Cumulative Energy Savings (MWh or mTherms) | Achievable Economic TRC Potential | 0 | 0 | 0 | 0 | 0 | 0 | 0 | 0 | 0 | 0 | 0 | 0 | 0 | 0 | 0 | 0 | 0 | 0 | 0 | 0 | 0 | 0
F11_Industrial_Agriculture_New_Process_Natural Gas_Retrocommissioning_A_Achievable Economic TRC Potential | F11 | Industrial | Agriculture | New | Process | Natural Gas | Retrocommissioning | A | Cumulative Summer Peak Savings (MW) | Achievable Economic TRC Potential | 0 | 0 | 0 | 0 | 0 | 0 | 0 | 0 | 0 | 0 | 0 | 0 | 0 | 0 | 0 | 0 | 0 | 0 | 0 | 0 | 0 | 0
F12_Industrial_Agriculture_New_Process_Natural Gas_Retrocommissioning_A_Achievable Economic TRC Potential | F12 | Industrial | Agriculture | New | Process | Natural Gas | Retrocommissioning | A | Cumulative Winter Peak Savings (MW) | Achievable Economic TRC Potential | 0 | 0 | 0 | 0 | 0 | 0 | 0 | 0 | 0 | 0 | 0 | 0 | 0 | 0 | 0 | 0 | 0 | 0 | 0 | 0 | 0 | 0
F13_Industrial_Agriculture_New_Process_Natural Gas_Retrocommissioning_A_Achievable Economic TRC Potential | F13 | Industrial | Agriculture | New | Process | Natural Gas | Retrocommissioning | A | Purchases (Incremental) | Achievable Economic TRC Potential | 0 | 0 | 0 | 0 | 0 | 0 | 0 | 0 | 0 | 0 | 0 | 0 | 0 | 0 | 0 | 0 | 0 | 0 | 0 | 0 | 0 | 0
F14_Industrial_Agriculture_New_Process_Natural Gas_Retrocommissioning_A_Achievable Economic TRC Potential | F14 | Industrial | Agriculture | New | Process | Natural Gas | Retrocommissioning | A | Purchases (Cumulative) | Achievable Economic TRC Potential | 0 | 0 | 0 | 0 | 0 | 0 | 0 | 0 | 0 | 0 | 0 | 0 | 0 | 0 | 0 | 0 | 0 | 0 | 0 | 0 | 0 | 0
F1_Industrial_Primary Metals_Existing_Space Heating_Natural Gas_Insulation - Roof/Ceiling_A_Achievable Economic TRC Potential | F1 | Industrial | Primary Metals | Existing | Space Heating | Natural Gas | Insulation - Roof/Ceiling | A | Original Unit Energy Savings (kWh or therms) | Achievable Economic TRC Potential | 0 | 0 | 0.083035 | 0.082838 | 0.082641 | 0.082447 | 0.082256 | 0.08207 | 0.08189 | 0.081718 | 0.081553 | 0.081398 | 0.081252 | 0.081115 | 0.080985 | 0.080863 | 0.080748 | 0.08064 | 0.080538 | 0.080442 | 0.080353 | 0.080269
F2_Industrial_Primary Metals_Existing_Space Heating_Natural Gas_Insulation - Roof/Ceiling_A_Achievable Economic TRC Potential | F2 | Industrial | Primary Metals | Existing | Space Heating | Natural Gas | Insulation - Roof/Ceiling | A | Original Unit Summer Peak Savings (kW) | Achievable Economic TRC Potential | 0 | 0 | 0 | 0 | 0 | 0 | 0 | 0 | 0 | 0 | 0 | 0 | 0 | 0 | 0 | 0 | 0 | 0 | 0 | 0 | 0 | 0
F3_Industrial_Primary Metals_Existing_Space Heating_Natural Gas_Insulation - Roof/Ceiling_A_Achievable Economic TRC Potential | F3 | Industrial | Primary Metals | Existing | Space Heating | Natural Gas | Insulation - Roof/Ceiling | A | Original Unit Winter Peak Savings (kW) | Achievable Economic TRC Potential | 0 | 0 | 0 | 0 | 0 | 0 | 0 | 0 | 0 | 0 | 0 | 0 | 0 | 0 | 0 | 0 | 0 | 0 | 0 | 0 | 0 | 0
F4_Industrial_Primary Metals_Existing_Space Heating_Natural Gas_Insulation - Roof/Ceiling_A_Achievable Economic TRC Potential | F4 | Industrial | Primary Metals | Existing | Space Heating | Natural Gas | Insulation - Roof/Ceiling | A | Standalone Impact on Baseline Energy (%) | Achievable Economic TRC Potential | 0% | 0% | 0.3143% | 0.8697% | 1.74% | 2.969% | 4.545% | 6.403% | 8.431% | 10.49% | 12.47% | 14.25% | 15.79% | 17.06% | 18.1% | 18.94% | 19.61% | 20.18% | 20.66% | 21.12% | 21.49% | 21.86%
F5_Industrial_Primary Metals_Existing_Space Heating_Natural Gas_Insulation - Roof/Ceiling_A_Achievable Economic TRC Potential | F5 | Industrial | Primary Metals | Existing | Space Heating | Natural Gas | Insulation - Roof/Ceiling | A | Standalone Impact on Baseline Summer Peak (%) | Achievable Economic TRC Potential | bar: 2019 to 2040
F6_Industrial_Primary Metals_Existing_Space Heating_Natural Gas_Insulation - Roof/Ceiling_A_Achievable Economic TRC Potential | F6 | Industrial | Primary Metals | Existing | Space Heating | Natural Gas | Insulation - Roof/Ceiling | A | Standalone Impact on Baseline Winter Peak (%) | Achievable Economic TRC Potential | bar: 2019 to 2040
F7_Industrial_Primary Metals_Existing_Space Heating_Natural Gas_Insulation - Roof/Ceiling_A_Achievable Economic TRC Potential | F7 | Industrial | Primary Metals | Existing | Space Heating | Natural Gas | Insulation - Roof/Ceiling | A | Incremental Energy Savings (MWh or mTherms) | Achievable Economic TRC Potential | 0 | 0 | 0.30111 | 0.51662 | 0.7879 | 1.0815 | 1.3496 | 1.5439 | 1.6304 | 1.5989 | 1.4636 | 1.2562 | 1.0149 | 0.77441 | 0.55988 | 0.38458 | 0.25161 | 0.15714 | 0.093884 | 0.062397 | 0 | 0
F8_Industrial_Primary Metals_Existing_Space Heating_Natural Gas_Insulation - Roof/Ceiling_A_Achievable Economic TRC Potential | F8 | Industrial | Primary Metals | Existing | Space Heating | Natural Gas | Insulation - Roof/Ceiling | A | Incremental Summer Peak Savings (MW) | Achievable Economic TRC Potential | 0 | 0 | 0 | 0 | 0 | 0 | 0 | 0 | 0 | 0 | 0 | 0 | 0 | 0 | 0 | 0 | 0 | 0 | 0 | 0 | 0 | 0
F9_Industrial_Primary Metals_Existing_Space Heating_Natural Gas_Insulation - Roof/Ceiling_A_Achievable Economic TRC Potential | F9 | Industrial | Primary Metals | Existing | Space Heating | Natural Gas | Insulation - Roof/Ceiling | A | Incremental Winter Peak Savings (MW) | Achievable Economic TRC Potential | 0 | 0 | 0 | 0 | 0 | 0 | 0 | 0 | 0 | 0 | 0 | 0 | 0 | 0 | 0 | 0 | 0 | 0 | 0 | 0 | 0 | 0
F10_Industrial_Primary Metals_Existing_Space Heating_Natural Gas_Insulation - Roof/Ceiling_A_Achievable Economic TRC Potential | F10 | Industrial | Primary Metals | Existing | Space Heating | Natural Gas | Insulation - Roof/Ceiling | A | Cumulative Energy Savings (MWh or mTherms) | Achievable Economic TRC Potential | 0 | 0 | 0.30111 | 0.81701 | 1.603 | 2.6807 | 4.0241 | 5.5589 | 7.177 | 8.7608 | 10.2068 | 11.4436 | 12.438 | 13.1913 | 13.7301 | 14.0939 | 14.3255 | 14.4635 | 14.5391 | 14.5843 | 14.568 | 14.5528
F11_Industrial_Primary Metals_Existing_Space Heating_Natural Gas_Insulation - Roof/Ceiling_A_Achievable Economic TRC Potential | F11 | Industrial | Primary Metals | Existing | Space Heating | Natural Gas | Insulation - Roof/Ceiling | A | Cumulative Summer Peak Savings (MW) | Achievable Economic TRC Potential | 0 | 0 | 0 | 0 | 0 | 0 | 0 | 0 | 0 | 0 | 0 | 0 | 0 | 0 | 0 | 0 | 0 | 0 | 0 | 0 | 0 | 0
F12_Industrial_Primary Metals_Existing_Space Heating_Natural Gas_Insulation - Roof/Ceiling_A_Achievable Economic TRC Potential | F12 | Industrial | Primary Metals | Existing | Space Heating | Natural Gas | Insulation - Roof/Ceiling | A | Cumulative Winter Peak Savings (MW) | Achievable Economic TRC Potential | 0 | 0 | 0 | 0 | 0 | 0 | 0 | 0 | 0 | 0 | 0 | 0 | 0 | 0 | 0 | 0 | 0 | 0 | 0 | 0 | 0 | 0
F13_Industrial_Primary Metals_Existing_Space Heating_Natural Gas_Insulation - Roof/Ceiling_A_Achievable Economic TRC Potential | F13 | Industrial | Primary Metals | Existing | Space Heating | Natural Gas | Insulation - Roof/Ceiling | A | Purchases (Incremental) | Achievable Economic TRC Potential | 0 | 0 | 3626.254 | 6236.5317 | 9534.0083 | 13117.4803 | 16407.1306 | 18811.6239 | 19909.3844 | 19566.1192 | 17946.8541 | 15432.7474 | 12490.1952 | 9547.1032 | 6913.4196 | 4755.9559 | 3115.9711 | 1948.7029 | 1165.7158 | 775.6788 | 0 | 0
F14_Industrial_Primary Metals_Existing_Space Heating_Natural Gas_Insulation - Roof/Ceiling_A_Achievable Economic TRC Potential | F14 | Industrial | Primary Metals | Existing | Space Heating | Natural Gas | Insulation - Roof/Ceiling | A | Purchases (Cumulative) | Achievable Economic TRC Potential | 0 | 0 | 3626.254 | 9862.7858 | 19396.794 | 32514.2744 | 48921.405 | 67733.0288 | 87642.4132 | 107208.5324 | 125155.3865 | 140588.1339 | 153078.3291 | 162625.4323 | 169538.8519 | 174294.8077 | 177410.7788 | 179359.4817 | 180525.1976 | 181300.8764 | 181300.8764 | 181300.8764
F1_Industrial_Primary Metals_Existing_Space Heating_Natural Gas_Insulation - Wall Cavity_A_Achievable Economic TRC Potential | F1 | Industrial | Primary Metals | Existing | Space Heating | Natural Gas | Insulation - Wall Cavity | A | Original Unit Energy Savings (kWh or therms) | Achievable Economic TRC Potential | 0 | 0 | 0.018165 | 0.018122 | 0.018079 | 0.018037 | 0.017995 | 0.017954 | 0.017915 | 0.017877 | 0.017841 | 0.017807 | 0.017775 | 0.017745 | 0.017717 | 0.01769 | 0.017665 | 0.017641 | 0.017619 | 0.017598 | 0.017579 | 0.01756
F2_Industrial_Primary Metals_Existing_Space Heating_Natural Gas_Insulation - Wall Cavity_A_Achievable Economic TRC Potential | F2 | Industrial | Primary Metals | Existing | Space Heating | Natural Gas | Insulation - Wall Cavity | A | Original Unit Summer Peak Savings (kW) | Achievable Economic TRC Potential | 0 | 0 | 0 | 0 | 0 | 0 | 0 | 0 | 0 | 0 | 0 | 0 | 0 | 0 | 0 | 0 | 0 | 0 | 0 | 0 | 0 | 0
F3_Industrial_Primary Metals_Existing_Space Heating_Natural Gas_Insulation - Wall Cavity_A_Achievable Economic TRC Potential | F3 | Industrial | Primary Metals | Existing | Space Heating | Natural Gas | Insulation - Wall Cavity | A | Original Unit Winter Peak Savings (kW) | Achievable Economic TRC Potential | 0 | 0 | 0 | 0 | 0 | 0 | 0 | 0 | 0 | 0 | 0 | 0 | 0 | 0 | 0 | 0 | 0 | 0 | 0 | 0 | 0 | 0
F4_Industrial_Primary Metals_Existing_Space Heating_Natural Gas_Insulation - Wall Cavity_A_Achievable Economic TRC Potential | F4 | Industrial | Primary Metals | Existing | Space Heating | Natural Gas | Insulation - Wall Cavity | A | Standalone Impact on Baseline Energy (%) | Achievable Economic TRC Potential | 0% | 0% | 0.06875% | 0.1903% | 0.3808% | 0.6494% | 0.9943% | 1.401% | 1.844% | 2.296% | 2.727% | 3.117% | 3.453% | 3.733% | 3.96% | 4.143% | 4.291% | 4.414% | 4.521% | 4.62% | 4.701% | 4.783%
F5_Industrial_Primary Metals_Existing_Space Heating_Natural Gas_Insulation - Wall Cavity_A_Achievable Economic TRC Potential | F5 | Industrial | Primary Metals | Existing | Space Heating | Natural Gas | Insulation - Wall Cavity | A | Standalone Impact on Baseline Summer Peak (%) | Achievable Economic TRC Potential | bar: 2019 to 2040
F6_Industrial_Primary Metals_Existing_Space Heating_Natural Gas_Insulation - Wall Cavity_A_Achievable Economic TRC Potential | F6 | Industrial | Primary Metals | Existing | Space Heating | Natural Gas | Insulation - Wall Cavity | A | Standalone Impact on Baseline Winter Peak (%) | Achievable Economic TRC Potential | bar: 2019 to 2040
F7_Industrial_Primary Metals_Existing_Space Heating_Natural Gas_Insulation - Wall Cavity_A_Achievable Economic TRC Potential | F7 | Industrial | Primary Metals | Existing | Space Heating | Natural Gas | Insulation - Wall Cavity | A | Incremental Energy Savings (MWh or mTherms) | Achievable Economic TRC Potential | 0 | 0 | 0.065872 | 0.11302 | 0.17237 | 0.2366 | 0.29524 | 0.33775 | 0.35667 | 0.34978 | 0.32019 | 0.27481 | 0.22202 | 0.16941 | 0.12248 | 0.084133 | 0.055043 | 0.034378 | 0.020539 | 0.01365 | 0 | 0
F8_Industrial_Primary Metals_Existing_Space Heating_Natural Gas_Insulation - Wall Cavity_A_Achievable Economic TRC Potential | F8 | Industrial | Primary Metals | Existing | Space Heating | Natural Gas | Insulation - Wall Cavity | A | Incremental Summer Peak Savings (MW) | Achievable Economic TRC Potential | 0 | 0 | 0 | 0 | 0 | 0 | 0 | 0 | 0 | 0 | 0 | 0 | 0 | 0 | 0 | 0 | 0 | 0 | 0 | 0 | 0 | 0
F9_Industrial_Primary Metals_Existing_Space Heating_Natural Gas_Insulation - Wall Cavity_A_Achievable Economic TRC Potential | F9 | Industrial | Primary Metals | Existing | Space Heating | Natural Gas | Insulation - Wall Cavity | A | Incremental Winter Peak Savings (MW) | Achievable Economic TRC Potential | 0 | 0 | 0 | 0 | 0 | 0 | 0 | 0 | 0 | 0 | 0 | 0 | 0 | 0 | 0 | 0 | 0 | 0 | 0 | 0 | 0 | 0
F10_Industrial_Primary Metals_Existing_Space Heating_Natural Gas_Insulation - Wall Cavity_A_Achievable Economic TRC Potential | F10 | Industrial | Primary Metals | Existing | Space Heating | Natural Gas | Insulation - Wall Cavity | A | Cumulative Energy Savings (MWh or mTherms) | Achievable Economic TRC Potential | 0 | 0 | 0.065872 | 0.17874 | 0.35068 | 0.58645 | 0.88033 | 1.2161 | 1.5701 | 1.9166 | 2.2329 | 2.5035 | 2.721 | 2.8858 | 3.0037 | 3.0833 | 3.1339 | 3.1641 | 3.1807 | 3.1906 | 3.187 | 3.1837
F11_Industrial_Primary Metals_Existing_Space Heating_Natural Gas_Insulation - Wall Cavity_A_Achievable Economic TRC Potential | F11 | Industrial | Primary Metals | Existing | Space Heating | Natural Gas | Insulation - Wall Cavity | A | Cumulative Summer Peak Savings (MW) | Achievable Economic TRC Potential | 0 | 0 | 0 | 0 | 0 | 0 | 0 | 0 | 0 | 0 | 0 | 0 | 0 | 0 | 0 | 0 | 0 | 0 | 0 | 0 | 0 | 0
F12_Industrial_Primary Metals_Existing_Space Heating_Natural Gas_Insulation - Wall Cavity_A_Achievable Economic TRC Potential | F12 | Industrial | Primary Metals | Existing | Space Heating | Natural Gas | Insulation - Wall Cavity | A | Cumulative Winter Peak Savings (MW) | Achievable Economic TRC Potential | 0 | 0 | 0 | 0 | 0 | 0 | 0 | 0 | 0 | 0 | 0 | 0 | 0 | 0 | 0 | 0 | 0 | 0 | 0 | 0 | 0 | 0
F13_Industrial_Primary Metals_Existing_Space Heating_Natural Gas_Insulation - Wall Cavity_A_Achievable Economic TRC Potential | F13 | Industrial | Primary Metals | Existing | Space Heating | Natural Gas | Insulation - Wall Cavity | A | Purchases (Incremental) | Achievable Economic TRC Potential | 0 | 0 | 3626.254 | 6236.5317 | 9534.0083 | 13117.4803 | 16407.1306 | 18811.6239 | 19909.3844 | 19566.1192 | 17946.8541 | 15432.7474 | 12490.1952 | 9547.1032 | 6913.4196 | 4755.9559 | 3115.9711 | 1948.7029 | 1165.7158 | 775.6788 | 0 | 0
F14_Industrial_Primary Metals_Existing_Space Heating_Natural Gas_Insulation - Wall Cavity_A_Achievable Economic TRC Potential | F14 | Industrial | Primary Metals | Existing | Space Heating | Natural Gas | Insulation - Wall Cavity | A | Purchases (Cumulative) | Achievable Economic TRC Potential | 0 | 0 | 3626.254 | 9862.7858 | 19396.794 | 32514.2744 | 48921.405 | 67733.0288 | 87642.4132 | 107208.5324 | 125155.3865 | 140588.1339 | 153078.3291 | 162625.4323 | 169538.8519 | 174294.8077 | 177410.7788 | 179359.4817 | 180525.1976 | 181300.8764 | 181300.8764 | 181300.8764
F1_Industrial_Primary Metals_Existing_Space Heating_Natural Gas_Insulation - Ducting_A_Achievable Economic TRC Potential | F1 | Industrial | Primary Metals | Existing | Space Heating | Natural Gas | Insulation - Ducting | A | Original Unit Energy Savings (kWh or therms) | Achievable Economic TRC Potential | 0 | 0 | 0.0014398 | 0.0014319 | 0.0014239 | 0.0014161 | 0.0014083 | 0.0014008 | 0.0013935 | 0.0013865 | 0.0013799 | 0.0013736 | 0.0013677 | 0.0013622 | 0.001357 | 0.0013521 | 0.0013475 | 0.0013431 | 0.001339 | 0.0013352 | 0.0013316 | 0.0013281
F2_Industrial_Primary Metals_Existing_Space Heating_Natural Gas_Insulation - Ducting_A_Achievable Economic TRC Potential | F2 | Industrial | Primary Metals | Existing | Space Heating | Natural Gas | Insulation - Ducting | A | Original Unit Summer Peak Savings (kW) | Achievable Economic TRC Potential | 0 | 0 | 0 | 0 | 0 | 0 | 0 | 0 | 0 | 0 | 0 | 0 | 0 | 0 | 0 | 0 | 0 | 0 | 0 | 0 | 0 | 0
F3_Industrial_Primary Metals_Existing_Space Heating_Natural Gas_Insulation - Ducting_A_Achievable Economic TRC Potential | F3 | Industrial | Primary Metals | Existing | Space Heating | Natural Gas | Insulation - Ducting | A | Original Unit Winter Peak Savings (kW) | Achievable Economic TRC Potential | 0 | 0 | 0 | 0 | 0 | 0 | 0 | 0 | 0 | 0 | 0 | 0 | 0 | 0 | 0 | 0 | 0 | 0 | 0 | 0 | 0 | 0
F4_Industrial_Primary Metals_Existing_Space Heating_Natural Gas_Insulation - Ducting_A_Achievable Economic TRC Potential | F4 | Industrial | Primary Metals | Existing | Space Heating | Natural Gas | Insulation - Ducting | A | Standalone Impact on Baseline Energy (%) | Achievable Economic TRC Potential | bar: 2019 to 2040
F5_Industrial_Primary Metals_Existing_Space Heating_Natural Gas_Insulation - Ducting_A_Achievable Economic TRC Potential | F5 | Industrial | Primary Metals | Existing | Space Heating | Natural Gas | Insulation - Ducting | A | Standalone Impact on Baseline Summer Peak (%) | Achievable Economic TRC Potential | bar: 2019 to 2040
F6_Industrial_Primary Metals_Existing_Space Heating_Natural Gas_Insulation - Ducting_A_Achievable Economic TRC Potential | F6 | Industrial | Primary Metals | Existing | Space Heating | Natural Gas | Insulation - Ducting | A | Standalone Impact on Baseline Winter Peak (%) | Achievable Economic TRC Potential | bar: 2019 to 2040
F7_Industrial_Primary Metals_Existing_Space Heating_Natural Gas_Insulation - Ducting_A_Achievable Economic TRC Potential | F7 | Industrial | Primary Metals | Existing | Space Heating | Natural Gas | Insulation - Ducting | A | Incremental Energy Savings (MWh or mTherms) | Achievable Economic TRC Potential | 0 | 0 | 0 | 0 | 0 | 0 | 0 | 0 | 0 | 0 | 0 | 0 | 0 | 0 | 0 | 0 | 0 | 0 | 0 | 0 | 0 | 0
F8_Industrial_Primary Metals_Existing_Space Heating_Natural Gas_Insulation - Ducting_A_Achievable Economic TRC Potential | F8 | Industrial | Primary Metals | Existing | Space Heating | Natural Gas | Insulation - Ducting | A | Incremental Summer Peak Savings (MW) | Achievable Economic TRC Potential | 0 | 0 | 0 | 0 | 0 | 0 | 0 | 0 | 0 | 0 | 0 | 0 | 0 | 0 | 0 | 0 | 0 | 0 | 0 | 0 | 0 | 0
F9_Industrial_Primary Metals_Existing_Space Heating_Natural Gas_Insulation - Ducting_A_Achievable Economic TRC Potential | F9 | Industrial | Primary Metals | Existing | Space Heating | Natural Gas | Insulation - Ducting | A | Incremental Winter Peak Savings (MW) | Achievable Economic TRC Potential | 0 | 0 | 0 | 0 | 0 | 0 | 0 | 0 | 0 | 0 | 0 | 0 | 0 | 0 | 0 | 0 | 0 | 0 | 0 | 0 | 0 | 0
F10_Industrial_Primary Metals_Existing_Space Heating_Natural Gas_Insulation - Ducting_A_Achievable Economic TRC Potential | F10 | Industrial | Primary Metals | Existing | Space Heating | Natural Gas | Insulation - Ducting | A | Cumulative Energy Savings (MWh or mTherms) | Achievable Economic TRC Potential | 0 | 0 | 0 | 0 | 0 | 0 | 0 | 0 | 0 | 0 | 0 | 0 | 0 | 0 | 0 | 0 | 0 | 0 | 0 | 0 | 0 | 0
F11_Industrial_Primary Metals_Existing_Space Heating_Natural Gas_Insulation - Ducting_A_Achievable Economic TRC Potential | F11 | Industrial | Primary Metals | Existing | Space Heating | Natural Gas | Insulation - Ducting | A | Cumulative Summer Peak Savings (MW) | Achievable Economic TRC Potential | 0 | 0 | 0 | 0 | 0 | 0 | 0 | 0 | 0 | 0 | 0 | 0 | 0 | 0 | 0 | 0 | 0 | 0 | 0 | 0 | 0 | 0
F12_Industrial_Primary Metals_Existing_Space Heating_Natural Gas_Insulation - Ducting_A_Achievable Economic TRC Potential | F12 | Industrial | Primary Metals | Existing | Space Heating | Natural Gas | Insulation - Ducting | A | Cumulative Winter Peak Savings (MW) | Achievable Economic TRC Potential | 0 | 0 | 0 | 0 | 0 | 0 | 0 | 0 | 0 | 0 | 0 | 0 | 0 | 0 | 0 | 0 | 0 | 0 | 0 | 0 | 0 | 0
F13_Industrial_Primary Metals_Existing_Space Heating_Natural Gas_Insulation - Ducting_A_Achievable Economic TRC Potential | F13 | Industrial | Primary Metals | Existing | Space Heating | Natural Gas | Insulation - Ducting | A | Purchases (Incremental) | Achievable Economic TRC Potential | 0 | 0 | 0 | 0 | 0 | 0 | 0 | 0 | 0 | 0 | 0 | 0 | 0 | 0 | 0 | 0 | 0 | 0 | 0 | 0 | 0 | 0
F14_Industrial_Primary Metals_Existing_Space Heating_Natural Gas_Insulation - Ducting_A_Achievable Economic TRC Potential | F14 | Industrial | Primary Metals | Existing | Space Heating | Natural Gas | Insulation - Ducting | A | Purchases (Cumulative) | Achievable Economic TRC Potential | 0 | 0 | 0 | 0 | 0 | 0 | 0 | 0 | 0 | 0 | 0 | 0 | 0 | 0 | 0 | 0 | 0 | 0 | 0 | 0 | 0 | 0
F1_Industrial_Primary Metals_Existing_Space Heating_Natural Gas_HVAC - Duct Repair and Sealing_A_Achievable Economic TRC Potential | F1 | Industrial | Primary Metals | Existing | Space Heating | Natural Gas | HVAC - Duct Repair and Sealing | A | Original Unit Energy Savings (kWh or therms) | Achievable Economic TRC Potential | 0 | 0 | 0.0040723 | 0.0040498 | 0.0040273 | 0.004005 | 0.0039832 | 0.0039618 | 0.0039412 | 0.0039215 | 0.0039027 | 0.003885 | 0.0038683 | 0.0038527 | 0.0038379 | 0.0038241 | 0.003811 | 0.0037987 | 0.0037871 | 0.0037763 | 0.003766 | 0.0037564
F2_Industrial_Primary Metals_Existing_Space Heating_Natural Gas_HVAC - Duct Repair and Sealing_A_Achievable Economic TRC Potential | F2 | Industrial | Primary Metals | Existing | Space Heating | Natural Gas | HVAC - Duct Repair and Sealing | A | Original Unit Summer Peak Savings (kW) | Achievable Economic TRC Potential | 0 | 0 | 0 | 0 | 0 | 0 | 0 | 0 | 0 | 0 | 0 | 0 | 0 | 0 | 0 | 0 | 0 | 0 | 0 | 0 | 0 | 0
F3_Industrial_Primary Metals_Existing_Space Heating_Natural Gas_HVAC - Duct Repair and Sealing_A_Achievable Economic TRC Potential | F3 | Industrial | Primary Metals | Existing | Space Heating | Natural Gas | HVAC - Duct Repair and Sealing | A | Original Unit Winter Peak Savings (kW) | Achievable Economic TRC Potential | 0 | 0 | 0 | 0 | 0 | 0 | 0 | 0 | 0 | 0 | 0 | 0 | 0 | 0 | 0 | 0 | 0 | 0 | 0 | 0 | 0 | 0
F4_Industrial_Primary Metals_Existing_Space Heating_Natural Gas_HVAC - Duct Repair and Sealing_A_Achievable Economic TRC Potential | F4 | Industrial | Primary Metals | Existing | Space Heating | Natural Gas | HVAC - Duct Repair and Sealing | A | Standalone Impact on Baseline Energy (%) | Achievable Economic TRC Potential | bar: 2019 to 2040
F5_Industrial_Primary Metals_Existing_Space Heating_Natural Gas_HVAC - Duct Repair and Sealing_A_Achievable Economic TRC Potential | F5 | Industrial | Primary Metals | Existing | Space Heating | Natural Gas | HVAC - Duct Repair and Sealing | A | Standalone Impact on Baseline Summer Peak (%) | Achievable Economic TRC Potential | bar: 2019 to 2040
F6_Industrial_Primary Metals_Existing_Space Heating_Natural Gas_HVAC - Duct Repair and Sealing_A_Achievable Economic TRC Potential | F6 | Industrial | Primary Metals | Existing | Space Heating | Natural Gas | HVAC - Duct Repair and Sealing | A | Standalone Impact on Baseline Winter Peak (%) | Achievable Economic TRC Potential | bar: 2019 to 2040
F7_Industrial_Primary Metals_Existing_Space Heating_Natural Gas_HVAC - Duct Repair and Sealing_A_Achievable Economic TRC Potential | F7 | Industrial | Primary Metals | Existing | Space Heating | Natural Gas | HVAC - Duct Repair and Sealing | A | Incremental Energy Savings (MWh or mTherms) | Achievable Economic TRC Potential | 0 | 0 | 0 | 0 | 0 | 0 | 0 | 0 | 0 | 0 | 0 | 0 | 0 | 0 | 0 | 0 | 0 | 0 | 0 | 0 | 0 | 0
F8_Industrial_Primary Metals_Existing_Space Heating_Natural Gas_HVAC - Duct Repair and Sealing_A_Achievable Economic TRC Potential | F8 | Industrial | Primary Metals | Existing | Space Heating | Natural Gas | HVAC - Duct Repair and Sealing | A | Incremental Summer Peak Savings (MW) | Achievable Economic TRC Potential | 0 | 0 | 0 | 0 | 0 | 0 | 0 | 0 | 0 | 0 | 0 | 0 | 0 | 0 | 0 | 0 | 0 | 0 | 0 | 0 | 0 | 0
F9_Industrial_Primary Metals_Existing_Space Heating_Natural Gas_HVAC - Duct Repair and Sealing_A_Achievable Economic TRC Potential | F9 | Industrial | Primary Metals | Existing | Space Heating | Natural Gas | HVAC - Duct Repair and Sealing | A | Incremental Winter Peak Savings (MW) | Achievable Economic TRC Potential | 0 | 0 | 0 | 0 | 0 | 0 | 0 | 0 | 0 | 0 | 0 | 0 | 0 | 0 | 0 | 0 | 0 | 0 | 0 | 0 | 0 | 0
F10_Industrial_Primary Metals_Existing_Space Heating_Natural Gas_HVAC - Duct Repair and Sealing_A_Achievable Economic TRC Potential | F10 | Industrial | Primary Metals | Existing | Space Heating | Natural Gas | HVAC - Duct Repair and Sealing | A | Cumulative Energy Savings (MWh or mTherms) | Achievable Economic TRC Potential | 0 | 0 | 0 | 0 | 0 | 0 | 0 | 0 | 0 | 0 | 0 | 0 | 0 | 0 | 0 | 0 | 0 | 0 | 0 | 0 | 0 | 0
F11_Industrial_Primary Metals_Existing_Space Heating_Natural Gas_HVAC - Duct Repair and Sealing_A_Achievable Economic TRC Potential | F11 | Industrial | Primary Metals | Existing | Space Heating | Natural Gas | HVAC - Duct Repair and Sealing | A | Cumulative Summer Peak Savings (MW) | Achievable Economic TRC Potential | 0 | 0 | 0 | 0 | 0 | 0 | 0 | 0 | 0 | 0 | 0 | 0 | 0 | 0 | 0 | 0 | 0 | 0 | 0 | 0 | 0 | 0
F12_Industrial_Primary Metals_Existing_Space Heating_Natural Gas_HVAC - Duct Repair and Sealing_A_Achievable Economic TRC Potential | F12 | Industrial | Primary Metals | Existing | Space Heating | Natural Gas | HVAC - Duct Repair and Sealing | A | Cumulative Winter Peak Savings (MW) | Achievable Economic TRC Potential | 0 | 0 | 0 | 0 | 0 | 0 | 0 | 0 | 0 | 0 | 0 | 0 | 0 | 0 | 0 | 0 | 0 | 0 | 0 | 0 | 0 | 0
F13_Industrial_Primary Metals_Existing_Space Heating_Natural Gas_HVAC - Duct Repair and Sealing_A_Achievable Economic TRC Potential | F13 | Industrial | Primary Metals | Existing | Space Heating | Natural Gas | HVAC - Duct Repair and Sealing | A | Purchases (Incremental) | Achievable Economic TRC Potential | 0 | 0 | 0 | 0 | 0 | 0 | 0 | 0 | 0 | 0 | 0 | 0 | 0 | 0 | 0 | 0 | 0 | 0 | 0 | 0 | 0 | 0
F14_Industrial_Primary Metals_Existing_Space Heating_Natural Gas_HVAC - Duct Repair and Sealing_A_Achievable Economic TRC Potential | F14 | Industrial | Primary Metals | Existing | Space Heating | Natural Gas | HVAC - Duct Repair and Sealing | A | Purchases (Cumulative) | Achievable Economic TRC Potential | 0 | 0 | 0 | 0 | 0 | 0 | 0 | 0 | 0 | 0 | 0 | 0 | 0 | 0 | 0 | 0 | 0 | 0 | 0 | 0 | 0 | 0
F1_Industrial_Primary Metals_Existing_Space Heating_Natural Gas_Windows - High Efficiency_A_Achievable Economic TRC Potential | F1 | Industrial | Primary Metals | Existing | Space Heating | Natural Gas | Windows - High Efficiency | A | Original Unit Energy Savings (kWh or therms) | Achievable Economic TRC Potential | 0 | 0 | 0.0077675 | 0.0077491 | 0.0077307 | 0.0077125 | 0.0076946 | 0.0076772 | 0.0076604 | 0.0076442 | 0.0076289 | 0.0076144 | 0.0076007 | 0.0075878 | 0.0075757 | 0.0075643 | 0.0075535 | 0.0075434 | 0.0075339 | 0.007525 | 0.0075166 | 0.0075087
F2_Industrial_Primary Metals_Existing_Space Heating_Natural Gas_Windows - High Efficiency_A_Achievable Economic TRC Potential | F2 | Industrial | Primary Metals | Existing | Space Heating | Natural Gas | Windows - High Efficiency | A | Original Unit Summer Peak Savings (kW) | Achievable Economic TRC Potential | 0 | 0 | 0 | 0 | 0 | 0 | 0 | 0 | 0 | 0 | 0 | 0 | 0 | 0 | 0 | 0 | 0 | 0 | 0 | 0 | 0 | 0
F3_Industrial_Primary Metals_Existing_Space Heating_Natural Gas_Windows - High Efficiency_A_Achievable Economic TRC Potential | F3 | Industrial | Primary Metals | Existing | Space Heating | Natural Gas | Windows - High Efficiency | A | Original Unit Winter Peak Savings (kW) | Achievable Economic TRC Potential | 0 | 0 | 0 | 0 | 0 | 0 | 0 | 0 | 0 | 0 | 0 | 0 | 0 | 0 | 0 | 0 | 0 | 0 | 0 | 0 | 0 | 0
F4_Industrial_Primary Metals_Existing_Space Heating_Natural Gas_Windows - High Efficiency_A_Achievable Economic TRC Potential | F4 | Industrial | Primary Metals | Existing | Space Heating | Natural Gas | Windows - High Efficiency | A | Standalone Impact on Baseline Energy (%) | Achievable Economic TRC Potential | bar: 2019 to 2040
F5_Industrial_Primary Metals_Existing_Space Heating_Natural Gas_Windows - High Efficiency_A_Achievable Economic TRC Potential | F5 | Industrial | Primary Metals | Existing | Space Heating | Natural Gas | Windows - High Efficiency | A | Standalone Impact on Baseline Summer Peak (%) | Achievable Economic TRC Potential | bar: 2019 to 2040
F6_Industrial_Primary Metals_Existing_Space Heating_Natural Gas_Windows - High Efficiency_A_Achievable Economic TRC Potential | F6 | Industrial | Primary Metals | Existing | Space Heating | Natural Gas | Windows - High Efficiency | A | Standalone Impact on Baseline Winter Peak (%) | Achievable Economic TRC Potential | bar: 2019 to 2040
F7_Industrial_Primary Metals_Existing_Space Heating_Natural Gas_Windows - High Efficiency_A_Achievable Economic TRC Potential | F7 | Industrial | Primary Metals | Existing | Space Heating | Natural Gas | Windows - High Efficiency | A | Incremental Energy Savings (MWh or mTherms) | Achievable Economic TRC Potential | 0 | 0 | 0 | 0 | 0 | 0 | 0 | 0 | 0 | 0 | 0 | 0 | 0 | 0 | 0 | 0 | 0 | 0 | 0 | 0 | 0 | 0
F8_Industrial_Primary Metals_Existing_Space Heating_Natural Gas_Windows - High Efficiency_A_Achievable Economic TRC Potential | F8 | Industrial | Primary Metals | Existing | Space Heating | Natural Gas | Windows - High Efficiency | A | Incremental Summer Peak Savings (MW) | Achievable Economic TRC Potential | 0 | 0 | 0 | 0 | 0 | 0 | 0 | 0 | 0 | 0 | 0 | 0 | 0 | 0 | 0 | 0 | 0 | 0 | 0 | 0 | 0 | 0
F9_Industrial_Primary Metals_Existing_Space Heating_Natural Gas_Windows - High Efficiency_A_Achievable Economic TRC Potential | F9 | Industrial | Primary Metals | Existing | Space Heating | Natural Gas | Windows - High Efficiency | A | Incremental Winter Peak Savings (MW) | Achievable Economic TRC Potential | 0 | 0 | 0 | 0 | 0 | 0 | 0 | 0 | 0 | 0 | 0 | 0 | 0 | 0 | 0 | 0 | 0 | 0 | 0 | 0 | 0 | 0
F10_Industrial_Primary Metals_Existing_Space Heating_Natural Gas_Windows - High Efficiency_A_Achievable Economic TRC Potential | F10 | Industrial | Primary Metals | Existing | Space Heating | Natural Gas | Windows - High Efficiency | A | Cumulative Energy Savings (MWh or mTherms) | Achievable Economic TRC Potential | 0 | 0 | 0 | 0 | 0 | 0 | 0 | 0 | 0 | 0 | 0 | 0 | 0 | 0 | 0 | 0 | 0 | 0 | 0 | 0 | 0 | 0
F11_Industrial_Primary Metals_Existing_Space Heating_Natural Gas_Windows - High Efficiency_A_Achievable Economic TRC Potential | F11 | Industrial | Primary Metals | Existing | Space Heating | Natural Gas | Windows - High Efficiency | A | Cumulative Summer Peak Savings (MW) | Achievable Economic TRC Potential | 0 | 0 | 0 | 0 | 0 | 0 | 0 | 0 | 0 | 0 | 0 | 0 | 0 | 0 | 0 | 0 | 0 | 0 | 0 | 0 | 0 | 0
F12_Industrial_Primary Metals_Existing_Space Heating_Natural Gas_Windows - High Efficiency_A_Achievable Economic TRC Potential | F12 | Industrial | Primary Metals | Existing | Space Heating | Natural Gas | Windows - High Efficiency | A | Cumulative Winter Peak Savings (MW) | Achievable Economic TRC Potential | 0 | 0 | 0 | 0 | 0 | 0 | 0 | 0 | 0 | 0 | 0 | 0 | 0 | 0 | 0 | 0 | 0 | 0 | 0 | 0 | 0 | 0
F13_Industrial_Primary Metals_Existing_Space Heating_Natural Gas_Windows - High Efficiency_A_Achievable Economic TRC Potential | F13 | Industrial | Primary Metals | Existing | Space Heating | Natural Gas | Windows - High Efficiency | A | Purchases (Incremental) | Achievable Economic TRC Potential | 0 | 0 | 0 | 0 | 0 | 0 | 0 | 0 | 0 | 0 | 0 | 0 | 0 | 0 | 0 | 0 | 0 | 0 | 0 | 0 | 0 | 0
F14_Industrial_Primary Metals_Existing_Space Heating_Natural Gas_Windows - High Efficiency_A_Achievable Economic TRC Potential | F14 | Industrial | Primary Metals | Existing | Space Heating | Natural Gas | Windows - High Efficiency | A | Purchases (Cumulative) | Achievable Economic TRC Potential | 0 | 0 | 0 | 0 | 0 | 0 | 0 | 0 | 0 | 0 | 0 | 0 | 0 | 0 | 0 | 0 | 0 | 0 | 0 | 0 | 0 | 0
F1_Industrial_Primary Metals_Existing_Space Heating_Natural Gas_Gas Boiler - Maintenance_A_Achievable Economic TRC Potential | F1 | Industrial | Primary Metals | Existing | Space Heating | Natural Gas | Gas Boiler - Maintenance | A | Original Unit Energy Savings (kWh or therms) | Achievable Economic TRC Potential | 0 | 0 | 29.1825 | 29.1092 | 29.0375 | 28.9674 | 28.8992 | 28.8329 | 28.7687 | 28.7067 | 28.6471 | 28.5898 | 28.535 | 28.4827 | 28.4331 | 28.3862 | 28.342 | 28.3006 | 28.2621 | 28.2265 | 28.1938 | 28.1641
F2_Industrial_Primary Metals_Existing_Space Heating_Natural Gas_Gas Boiler - Maintenance_A_Achievable Economic TRC Potential | F2 | Industrial | Primary Metals | Existing | Space Heating | Natural Gas | Gas Boiler - Maintenance | A | Original Unit Summer Peak Savings (kW) | Achievable Economic TRC Potential | 0 | 0 | 0 | 0 | 0 | 0 | 0 | 0 | 0 | 0 | 0 | 0 | 0 | 0 | 0 | 0 | 0 | 0 | 0 | 0 | 0 | 0
F3_Industrial_Primary Metals_Existing_Space Heating_Natural Gas_Gas Boiler - Maintenance_A_Achievable Economic TRC Potential | F3 | Industrial | Primary Metals | Existing | Space Heating | Natural Gas | Gas Boiler - Maintenance | A | Original Unit Winter Peak Savings (kW) | Achievable Economic TRC Potential | 0 | 0 | 0 | 0 | 0 | 0 | 0 | 0 | 0 | 0 | 0 | 0 | 0 | 0 | 0 | 0 | 0 | 0 | 0 | 0 | 0 | 0
F4_Industrial_Primary Metals_Existing_Space Heating_Natural Gas_Gas Boiler - Maintenance_A_Achievable Economic TRC Potential | F4 | Industrial | Primary Metals | Existing | Space Heating | Natural Gas | Gas Boiler - Maintenance | A | Standalone Impact on Baseline Energy (%) | Achievable Economic TRC Potential | 0% | 0% | 0.004189% | 0.007197% | 0.009355% | 0.0111% | 0.01268% | 0.0141% | 0.01538% | 0.01652% | 0.01754% | 0.01847% | 0.01931% | 0.02004% | 0.0207% | 0.02131% | 0.02187% | 0.02242% | 0.02295% | 0.02347% | 0.02398% | 0.02448%
F5_Industrial_Primary Metals_Existing_Space Heating_Natural Gas_Gas Boiler - Maintenance_A_Achievable Economic TRC Potential | F5 | Industrial | Primary Metals | Existing | Space Heating | Natural Gas | Gas Boiler - Maintenance | A | Standalone Impact on Baseline Summer Peak (%) | Achievable Economic TRC Potential | bar: 2019 to 2040
F6_Industrial_Primary Metals_Existing_Space Heating_Natural Gas_Gas Boiler - Maintenance_A_Achievable Economic TRC Potential | F6 | Industrial | Primary Metals | Existing | Space Heating | Natural Gas | Gas Boiler - Maintenance | A | Standalone Impact on Baseline Winter Peak (%) | Achievable Economic TRC Potential | bar: 2019 to 2040
F7_Industrial_Primary Metals_Existing_Space Heating_Natural Gas_Gas Boiler - Maintenance_A_Achievable Economic TRC Potential | F7 | Industrial | Primary Metals | Existing | Space Heating | Natural Gas | Gas Boiler - Maintenance | A | Incremental Energy Savings (MWh or mTherms) | Achievable Economic TRC Potential | 0 | 0 | 0.0040133 | 0.0027576 | 0.0018714 | 0.0014289 | 0.0012274 | 0.0010414 | 0.00087485 | 0.00072889 | 0.0006031 | 0.00049611 | 0.00040605 | 0.00031021 | 0.00023701 | 0.00018111 | 0.0001384 | 0.00012471 | 9.5782e-05 | 8.0955e-05 | 6.665e-05 | 5.2849e-05
F8_Industrial_Primary Metals_Existing_Space Heating_Natural Gas_Gas Boiler - Maintenance_A_Achievable Economic TRC Potential | F8 | Industrial | Primary Metals | Existing | Space Heating | Natural Gas | Gas Boiler - Maintenance | A | Incremental Summer Peak Savings (MW) | Achievable Economic TRC Potential | 0 | 0 | 0 | 0 | 0 | 0 | 0 | 0 | 0 | 0 | 0 | 0 | 0 | 0 | 0 | 0 | 0 | 0 | 0 | 0 | 0 | 0
F9_Industrial_Primary Metals_Existing_Space Heating_Natural Gas_Gas Boiler - Maintenance_A_Achievable Economic TRC Potential | F9 | Industrial | Primary Metals | Existing | Space Heating | Natural Gas | Gas Boiler - Maintenance | A | Incremental Winter Peak Savings (MW) | Achievable Economic TRC Potential | 0 | 0 | 0 | 0 | 0 | 0 | 0 | 0 | 0 | 0 | 0 | 0 | 0 | 0 | 0 | 0 | 0 | 0 | 0 | 0 | 0 | 0
F10_Industrial_Primary Metals_Existing_Space Heating_Natural Gas_Gas Boiler - Maintenance_A_Achievable Economic TRC Potential | F10 | Industrial | Primary Metals | Existing | Space Heating | Natural Gas | Gas Boiler - Maintenance | A | Cumulative Energy Savings (MWh or mTherms) | Achievable Economic TRC Potential | 0 | 0 | 0.0040133 | 0.0067608 | 0.0086156 | 0.010024 | 0.011228 | 0.012243 | 0.013091 | 0.013792 | 0.014366 | 0.014833 | 0.015211 | 0.015493 | 0.015703 | 0.015859 | 0.015972 | 0.016074 | 0.016148 | 0.016208 | 0.016256 | 0.016292
F11_Industrial_Primary Metals_Existing_Space Heating_Natural Gas_Gas Boiler - Maintenance_A_Achievable Economic TRC Potential | F11 | Industrial | Primary Metals | Existing | Space Heating | Natural Gas | Gas Boiler - Maintenance | A | Cumulative Summer Peak Savings (MW) | Achievable Economic TRC Potential | 0 | 0 | 0 | 0 | 0 | 0 | 0 | 0 | 0 | 0 | 0 | 0 | 0 | 0 | 0 | 0 | 0 | 0 | 0 | 0 | 0 | 0
F12_Industrial_Primary Metals_Existing_Space Heating_Natural Gas_Gas Boiler - Maintenance_A_Achievable Economic TRC Potential | F12 | Industrial | Primary Metals | Existing | Space Heating | Natural Gas | Gas Boiler - Maintenance | A | Cumulative Winter Peak Savings (MW) | Achievable Economic TRC Potential | 0 | 0 | 0 | 0 | 0 | 0 | 0 | 0 | 0 | 0 | 0 | 0 | 0 | 0 | 0 | 0 | 0 | 0 | 0 | 0 | 0 | 0
F13_Industrial_Primary Metals_Existing_Space Heating_Natural Gas_Gas Boiler - Maintenance_A_Achievable Economic TRC Potential | F13 | Industrial | Primary Metals | Existing | Space Heating | Natural Gas | Gas Boiler - Maintenance | A | Purchases (Incremental) | Achievable Economic TRC Potential | 0 | 0 | 0.13752 | 0.094732 | 0.064449 | 0.049328 | 0.042473 | 0.03612 | 0.03041 | 0.025391 | 0.021053 | 0.017353 | 0.01423 | 0.010891 | 0.0083359 | 0.0063801 | 0.0048831 | 0.0044064 | 0.0033891 | 0.002868 | 0.002364 | 0.0018765
F14_Industrial_Primary Metals_Existing_Space Heating_Natural Gas_Gas Boiler - Maintenance_A_Achievable Economic TRC Potential | F14 | Industrial | Primary Metals | Existing | Space Heating | Natural Gas | Gas Boiler - Maintenance | A | Purchases (Cumulative) | Achievable Economic TRC Potential | 0 | 0 | 0.13752 | 0.23226 | 0.29671 | 0.34603 | 0.38851 | 0.42463 | 0.45504 | 0.48043 | 0.50148 | 0.51883 | 0.53306 | 0.54395 | 0.55229 | 0.55867 | 0.56355 | 0.56796 | 0.57135 | 0.57422 | 0.57658 | 0.57846
F1_Industrial_Primary Metals_Existing_Process_Natural Gas_Gas Boiler - Maintenance_A_Achievable Economic TRC Potential | F1 | Industrial | Primary Metals | Existing | Process | Natural Gas | Gas Boiler - Maintenance | A | Original Unit Energy Savings (kWh or therms) | Achievable Economic TRC Potential | 0 | 0 | 28.0317 | 28.0317 | 28.0317 | 28.0317 | 28.0317 | 28.0317 | 28.0317 | 28.0317 | 28.0317 | 28.0317 | 28.0317 | 28.0317 | 28.0317 | 28.0317 | 28.0317 | 28.0317 | 28.0317 | 28.0317 | 28.0317 | 28.0317
F2_Industrial_Primary Metals_Existing_Process_Natural Gas_Gas Boiler - Maintenance_A_Achievable Economic TRC Potential | F2 | Industrial | Primary Metals | Existing | Process | Natural Gas | Gas Boiler - Maintenance | A | Original Unit Summer Peak Savings (kW) | Achievable Economic TRC Potential | 0 | 0 | 0 | 0 | 0 | 0 | 0 | 0 | 0 | 0 | 0 | 0 | 0 | 0 | 0 | 0 | 0 | 0 | 0 | 0 | 0 | 0
F3_Industrial_Primary Metals_Existing_Process_Natural Gas_Gas Boiler - Maintenance_A_Achievable Economic TRC Potential | F3 | Industrial | Primary Metals | Existing | Process | Natural Gas | Gas Boiler - Maintenance | A | Original Unit Winter Peak Savings (kW) | Achievable Economic TRC Potential | 0 | 0 | 0 | 0 | 0 | 0 | 0 | 0 | 0 | 0 | 0 | 0 | 0 | 0 | 0 | 0 | 0 | 0 | 0 | 0 | 0 | 0
F4_Industrial_Primary Metals_Existing_Process_Natural Gas_Gas Boiler - Maintenance_A_Achievable Economic TRC Potential | F4 | Industrial | Primary Metals | Existing | Process | Natural Gas | Gas Boiler - Maintenance | A | Standalone Impact on Baseline Energy (%) | Achievable Economic TRC Potential | 0% | 0% | 0.005621% | 0.00966% | 0.01256% | 0.0149% | 0.01702% | 0.01893% | 0.02065% | 0.02218% | 0.02356% | 0.0248% | 0.02593% | 0.02692% | 0.02781% | 0.02863% | 0.02939% | 0.03014% | 0.03085% | 0.03155% | 0.03223% | 0.0329%
F5_Industrial_Primary Metals_Existing_Process_Natural Gas_Gas Boiler - Maintenance_A_Achievable Economic TRC Potential | F5 | Industrial | Primary Metals | Existing | Process | Natural Gas | Gas Boiler - Maintenance | A | Standalone Impact on Baseline Summer Peak (%) | Achievable Economic TRC Potential | bar: 2019 to 2040
F6_Industrial_Primary Metals_Existing_Process_Natural Gas_Gas Boiler - Maintenance_A_Achievable Economic TRC Potential | F6 | Industrial | Primary Metals | Existing | Process | Natural Gas | Gas Boiler - Maintenance | A | Standalone Impact on Baseline Winter Peak (%) | Achievable Economic TRC Potential | bar: 2019 to 2040
F7_Industrial_Primary Metals_Existing_Process_Natural Gas_Gas Boiler - Maintenance_A_Achievable Economic TRC Potential | F7 | Industrial | Primary Metals | Existing | Process | Natural Gas | Gas Boiler - Maintenance | A | Incremental Energy Savings (MWh or mTherms) | Achievable Economic TRC Potential | 0 | 0 | 0.13963 | 0.09618 | 0.065434 | 0.050082 | 0.043123 | 0.036672 | 0.030875 | 0.025779 | 0.021375 | 0.017618 | 0.014448 | 0.011058 | 0.0084633 | 0.0064776 | 0.0049578 | 0.0044738 | 0.0034409 | 0.0029119 | 0.0024001 | 0.0019051
F8_Industrial_Primary Metals_Existing_Process_Natural Gas_Gas Boiler - Maintenance_A_Achievable Economic TRC Potential | F8 | Industrial | Primary Metals | Existing | Process | Natural Gas | Gas Boiler - Maintenance | A | Incremental Summer Peak Savings (MW) | Achievable Economic TRC Potential | 0 | 0 | 0 | 0 | 0 | 0 | 0 | 0 | 0 | 0 | 0 | 0 | 0 | 0 | 0 | 0 | 0 | 0 | 0 | 0 | 0 | 0
F9_Industrial_Primary Metals_Existing_Process_Natural Gas_Gas Boiler - Maintenance_A_Achievable Economic TRC Potential | F9 | Industrial | Primary Metals | Existing | Process | Natural Gas | Gas Boiler - Maintenance | A | Incremental Winter Peak Savings (MW) | Achievable Economic TRC Potential | 0 | 0 | 0 | 0 | 0 | 0 | 0 | 0 | 0 | 0 | 0 | 0 | 0 | 0 | 0 | 0 | 0 | 0 | 0 | 0 | 0 | 0
F10_Industrial_Primary Metals_Existing_Process_Natural Gas_Gas Boiler - Maintenance_A_Achievable Economic TRC Potential | F10 | Industrial | Primary Metals | Existing | Process | Natural Gas | Gas Boiler - Maintenance | A | Cumulative Energy Savings (MWh or mTherms) | Achievable Economic TRC Potential | 0 | 0 | 0.13963 | 0.23581 | 0.30124 | 0.35132 | 0.39445 | 0.43112 | 0.46199 | 0.48777 | 0.50915 | 0.52676 | 0.54121 | 0.55227 | 0.56073 | 0.56721 | 0.57217 | 0.57664 | 0.58008 | 0.58299 | 0.58539 | 0.5873
F11_Industrial_Primary Metals_Existing_Process_Natural Gas_Gas Boiler - Maintenance_A_Achievable Economic TRC Potential | F11 | Industrial | Primary Metals | Existing | Process | Natural Gas | Gas Boiler - Maintenance | A | Cumulative Summer Peak Savings (MW) | Achievable Economic TRC Potential | 0 | 0 | 0 | 0 | 0 | 0 | 0 | 0 | 0 | 0 | 0 | 0 | 0 | 0 | 0 | 0 | 0 | 0 | 0 | 0 | 0 | 0
F12_Industrial_Primary Metals_Existing_Process_Natural Gas_Gas Boiler - Maintenance_A_Achievable Economic TRC Potential | F12 | Industrial | Primary Metals | Existing | Process | Natural Gas | Gas Boiler - Maintenance | A | Cumulative Winter Peak Savings (MW) | Achievable Economic TRC Potential | 0 | 0 | 0 | 0 | 0 | 0 | 0 | 0 | 0 | 0 | 0 | 0 | 0 | 0 | 0 | 0 | 0 | 0 | 0 | 0 | 0 | 0
F13_Industrial_Primary Metals_Existing_Process_Natural Gas_Gas Boiler - Maintenance_A_Achievable Economic TRC Potential | F13 | Industrial | Primary Metals | Existing | Process | Natural Gas | Gas Boiler - Maintenance | A | Purchases (Incremental) | Achievable Economic TRC Potential | 0 | 0 | 4.981 | 3.4311 | 2.3343 | 1.7866 | 1.5384 | 1.3082 | 1.1014 | 0.91963 | 0.76252 | 0.6285 | 0.5154 | 0.39447 | 0.30192 | 0.23108 | 0.17686 | 0.1596 | 0.12275 | 0.10388 | 0.085622 | 0.067964
F14_Industrial_Primary Metals_Existing_Process_Natural Gas_Gas Boiler - Maintenance_A_Achievable Economic TRC Potential | F14 | Industrial | Primary Metals | Existing | Process | Natural Gas | Gas Boiler - Maintenance | A | Purchases (Cumulative) | Achievable Economic TRC Potential | 0 | 0 | 4.981 | 8.4122 | 10.7465 | 12.5331 | 14.0714 | 15.3797 | 16.4811 | 17.4007 | 18.1632 | 18.7917 | 19.3071 | 19.7016 | 20.0035 | 20.2346 | 20.4115 | 20.5711 | 20.6938 | 20.7977 | 20.8833 | 20.9513
F1_Industrial_Primary Metals_Existing_Space Heating_Natural Gas_Gas Furnace - Maintenance_A_Achievable Economic TRC Potential | F1 | Industrial | Primary Metals | Existing | Space Heating | Natural Gas | Gas Furnace - Maintenance | A | Original Unit Energy Savings (kWh or therms) | Achievable Economic TRC Potential | 0 | 0 | 0.0093975 | 0.0093456 | 0.0092937 | 0.0092423 | 0.0091918 | 0.0091426 | 0.0090951 | 0.0090495 | 0.0090061 | 0.0089653 | 0.0089269 | 0.0088907 | 0.0088567 | 0.0088247 | 0.0087946 | 0.0087662 | 0.0087395 | 0.0087144 | 0.0086907 | 0.0086685
F2_Industrial_Primary Metals_Existing_Space Heating_Natural Gas_Gas Furnace - Maintenance_A_Achievable Economic TRC Potential | F2 | Industrial | Primary Metals | Existing | Space Heating | Natural Gas | Gas Furnace - Maintenance | A | Original Unit Summer Peak Savings (kW) | Achievable Economic TRC Potential | 0 | 0 | 0 | 0 | 0 | 0 | 0 | 0 | 0 | 0 | 0 | 0 | 0 | 0 | 0 | 0 | 0 | 0 | 0 | 0 | 0 | 0
F3_Industrial_Primary Metals_Existing_Space Heating_Natural Gas_Gas Furnace - Maintenance_A_Achievable Economic TRC Potential | F3 | Industrial | Primary Metals | Existing | Space Heating | Natural Gas | Gas Furnace - Maintenance | A | Original Unit Winter Peak Savings (kW) | Achievable Economic TRC Potential | 0 | 0 | 0 | 0 | 0 | 0 | 0 | 0 | 0 | 0 | 0 | 0 | 0 | 0 | 0 | 0 | 0 | 0 | 0 | 0 | 0 | 0
F4_Industrial_Primary Metals_Existing_Space Heating_Natural Gas_Gas Furnace - Maintenance_A_Achievable Economic TRC Potential | F4 | Industrial | Primary Metals | Existing | Space Heating | Natural Gas | Gas Furnace - Maintenance | A | Standalone Impact on Baseline Energy (%) | Achievable Economic TRC Potential | bar: 2019 to 2040
F5_Industrial_Primary Metals_Existing_Space Heating_Natural Gas_Gas Furnace - Maintenance_A_Achievable Economic TRC Potential | F5 | Industrial | Primary Metals | Existing | Space Heating | Natural Gas | Gas Furnace - Maintenance | A | Standalone Impact on Baseline Summer Peak (%) | Achievable Economic TRC Potential | bar: 2019 to 2040
F6_Industrial_Primary Metals_Existing_Space Heating_Natural Gas_Gas Furnace - Maintenance_A_Achievable Economic TRC Potential | F6 | Industrial | Primary Metals | Existing | Space Heating | Natural Gas | Gas Furnace - Maintenance | A | Standalone Impact on Baseline Winter Peak (%) | Achievable Economic TRC Potential | bar: 2019 to 2040
F7_Industrial_Primary Metals_Existing_Space Heating_Natural Gas_Gas Furnace - Maintenance_A_Achievable Economic TRC Potential | F7 | Industrial | Primary Metals | Existing | Space Heating | Natural Gas | Gas Furnace - Maintenance | A | Incremental Energy Savings (MWh or mTherms) | Achievable Economic TRC Potential | 0 | 0 | 0 | 0 | 0 | 0 | 0 | 0 | 0 | 0 | 0 | 0 | 0 | 0 | 0 | 0 | 0 | 0 | 0 | 0 | 0 | 0
F8_Industrial_Primary Metals_Existing_Space Heating_Natural Gas_Gas Furnace - Maintenance_A_Achievable Economic TRC Potential | F8 | Industrial | Primary Metals | Existing | Space Heating | Natural Gas | Gas Furnace - Maintenance | A | Incremental Summer Peak Savings (MW) | Achievable Economic TRC Potential | 0 | 0 | 0 | 0 | 0 | 0 | 0 | 0 | 0 | 0 | 0 | 0 | 0 | 0 | 0 | 0 | 0 | 0 | 0 | 0 | 0 | 0
F9_Industrial_Primary Metals_Existing_Space Heating_Natural Gas_Gas Furnace - Maintenance_A_Achievable Economic TRC Potential | F9 | Industrial | Primary Metals | Existing | Space Heating | Natural Gas | Gas Furnace - Maintenance | A | Incremental Winter Peak Savings (MW) | Achievable Economic TRC Potential | 0 | 0 | 0 | 0 | 0 | 0 | 0 | 0 | 0 | 0 | 0 | 0 | 0 | 0 | 0 | 0 | 0 | 0 | 0 | 0 | 0 | 0
F10_Industrial_Primary Metals_Existing_Space Heating_Natural Gas_Gas Furnace - Maintenance_A_Achievable Economic TRC Potential | F10 | Industrial | Primary Metals | Existing | Space Heating | Natural Gas | Gas Furnace - Maintenance | A | Cumulative Energy Savings (MWh or mTherms) | Achievable Economic TRC Potential | 0 | 0 | 0 | 0 | 0 | 0 | 0 | 0 | 0 | 0 | 0 | 0 | 0 | 0 | 0 | 0 | 0 | 0 | 0 | 0 | 0 | 0
F11_Industrial_Primary Metals_Existing_Space Heating_Natural Gas_Gas Furnace - Maintenance_A_Achievable Economic TRC Potential | F11 | Industrial | Primary Metals | Existing | Space Heating | Natural Gas | Gas Furnace - Maintenance | A | Cumulative Summer Peak Savings (MW) | Achievable Economic TRC Potential | 0 | 0 | 0 | 0 | 0 | 0 | 0 | 0 | 0 | 0 | 0 | 0 | 0 | 0 | 0 | 0 | 0 | 0 | 0 | 0 | 0 | 0
F12_Industrial_Primary Metals_Existing_Space Heating_Natural Gas_Gas Furnace - Maintenance_A_Achievable Economic TRC Potential | F12 | Industrial | Primary Metals | Existing | Space Heating | Natural Gas | Gas Furnace - Maintenance | A | Cumulative Winter Peak Savings (MW) | Achievable Economic TRC Potential | 0 | 0 | 0 | 0 | 0 | 0 | 0 | 0 | 0 | 0 | 0 | 0 | 0 | 0 | 0 | 0 | 0 | 0 | 0 | 0 | 0 | 0
F13_Industrial_Primary Metals_Existing_Space Heating_Natural Gas_Gas Furnace - Maintenance_A_Achievable Economic TRC Potential | F13 | Industrial | Primary Metals | Existing | Space Heating | Natural Gas | Gas Furnace - Maintenance | A | Purchases (Incremental) | Achievable Economic TRC Potential | 0 | 0 | 0 | 0 | 0 | 0 | 0 | 0 | 0 | 0 | 0 | 0 | 0 | 0 | 0 | 0 | 0 | 0 | 0 | 0 | 0 | 0
F14_Industrial_Primary Metals_Existing_Space Heating_Natural Gas_Gas Furnace - Maintenance_A_Achievable Economic TRC Potential | F14 | Industrial | Primary Metals | Existing | Space Heating | Natural Gas | Gas Furnace - Maintenance | A | Purchases (Cumulative) | Achievable Economic TRC Potential | 0 | 0 | 0 | 0 | 0 | 0 | 0 | 0 | 0 | 0 | 0 | 0 | 0 | 0 | 0 | 0 | 0 | 0 | 0 | 0 | 0 | 0
F1_Industrial_Primary Metals_Existing_Space Heating_Natural Gas_Gas Boiler - Hot Water Reset_A_Achievable Economic TRC Potential | F1 | Industrial | Primary Metals | Existing | Space Heating | Natural Gas | Gas Boiler - Hot Water Reset | A | Original Unit Energy Savings (kWh or therms) | Achievable Economic TRC Potential | 0 | 0 | 106.1182 | 105.8518 | 105.5909 | 105.3361 | 105.088 | 104.847 | 104.6136 | 104.3882 | 104.1711 | 103.9628 | 103.7635 | 103.5735 | 103.3931 | 103.2225 | 103.0619 | 102.9115 | 102.7714 | 102.6419 | 102.523 | 102.415
F2_Industrial_Primary Metals_Existing_Space Heating_Natural Gas_Gas Boiler - Hot Water Reset_A_Achievable Economic TRC Potential | F2 | Industrial | Primary Metals | Existing | Space Heating | Natural Gas | Gas Boiler - Hot Water Reset | A | Original Unit Summer Peak Savings (kW) | Achievable Economic TRC Potential | 0 | 0 | 0 | 0 | 0 | 0 | 0 | 0 | 0 | 0 | 0 | 0 | 0 | 0 | 0 | 0 | 0 | 0 | 0 | 0 | 0 | 0
F3_Industrial_Primary Metals_Existing_Space Heating_Natural Gas_Gas Boiler - Hot Water Reset_A_Achievable Economic TRC Potential | F3 | Industrial | Primary Metals | Existing | Space Heating | Natural Gas | Gas Boiler - Hot Water Reset | A | Original Unit Winter Peak Savings (kW) | Achievable Economic TRC Potential | 0 | 0 | 0 | 0 | 0 | 0 | 0 | 0 | 0 | 0 | 0 | 0 | 0 | 0 | 0 | 0 | 0 | 0 | 0 | 0 | 0 | 0
F4_Industrial_Primary Metals_Existing_Space Heating_Natural Gas_Gas Boiler - Hot Water Reset_A_Achievable Economic TRC Potential | F4 | Industrial | Primary Metals | Existing | Space Heating | Natural Gas | Gas Boiler - Hot Water Reset | A | Standalone Impact on Baseline Energy (%) | Achievable Economic TRC Potential | 0% | 0% | 0.007402% | 0.01662% | 0.02803% | 0.04143% | 0.05687% | 0.07508% | 0.09527% | 0.1162% | 0.1364% | 0.1544% | 0.1692% | 0.1801% | 0.1879% | 0.1934% | 0.1977% | 0.2015% | 0.2052% | 0.2088% | 0.2124% | 0.2161%
F5_Industrial_Primary Metals_Existing_Space Heating_Natural Gas_Gas Boiler - Hot Water Reset_A_Achievable Economic TRC Potential | F5 | Industrial | Primary Metals | Existing | Space Heating | Natural Gas | Gas Boiler - Hot Water Reset | A | Standalone Impact on Baseline Summer Peak (%) | Achievable Economic TRC Potential | bar: 2019 to 2040
F6_Industrial_Primary Metals_Existing_Space Heating_Natural Gas_Gas Boiler - Hot Water Reset_A_Achievable Economic TRC Potential | F6 | Industrial | Primary Metals | Existing | Space Heating | Natural Gas | Gas Boiler - Hot Water Reset | A | Standalone Impact on Baseline Winter Peak (%) | Achievable Economic TRC Potential | bar: 2019 to 2040
F7_Industrial_Primary Metals_Existing_Space Heating_Natural Gas_Gas Boiler - Hot Water Reset_A_Achievable Economic TRC Potential | F7 | Industrial | Primary Metals | Existing | Space Heating | Natural Gas | Gas Boiler - Hot Water Reset | A | Incremental Energy Savings (MWh or mTherms) | Achievable Economic TRC Potential | 0 | 0 | 0.0070924 | 0.0085368 | 0.010241 | 0.011655 | 0.013034 | 0.014941 | 0.016073 | 0.016101 | 0.014881 | 0.012546 | 0.0095228 | 0.0061824 | 0.0035217 | 0.0016637 | 0.00069064 | 0.00024645 | 7.5551e-05 | 1.6162e-05 | 2.6078e-06 | 3.073e-07
F8_Industrial_Primary Metals_Existing_Space Heating_Natural Gas_Gas Boiler - Hot Water Reset_A_Achievable Economic TRC Potential | F8 | Industrial | Primary Metals | Existing | Space Heating | Natural Gas | Gas Boiler - Hot Water Reset | A | Incremental Summer Peak Savings (MW) | Achievable Economic TRC Potential | 0 | 0 | 0 | 0 | 0 | 0 | 0 | 0 | 0 | 0 | 0 | 0 | 0 | 0 | 0 | 0 | 0 | 0 | 0 | 0 | 0 | 0
F9_Industrial_Primary Metals_Existing_Space Heating_Natural Gas_Gas Boiler - Hot Water Reset_A_Achievable Economic TRC Potential | F9 | Industrial | Primary Metals | Existing | Space Heating | Natural Gas | Gas Boiler - Hot Water Reset | A | Incremental Winter Peak Savings (MW) | Achievable Economic TRC Potential | 0 | 0 | 0 | 0 | 0 | 0 | 0 | 0 | 0 | 0 | 0 | 0 | 0 | 0 | 0 | 0 | 0 | 0 | 0 | 0 | 0 | 0
F10_Industrial_Primary Metals_Existing_Space Heating_Natural Gas_Gas Boiler - Hot Water Reset_A_Achievable Economic TRC Potential | F10 | Industrial | Primary Metals | Existing | Space Heating | Natural Gas | Gas Boiler - Hot Water Reset | A | Cumulative Energy Savings (MWh or mTherms) | Achievable Economic TRC Potential | 0 | 0 | 0.0070924 | 0.015611 | 0.025814 | 0.037407 | 0.050353 | 0.065179 | 0.081106 | 0.097033 | 0.11171 | 0.12403 | 0.13332 | 0.13926 | 0.14254 | 0.14397 | 0.14443 | 0.14447 | 0.14435 | 0.14418 | 0.14402 | 0.14386
F11_Industrial_Primary Metals_Existing_Space Heating_Natural Gas_Gas Boiler - Hot Water Reset_A_Achievable Economic TRC Potential | F11 | Industrial | Primary Metals | Existing | Space Heating | Natural Gas | Gas Boiler - Hot Water Reset | A | Cumulative Summer Peak Savings (MW) | Achievable Economic TRC Potential | 0 | 0 | 0 | 0 | 0 | 0 | 0 | 0 | 0 | 0 | 0 | 0 | 0 | 0 | 0 | 0 | 0 | 0 | 0 | 0 | 0 | 0
F12_Industrial_Primary Metals_Existing_Space Heating_Natural Gas_Gas Boiler - Hot Water Reset_A_Achievable Economic TRC Potential | F12 | Industrial | Primary Metals | Existing | Space Heating | Natural Gas | Gas Boiler - Hot Water Reset | A | Cumulative Winter Peak Savings (MW) | Achievable Economic TRC Potential | 0 | 0 | 0 | 0 | 0 | 0 | 0 | 0 | 0 | 0 | 0 | 0 | 0 | 0 | 0 | 0 | 0 | 0 | 0 | 0 | 0 | 0
F13_Industrial_Primary Metals_Existing_Space Heating_Natural Gas_Gas Boiler - Hot Water Reset_A_Achievable Economic TRC Potential | F13 | Industrial | Primary Metals | Existing | Space Heating | Natural Gas | Gas Boiler - Hot Water Reset | A | Purchases (Incremental) | Achievable Economic TRC Potential | 0 | 0 | 0.066835 | 0.080648 | 0.096988 | 0.11065 | 0.12403 | 0.14251 | 0.15364 | 0.15424 | 0.14285 | 0.12068 | 0.091774 | 0.059691 | 0.034061 | 0.016117 | 0.0067013 | 0.0023948 | 0.00073513 | 0.00015746 | 2.5436e-05 | 3.0006e-06
F14_Industrial_Primary Metals_Existing_Space Heating_Natural Gas_Gas Boiler - Hot Water Reset_A_Achievable Economic TRC Potential | F14 | Industrial | Primary Metals | Existing | Space Heating | Natural Gas | Gas Boiler - Hot Water Reset | A | Purchases (Cumulative) | Achievable Economic TRC Potential | 0 | 0 | 0.066835 | 0.14748 | 0.24447 | 0.35512 | 0.47915 | 0.62166 | 0.77529 | 0.92954 | 1.0724 | 1.1931 | 1.2848 | 1.3445 | 1.3786 | 1.3947 | 1.4014 | 1.4038 | 1.4045 | 1.4047 | 1.4047 | 1.4047
F1_Industrial_Primary Metals_Existing_Process_Natural Gas_Gas Boiler - Hot Water Reset_A_Achievable Economic TRC Potential | F1 | Industrial | Primary Metals | Existing | Process | Natural Gas | Gas Boiler - Hot Water Reset | A | Original Unit Energy Savings (kWh or therms) | Achievable Economic TRC Potential | 0 | 0 | 50.9667 | 50.9667 | 50.9667 | 50.9667 | 50.9667 | 50.9667 | 50.9667 | 50.9667 | 50.9667 | 50.9667 | 50.9667 | 50.9667 | 50.9667 | 50.9667 | 50.9667 | 50.9667 | 50.9667 | 50.9667 | 50.9667 | 50.9667
F2_Industrial_Primary Metals_Existing_Process_Natural Gas_Gas Boiler - Hot Water Reset_A_Achievable Economic TRC Potential | F2 | Industrial | Primary Metals | Existing | Process | Natural Gas | Gas Boiler - Hot Water Reset | A | Original Unit Summer Peak Savings (kW) | Achievable Economic TRC Potential | 0 | 0 | 0 | 0 | 0 | 0 | 0 | 0 | 0 | 0 | 0 | 0 | 0 | 0 | 0 | 0 | 0 | 0 | 0 | 0 | 0 | 0
F3_Industrial_Primary Metals_Existing_Process_Natural Gas_Gas Boiler - Hot Water Reset_A_Achievable Economic TRC Potential | F3 | Industrial | Primary Metals | Existing | Process | Natural Gas | Gas Boiler - Hot Water Reset | A | Original Unit Winter Peak Savings (kW) | Achievable Economic TRC Potential | 0 | 0 | 0 | 0 | 0 | 0 | 0 | 0 | 0 | 0 | 0 | 0 | 0 | 0 | 0 | 0 | 0 | 0 | 0 | 0 | 0 | 0
F4_Industrial_Primary Metals_Existing_Process_Natural Gas_Gas Boiler - Hot Water Reset_A_Achievable Economic TRC Potential | F4 | Industrial | Primary Metals | Existing | Process | Natural Gas | Gas Boiler - Hot Water Reset | A | Standalone Impact on Baseline Energy (%) | Achievable Economic TRC Potential | 0% | 0% | 0.004967% | 0.01115% | 0.01881% | 0.02781% | 0.03818% | 0.0504% | 0.06396% | 0.07803% | 0.0916% | 0.1037% | 0.1136% | 0.121% | 0.1262% | 0.13% | 0.1329% | 0.1354% | 0.1379% | 0.1403% | 0.1428% | 0.1453%
F5_Industrial_Primary Metals_Existing_Process_Natural Gas_Gas Boiler - Hot Water Reset_A_Achievable Economic TRC Potential | F5 | Industrial | Primary Metals | Existing | Process | Natural Gas | Gas Boiler - Hot Water Reset | A | Standalone Impact on Baseline Summer Peak (%) | Achievable Economic TRC Potential | bar: 2019 to 2040
F6_Industrial_Primary Metals_Existing_Process_Natural Gas_Gas Boiler - Hot Water Reset_A_Achievable Economic TRC Potential | F6 | Industrial | Primary Metals | Existing | Process | Natural Gas | Gas Boiler - Hot Water Reset | A | Standalone Impact on Baseline Winter Peak (%) | Achievable Economic TRC Potential | bar: 2019 to 2040
F7_Industrial_Primary Metals_Existing_Process_Natural Gas_Gas Boiler - Hot Water Reset_A_Achievable Economic TRC Potential | F7 | Industrial | Primary Metals | Existing | Process | Natural Gas | Gas Boiler - Hot Water Reset | A | Incremental Energy Savings (MWh or mTherms) | Achievable Economic TRC Potential | 0 | 0 | 0.12338 | 0.14887 | 0.17904 | 0.20425 | 0.22896 | 0.26306 | 0.28361 | 0.28473 | 0.2637 | 0.22276 | 0.16941 | 0.11019 | 0.062877 | 0.029752 | 0.01237 | 0.0044208 | 0.001357 | 0.00029067 | 4.6955e-05 | 5.539e-06
F8_Industrial_Primary Metals_Existing_Process_Natural Gas_Gas Boiler - Hot Water Reset_A_Achievable Economic TRC Potential | F8 | Industrial | Primary Metals | Existing | Process | Natural Gas | Gas Boiler - Hot Water Reset | A | Incremental Summer Peak Savings (MW) | Achievable Economic TRC Potential | 0 | 0 | 0 | 0 | 0 | 0 | 0 | 0 | 0 | 0 | 0 | 0 | 0 | 0 | 0 | 0 | 0 | 0 | 0 | 0 | 0 | 0
F9_Industrial_Primary Metals_Existing_Process_Natural Gas_Gas Boiler - Hot Water Reset_A_Achievable Economic TRC Potential | F9 | Industrial | Primary Metals | Existing | Process | Natural Gas | Gas Boiler - Hot Water Reset | A | Incremental Winter Peak Savings (MW) | Achievable Economic TRC Potential | 0 | 0 | 0 | 0 | 0 | 0 | 0 | 0 | 0 | 0 | 0 | 0 | 0 | 0 | 0 | 0 | 0 | 0 | 0 | 0 | 0 | 0
F10_Industrial_Primary Metals_Existing_Process_Natural Gas_Gas Boiler - Hot Water Reset_A_Achievable Economic TRC Potential | F10 | Industrial | Primary Metals | Existing | Process | Natural Gas | Gas Boiler - Hot Water Reset | A | Cumulative Energy Savings (MWh or mTherms) | Achievable Economic TRC Potential | 0 | 0 | 0.12338 | 0.27225 | 0.45129 | 0.65554 | 0.8845 | 1.1476 | 1.4312 | 1.7159 | 1.9796 | 2.2024 | 2.3718 | 2.482 | 2.5448 | 2.5746 | 2.587 | 2.5914 | 2.5927 | 2.593 | 2.5931 | 2.5931
F11_Industrial_Primary Metals_Existing_Process_Natural Gas_Gas Boiler - Hot Water Reset_A_Achievable Economic TRC Potential | F11 | Industrial | Primary Metals | Existing | Process | Natural Gas | Gas Boiler - Hot Water Reset | A | Cumulative Summer Peak Savings (MW) | Achievable Economic TRC Potential | 0 | 0 | 0 | 0 | 0 | 0 | 0 | 0 | 0 | 0 | 0 | 0 | 0 | 0 | 0 | 0 | 0 | 0 | 0 | 0 | 0 | 0
F12_Industrial_Primary Metals_Existing_Process_Natural Gas_Gas Boiler - Hot Water Reset_A_Achievable Economic TRC Potential | F12 | Industrial | Primary Metals | Existing | Process | Natural Gas | Gas Boiler - Hot Water Reset | A | Cumulative Winter Peak Savings (MW) | Achievable Economic TRC Potential | 0 | 0 | 0 | 0 | 0 | 0 | 0 | 0 | 0 | 0 | 0 | 0 | 0 | 0 | 0 | 0 | 0 | 0 | 0 | 0 | 0 | 0
F13_Industrial_Primary Metals_Existing_Process_Natural Gas_Gas Boiler - Hot Water Reset_A_Achievable Economic TRC Potential | F13 | Industrial | Primary Metals | Existing | Process | Natural Gas | Gas Boiler - Hot Water Reset | A | Purchases (Incremental) | Achievable Economic TRC Potential | 0 | 0 | 2.4207 | 2.921 | 3.5128 | 4.0075 | 4.4923 | 5.1615 | 5.5646 | 5.5866 | 5.174 | 4.3708 | 3.324 | 2.1619 | 1.2337 | 0.58375 | 0.24271 | 0.086738 | 0.026626 | 0.0057032 | 0.00092128 | 0.00010868
F14_Industrial_Primary Metals_Existing_Process_Natural Gas_Gas Boiler - Hot Water Reset_A_Achievable Economic TRC Potential | F14 | Industrial | Primary Metals | Existing | Process | Natural Gas | Gas Boiler - Hot Water Reset | A | Purchases (Cumulative) | Achievable Economic TRC Potential | 0 | 0 | 2.4207 | 5.3417 | 8.8546 | 12.8621 | 17.3544 | 22.5159 | 28.0805 | 33.6672 | 38.8411 | 43.2119 | 46.5359 | 48.6978 | 49.9315 | 50.5152 | 50.758 | 50.8447 | 50.8713 | 50.877 | 50.8779 | 50.8781
F1_Industrial_Primary Metals_Existing_Space Heating_Natural Gas_Steam Trap Maintenance_A_Achievable Economic TRC Potential | F1 | Industrial | Primary Metals | Existing | Space Heating | Natural Gas | Steam Trap Maintenance | A | Original Unit Energy Savings (kWh or therms) | Achievable Economic TRC Potential | 0 | 0 | 37.4893 | 37.3952 | 37.3031 | 37.213 | 37.1254 | 37.0402 | 36.9578 | 36.8781 | 36.8015 | 36.7279 | 36.6575 | 36.5904 | 36.5266 | 36.4663 | 36.4096 | 36.3565 | 36.307 | 36.2612 | 36.2192 | 36.1811
F2_Industrial_Primary Metals_Existing_Space Heating_Natural Gas_Steam Trap Maintenance_A_Achievable Economic TRC Potential | F2 | Industrial | Primary Metals | Existing | Space Heating | Natural Gas | Steam Trap Maintenance | A | Original Unit Summer Peak Savings (kW) | Achievable Economic TRC Potential | 0 | 0 | 0 | 0 | 0 | 0 | 0 | 0 | 0 | 0 | 0 | 0 | 0 | 0 | 0 | 0 | 0 | 0 | 0 | 0 | 0 | 0
F3_Industrial_Primary Metals_Existing_Space Heating_Natural Gas_Steam Trap Maintenance_A_Achievable Economic TRC Potential | F3 | Industrial | Primary Metals | Existing | Space Heating | Natural Gas | Steam Trap Maintenance | A | Original Unit Winter Peak Savings (kW) | Achievable Economic TRC Potential | 0 | 0 | 0 | 0 | 0 | 0 | 0 | 0 | 0 | 0 | 0 | 0 | 0 | 0 | 0 | 0 | 0 | 0 | 0 | 0 | 0 | 0
F4_Industrial_Primary Metals_Existing_Space Heating_Natural Gas_Steam Trap Maintenance_A_Achievable Economic TRC Potential | F4 | Industrial | Primary Metals | Existing | Space Heating | Natural Gas | Steam Trap Maintenance | A | Standalone Impact on Baseline Energy (%) | Achievable Economic TRC Potential | 0% | 0% | 0.00146% | 0.002944% | 0.004455% | 0.005992% | 0.007556% | 0.009147% | 0.01077% | 0.01241% | 0.01409% | 0.01579% | 0.01753% | 0.01929% | 0.02108% | 0.02291% | 0.02477% | 0.02665% | 0.02858% | 0.03053% | 0.03252% | 0.03455%
F5_Industrial_Primary Metals_Existing_Space Heating_Natural Gas_Steam Trap Maintenance_A_Achievable Economic TRC Potential | F5 | Industrial | Primary Metals | Existing | Space Heating | Natural Gas | Steam Trap Maintenance | A | Standalone Impact on Baseline Summer Peak (%) | Achievable Economic TRC Potential | bar: 2019 to 2040
F6_Industrial_Primary Metals_Existing_Space Heating_Natural Gas_Steam Trap Maintenance_A_Achievable Economic TRC Potential | F6 | Industrial | Primary Metals | Existing | Space Heating | Natural Gas | Steam Trap Maintenance | A | Standalone Impact on Baseline Winter Peak (%) | Achievable Economic TRC Potential | bar: 2019 to 2040
F7_Industrial_Primary Metals_Existing_Space Heating_Natural Gas_Steam Trap Maintenance_A_Achievable Economic TRC Potential | F7 | Industrial | Primary Metals | Existing | Space Heating | Natural Gas | Steam Trap Maintenance | A | Incremental Energy Savings (MWh or mTherms) | Achievable Economic TRC Potential | 0 | 0 | 0.0013985 | 0.0013709 | 0.001344 | 0.0013176 | 0.0012918 | 0.0012667 | 0.001242 | 0.001218 | 0.0011945 | 0.0011716 | 0.0011492 | 0.0011273 | 0.0011059 | 0.0010851 | 0.0010647 | 0.0010448 | 0.0010254 | 0.0010064 | 0.00098794 | 0.00096989
F8_Industrial_Primary Metals_Existing_Space Heating_Natural Gas_Steam Trap Maintenance_A_Achievable Economic TRC Potential | F8 | Industrial | Primary Metals | Existing | Space Heating | Natural Gas | Steam Trap Maintenance | A | Incremental Summer Peak Savings (MW) | Achievable Economic TRC Potential | 0 | 0 | 0 | 0 | 0 | 0 | 0 | 0 | 0 | 0 | 0 | 0 | 0 | 0 | 0 | 0 | 0 | 0 | 0 | 0 | 0 | 0
F9_Industrial_Primary Metals_Existing_Space Heating_Natural Gas_Steam Trap Maintenance_A_Achievable Economic TRC Potential | F9 | Industrial | Primary Metals | Existing | Space Heating | Natural Gas | Steam Trap Maintenance | A | Incremental Winter Peak Savings (MW) | Achievable Economic TRC Potential | 0 | 0 | 0 | 0 | 0 | 0 | 0 | 0 | 0 | 0 | 0 | 0 | 0 | 0 | 0 | 0 | 0 | 0 | 0 | 0 | 0 | 0
F10_Industrial_Primary Metals_Existing_Space Heating_Natural Gas_Steam Trap Maintenance_A_Achievable Economic TRC Potential | F10 | Industrial | Primary Metals | Existing | Space Heating | Natural Gas | Steam Trap Maintenance | A | Cumulative Energy Savings (MWh or mTherms) | Achievable Economic TRC Potential | 0 | 0 | 0.0013985 | 0.0027659 | 0.004103 | 0.0054107 | 0.0066898 | 0.0079411 | 0.0091655 | 0.010364 | 0.011537 | 0.012685 | 0.01381 | 0.014912 | 0.015992 | 0.017051 | 0.018089 | 0.019107 | 0.020107 | 0.021088 | 0.022051 | 0.022998
F11_Industrial_Primary Metals_Existing_Space Heating_Natural Gas_Steam Trap Maintenance_A_Achievable Economic TRC Potential | F11 | Industrial | Primary Metals | Existing | Space Heating | Natural Gas | Steam Trap Maintenance | A | Cumulative Summer Peak Savings (MW) | Achievable Economic TRC Potential | 0 | 0 | 0 | 0 | 0 | 0 | 0 | 0 | 0 | 0 | 0 | 0 | 0 | 0 | 0 | 0 | 0 | 0 | 0 | 0 | 0 | 0
F12_Industrial_Primary Metals_Existing_Space Heating_Natural Gas_Steam Trap Maintenance_A_Achievable Economic TRC Potential | F12 | Industrial | Primary Metals | Existing | Space Heating | Natural Gas | Steam Trap Maintenance | A | Cumulative Winter Peak Savings (MW) | Achievable Economic TRC Potential | 0 | 0 | 0 | 0 | 0 | 0 | 0 | 0 | 0 | 0 | 0 | 0 | 0 | 0 | 0 | 0 | 0 | 0 | 0 | 0 | 0 | 0
F13_Industrial_Primary Metals_Existing_Space Heating_Natural Gas_Steam Trap Maintenance_A_Achievable Economic TRC Potential | F13 | Industrial | Primary Metals | Existing | Space Heating | Natural Gas | Steam Trap Maintenance | A | Purchases (Incremental) | Achievable Economic TRC Potential | 0 | 0 | 0.037303 | 0.03666 | 0.036028 | 0.035407 | 0.034797 | 0.034197 | 0.033607 | 0.033028 | 0.032458 | 0.031899 | 0.031349 | 0.030808 | 0.030277 | 0.029755 | 0.029242 | 0.028738 | 0.028242 | 0.027755 | 0.027277 | 0.026806
F14_Industrial_Primary Metals_Existing_Space Heating_Natural Gas_Steam Trap Maintenance_A_Achievable Economic TRC Potential | F14 | Industrial | Primary Metals | Existing | Space Heating | Natural Gas | Steam Trap Maintenance | A | Purchases (Cumulative) | Achievable Economic TRC Potential | 0 | 0 | 0.037303 | 0.073964 | 0.10999 | 0.1454 | 0.1802 | 0.21439 | 0.248 | 0.28103 | 0.31348 | 0.34538 | 0.37673 | 0.40754 | 0.43782 | 0.46757 | 0.49681 | 0.52555 | 0.55379 | 0.58155 | 0.60883 | 0.63563
F1_Industrial_Primary Metals_Existing_Process_Natural Gas_Steam Trap Maintenance_A_Achievable Economic TRC Potential | F1 | Industrial | Primary Metals | Existing | Process | Natural Gas | Steam Trap Maintenance | A | Original Unit Energy Savings (kWh or therms) | Achievable Economic TRC Potential | 0 | 0 | 36.0109 | 36.0109 | 36.0109 | 36.0109 | 36.0109 | 36.0109 | 36.0109 | 36.0109 | 36.0109 | 36.0109 | 36.0109 | 36.0109 | 36.0109 | 36.0109 | 36.0109 | 36.0109 | 36.0109 | 36.0109 | 36.0109 | 36.0109
F2_Industrial_Primary Metals_Existing_Process_Natural Gas_Steam Trap Maintenance_A_Achievable Economic TRC Potential | F2 | Industrial | Primary Metals | Existing | Process | Natural Gas | Steam Trap Maintenance | A | Original Unit Summer Peak Savings (kW) | Achievable Economic TRC Potential | 0 | 0 | 0 | 0 | 0 | 0 | 0 | 0 | 0 | 0 | 0 | 0 | 0 | 0 | 0 | 0 | 0 | 0 | 0 | 0 | 0 | 0
F3_Industrial_Primary Metals_Existing_Process_Natural Gas_Steam Trap Maintenance_A_Achievable Economic TRC Potential | F3 | Industrial | Primary Metals | Existing | Process | Natural Gas | Steam Trap Maintenance | A | Original Unit Winter Peak Savings (kW) | Achievable Economic TRC Potential | 0 | 0 | 0 | 0 | 0 | 0 | 0 | 0 | 0 | 0 | 0 | 0 | 0 | 0 | 0 | 0 | 0 | 0 | 0 | 0 | 0 | 0
F4_Industrial_Primary Metals_Existing_Process_Natural Gas_Steam Trap Maintenance_A_Achievable Economic TRC Potential | F4 | Industrial | Primary Metals | Existing | Process | Natural Gas | Steam Trap Maintenance | A | Standalone Impact on Baseline Energy (%) | Achievable Economic TRC Potential | 0% | 0% | 0.001959% | 0.003952% | 0.00598% | 0.008044% | 0.01014% | 0.01228% | 0.01446% | 0.01667% | 0.01892% | 0.02121% | 0.02354% | 0.02591% | 0.02833% | 0.03078% | 0.03328% | 0.03582% | 0.03841% | 0.04104% | 0.04372% | 0.04645%
F5_Industrial_Primary Metals_Existing_Process_Natural Gas_Steam Trap Maintenance_A_Achievable Economic TRC Potential | F5 | Industrial | Primary Metals | Existing | Process | Natural Gas | Steam Trap Maintenance | A | Standalone Impact on Baseline Summer Peak (%) | Achievable Economic TRC Potential | bar: 2019 to 2040
F6_Industrial_Primary Metals_Existing_Process_Natural Gas_Steam Trap Maintenance_A_Achievable Economic TRC Potential | F6 | Industrial | Primary Metals | Existing | Process | Natural Gas | Steam Trap Maintenance | A | Standalone Impact on Baseline Winter Peak (%) | Achievable Economic TRC Potential | bar: 2019 to 2040
F7_Industrial_Primary Metals_Existing_Process_Natural Gas_Steam Trap Maintenance_A_Achievable Economic TRC Potential | F7 | Industrial | Primary Metals | Existing | Process | Natural Gas | Steam Trap Maintenance | A | Incremental Energy Savings (MWh or mTherms) | Achievable Economic TRC Potential | 0 | 0 | 0.048654 | 0.047816 | 0.046991 | 0.046181 | 0.045385 | 0.044602 | 0.043833 | 0.043078 | 0.042335 | 0.041605 | 0.040888 | 0.040183 | 0.03949 | 0.038809 | 0.03814 | 0.037482 | 0.036836 | 0.036201 | 0.035577 | 0.034963
F8_Industrial_Primary Metals_Existing_Process_Natural Gas_Steam Trap Maintenance_A_Achievable Economic TRC Potential | F8 | Industrial | Primary Metals | Existing | Process | Natural Gas | Steam Trap Maintenance | A | Incremental Summer Peak Savings (MW) | Achievable Economic TRC Potential | 0 | 0 | 0 | 0 | 0 | 0 | 0 | 0 | 0 | 0 | 0 | 0 | 0 | 0 | 0 | 0 | 0 | 0 | 0 | 0 | 0 | 0
F9_Industrial_Primary Metals_Existing_Process_Natural Gas_Steam Trap Maintenance_A_Achievable Economic TRC Potential | F9 | Industrial | Primary Metals | Existing | Process | Natural Gas | Steam Trap Maintenance | A | Incremental Winter Peak Savings (MW) | Achievable Economic TRC Potential | 0 | 0 | 0 | 0 | 0 | 0 | 0 | 0 | 0 | 0 | 0 | 0 | 0 | 0 | 0 | 0 | 0 | 0 | 0 | 0 | 0 | 0
F10_Industrial_Primary Metals_Existing_Process_Natural Gas_Steam Trap Maintenance_A_Achievable Economic TRC Potential | F10 | Industrial | Primary Metals | Existing | Process | Natural Gas | Steam Trap Maintenance | A | Cumulative Energy Savings (MWh or mTherms) | Achievable Economic TRC Potential | 0 | 0 | 0.048654 | 0.09647 | 0.14346 | 0.18964 | 0.23503 | 0.27963 | 0.32346 | 0.36654 | 0.40887 | 0.45048 | 0.49137 | 0.53155 | 0.57104 | 0.60985 | 0.64799 | 0.68547 | 0.72231 | 0.75851 | 0.79408 | 0.82905
F11_Industrial_Primary Metals_Existing_Process_Natural Gas_Steam Trap Maintenance_A_Achievable Economic TRC Potential | F11 | Industrial | Primary Metals | Existing | Process | Natural Gas | Steam Trap Maintenance | A | Cumulative Summer Peak Savings (MW) | Achievable Economic TRC Potential | 0 | 0 | 0 | 0 | 0 | 0 | 0 | 0 | 0 | 0 | 0 | 0 | 0 | 0 | 0 | 0 | 0 | 0 | 0 | 0 | 0 | 0
F12_Industrial_Primary Metals_Existing_Process_Natural Gas_Steam Trap Maintenance_A_Achievable Economic TRC Potential | F12 | Industrial | Primary Metals | Existing | Process | Natural Gas | Steam Trap Maintenance | A | Cumulative Winter Peak Savings (MW) | Achievable Economic TRC Potential | 0 | 0 | 0 | 0 | 0 | 0 | 0 | 0 | 0 | 0 | 0 | 0 | 0 | 0 | 0 | 0 | 0 | 0 | 0 | 0 | 0 | 0
F13_Industrial_Primary Metals_Existing_Process_Natural Gas_Steam Trap Maintenance_A_Achievable Economic TRC Potential | F13 | Industrial | Primary Metals | Existing | Process | Natural Gas | Steam Trap Maintenance | A | Purchases (Incremental) | Achievable Economic TRC Potential | 0 | 0 | 1.3511 | 1.3278 | 1.3049 | 1.2824 | 1.2603 | 1.2386 | 1.2172 | 1.1962 | 1.1756 | 1.1553 | 1.1354 | 1.1158 | 1.0966 | 1.0777 | 1.0591 | 1.0409 | 1.0229 | 1.0053 | 0.98794 | 0.97091
F14_Industrial_Primary Metals_Existing_Process_Natural Gas_Steam Trap Maintenance_A_Achievable Economic TRC Potential | F14 | Industrial | Primary Metals | Existing | Process | Natural Gas | Steam Trap Maintenance | A | Purchases (Cumulative) | Achievable Economic TRC Potential | 0 | 0 | 1.3511 | 2.6789 | 3.9838 | 5.2662 | 6.5265 | 7.7651 | 8.9823 | 10.1786 | 11.3542 | 12.5095 | 13.6449 | 14.7608 | 15.8574 | 16.9351 | 17.9942 | 19.0351 | 20.058 | 21.0632 | 22.0512 | 23.0221
F1_Industrial_Primary Metals_Existing_Space Heating_Natural Gas_Gas Boiler - High Turndown_A_Achievable Economic TRC Potential | F1 | Industrial | Primary Metals | Existing | Space Heating | Natural Gas | Gas Boiler - High Turndown | A | Original Unit Energy Savings (kWh or therms) | Achievable Economic TRC Potential | 0 | 0 | 39.7943 | 39.6944 | 39.5966 | 39.501 | 39.408 | 39.3176 | 39.2301 | 39.1456 | 39.0642 | 38.9861 | 38.9113 | 38.8401 | 38.7724 | 38.7084 | 38.6482 | 38.5918 | 38.5393 | 38.4907 | 38.4461 | 38.4056
F2_Industrial_Primary Metals_Existing_Space Heating_Natural Gas_Gas Boiler - High Turndown_A_Achievable Economic TRC Potential | F2 | Industrial | Primary Metals | Existing | Space Heating | Natural Gas | Gas Boiler - High Turndown | A | Original Unit Summer Peak Savings (kW) | Achievable Economic TRC Potential | 0 | 0 | 0 | 0 | 0 | 0 | 0 | 0 | 0 | 0 | 0 | 0 | 0 | 0 | 0 | 0 | 0 | 0 | 0 | 0 | 0 | 0
F3_Industrial_Primary Metals_Existing_Space Heating_Natural Gas_Gas Boiler - High Turndown_A_Achievable Economic TRC Potential | F3 | Industrial | Primary Metals | Existing | Space Heating | Natural Gas | Gas Boiler - High Turndown | A | Original Unit Winter Peak Savings (kW) | Achievable Economic TRC Potential | 0 | 0 | 0 | 0 | 0 | 0 | 0 | 0 | 0 | 0 | 0 | 0 | 0 | 0 | 0 | 0 | 0 | 0 | 0 | 0 | 0 | 0
F4_Industrial_Primary Metals_Existing_Space Heating_Natural Gas_Gas Boiler - High Turndown_A_Achievable Economic TRC Potential | F4 | Industrial | Primary Metals | Existing | Space Heating | Natural Gas | Gas Boiler - High Turndown | A | Standalone Impact on Baseline Energy (%) | Achievable Economic TRC Potential | bar: 2019 to 2040
F5_Industrial_Primary Metals_Existing_Space Heating_Natural Gas_Gas Boiler - High Turndown_A_Achievable Economic TRC Potential | F5 | Industrial | Primary Metals | Existing | Space Heating | Natural Gas | Gas Boiler - High Turndown | A | Standalone Impact on Baseline Summer Peak (%) | Achievable Economic TRC Potential | bar: 2019 to 2040
F6_Industrial_Primary Metals_Existing_Space Heating_Natural Gas_Gas Boiler - High Turndown_A_Achievable Economic TRC Potential | F6 | Industrial | Primary Metals | Existing | Space Heating | Natural Gas | Gas Boiler - High Turndown | A | Standalone Impact on Baseline Winter Peak (%) | Achievable Economic TRC Potential | bar: 2019 to 2040
F7_Industrial_Primary Metals_Existing_Space Heating_Natural Gas_Gas Boiler - High Turndown_A_Achievable Economic TRC Potential | F7 | Industrial | Primary Metals | Existing | Space Heating | Natural Gas | Gas Boiler - High Turndown | A | Incremental Energy Savings (MWh or mTherms) | Achievable Economic TRC Potential | 0 | 0 | 0 | 0 | 0 | 0 | 0 | 0 | 0 | 0 | 0 | 0 | 0 | 0 | 0 | 0 | 0 | 0 | 0 | 0 | 0 | 0
F8_Industrial_Primary Metals_Existing_Space Heating_Natural Gas_Gas Boiler - High Turndown_A_Achievable Economic TRC Potential | F8 | Industrial | Primary Metals | Existing | Space Heating | Natural Gas | Gas Boiler - High Turndown | A | Incremental Summer Peak Savings (MW) | Achievable Economic TRC Potential | 0 | 0 | 0 | 0 | 0 | 0 | 0 | 0 | 0 | 0 | 0 | 0 | 0 | 0 | 0 | 0 | 0 | 0 | 0 | 0 | 0 | 0
F9_Industrial_Primary Metals_Existing_Space Heating_Natural Gas_Gas Boiler - High Turndown_A_Achievable Economic TRC Potential | F9 | Industrial | Primary Metals | Existing | Space Heating | Natural Gas | Gas Boiler - High Turndown | A | Incremental Winter Peak Savings (MW) | Achievable Economic TRC Potential | 0 | 0 | 0 | 0 | 0 | 0 | 0 | 0 | 0 | 0 | 0 | 0 | 0 | 0 | 0 | 0 | 0 | 0 | 0 | 0 | 0 | 0
F10_Industrial_Primary Metals_Existing_Space Heating_Natural Gas_Gas Boiler - High Turndown_A_Achievable Economic TRC Potential | F10 | Industrial | Primary Metals | Existing | Space Heating | Natural Gas | Gas Boiler - High Turndown | A | Cumulative Energy Savings (MWh or mTherms) | Achievable Economic TRC Potential | 0 | 0 | 0 | 0 | 0 | 0 | 0 | 0 | 0 | 0 | 0 | 0 | 0 | 0 | 0 | 0 | 0 | 0 | 0 | 0 | 0 | 0
F11_Industrial_Primary Metals_Existing_Space Heating_Natural Gas_Gas Boiler - High Turndown_A_Achievable Economic TRC Potential | F11 | Industrial | Primary Metals | Existing | Space Heating | Natural Gas | Gas Boiler - High Turndown | A | Cumulative Summer Peak Savings (MW) | Achievable Economic TRC Potential | 0 | 0 | 0 | 0 | 0 | 0 | 0 | 0 | 0 | 0 | 0 | 0 | 0 | 0 | 0 | 0 | 0 | 0 | 0 | 0 | 0 | 0
F12_Industrial_Primary Metals_Existing_Space Heating_Natural Gas_Gas Boiler - High Turndown_A_Achievable Economic TRC Potential | F12 | Industrial | Primary Metals | Existing | Space Heating | Natural Gas | Gas Boiler - High Turndown | A | Cumulative Winter Peak Savings (MW) | Achievable Economic TRC Potential | 0 | 0 | 0 | 0 | 0 | 0 | 0 | 0 | 0 | 0 | 0 | 0 | 0 | 0 | 0 | 0 | 0 | 0 | 0 | 0 | 0 | 0
F13_Industrial_Primary Metals_Existing_Space Heating_Natural Gas_Gas Boiler - High Turndown_A_Achievable Economic TRC Potential | F13 | Industrial | Primary Metals | Existing | Space Heating | Natural Gas | Gas Boiler - High Turndown | A | Purchases (Incremental) | Achievable Economic TRC Potential | 0 | 0 | 0 | 0 | 0 | 0 | 0 | 0 | 0 | 0 | 0 | 0 | 0 | 0 | 0 | 0 | 0 | 0 | 0 | 0 | 0 | 0
F14_Industrial_Primary Metals_Existing_Space Heating_Natural Gas_Gas Boiler - High Turndown_A_Achievable Economic TRC Potential | F14 | Industrial | Primary Metals | Existing | Space Heating | Natural Gas | Gas Boiler - High Turndown | A | Purchases (Cumulative) | Achievable Economic TRC Potential | 0 | 0 | 0 | 0 | 0 | 0 | 0 | 0 | 0 | 0 | 0 | 0 | 0 | 0 | 0 | 0 | 0 | 0 | 0 | 0 | 0 | 0
F1_Industrial_Primary Metals_Existing_Process_Natural Gas_Gas Boiler - High Turndown_A_Achievable Economic TRC Potential | F1 | Industrial | Primary Metals | Existing | Process | Natural Gas | Gas Boiler - High Turndown | A | Original Unit Energy Savings (kWh or therms) | Achievable Economic TRC Potential | 0 | 0 | 38.225 | 38.225 | 38.225 | 38.225 | 38.225 | 38.225 | 38.225 | 38.225 | 38.225 | 38.225 | 38.225 | 38.225 | 38.225 | 38.225 | 38.225 | 38.225 | 38.225 | 38.225 | 38.225 | 38.225
F2_Industrial_Primary Metals_Existing_Process_Natural Gas_Gas Boiler - High Turndown_A_Achievable Economic TRC Potential | F2 | Industrial | Primary Metals | Existing | Process | Natural Gas | Gas Boiler - High Turndown | A | Original Unit Summer Peak Savings (kW) | Achievable Economic TRC Potential | 0 | 0 | 0 | 0 | 0 | 0 | 0 | 0 | 0 | 0 | 0 | 0 | 0 | 0 | 0 | 0 | 0 | 0 | 0 | 0 | 0 | 0
F3_Industrial_Primary Metals_Existing_Process_Natural Gas_Gas Boiler - High Turndown_A_Achievable Economic TRC Potential | F3 | Industrial | Primary Metals | Existing | Process | Natural Gas | Gas Boiler - High Turndown | A | Original Unit Winter Peak Savings (kW) | Achievable Economic TRC Potential | 0 | 0 | 0 | 0 | 0 | 0 | 0 | 0 | 0 | 0 | 0 | 0 | 0 | 0 | 0 | 0 | 0 | 0 | 0 | 0 | 0 | 0
F4_Industrial_Primary Metals_Existing_Process_Natural Gas_Gas Boiler - High Turndown_A_Achievable Economic TRC Potential | F4 | Industrial | Primary Metals | Existing | Process | Natural Gas | Gas Boiler - High Turndown | A | Standalone Impact on Baseline Energy (%) | Achievable Economic TRC Potential | bar: 2019 to 2040
F5_Industrial_Primary Metals_Existing_Process_Natural Gas_Gas Boiler - High Turndown_A_Achievable Economic TRC Potential | F5 | Industrial | Primary Metals | Existing | Process | Natural Gas | Gas Boiler - High Turndown | A | Standalone Impact on Baseline Summer Peak (%) | Achievable Economic TRC Potential | bar: 2019 to 2040
F6_Industrial_Primary Metals_Existing_Process_Natural Gas_Gas Boiler - High Turndown_A_Achievable Economic TRC Potential | F6 | Industrial | Primary Metals | Existing | Process | Natural Gas | Gas Boiler - High Turndown | A | Standalone Impact on Baseline Winter Peak (%) | Achievable Economic TRC Potential | bar: 2019 to 2040
F7_Industrial_Primary Metals_Existing_Process_Natural Gas_Gas Boiler - High Turndown_A_Achievable Economic TRC Potential | F7 | Industrial | Primary Metals | Existing | Process | Natural Gas | Gas Boiler - High Turndown | A | Incremental Energy Savings (MWh or mTherms) | Achievable Economic TRC Potential | 0 | 0 | 0 | 0 | 0 | 0 | 0 | 0 | 0 | 0 | 0 | 0 | 0 | 0 | 0 | 0 | 0 | 0 | 0 | 0 | 0 | 0
F8_Industrial_Primary Metals_Existing_Process_Natural Gas_Gas Boiler - High Turndown_A_Achievable Economic TRC Potential | F8 | Industrial | Primary Metals | Existing | Process | Natural Gas | Gas Boiler - High Turndown | A | Incremental Summer Peak Savings (MW) | Achievable Economic TRC Potential | 0 | 0 | 0 | 0 | 0 | 0 | 0 | 0 | 0 | 0 | 0 | 0 | 0 | 0 | 0 | 0 | 0 | 0 | 0 | 0 | 0 | 0
F9_Industrial_Primary Metals_Existing_Process_Natural Gas_Gas Boiler - High Turndown_A_Achievable Economic TRC Potential | F9 | Industrial | Primary Metals | Existing | Process | Natural Gas | Gas Boiler - High Turndown | A | Incremental Winter Peak Savings (MW) | Achievable Economic TRC Potential | 0 | 0 | 0 | 0 | 0 | 0 | 0 | 0 | 0 | 0 | 0 | 0 | 0 | 0 | 0 | 0 | 0 | 0 | 0 | 0 | 0 | 0
F10_Industrial_Primary Metals_Existing_Process_Natural Gas_Gas Boiler - High Turndown_A_Achievable Economic TRC Potential | F10 | Industrial | Primary Metals | Existing | Process | Natural Gas | Gas Boiler - High Turndown | A | Cumulative Energy Savings (MWh or mTherms) | Achievable Economic TRC Potential | 0 | 0 | 0 | 0 | 0 | 0 | 0 | 0 | 0 | 0 | 0 | 0 | 0 | 0 | 0 | 0 | 0 | 0 | 0 | 0 | 0 | 0
F11_Industrial_Primary Metals_Existing_Process_Natural Gas_Gas Boiler - High Turndown_A_Achievable Economic TRC Potential | F11 | Industrial | Primary Metals | Existing | Process | Natural Gas | Gas Boiler - High Turndown | A | Cumulative Summer Peak Savings (MW) | Achievable Economic TRC Potential | 0 | 0 | 0 | 0 | 0 | 0 | 0 | 0 | 0 | 0 | 0 | 0 | 0 | 0 | 0 | 0 | 0 | 0 | 0 | 0 | 0 | 0
F12_Industrial_Primary Metals_Existing_Process_Natural Gas_Gas Boiler - High Turndown_A_Achievable Economic TRC Potential | F12 | Industrial | Primary Metals | Existing | Process | Natural Gas | Gas Boiler - High Turndown | A | Cumulative Winter Peak Savings (MW) | Achievable Economic TRC Potential | 0 | 0 | 0 | 0 | 0 | 0 | 0 | 0 | 0 | 0 | 0 | 0 | 0 | 0 | 0 | 0 | 0 | 0 | 0 | 0 | 0 | 0
F13_Industrial_Primary Metals_Existing_Process_Natural Gas_Gas Boiler - High Turndown_A_Achievable Economic TRC Potential | F13 | Industrial | Primary Metals | Existing | Process | Natural Gas | Gas Boiler - High Turndown | A | Purchases (Incremental) | Achievable Economic TRC Potential | 0 | 0 | 0 | 0 | 0 | 0 | 0 | 0 | 0 | 0 | 0 | 0 | 0 | 0 | 0 | 0 | 0 | 0 | 0 | 0 | 0 | 0
F14_Industrial_Primary Metals_Existing_Process_Natural Gas_Gas Boiler - High Turndown_A_Achievable Economic TRC Potential | F14 | Industrial | Primary Metals | Existing | Process | Natural Gas | Gas Boiler - High Turndown | A | Purchases (Cumulative) | Achievable Economic TRC Potential | 0 | 0 | 0 | 0 | 0 | 0 | 0 | 0 | 0 | 0 | 0 | 0 | 0 | 0 | 0 | 0 | 0 | 0 | 0 | 0 | 0 | 0
F1_Industrial_Primary Metals_Existing_Space Heating_Natural Gas_Gas Boiler - Burner Control Optimization_A_Achievable Economic TRC Potential | F1 | Industrial | Primary Metals | Existing | Space Heating | Natural Gas | Gas Boiler - Burner Control Optimization | A | Original Unit Energy Savings (kWh or therms) | Achievable Economic TRC Potential | 0 | 0 | 11.5404 | 11.5114 | 11.483 | 11.4553 | 11.4283 | 11.4021 | 11.3767 | 11.3522 | 11.3286 | 11.306 | 11.2843 | 11.2636 | 11.244 | 11.2254 | 11.208 | 11.1916 | 11.1764 | 11.1623 | 11.1494 | 11.1376
F2_Industrial_Primary Metals_Existing_Space Heating_Natural Gas_Gas Boiler - Burner Control Optimization_A_Achievable Economic TRC Potential | F2 | Industrial | Primary Metals | Existing | Space Heating | Natural Gas | Gas Boiler - Burner Control Optimization | A | Original Unit Summer Peak Savings (kW) | Achievable Economic TRC Potential | 0 | 0 | 0 | 0 | 0 | 0 | 0 | 0 | 0 | 0 | 0 | 0 | 0 | 0 | 0 | 0 | 0 | 0 | 0 | 0 | 0 | 0
F3_Industrial_Primary Metals_Existing_Space Heating_Natural Gas_Gas Boiler - Burner Control Optimization_A_Achievable Economic TRC Potential | F3 | Industrial | Primary Metals | Existing | Space Heating | Natural Gas | Gas Boiler - Burner Control Optimization | A | Original Unit Winter Peak Savings (kW) | Achievable Economic TRC Potential | 0 | 0 | 0 | 0 | 0 | 0 | 0 | 0 | 0 | 0 | 0 | 0 | 0 | 0 | 0 | 0 | 0 | 0 | 0 | 0 | 0 | 0
F4_Industrial_Primary Metals_Existing_Space Heating_Natural Gas_Gas Boiler - Burner Control Optimization_A_Achievable Economic TRC Potential | F4 | Industrial | Primary Metals | Existing | Space Heating | Natural Gas | Gas Boiler - Burner Control Optimization | A | Standalone Impact on Baseline Energy (%) | Achievable Economic TRC Potential | bar: 2019 to 2040
F5_Industrial_Primary Metals_Existing_Space Heating_Natural Gas_Gas Boiler - Burner Control Optimization_A_Achievable Economic TRC Potential | F5 | Industrial | Primary Metals | Existing | Space Heating | Natural Gas | Gas Boiler - Burner Control Optimization | A | Standalone Impact on Baseline Summer Peak (%) | Achievable Economic TRC Potential | bar: 2019 to 2040
F6_Industrial_Primary Metals_Existing_Space Heating_Natural Gas_Gas Boiler - Burner Control Optimization_A_Achievable Economic TRC Potential | F6 | Industrial | Primary Metals | Existing | Space Heating | Natural Gas | Gas Boiler - Burner Control Optimization | A | Standalone Impact on Baseline Winter Peak (%) | Achievable Economic TRC Potential | bar: 2019 to 2040
F7_Industrial_Primary Metals_Existing_Space Heating_Natural Gas_Gas Boiler - Burner Control Optimization_A_Achievable Economic TRC Potential | F7 | Industrial | Primary Metals | Existing | Space Heating | Natural Gas | Gas Boiler - Burner Control Optimization | A | Incremental Energy Savings (MWh or mTherms) | Achievable Economic TRC Potential | 0 | 0 | 0 | 0 | 0 | 0 | 0 | 0 | 0 | 0 | 0 | 0 | 0 | 0 | 0 | 0 | 0 | 0 | 0 | 0 | 0 | 0
F8_Industrial_Primary Metals_Existing_Space Heating_Natural Gas_Gas Boiler - Burner Control Optimization_A_Achievable Economic TRC Potential | F8 | Industrial | Primary Metals | Existing | Space Heating | Natural Gas | Gas Boiler - Burner Control Optimization | A | Incremental Summer Peak Savings (MW) | Achievable Economic TRC Potential | 0 | 0 | 0 | 0 | 0 | 0 | 0 | 0 | 0 | 0 | 0 | 0 | 0 | 0 | 0 | 0 | 0 | 0 | 0 | 0 | 0 | 0
F9_Industrial_Primary Metals_Existing_Space Heating_Natural Gas_Gas Boiler - Burner Control Optimization_A_Achievable Economic TRC Potential | F9 | Industrial | Primary Metals | Existing | Space Heating | Natural Gas | Gas Boiler - Burner Control Optimization | A | Incremental Winter Peak Savings (MW) | Achievable Economic TRC Potential | 0 | 0 | 0 | 0 | 0 | 0 | 0 | 0 | 0 | 0 | 0 | 0 | 0 | 0 | 0 | 0 | 0 | 0 | 0 | 0 | 0 | 0
F10_Industrial_Primary Metals_Existing_Space Heating_Natural Gas_Gas Boiler - Burner Control Optimization_A_Achievable Economic TRC Potential | F10 | Industrial | Primary Metals | Existing | Space Heating | Natural Gas | Gas Boiler - Burner Control Optimization | A | Cumulative Energy Savings (MWh or mTherms) | Achievable Economic TRC Potential | 0 | 0 | 0 | 0 | 0 | 0 | 0 | 0 | 0 | 0 | 0 | 0 | 0 | 0 | 0 | 0 | 0 | 0 | 0 | 0 | 0 | 0
F11_Industrial_Primary Metals_Existing_Space Heating_Natural Gas_Gas Boiler - Burner Control Optimization_A_Achievable Economic TRC Potential | F11 | Industrial | Primary Metals | Existing | Space Heating | Natural Gas | Gas Boiler - Burner Control Optimization | A | Cumulative Summer Peak Savings (MW) | Achievable Economic TRC Potential | 0 | 0 | 0 | 0 | 0 | 0 | 0 | 0 | 0 | 0 | 0 | 0 | 0 | 0 | 0 | 0 | 0 | 0 | 0 | 0 | 0 | 0
F12_Industrial_Primary Metals_Existing_Space Heating_Natural Gas_Gas Boiler - Burner Control Optimization_A_Achievable Economic TRC Potential | F12 | Industrial | Primary Metals | Existing | Space Heating | Natural Gas | Gas Boiler - Burner Control Optimization | A | Cumulative Winter Peak Savings (MW) | Achievable Economic TRC Potential | 0 | 0 | 0 | 0 | 0 | 0 | 0 | 0 | 0 | 0 | 0 | 0 | 0 | 0 | 0 | 0 | 0 | 0 | 0 | 0 | 0 | 0
F13_Industrial_Primary Metals_Existing_Space Heating_Natural Gas_Gas Boiler - Burner Control Optimization_A_Achievable Economic TRC Potential | F13 | Industrial | Primary Metals | Existing | Space Heating | Natural Gas | Gas Boiler - Burner Control Optimization | A | Purchases (Incremental) | Achievable Economic TRC Potential | 0 | 0 | 0 | 0 | 0 | 0 | 0 | 0 | 0 | 0 | 0 | 0 | 0 | 0 | 0 | 0 | 0 | 0 | 0 | 0 | 0 | 0
F14_Industrial_Primary Metals_Existing_Space Heating_Natural Gas_Gas Boiler - Burner Control Optimization_A_Achievable Economic TRC Potential | F14 | Industrial | Primary Metals | Existing | Space Heating | Natural Gas | Gas Boiler - Burner Control Optimization | A | Purchases (Cumulative) | Achievable Economic TRC Potential | 0 | 0 | 0 | 0 | 0 | 0 | 0 | 0 | 0 | 0 | 0 | 0 | 0 | 0 | 0 | 0 | 0 | 0 | 0 | 0 | 0 | 0
F1_Industrial_Primary Metals_Existing_Process_Natural Gas_Gas Boiler - Burner Control Optimization_A_Achievable Economic TRC Potential | F1 | Industrial | Primary Metals | Existing | Process | Natural Gas | Gas Boiler - Burner Control Optimization | A | Original Unit Energy Savings (kWh or therms) | Achievable Economic TRC Potential | 0 | 0 | 11.0853 | 11.0853 | 11.0853 | 11.0853 | 11.0853 | 11.0853 | 11.0853 | 11.0853 | 11.0853 | 11.0853 | 11.0853 | 11.0853 | 11.0853 | 11.0853 | 11.0853 | 11.0853 | 11.0853 | 11.0853 | 11.0853 | 11.0853
F2_Industrial_Primary Metals_Existing_Process_Natural Gas_Gas Boiler - Burner Control Optimization_A_Achievable Economic TRC Potential | F2 | Industrial | Primary Metals | Existing | Process | Natural Gas | Gas Boiler - Burner Control Optimization | A | Original Unit Summer Peak Savings (kW) | Achievable Economic TRC Potential | 0 | 0 | 0 | 0 | 0 | 0 | 0 | 0 | 0 | 0 | 0 | 0 | 0 | 0 | 0 | 0 | 0 | 0 | 0 | 0 | 0 | 0
F3_Industrial_Primary Metals_Existing_Process_Natural Gas_Gas Boiler - Burner Control Optimization_A_Achievable Economic TRC Potential | F3 | Industrial | Primary Metals | Existing | Process | Natural Gas | Gas Boiler - Burner Control Optimization | A | Original Unit Winter Peak Savings (kW) | Achievable Economic TRC Potential | 0 | 0 | 0 | 0 | 0 | 0 | 0 | 0 | 0 | 0 | 0 | 0 | 0 | 0 | 0 | 0 | 0 | 0 | 0 | 0 | 0 | 0
F4_Industrial_Primary Metals_Existing_Process_Natural Gas_Gas Boiler - Burner Control Optimization_A_Achievable Economic TRC Potential | F4 | Industrial | Primary Metals | Existing | Process | Natural Gas | Gas Boiler - Burner Control Optimization | A | Standalone Impact on Baseline Energy (%) | Achievable Economic TRC Potential | bar: 2019 to 2040
F5_Industrial_Primary Metals_Existing_Process_Natural Gas_Gas Boiler - Burner Control Optimization_A_Achievable Economic TRC Potential | F5 | Industrial | Primary Metals | Existing | Process | Natural Gas | Gas Boiler - Burner Control Optimization | A | Standalone Impact on Baseline Summer Peak (%) | Achievable Economic TRC Potential | bar: 2019 to 2040
F6_Industrial_Primary Metals_Existing_Process_Natural Gas_Gas Boiler - Burner Control Optimization_A_Achievable Economic TRC Potential | F6 | Industrial | Primary Metals | Existing | Process | Natural Gas | Gas Boiler - Burner Control Optimization | A | Standalone Impact on Baseline Winter Peak (%) | Achievable Economic TRC Potential | bar: 2019 to 2040
F7_Industrial_Primary Metals_Existing_Process_Natural Gas_Gas Boiler - Burner Control Optimization_A_Achievable Economic TRC Potential | F7 | Industrial | Primary Metals | Existing | Process | Natural Gas | Gas Boiler - Burner Control Optimization | A | Incremental Energy Savings (MWh or mTherms) | Achievable Economic TRC Potential | 0 | 0 | 0 | 0 | 0 | 0 | 0 | 0 | 0 | 0 | 0 | 0 | 0 | 0 | 0 | 0 | 0 | 0 | 0 | 0 | 0 | 0
F8_Industrial_Primary Metals_Existing_Process_Natural Gas_Gas Boiler - Burner Control Optimization_A_Achievable Economic TRC Potential | F8 | Industrial | Primary Metals | Existing | Process | Natural Gas | Gas Boiler - Burner Control Optimization | A | Incremental Summer Peak Savings (MW) | Achievable Economic TRC Potential | 0 | 0 | 0 | 0 | 0 | 0 | 0 | 0 | 0 | 0 | 0 | 0 | 0 | 0 | 0 | 0 | 0 | 0 | 0 | 0 | 0 | 0
F9_Industrial_Primary Metals_Existing_Process_Natural Gas_Gas Boiler - Burner Control Optimization_A_Achievable Economic TRC Potential | F9 | Industrial | Primary Metals | Existing | Process | Natural Gas | Gas Boiler - Burner Control Optimization | A | Incremental Winter Peak Savings (MW) | Achievable Economic TRC Potential | 0 | 0 | 0 | 0 | 0 | 0 | 0 | 0 | 0 | 0 | 0 | 0 | 0 | 0 | 0 | 0 | 0 | 0 | 0 | 0 | 0 | 0
F10_Industrial_Primary Metals_Existing_Process_Natural Gas_Gas Boiler - Burner Control Optimization_A_Achievable Economic TRC Potential | F10 | Industrial | Primary Metals | Existing | Process | Natural Gas | Gas Boiler - Burner Control Optimization | A | Cumulative Energy Savings (MWh or mTherms) | Achievable Economic TRC Potential | 0 | 0 | 0 | 0 | 0 | 0 | 0 | 0 | 0 | 0 | 0 | 0 | 0 | 0 | 0 | 0 | 0 | 0 | 0 | 0 | 0 | 0
F11_Industrial_Primary Metals_Existing_Process_Natural Gas_Gas Boiler - Burner Control Optimization_A_Achievable Economic TRC Potential | F11 | Industrial | Primary Metals | Existing | Process | Natural Gas | Gas Boiler - Burner Control Optimization | A | Cumulative Summer Peak Savings (MW) | Achievable Economic TRC Potential | 0 | 0 | 0 | 0 | 0 | 0 | 0 | 0 | 0 | 0 | 0 | 0 | 0 | 0 | 0 | 0 | 0 | 0 | 0 | 0 | 0 | 0
F12_Industrial_Primary Metals_Existing_Process_Natural Gas_Gas Boiler - Burner Control Optimization_A_Achievable Economic TRC Potential | F12 | Industrial | Primary Metals | Existing | Process | Natural Gas | Gas Boiler - Burner Control Optimization | A | Cumulative Winter Peak Savings (MW) | Achievable Economic TRC Potential | 0 | 0 | 0 | 0 | 0 | 0 | 0 | 0 | 0 | 0 | 0 | 0 | 0 | 0 | 0 | 0 | 0 | 0 | 0 | 0 | 0 | 0
F13_Industrial_Primary Metals_Existing_Process_Natural Gas_Gas Boiler - Burner Control Optimization_A_Achievable Economic TRC Potential | F13 | Industrial | Primary Metals | Existing | Process | Natural Gas | Gas Boiler - Burner Control Optimization | A | Purchases (Incremental) | Achievable Economic TRC Potential | 0 | 0 | 0 | 0 | 0 | 0 | 0 | 0 | 0 | 0 | 0 | 0 | 0 | 0 | 0 | 0 | 0 | 0 | 0 | 0 | 0 | 0
F14_Industrial_Primary Metals_Existing_Process_Natural Gas_Gas Boiler - Burner Control Optimization_A_Achievable Economic TRC Potential | F14 | Industrial | Primary Metals | Existing | Process | Natural Gas | Gas Boiler - Burner Control Optimization | A | Purchases (Cumulative) | Achievable Economic TRC Potential | 0 | 0 | 0 | 0 | 0 | 0 | 0 | 0 | 0 | 0 | 0 | 0 | 0 | 0 | 0 | 0 | 0 | 0 | 0 | 0 | 0 | 0
F1_Industrial_Primary Metals_Existing_Space Heating_Natural Gas_HVAC - Demand Controlled Ventilation_A_Achievable Economic TRC Potential | F1 | Industrial | Primary Metals | Existing | Space Heating | Natural Gas | HVAC - Demand Controlled Ventilation | A | Original Unit Energy Savings (kWh or therms) | Achievable Economic TRC Potential | 0 | 0 | 0.076632 | 0.076208 | 0.075785 | 0.075366 | 0.074954 | 0.074553 | 0.074165 | 0.073793 | 0.07344 | 0.073107 | 0.072794 | 0.072499 | 0.072221 | 0.07196 | 0.071715 | 0.071483 | 0.071266 | 0.071061 | 0.070868 | 0.070686
F2_Industrial_Primary Metals_Existing_Space Heating_Natural Gas_HVAC - Demand Controlled Ventilation_A_Achievable Economic TRC Potential | F2 | Industrial | Primary Metals | Existing | Space Heating | Natural Gas | HVAC - Demand Controlled Ventilation | A | Original Unit Summer Peak Savings (kW) | Achievable Economic TRC Potential | 0 | 0 | 0 | 0 | 0 | 0 | 0 | 0 | 0 | 0 | 0 | 0 | 0 | 0 | 0 | 0 | 0 | 0 | 0 | 0 | 0 | 0
F3_Industrial_Primary Metals_Existing_Space Heating_Natural Gas_HVAC - Demand Controlled Ventilation_A_Achievable Economic TRC Potential | F3 | Industrial | Primary Metals | Existing | Space Heating | Natural Gas | HVAC - Demand Controlled Ventilation | A | Original Unit Winter Peak Savings (kW) | Achievable Economic TRC Potential | 0 | 0 | 0 | 0 | 0 | 0 | 0 | 0 | 0 | 0 | 0 | 0 | 0 | 0 | 0 | 0 | 0 | 0 | 0 | 0 | 0 | 0
F4_Industrial_Primary Metals_Existing_Space Heating_Natural Gas_HVAC - Demand Controlled Ventilation_A_Achievable Economic TRC Potential | F4 | Industrial | Primary Metals | Existing | Space Heating | Natural Gas | HVAC - Demand Controlled Ventilation | A | Standalone Impact on Baseline Energy (%) | Achievable Economic TRC Potential | 0% | 0% | 0.04258% | 0.08564% | 0.1292% | 0.1732% | 0.2177% | 0.2628% | 0.3084% | 0.3545% | 0.4013% | 0.4487% | 0.4967% | 0.5455% | 0.595% | 0.6452% | 0.6962% | 0.748% | 0.8005% | 0.854% | 0.9083% | 0.9634%
F5_Industrial_Primary Metals_Existing_Space Heating_Natural Gas_HVAC - Demand Controlled Ventilation_A_Achievable Economic TRC Potential | F5 | Industrial | Primary Metals | Existing | Space Heating | Natural Gas | HVAC - Demand Controlled Ventilation | A | Standalone Impact on Baseline Summer Peak (%) | Achievable Economic TRC Potential | bar: 2019 to 2040
F6_Industrial_Primary Metals_Existing_Space Heating_Natural Gas_HVAC - Demand Controlled Ventilation_A_Achievable Economic TRC Potential | F6 | Industrial | Primary Metals | Existing | Space Heating | Natural Gas | HVAC - Demand Controlled Ventilation | A | Standalone Impact on Baseline Winter Peak (%) | Achievable Economic TRC Potential | bar: 2019 to 2040
F7_Industrial_Primary Metals_Existing_Space Heating_Natural Gas_HVAC - Demand Controlled Ventilation_A_Achievable Economic TRC Potential | F7 | Industrial | Primary Metals | Existing | Space Heating | Natural Gas | HVAC - Demand Controlled Ventilation | A | Incremental Energy Savings (MWh or mTherms) | Achievable Economic TRC Potential | 0 | 0 | 0.040798 | 0.039873 | 0.038968 | 0.038084 | 0.037223 | 0.036386 | 0.035572 | 0.034784 | 0.03402 | 0.033282 | 0.032568 | 0.031877 | 0.031208 | 0.030559 | 0.029929 | 0.029318 | 0.028725 | 0.028149 | 0.027588 | 0.027043
F8_Industrial_Primary Metals_Existing_Space Heating_Natural Gas_HVAC - Demand Controlled Ventilation_A_Achievable Economic TRC Potential | F8 | Industrial | Primary Metals | Existing | Space Heating | Natural Gas | HVAC - Demand Controlled Ventilation | A | Incremental Summer Peak Savings (MW) | Achievable Economic TRC Potential | 0 | 0 | 0 | 0 | 0 | 0 | 0 | 0 | 0 | 0 | 0 | 0 | 0 | 0 | 0 | 0 | 0 | 0 | 0 | 0 | 0 | 0
F9_Industrial_Primary Metals_Existing_Space Heating_Natural Gas_HVAC - Demand Controlled Ventilation_A_Achievable Economic TRC Potential | F9 | Industrial | Primary Metals | Existing | Space Heating | Natural Gas | HVAC - Demand Controlled Ventilation | A | Incremental Winter Peak Savings (MW) | Achievable Economic TRC Potential | 0 | 0 | 0 | 0 | 0 | 0 | 0 | 0 | 0 | 0 | 0 | 0 | 0 | 0 | 0 | 0 | 0 | 0 | 0 | 0 | 0 | 0
F10_Industrial_Primary Metals_Existing_Space Heating_Natural Gas_HVAC - Demand Controlled Ventilation_A_Achievable Economic TRC Potential | F10 | Industrial | Primary Metals | Existing | Space Heating | Natural Gas | HVAC - Demand Controlled Ventilation | A | Cumulative Energy Savings (MWh or mTherms) | Achievable Economic TRC Potential | 0 | 0 | 0.040798 | 0.080445 | 0.11897 | 0.15639 | 0.19276 | 0.22812 | 0.2625 | 0.29597 | 0.32857 | 0.36037 | 0.39139 | 0.42168 | 0.45128 | 0.4802 | 0.50849 | 0.53617 | 0.56326 | 0.58979 | 0.61578 | 0.64125
F11_Industrial_Primary Metals_Existing_Space Heating_Natural Gas_HVAC - Demand Controlled Ventilation_A_Achievable Economic TRC Potential | F11 | Industrial | Primary Metals | Existing | Space Heating | Natural Gas | HVAC - Demand Controlled Ventilation | A | Cumulative Summer Peak Savings (MW) | Achievable Economic TRC Potential | 0 | 0 | 0 | 0 | 0 | 0 | 0 | 0 | 0 | 0 | 0 | 0 | 0 | 0 | 0 | 0 | 0 | 0 | 0 | 0 | 0 | 0
F12_Industrial_Primary Metals_Existing_Space Heating_Natural Gas_HVAC - Demand Controlled Ventilation_A_Achievable Economic TRC Potential | F12 | Industrial | Primary Metals | Existing | Space Heating | Natural Gas | HVAC - Demand Controlled Ventilation | A | Cumulative Winter Peak Savings (MW) | Achievable Economic TRC Potential | 0 | 0 | 0 | 0 | 0 | 0 | 0 | 0 | 0 | 0 | 0 | 0 | 0 | 0 | 0 | 0 | 0 | 0 | 0 | 0 | 0 | 0
F13_Industrial_Primary Metals_Existing_Space Heating_Natural Gas_HVAC - Demand Controlled Ventilation_A_Achievable Economic TRC Potential | F13 | Industrial | Primary Metals | Existing | Space Heating | Natural Gas | HVAC - Demand Controlled Ventilation | A | Purchases (Incremental) | Achievable Economic TRC Potential | 0 | 0 | 532.393 | 523.2139 | 514.1929 | 505.3275 | 496.615 | 488.0527 | 479.638 | 471.3683 | 463.2413 | 455.2544 | 447.4052 | 439.6913 | 432.1104 | 424.6602 | 417.3385 | 410.143 | 403.0716 | 396.1221 | 389.2924 | 382.5804
F14_Industrial_Primary Metals_Existing_Space Heating_Natural Gas_HVAC - Demand Controlled Ventilation_A_Achievable Economic TRC Potential | F14 | Industrial | Primary Metals | Existing | Space Heating | Natural Gas | HVAC - Demand Controlled Ventilation | A | Purchases (Cumulative) | Achievable Economic TRC Potential | 0 | 0 | 532.393 | 1055.6069 | 1569.7998 | 2075.1274 | 2571.7424 | 3059.795 | 3539.433 | 4010.8013 | 4474.0426 | 4929.297 | 5376.7022 | 5816.3935 | 6248.5039 | 6673.1641 | 7090.5026 | 7500.6456 | 7903.7172 | 8299.8392 | 8689.1316 | 9071.712
F1_Industrial_Primary Metals_Existing_Space Heating_Natural Gas_Gas Boiler - Stack Economizer_A_Achievable Economic TRC Potential | F1 | Industrial | Primary Metals | Existing | Space Heating | Natural Gas | Gas Boiler - Stack Economizer | A | Original Unit Energy Savings (kWh or therms) | Achievable Economic TRC Potential | 0 | 0 | 29.0499 | 28.9769 | 28.9055 | 28.8358 | 28.7678 | 28.7019 | 28.638 | 28.5763 | 28.5168 | 28.4598 | 28.4053 | 28.3533 | 28.3039 | 28.2572 | 28.2132 | 28.172 | 28.1337 | 28.0982 | 28.0657 | 28.0361
F2_Industrial_Primary Metals_Existing_Space Heating_Natural Gas_Gas Boiler - Stack Economizer_A_Achievable Economic TRC Potential | F2 | Industrial | Primary Metals | Existing | Space Heating | Natural Gas | Gas Boiler - Stack Economizer | A | Original Unit Summer Peak Savings (kW) | Achievable Economic TRC Potential | 0 | 0 | 0 | 0 | 0 | 0 | 0 | 0 | 0 | 0 | 0 | 0 | 0 | 0 | 0 | 0 | 0 | 0 | 0 | 0 | 0 | 0
F3_Industrial_Primary Metals_Existing_Space Heating_Natural Gas_Gas Boiler - Stack Economizer_A_Achievable Economic TRC Potential | F3 | Industrial | Primary Metals | Existing | Space Heating | Natural Gas | Gas Boiler - Stack Economizer | A | Original Unit Winter Peak Savings (kW) | Achievable Economic TRC Potential | 0 | 0 | 0 | 0 | 0 | 0 | 0 | 0 | 0 | 0 | 0 | 0 | 0 | 0 | 0 | 0 | 0 | 0 | 0 | 0 | 0 | 0
F4_Industrial_Primary Metals_Existing_Space Heating_Natural Gas_Gas Boiler - Stack Economizer_A_Achievable Economic TRC Potential | F4 | Industrial | Primary Metals | Existing | Space Heating | Natural Gas | Gas Boiler - Stack Economizer | A | Standalone Impact on Baseline Energy (%) | Achievable Economic TRC Potential | bar: 2019 to 2040
F5_Industrial_Primary Metals_Existing_Space Heating_Natural Gas_Gas Boiler - Stack Economizer_A_Achievable Economic TRC Potential | F5 | Industrial | Primary Metals | Existing | Space Heating | Natural Gas | Gas Boiler - Stack Economizer | A | Standalone Impact on Baseline Summer Peak (%) | Achievable Economic TRC Potential | bar: 2019 to 2040
F6_Industrial_Primary Metals_Existing_Space Heating_Natural Gas_Gas Boiler - Stack Economizer_A_Achievable Economic TRC Potential | F6 | Industrial | Primary Metals | Existing | Space Heating | Natural Gas | Gas Boiler - Stack Economizer | A | Standalone Impact on Baseline Winter Peak (%) | Achievable Economic TRC Potential | bar: 2019 to 2040
F7_Industrial_Primary Metals_Existing_Space Heating_Natural Gas_Gas Boiler - Stack Economizer_A_Achievable Economic TRC Potential | F7 | Industrial | Primary Metals | Existing | Space Heating | Natural Gas | Gas Boiler - Stack Economizer | A | Incremental Energy Savings (MWh or mTherms) | Achievable Economic TRC Potential | 0 | 0 | 0 | 0 | 0 | 0 | 0 | 0 | 0 | 0 | 0 | 0 | 0 | 0 | 0 | 0 | 0 | 0 | 0 | 0 | 0 | 0
F8_Industrial_Primary Metals_Existing_Space Heating_Natural Gas_Gas Boiler - Stack Economizer_A_Achievable Economic TRC Potential | F8 | Industrial | Primary Metals | Existing | Space Heating | Natural Gas | Gas Boiler - Stack Economizer | A | Incremental Summer Peak Savings (MW) | Achievable Economic TRC Potential | 0 | 0 | 0 | 0 | 0 | 0 | 0 | 0 | 0 | 0 | 0 | 0 | 0 | 0 | 0 | 0 | 0 | 0 | 0 | 0 | 0 | 0
F9_Industrial_Primary Metals_Existing_Space Heating_Natural Gas_Gas Boiler - Stack Economizer_A_Achievable Economic TRC Potential | F9 | Industrial | Primary Metals | Existing | Space Heating | Natural Gas | Gas Boiler - Stack Economizer | A | Incremental Winter Peak Savings (MW) | Achievable Economic TRC Potential | 0 | 0 | 0 | 0 | 0 | 0 | 0 | 0 | 0 | 0 | 0 | 0 | 0 | 0 | 0 | 0 | 0 | 0 | 0 | 0 | 0 | 0
F10_Industrial_Primary Metals_Existing_Space Heating_Natural Gas_Gas Boiler - Stack Economizer_A_Achievable Economic TRC Potential | F10 | Industrial | Primary Metals | Existing | Space Heating | Natural Gas | Gas Boiler - Stack Economizer | A | Cumulative Energy Savings (MWh or mTherms) | Achievable Economic TRC Potential | 0 | 0 | 0 | 0 | 0 | 0 | 0 | 0 | 0 | 0 | 0 | 0 | 0 | 0 | 0 | 0 | 0 | 0 | 0 | 0 | 0 | 0
F11_Industrial_Primary Metals_Existing_Space Heating_Natural Gas_Gas Boiler - Stack Economizer_A_Achievable Economic TRC Potential | F11 | Industrial | Primary Metals | Existing | Space Heating | Natural Gas | Gas Boiler - Stack Economizer | A | Cumulative Summer Peak Savings (MW) | Achievable Economic TRC Potential | 0 | 0 | 0 | 0 | 0 | 0 | 0 | 0 | 0 | 0 | 0 | 0 | 0 | 0 | 0 | 0 | 0 | 0 | 0 | 0 | 0 | 0
F12_Industrial_Primary Metals_Existing_Space Heating_Natural Gas_Gas Boiler - Stack Economizer_A_Achievable Economic TRC Potential | F12 | Industrial | Primary Metals | Existing | Space Heating | Natural Gas | Gas Boiler - Stack Economizer | A | Cumulative Winter Peak Savings (MW) | Achievable Economic TRC Potential | 0 | 0 | 0 | 0 | 0 | 0 | 0 | 0 | 0 | 0 | 0 | 0 | 0 | 0 | 0 | 0 | 0 | 0 | 0 | 0 | 0 | 0
F13_Industrial_Primary Metals_Existing_Space Heating_Natural Gas_Gas Boiler - Stack Economizer_A_Achievable Economic TRC Potential | F13 | Industrial | Primary Metals | Existing | Space Heating | Natural Gas | Gas Boiler - Stack Economizer | A | Purchases (Incremental) | Achievable Economic TRC Potential | 0 | 0 | 0 | 0 | 0 | 0 | 0 | 0 | 0 | 0 | 0 | 0 | 0 | 0 | 0 | 0 | 0 | 0 | 0 | 0 | 0 | 0
F14_Industrial_Primary Metals_Existing_Space Heating_Natural Gas_Gas Boiler - Stack Economizer_A_Achievable Economic TRC Potential | F14 | Industrial | Primary Metals | Existing | Space Heating | Natural Gas | Gas Boiler - Stack Economizer | A | Purchases (Cumulative) | Achievable Economic TRC Potential | 0 | 0 | 0 | 0 | 0 | 0 | 0 | 0 | 0 | 0 | 0 | 0 | 0 | 0 | 0 | 0 | 0 | 0 | 0 | 0 | 0 | 0
F1_Industrial_Primary Metals_Existing_Process_Natural Gas_Gas Boiler - Stack Economizer_A_Achievable Economic TRC Potential | F1 | Industrial | Primary Metals | Existing | Process | Natural Gas | Gas Boiler - Stack Economizer | A | Original Unit Energy Savings (kWh or therms) | Achievable Economic TRC Potential | 0 | 0 | 36.696 | 36.696 | 36.696 | 36.696 | 36.696 | 36.696 | 36.696 | 36.696 | 36.696 | 36.696 | 36.696 | 36.696 | 36.696 | 36.696 | 36.696 | 36.696 | 36.696 | 36.696 | 36.696 | 36.696
F2_Industrial_Primary Metals_Existing_Process_Natural Gas_Gas Boiler - Stack Economizer_A_Achievable Economic TRC Potential | F2 | Industrial | Primary Metals | Existing | Process | Natural Gas | Gas Boiler - Stack Economizer | A | Original Unit Summer Peak Savings (kW) | Achievable Economic TRC Potential | 0 | 0 | 0 | 0 | 0 | 0 | 0 | 0 | 0 | 0 | 0 | 0 | 0 | 0 | 0 | 0 | 0 | 0 | 0 | 0 | 0 | 0
F3_Industrial_Primary Metals_Existing_Process_Natural Gas_Gas Boiler - Stack Economizer_A_Achievable Economic TRC Potential | F3 | Industrial | Primary Metals | Existing | Process | Natural Gas | Gas Boiler - Stack Economizer | A | Original Unit Winter Peak Savings (kW) | Achievable Economic TRC Potential | 0 | 0 | 0 | 0 | 0 | 0 | 0 | 0 | 0 | 0 | 0 | 0 | 0 | 0 | 0 | 0 | 0 | 0 | 0 | 0 | 0 | 0
F4_Industrial_Primary Metals_Existing_Process_Natural Gas_Gas Boiler - Stack Economizer_A_Achievable Economic TRC Potential | F4 | Industrial | Primary Metals | Existing | Process | Natural Gas | Gas Boiler - Stack Economizer | A | Standalone Impact on Baseline Energy (%) | Achievable Economic TRC Potential | bar: 2019 to 2040
F5_Industrial_Primary Metals_Existing_Process_Natural Gas_Gas Boiler - Stack Economizer_A_Achievable Economic TRC Potential | F5 | Industrial | Primary Metals | Existing | Process | Natural Gas | Gas Boiler - Stack Economizer | A | Standalone Impact on Baseline Summer Peak (%) | Achievable Economic TRC Potential | bar: 2019 to 2040
F6_Industrial_Primary Metals_Existing_Process_Natural Gas_Gas Boiler - Stack Economizer_A_Achievable Economic TRC Potential | F6 | Industrial | Primary Metals | Existing | Process | Natural Gas | Gas Boiler - Stack Economizer | A | Standalone Impact on Baseline Winter Peak (%) | Achievable Economic TRC Potential | bar: 2019 to 2040
F7_Industrial_Primary Metals_Existing_Process_Natural Gas_Gas Boiler - Stack Economizer_A_Achievable Economic TRC Potential | F7 | Industrial | Primary Metals | Existing | Process | Natural Gas | Gas Boiler - Stack Economizer | A | Incremental Energy Savings (MWh or mTherms) | Achievable Economic TRC Potential | 0 | 0 | 0 | 0 | 0 | 0 | 0 | 0 | 0 | 0 | 0 | 0 | 0 | 0 | 0 | 0 | 0 | 0 | 0 | 0 | 0 | 0
F8_Industrial_Primary Metals_Existing_Process_Natural Gas_Gas Boiler - Stack Economizer_A_Achievable Economic TRC Potential | F8 | Industrial | Primary Metals | Existing | Process | Natural Gas | Gas Boiler - Stack Economizer | A | Incremental Summer Peak Savings (MW) | Achievable Economic TRC Potential | 0 | 0 | 0 | 0 | 0 | 0 | 0 | 0 | 0 | 0 | 0 | 0 | 0 | 0 | 0 | 0 | 0 | 0 | 0 | 0 | 0 | 0
F9_Industrial_Primary Metals_Existing_Process_Natural Gas_Gas Boiler - Stack Economizer_A_Achievable Economic TRC Potential | F9 | Industrial | Primary Metals | Existing | Process | Natural Gas | Gas Boiler - Stack Economizer | A | Incremental Winter Peak Savings (MW) | Achievable Economic TRC Potential | 0 | 0 | 0 | 0 | 0 | 0 | 0 | 0 | 0 | 0 | 0 | 0 | 0 | 0 | 0 | 0 | 0 | 0 | 0 | 0 | 0 | 0
F10_Industrial_Primary Metals_Existing_Process_Natural Gas_Gas Boiler - Stack Economizer_A_Achievable Economic TRC Potential | F10 | Industrial | Primary Metals | Existing | Process | Natural Gas | Gas Boiler - Stack Economizer | A | Cumulative Energy Savings (MWh or mTherms) | Achievable Economic TRC Potential | 0 | 0 | 0 | 0 | 0 | 0 | 0 | 0 | 0 | 0 | 0 | 0 | 0 | 0 | 0 | 0 | 0 | 0 | 0 | 0 | 0 | 0
F11_Industrial_Primary Metals_Existing_Process_Natural Gas_Gas Boiler - Stack Economizer_A_Achievable Economic TRC Potential | F11 | Industrial | Primary Metals | Existing | Process | Natural Gas | Gas Boiler - Stack Economizer | A | Cumulative Summer Peak Savings (MW) | Achievable Economic TRC Potential | 0 | 0 | 0 | 0 | 0 | 0 | 0 | 0 | 0 | 0 | 0 | 0 | 0 | 0 | 0 | 0 | 0 | 0 | 0 | 0 | 0 | 0
F12_Industrial_Primary Metals_Existing_Process_Natural Gas_Gas Boiler - Stack Economizer_A_Achievable Economic TRC Potential | F12 | Industrial | Primary Metals | Existing | Process | Natural Gas | Gas Boiler - Stack Economizer | A | Cumulative Winter Peak Savings (MW) | Achievable Economic TRC Potential | 0 | 0 | 0 | 0 | 0 | 0 | 0 | 0 | 0 | 0 | 0 | 0 | 0 | 0 | 0 | 0 | 0 | 0 | 0 | 0 | 0 | 0
F13_Industrial_Primary Metals_Existing_Process_Natural Gas_Gas Boiler - Stack Economizer_A_Achievable Economic TRC Potential | F13 | Industrial | Primary Metals | Existing | Process | Natural Gas | Gas Boiler - Stack Economizer | A | Purchases (Incremental) | Achievable Economic TRC Potential | 0 | 0 | 0 | 0 | 0 | 0 | 0 | 0 | 0 | 0 | 0 | 0 | 0 | 0 | 0 | 0 | 0 | 0 | 0 | 0 | 0 | 0
F14_Industrial_Primary Metals_Existing_Process_Natural Gas_Gas Boiler - Stack Economizer_A_Achievable Economic TRC Potential | F14 | Industrial | Primary Metals | Existing | Process | Natural Gas | Gas Boiler - Stack Economizer | A | Purchases (Cumulative) | Achievable Economic TRC Potential | 0 | 0 | 0 | 0 | 0 | 0 | 0 | 0 | 0 | 0 | 0 | 0 | 0 | 0 | 0 | 0 | 0 | 0 | 0 | 0 | 0 | 0
F1_Industrial_Primary Metals_Existing_Space Heating_Natural Gas_Gas Furnace Tube Inserts_A_Achievable Economic TRC Potential | F1 | Industrial | Primary Metals | Existing | Space Heating | Natural Gas | Gas Furnace Tube Inserts | A | Original Unit Energy Savings (kWh or therms) | Achievable Economic TRC Potential | 0 | 0 | 0.088102 | 0.087615 | 0.087128 | 0.086647 | 0.086173 | 0.085712 | 0.085266 | 0.084839 | 0.084432 | 0.08405 | 0.08369 | 0.083351 | 0.083032 | 0.082732 | 0.082449 | 0.082183 | 0.081933 | 0.081697 | 0.081476 | 0.081267
F2_Industrial_Primary Metals_Existing_Space Heating_Natural Gas_Gas Furnace Tube Inserts_A_Achievable Economic TRC Potential | F2 | Industrial | Primary Metals | Existing | Space Heating | Natural Gas | Gas Furnace Tube Inserts | A | Original Unit Summer Peak Savings (kW) | Achievable Economic TRC Potential | 0 | 0 | 0 | 0 | 0 | 0 | 0 | 0 | 0 | 0 | 0 | 0 | 0 | 0 | 0 | 0 | 0 | 0 | 0 | 0 | 0 | 0
F3_Industrial_Primary Metals_Existing_Space Heating_Natural Gas_Gas Furnace Tube Inserts_A_Achievable Economic TRC Potential | F3 | Industrial | Primary Metals | Existing | Space Heating | Natural Gas | Gas Furnace Tube Inserts | A | Original Unit Winter Peak Savings (kW) | Achievable Economic TRC Potential | 0 | 0 | 0 | 0 | 0 | 0 | 0 | 0 | 0 | 0 | 0 | 0 | 0 | 0 | 0 | 0 | 0 | 0 | 0 | 0 | 0 | 0
F4_Industrial_Primary Metals_Existing_Space Heating_Natural Gas_Gas Furnace Tube Inserts_A_Achievable Economic TRC Potential | F4 | Industrial | Primary Metals | Existing | Space Heating | Natural Gas | Gas Furnace Tube Inserts | A | Standalone Impact on Baseline Energy (%) | Achievable Economic TRC Potential | bar: 2019 to 2040
F5_Industrial_Primary Metals_Existing_Space Heating_Natural Gas_Gas Furnace Tube Inserts_A_Achievable Economic TRC Potential | F5 | Industrial | Primary Metals | Existing | Space Heating | Natural Gas | Gas Furnace Tube Inserts | A | Standalone Impact on Baseline Summer Peak (%) | Achievable Economic TRC Potential | bar: 2019 to 2040
F6_Industrial_Primary Metals_Existing_Space Heating_Natural Gas_Gas Furnace Tube Inserts_A_Achievable Economic TRC Potential | F6 | Industrial | Primary Metals | Existing | Space Heating | Natural Gas | Gas Furnace Tube Inserts | A | Standalone Impact on Baseline Winter Peak (%) | Achievable Economic TRC Potential | bar: 2019 to 2040
F7_Industrial_Primary Metals_Existing_Space Heating_Natural Gas_Gas Furnace Tube Inserts_A_Achievable Economic TRC Potential | F7 | Industrial | Primary Metals | Existing | Space Heating | Natural Gas | Gas Furnace Tube Inserts | A | Incremental Energy Savings (MWh or mTherms) | Achievable Economic TRC Potential | 0 | 0 | 0 | 0 | 0 | 0 | 0 | 0 | 0 | 0 | 0 | 0 | 0 | 0 | 0 | 0 | 0 | 0 | 0 | 0 | 0 | 0
F8_Industrial_Primary Metals_Existing_Space Heating_Natural Gas_Gas Furnace Tube Inserts_A_Achievable Economic TRC Potential | F8 | Industrial | Primary Metals | Existing | Space Heating | Natural Gas | Gas Furnace Tube Inserts | A | Incremental Summer Peak Savings (MW) | Achievable Economic TRC Potential | 0 | 0 | 0 | 0 | 0 | 0 | 0 | 0 | 0 | 0 | 0 | 0 | 0 | 0 | 0 | 0 | 0 | 0 | 0 | 0 | 0 | 0
F9_Industrial_Primary Metals_Existing_Space Heating_Natural Gas_Gas Furnace Tube Inserts_A_Achievable Economic TRC Potential | F9 | Industrial | Primary Metals | Existing | Space Heating | Natural Gas | Gas Furnace Tube Inserts | A | Incremental Winter Peak Savings (MW) | Achievable Economic TRC Potential | 0 | 0 | 0 | 0 | 0 | 0 | 0 | 0 | 0 | 0 | 0 | 0 | 0 | 0 | 0 | 0 | 0 | 0 | 0 | 0 | 0 | 0
F10_Industrial_Primary Metals_Existing_Space Heating_Natural Gas_Gas Furnace Tube Inserts_A_Achievable Economic TRC Potential | F10 | Industrial | Primary Metals | Existing | Space Heating | Natural Gas | Gas Furnace Tube Inserts | A | Cumulative Energy Savings (MWh or mTherms) | Achievable Economic TRC Potential | 0 | 0 | 0 | 0 | 0 | 0 | 0 | 0 | 0 | 0 | 0 | 0 | 0 | 0 | 0 | 0 | 0 | 0 | 0 | 0 | 0 | 0
F11_Industrial_Primary Metals_Existing_Space Heating_Natural Gas_Gas Furnace Tube Inserts_A_Achievable Economic TRC Potential | F11 | Industrial | Primary Metals | Existing | Space Heating | Natural Gas | Gas Furnace Tube Inserts | A | Cumulative Summer Peak Savings (MW) | Achievable Economic TRC Potential | 0 | 0 | 0 | 0 | 0 | 0 | 0 | 0 | 0 | 0 | 0 | 0 | 0 | 0 | 0 | 0 | 0 | 0 | 0 | 0 | 0 | 0
F12_Industrial_Primary Metals_Existing_Space Heating_Natural Gas_Gas Furnace Tube Inserts_A_Achievable Economic TRC Potential | F12 | Industrial | Primary Metals | Existing | Space Heating | Natural Gas | Gas Furnace Tube Inserts | A | Cumulative Winter Peak Savings (MW) | Achievable Economic TRC Potential | 0 | 0 | 0 | 0 | 0 | 0 | 0 | 0 | 0 | 0 | 0 | 0 | 0 | 0 | 0 | 0 | 0 | 0 | 0 | 0 | 0 | 0
F13_Industrial_Primary Metals_Existing_Space Heating_Natural Gas_Gas Furnace Tube Inserts_A_Achievable Economic TRC Potential | F13 | Industrial | Primary Metals | Existing | Space Heating | Natural Gas | Gas Furnace Tube Inserts | A | Purchases (Incremental) | Achievable Economic TRC Potential | 0 | 0 | 0 | 0 | 0 | 0 | 0 | 0 | 0 | 0 | 0 | 0 | 0 | 0 | 0 | 0 | 0 | 0 | 0 | 0 | 0 | 0
F14_Industrial_Primary Metals_Existing_Space Heating_Natural Gas_Gas Furnace Tube Inserts_A_Achievable Economic TRC Potential | F14 | Industrial | Primary Metals | Existing | Space Heating | Natural Gas | Gas Furnace Tube Inserts | A | Purchases (Cumulative) | Achievable Economic TRC Potential | 0 | 0 | 0 | 0 | 0 | 0 | 0 | 0 | 0 | 0 | 0 | 0 | 0 | 0 | 0 | 0 | 0 | 0 | 0 | 0 | 0 | 0
F1_Industrial_Primary Metals_Existing_Space Heating_Natural Gas_Space Heating - Heat Recovery Ventilator_A_Achievable Economic TRC Potential | F1 | Industrial | Primary Metals | Existing | Space Heating | Natural Gas | Space Heating - Heat Recovery Ventilator | A | Original Unit Energy Savings (kWh or therms) | Achievable Economic TRC Potential | 0 | 0 | 0.01336 | 0.013329 | 0.013297 | 0.013266 | 0.013235 | 0.013205 | 0.013176 | 0.013148 | 0.013122 | 0.013097 | 0.013074 | 0.013051 | 0.013031 | 0.013011 | 0.012992 | 0.012975 | 0.012959 | 0.012943 | 0.012929 | 0.012915
F2_Industrial_Primary Metals_Existing_Space Heating_Natural Gas_Space Heating - Heat Recovery Ventilator_A_Achievable Economic TRC Potential | F2 | Industrial | Primary Metals | Existing | Space Heating | Natural Gas | Space Heating - Heat Recovery Ventilator | A | Original Unit Summer Peak Savings (kW) | Achievable Economic TRC Potential | 0 | 0 | 0 | 0 | 0 | 0 | 0 | 0 | 0 | 0 | 0 | 0 | 0 | 0 | 0 | 0 | 0 | 0 | 0 | 0 | 0 | 0
F3_Industrial_Primary Metals_Existing_Space Heating_Natural Gas_Space Heating - Heat Recovery Ventilator_A_Achievable Economic TRC Potential | F3 | Industrial | Primary Metals | Existing | Space Heating | Natural Gas | Space Heating - Heat Recovery Ventilator | A | Original Unit Winter Peak Savings (kW) | Achievable Economic TRC Potential | 0 | 0 | 0 | 0 | 0 | 0 | 0 | 0 | 0 | 0 | 0 | 0 | 0 | 0 | 0 | 0 | 0 | 0 | 0 | 0 | 0 | 0
F4_Industrial_Primary Metals_Existing_Space Heating_Natural Gas_Space Heating - Heat Recovery Ventilator_A_Achievable Economic TRC Potential | F4 | Industrial | Primary Metals | Existing | Space Heating | Natural Gas | Space Heating - Heat Recovery Ventilator | A | Standalone Impact on Baseline Energy (%) | Achievable Economic TRC Potential | bar: 2019 to 2040
F5_Industrial_Primary Metals_Existing_Space Heating_Natural Gas_Space Heating - Heat Recovery Ventilator_A_Achievable Economic TRC Potential | F5 | Industrial | Primary Metals | Existing | Space Heating | Natural Gas | Space Heating - Heat Recovery Ventilator | A | Standalone Impact on Baseline Summer Peak (%) | Achievable Economic TRC Potential | bar: 2019 to 2040
F6_Industrial_Primary Metals_Existing_Space Heating_Natural Gas_Space Heating - Heat Recovery Ventilator_A_Achievable Economic TRC Potential | F6 | Industrial | Primary Metals | Existing | Space Heating | Natural Gas | Space Heating - Heat Recovery Ventilator | A | Standalone Impact on Baseline Winter Peak (%) | Achievable Economic TRC Potential | bar: 2019 to 2040
F7_Industrial_Primary Metals_Existing_Space Heating_Natural Gas_Space Heating - Heat Recovery Ventilator_A_Achievable Economic TRC Potential | F7 | Industrial | Primary Metals | Existing | Space Heating | Natural Gas | Space Heating - Heat Recovery Ventilator | A | Incremental Energy Savings (MWh or mTherms) | Achievable Economic TRC Potential | 0 | 0 | 0 | 0 | 0 | 0 | 0 | 0 | 0 | 0 | 0 | 0 | 0 | 0 | 0 | 0 | 0 | 0 | 0 | 0 | 0 | 0
F8_Industrial_Primary Metals_Existing_Space Heating_Natural Gas_Space Heating - Heat Recovery Ventilator_A_Achievable Economic TRC Potential | F8 | Industrial | Primary Metals | Existing | Space Heating | Natural Gas | Space Heating - Heat Recovery Ventilator | A | Incremental Summer Peak Savings (MW) | Achievable Economic TRC Potential | 0 | 0 | 0 | 0 | 0 | 0 | 0 | 0 | 0 | 0 | 0 | 0 | 0 | 0 | 0 | 0 | 0 | 0 | 0 | 0 | 0 | 0
F9_Industrial_Primary Metals_Existing_Space Heating_Natural Gas_Space Heating - Heat Recovery Ventilator_A_Achievable Economic TRC Potential | F9 | Industrial | Primary Metals | Existing | Space Heating | Natural Gas | Space Heating - Heat Recovery Ventilator | A | Incremental Winter Peak Savings (MW) | Achievable Economic TRC Potential | 0 | 0 | 0 | 0 | 0 | 0 | 0 | 0 | 0 | 0 | 0 | 0 | 0 | 0 | 0 | 0 | 0 | 0 | 0 | 0 | 0 | 0
F10_Industrial_Primary Metals_Existing_Space Heating_Natural Gas_Space Heating - Heat Recovery Ventilator_A_Achievable Economic TRC Potential | F10 | Industrial | Primary Metals | Existing | Space Heating | Natural Gas | Space Heating - Heat Recovery Ventilator | A | Cumulative Energy Savings (MWh or mTherms) | Achievable Economic TRC Potential | 0 | 0 | 0 | 0 | 0 | 0 | 0 | 0 | 0 | 0 | 0 | 0 | 0 | 0 | 0 | 0 | 0 | 0 | 0 | 0 | 0 | 0
F11_Industrial_Primary Metals_Existing_Space Heating_Natural Gas_Space Heating - Heat Recovery Ventilator_A_Achievable Economic TRC Potential | F11 | Industrial | Primary Metals | Existing | Space Heating | Natural Gas | Space Heating - Heat Recovery Ventilator | A | Cumulative Summer Peak Savings (MW) | Achievable Economic TRC Potential | 0 | 0 | 0 | 0 | 0 | 0 | 0 | 0 | 0 | 0 | 0 | 0 | 0 | 0 | 0 | 0 | 0 | 0 | 0 | 0 | 0 | 0
F12_Industrial_Primary Metals_Existing_Space Heating_Natural Gas_Space Heating - Heat Recovery Ventilator_A_Achievable Economic TRC Potential | F12 | Industrial | Primary Metals | Existing | Space Heating | Natural Gas | Space Heating - Heat Recovery Ventilator | A | Cumulative Winter Peak Savings (MW) | Achievable Economic TRC Potential | 0 | 0 | 0 | 0 | 0 | 0 | 0 | 0 | 0 | 0 | 0 | 0 | 0 | 0 | 0 | 0 | 0 | 0 | 0 | 0 | 0 | 0
F13_Industrial_Primary Metals_Existing_Space Heating_Natural Gas_Space Heating - Heat Recovery Ventilator_A_Achievable Economic TRC Potential | F13 | Industrial | Primary Metals | Existing | Space Heating | Natural Gas | Space Heating - Heat Recovery Ventilator | A | Purchases (Incremental) | Achievable Economic TRC Potential | 0 | 0 | 0 | 0 | 0 | 0 | 0 | 0 | 0 | 0 | 0 | 0 | 0 | 0 | 0 | 0 | 0 | 0 | 0 | 0 | 0 | 0
F14_Industrial_Primary Metals_Existing_Space Heating_Natural Gas_Space Heating - Heat Recovery Ventilator_A_Achievable Economic TRC Potential | F14 | Industrial | Primary Metals | Existing | Space Heating | Natural Gas | Space Heating - Heat Recovery Ventilator | A | Purchases (Cumulative) | Achievable Economic TRC Potential | 0 | 0 | 0 | 0 | 0 | 0 | 0 | 0 | 0 | 0 | 0 | 0 | 0 | 0 | 0 | 0 | 0 | 0 | 0 | 0 | 0 | 0
F1_Industrial_Primary Metals_Existing_Space Heating_Natural Gas_Thermostat - Programmable_A_Achievable Economic TRC Potential | F1 | Industrial | Primary Metals | Existing | Space Heating | Natural Gas | Thermostat - Programmable | A | Original Unit Energy Savings (kWh or therms) | Achievable Economic TRC Potential | 0 | 0 | 0.0064634 | 0.006448 | 0.0064327 | 0.0064176 | 0.0064027 | 0.0063882 | 0.0063742 | 0.0063608 | 0.006348 | 0.006336 | 0.0063246 | 0.0063139 | 0.0063038 | 0.0062943 | 0.0062853 | 0.0062769 | 0.006269 | 0.0062616 | 0.0062546 | 0.006248
F2_Industrial_Primary Metals_Existing_Space Heating_Natural Gas_Thermostat - Programmable_A_Achievable Economic TRC Potential | F2 | Industrial | Primary Metals | Existing | Space Heating | Natural Gas | Thermostat - Programmable | A | Original Unit Summer Peak Savings (kW) | Achievable Economic TRC Potential | 0 | 0 | 0 | 0 | 0 | 0 | 0 | 0 | 0 | 0 | 0 | 0 | 0 | 0 | 0 | 0 | 0 | 0 | 0 | 0 | 0 | 0
F3_Industrial_Primary Metals_Existing_Space Heating_Natural Gas_Thermostat - Programmable_A_Achievable Economic TRC Potential | F3 | Industrial | Primary Metals | Existing | Space Heating | Natural Gas | Thermostat - Programmable | A | Original Unit Winter Peak Savings (kW) | Achievable Economic TRC Potential | 0 | 0 | 0 | 0 | 0 | 0 | 0 | 0 | 0 | 0 | 0 | 0 | 0 | 0 | 0 | 0 | 0 | 0 | 0 | 0 | 0 | 0
F4_Industrial_Primary Metals_Existing_Space Heating_Natural Gas_Thermostat - Programmable_A_Achievable Economic TRC Potential | F4 | Industrial | Primary Metals | Existing | Space Heating | Natural Gas | Thermostat - Programmable | A | Standalone Impact on Baseline Energy (%) | Achievable Economic TRC Potential | bar: 2019 to 2040
F5_Industrial_Primary Metals_Existing_Space Heating_Natural Gas_Thermostat - Programmable_A_Achievable Economic TRC Potential | F5 | Industrial | Primary Metals | Existing | Space Heating | Natural Gas | Thermostat - Programmable | A | Standalone Impact on Baseline Summer Peak (%) | Achievable Economic TRC Potential | bar: 2019 to 2040
F6_Industrial_Primary Metals_Existing_Space Heating_Natural Gas_Thermostat - Programmable_A_Achievable Economic TRC Potential | F6 | Industrial | Primary Metals | Existing | Space Heating | Natural Gas | Thermostat - Programmable | A | Standalone Impact on Baseline Winter Peak (%) | Achievable Economic TRC Potential | bar: 2019 to 2040
F7_Industrial_Primary Metals_Existing_Space Heating_Natural Gas_Thermostat - Programmable_A_Achievable Economic TRC Potential | F7 | Industrial | Primary Metals | Existing | Space Heating | Natural Gas | Thermostat - Programmable | A | Incremental Energy Savings (MWh or mTherms) | Achievable Economic TRC Potential | 0 | 0 | 0 | 0 | 0 | 0 | 0 | 0 | 0 | 0 | 0 | 0 | 0 | 0 | 0 | 0 | 0 | 0 | 0 | 0 | 0 | 0
F8_Industrial_Primary Metals_Existing_Space Heating_Natural Gas_Thermostat - Programmable_A_Achievable Economic TRC Potential | F8 | Industrial | Primary Metals | Existing | Space Heating | Natural Gas | Thermostat - Programmable | A | Incremental Summer Peak Savings (MW) | Achievable Economic TRC Potential | 0 | 0 | 0 | 0 | 0 | 0 | 0 | 0 | 0 | 0 | 0 | 0 | 0 | 0 | 0 | 0 | 0 | 0 | 0 | 0 | 0 | 0
F9_Industrial_Primary Metals_Existing_Space Heating_Natural Gas_Thermostat - Programmable_A_Achievable Economic TRC Potential | F9 | Industrial | Primary Metals | Existing | Space Heating | Natural Gas | Thermostat - Programmable | A | Incremental Winter Peak Savings (MW) | Achievable Economic TRC Potential | 0 | 0 | 0 | 0 | 0 | 0 | 0 | 0 | 0 | 0 | 0 | 0 | 0 | 0 | 0 | 0 | 0 | 0 | 0 | 0 | 0 | 0
F10_Industrial_Primary Metals_Existing_Space Heating_Natural Gas_Thermostat - Programmable_A_Achievable Economic TRC Potential | F10 | Industrial | Primary Metals | Existing | Space Heating | Natural Gas | Thermostat - Programmable | A | Cumulative Energy Savings (MWh or mTherms) | Achievable Economic TRC Potential | 0 | 0 | 0 | 0 | 0 | 0 | 0 | 0 | 0 | 0 | 0 | 0 | 0 | 0 | 0 | 0 | 0 | 0 | 0 | 0 | 0 | 0
F11_Industrial_Primary Metals_Existing_Space Heating_Natural Gas_Thermostat - Programmable_A_Achievable Economic TRC Potential | F11 | Industrial | Primary Metals | Existing | Space Heating | Natural Gas | Thermostat - Programmable | A | Cumulative Summer Peak Savings (MW) | Achievable Economic TRC Potential | 0 | 0 | 0 | 0 | 0 | 0 | 0 | 0 | 0 | 0 | 0 | 0 | 0 | 0 | 0 | 0 | 0 | 0 | 0 | 0 | 0 | 0
F12_Industrial_Primary Metals_Existing_Space Heating_Natural Gas_Thermostat - Programmable_A_Achievable Economic TRC Potential | F12 | Industrial | Primary Metals | Existing | Space Heating | Natural Gas | Thermostat - Programmable | A | Cumulative Winter Peak Savings (MW) | Achievable Economic TRC Potential | 0 | 0 | 0 | 0 | 0 | 0 | 0 | 0 | 0 | 0 | 0 | 0 | 0 | 0 | 0 | 0 | 0 | 0 | 0 | 0 | 0 | 0
F13_Industrial_Primary Metals_Existing_Space Heating_Natural Gas_Thermostat - Programmable_A_Achievable Economic TRC Potential | F13 | Industrial | Primary Metals | Existing | Space Heating | Natural Gas | Thermostat - Programmable | A | Purchases (Incremental) | Achievable Economic TRC Potential | 0 | 0 | 0 | 0 | 0 | 0 | 0 | 0 | 0 | 0 | 0 | 0 | 0 | 0 | 0 | 0 | 0 | 0 | 0 | 0 | 0 | 0
F14_Industrial_Primary Metals_Existing_Space Heating_Natural Gas_Thermostat - Programmable_A_Achievable Economic TRC Potential | F14 | Industrial | Primary Metals | Existing | Space Heating | Natural Gas | Thermostat - Programmable | A | Purchases (Cumulative) | Achievable Economic TRC Potential | 0 | 0 | 0 | 0 | 0 | 0 | 0 | 0 | 0 | 0 | 0 | 0 | 0 | 0 | 0 | 0 | 0 | 0 | 0 | 0 | 0 | 0
F1_Industrial_Primary Metals_Existing_Space Heating_Natural Gas_ENERGY STAR Connected Thermostat_A_Achievable Economic TRC Potential | F1 | Industrial | Primary Metals | Existing | Space Heating | Natural Gas | ENERGY STAR Connected Thermostat | A | Original Unit Energy Savings (kWh or therms) | Achievable Economic TRC Potential | 0 | 0 | 0.015624 | 0.015587 | 0.01555 | 0.015514 | 0.015478 | 0.015443 | 0.015409 | 0.015376 | 0.015345 | 0.015316 | 0.015289 | 0.015263 | 0.015238 | 0.015215 | 0.015194 | 0.015173 | 0.015154 | 0.015136 | 0.01512 | 0.015104
F2_Industrial_Primary Metals_Existing_Space Heating_Natural Gas_ENERGY STAR Connected Thermostat_A_Achievable Economic TRC Potential | F2 | Industrial | Primary Metals | Existing | Space Heating | Natural Gas | ENERGY STAR Connected Thermostat | A | Original Unit Summer Peak Savings (kW) | Achievable Economic TRC Potential | 0 | 0 | 0 | 0 | 0 | 0 | 0 | 0 | 0 | 0 | 0 | 0 | 0 | 0 | 0 | 0 | 0 | 0 | 0 | 0 | 0 | 0
F3_Industrial_Primary Metals_Existing_Space Heating_Natural Gas_ENERGY STAR Connected Thermostat_A_Achievable Economic TRC Potential | F3 | Industrial | Primary Metals | Existing | Space Heating | Natural Gas | ENERGY STAR Connected Thermostat | A | Original Unit Winter Peak Savings (kW) | Achievable Economic TRC Potential | 0 | 0 | 0 | 0 | 0 | 0 | 0 | 0 | 0 | 0 | 0 | 0 | 0 | 0 | 0 | 0 | 0 | 0 | 0 | 0 | 0 | 0
F4_Industrial_Primary Metals_Existing_Space Heating_Natural Gas_ENERGY STAR Connected Thermostat_A_Achievable Economic TRC Potential | F4 | Industrial | Primary Metals | Existing | Space Heating | Natural Gas | ENERGY STAR Connected Thermostat | A | Standalone Impact on Baseline Energy (%) | Achievable Economic TRC Potential | bar: 2019 to 2040
F5_Industrial_Primary Metals_Existing_Space Heating_Natural Gas_ENERGY STAR Connected Thermostat_A_Achievable Economic TRC Potential | F5 | Industrial | Primary Metals | Existing | Space Heating | Natural Gas | ENERGY STAR Connected Thermostat | A | Standalone Impact on Baseline Summer Peak (%) | Achievable Economic TRC Potential | bar: 2019 to 2040
F6_Industrial_Primary Metals_Existing_Space Heating_Natural Gas_ENERGY STAR Connected Thermostat_A_Achievable Economic TRC Potential | F6 | Industrial | Primary Metals | Existing | Space Heating | Natural Gas | ENERGY STAR Connected Thermostat | A | Standalone Impact on Baseline Winter Peak (%) | Achievable Economic TRC Potential | bar: 2019 to 2040
F7_Industrial_Primary Metals_Existing_Space Heating_Natural Gas_ENERGY STAR Connected Thermostat_A_Achievable Economic TRC Potential | F7 | Industrial | Primary Metals | Existing | Space Heating | Natural Gas | ENERGY STAR Connected Thermostat | A | Incremental Energy Savings (MWh or mTherms) | Achievable Economic TRC Potential | 0 | 0 | 0 | 0 | 0 | 0 | 0 | 0 | 0 | 0 | 0 | 0 | 0 | 0 | 0 | 0 | 0 | 0 | 0 | 0 | 0 | 0
F8_Industrial_Primary Metals_Existing_Space Heating_Natural Gas_ENERGY STAR Connected Thermostat_A_Achievable Economic TRC Potential | F8 | Industrial | Primary Metals | Existing | Space Heating | Natural Gas | ENERGY STAR Connected Thermostat | A | Incremental Summer Peak Savings (MW) | Achievable Economic TRC Potential | 0 | 0 | 0 | 0 | 0 | 0 | 0 | 0 | 0 | 0 | 0 | 0 | 0 | 0 | 0 | 0 | 0 | 0 | 0 | 0 | 0 | 0
F9_Industrial_Primary Metals_Existing_Space Heating_Natural Gas_ENERGY STAR Connected Thermostat_A_Achievable Economic TRC Potential | F9 | Industrial | Primary Metals | Existing | Space Heating | Natural Gas | ENERGY STAR Connected Thermostat | A | Incremental Winter Peak Savings (MW) | Achievable Economic TRC Potential | 0 | 0 | 0 | 0 | 0 | 0 | 0 | 0 | 0 | 0 | 0 | 0 | 0 | 0 | 0 | 0 | 0 | 0 | 0 | 0 | 0 | 0
F10_Industrial_Primary Metals_Existing_Space Heating_Natural Gas_ENERGY STAR Connected Thermostat_A_Achievable Economic TRC Potential | F10 | Industrial | Primary Metals | Existing | Space Heating | Natural Gas | ENERGY STAR Connected Thermostat | A | Cumulative Energy Savings (MWh or mTherms) | Achievable Economic TRC Potential | 0 | 0 | 0 | 0 | 0 | 0 | 0 | 0 | 0 | 0 | 0 | 0 | 0 | 0 | 0 | 0 | 0 | 0 | 0 | 0 | 0 | 0
F11_Industrial_Primary Metals_Existing_Space Heating_Natural Gas_ENERGY STAR Connected Thermostat_A_Achievable Economic TRC Potential | F11 | Industrial | Primary Metals | Existing | Space Heating | Natural Gas | ENERGY STAR Connected Thermostat | A | Cumulative Summer Peak Savings (MW) | Achievable Economic TRC Potential | 0 | 0 | 0 | 0 | 0 | 0 | 0 | 0 | 0 | 0 | 0 | 0 | 0 | 0 | 0 | 0 | 0 | 0 | 0 | 0 | 0 | 0
F12_Industrial_Primary Metals_Existing_Space Heating_Natural Gas_ENERGY STAR Connected Thermostat_A_Achievable Economic TRC Potential | F12 | Industrial | Primary Metals | Existing | Space Heating | Natural Gas | ENERGY STAR Connected Thermostat | A | Cumulative Winter Peak Savings (MW) | Achievable Economic TRC Potential | 0 | 0 | 0 | 0 | 0 | 0 | 0 | 0 | 0 | 0 | 0 | 0 | 0 | 0 | 0 | 0 | 0 | 0 | 0 | 0 | 0 | 0
F13_Industrial_Primary Metals_Existing_Space Heating_Natural Gas_ENERGY STAR Connected Thermostat_A_Achievable Economic TRC Potential | F13 | Industrial | Primary Metals | Existing | Space Heating | Natural Gas | ENERGY STAR Connected Thermostat | A | Purchases (Incremental) | Achievable Economic TRC Potential | 0 | 0 | 0 | 0 | 0 | 0 | 0 | 0 | 0 | 0 | 0 | 0 | 0 | 0 | 0 | 0 | 0 | 0 | 0 | 0 | 0 | 0
F14_Industrial_Primary Metals_Existing_Space Heating_Natural Gas_ENERGY STAR Connected Thermostat_A_Achievable Economic TRC Potential | F14 | Industrial | Primary Metals | Existing | Space Heating | Natural Gas | ENERGY STAR Connected Thermostat | A | Purchases (Cumulative) | Achievable Economic TRC Potential | 0 | 0 | 0 | 0 | 0 | 0 | 0 | 0 | 0 | 0 | 0 | 0 | 0 | 0 | 0 | 0 | 0 | 0 | 0 | 0 | 0 | 0
F1_Industrial_Primary Metals_Existing_Space Heating_Natural Gas_Destratification Fans (HVLS)_A_Achievable Economic TRC Potential | F1 | Industrial | Primary Metals | Existing | Space Heating | Natural Gas | Destratification Fans (HVLS) | A | Original Unit Energy Savings (kWh or therms) | Achievable Economic TRC Potential | 0 | 0 | 0.015624 | 0.015587 | 0.01555 | 0.015514 | 0.015478 | 0.015443 | 0.015409 | 0.015376 | 0.015345 | 0.015316 | 0.015289 | 0.015263 | 0.015238 | 0.015215 | 0.015194 | 0.015173 | 0.015154 | 0.015136 | 0.01512 | 0.015104
F2_Industrial_Primary Metals_Existing_Space Heating_Natural Gas_Destratification Fans (HVLS)_A_Achievable Economic TRC Potential | F2 | Industrial | Primary Metals | Existing | Space Heating | Natural Gas | Destratification Fans (HVLS) | A | Original Unit Summer Peak Savings (kW) | Achievable Economic TRC Potential | 0 | 0 | 0 | 0 | 0 | 0 | 0 | 0 | 0 | 0 | 0 | 0 | 0 | 0 | 0 | 0 | 0 | 0 | 0 | 0 | 0 | 0
F3_Industrial_Primary Metals_Existing_Space Heating_Natural Gas_Destratification Fans (HVLS)_A_Achievable Economic TRC Potential | F3 | Industrial | Primary Metals | Existing | Space Heating | Natural Gas | Destratification Fans (HVLS) | A | Original Unit Winter Peak Savings (kW) | Achievable Economic TRC Potential | 0 | 0 | 0 | 0 | 0 | 0 | 0 | 0 | 0 | 0 | 0 | 0 | 0 | 0 | 0 | 0 | 0 | 0 | 0 | 0 | 0 | 0
F4_Industrial_Primary Metals_Existing_Space Heating_Natural Gas_Destratification Fans (HVLS)_A_Achievable Economic TRC Potential | F4 | Industrial | Primary Metals | Existing | Space Heating | Natural Gas | Destratification Fans (HVLS) | A | Standalone Impact on Baseline Energy (%) | Achievable Economic TRC Potential | bar: 2019 to 2040
F5_Industrial_Primary Metals_Existing_Space Heating_Natural Gas_Destratification Fans (HVLS)_A_Achievable Economic TRC Potential | F5 | Industrial | Primary Metals | Existing | Space Heating | Natural Gas | Destratification Fans (HVLS) | A | Standalone Impact on Baseline Summer Peak (%) | Achievable Economic TRC Potential | bar: 2019 to 2040
F6_Industrial_Primary Metals_Existing_Space Heating_Natural Gas_Destratification Fans (HVLS)_A_Achievable Economic TRC Potential | F6 | Industrial | Primary Metals | Existing | Space Heating | Natural Gas | Destratification Fans (HVLS) | A | Standalone Impact on Baseline Winter Peak (%) | Achievable Economic TRC Potential | bar: 2019 to 2040
F7_Industrial_Primary Metals_Existing_Space Heating_Natural Gas_Destratification Fans (HVLS)_A_Achievable Economic TRC Potential | F7 | Industrial | Primary Metals | Existing | Space Heating | Natural Gas | Destratification Fans (HVLS) | A | Incremental Energy Savings (MWh or mTherms) | Achievable Economic TRC Potential | 0 | 0 | 0 | 0 | 0 | 0 | 0 | 0 | 0 | 0 | 0 | 0 | 0 | 0 | 0 | 0 | 0 | 0 | 0 | 0 | 0 | 0
F8_Industrial_Primary Metals_Existing_Space Heating_Natural Gas_Destratification Fans (HVLS)_A_Achievable Economic TRC Potential | F8 | Industrial | Primary Metals | Existing | Space Heating | Natural Gas | Destratification Fans (HVLS) | A | Incremental Summer Peak Savings (MW) | Achievable Economic TRC Potential | 0 | 0 | 0 | 0 | 0 | 0 | 0 | 0 | 0 | 0 | 0 | 0 | 0 | 0 | 0 | 0 | 0 | 0 | 0 | 0 | 0 | 0
F9_Industrial_Primary Metals_Existing_Space Heating_Natural Gas_Destratification Fans (HVLS)_A_Achievable Economic TRC Potential | F9 | Industrial | Primary Metals | Existing | Space Heating | Natural Gas | Destratification Fans (HVLS) | A | Incremental Winter Peak Savings (MW) | Achievable Economic TRC Potential | 0 | 0 | 0 | 0 | 0 | 0 | 0 | 0 | 0 | 0 | 0 | 0 | 0 | 0 | 0 | 0 | 0 | 0 | 0 | 0 | 0 | 0
F10_Industrial_Primary Metals_Existing_Space Heating_Natural Gas_Destratification Fans (HVLS)_A_Achievable Economic TRC Potential | F10 | Industrial | Primary Metals | Existing | Space Heating | Natural Gas | Destratification Fans (HVLS) | A | Cumulative Energy Savings (MWh or mTherms) | Achievable Economic TRC Potential | 0 | 0 | 0 | 0 | 0 | 0 | 0 | 0 | 0 | 0 | 0 | 0 | 0 | 0 | 0 | 0 | 0 | 0 | 0 | 0 | 0 | 0
F11_Industrial_Primary Metals_Existing_Space Heating_Natural Gas_Destratification Fans (HVLS)_A_Achievable Economic TRC Potential | F11 | Industrial | Primary Metals | Existing | Space Heating | Natural Gas | Destratification Fans (HVLS) | A | Cumulative Summer Peak Savings (MW) | Achievable Economic TRC Potential | 0 | 0 | 0 | 0 | 0 | 0 | 0 | 0 | 0 | 0 | 0 | 0 | 0 | 0 | 0 | 0 | 0 | 0 | 0 | 0 | 0 | 0
F12_Industrial_Primary Metals_Existing_Space Heating_Natural Gas_Destratification Fans (HVLS)_A_Achievable Economic TRC Potential | F12 | Industrial | Primary Metals | Existing | Space Heating | Natural Gas | Destratification Fans (HVLS) | A | Cumulative Winter Peak Savings (MW) | Achievable Economic TRC Potential | 0 | 0 | 0 | 0 | 0 | 0 | 0 | 0 | 0 | 0 | 0 | 0 | 0 | 0 | 0 | 0 | 0 | 0 | 0 | 0 | 0 | 0
F13_Industrial_Primary Metals_Existing_Space Heating_Natural Gas_Destratification Fans (HVLS)_A_Achievable Economic TRC Potential | F13 | Industrial | Primary Metals | Existing | Space Heating | Natural Gas | Destratification Fans (HVLS) | A | Purchases (Incremental) | Achievable Economic TRC Potential | 0 | 0 | 0 | 0 | 0 | 0 | 0 | 0 | 0 | 0 | 0 | 0 | 0 | 0 | 0 | 0 | 0 | 0 | 0 | 0 | 0 | 0
F14_Industrial_Primary Metals_Existing_Space Heating_Natural Gas_Destratification Fans (HVLS)_A_Achievable Economic TRC Potential | F14 | Industrial | Primary Metals | Existing | Space Heating | Natural Gas | Destratification Fans (HVLS) | A | Purchases (Cumulative) | Achievable Economic TRC Potential | 0 | 0 | 0 | 0 | 0 | 0 | 0 | 0 | 0 | 0 | 0 | 0 | 0 | 0 | 0 | 0 | 0 | 0 | 0 | 0 | 0 | 0
F1_Industrial_Primary Metals_Existing_Space Heating_Natural Gas_Gas Boiler - Insulate Steam Lines/Condensate Tank_A_Achievable Economic TRC Potential | F1 | Industrial | Primary Metals | Existing | Space Heating | Natural Gas | Gas Boiler - Insulate Steam Lines/Condensate Tank | A | Original Unit Energy Savings (kWh or therms) | Achievable Economic TRC Potential | 0 | 0 | 316.0423 | 315.249 | 314.472 | 313.7132 | 312.9741 | 312.2564 | 311.5612 | 310.8899 | 310.2435 | 309.6231 | 309.0296 | 308.4638 | 307.9265 | 307.4183 | 306.94 | 306.492 | 306.0749 | 305.6891 | 305.3352 | 305.0134
F2_Industrial_Primary Metals_Existing_Space Heating_Natural Gas_Gas Boiler - Insulate Steam Lines/Condensate Tank_A_Achievable Economic TRC Potential | F2 | Industrial | Primary Metals | Existing | Space Heating | Natural Gas | Gas Boiler - Insulate Steam Lines/Condensate Tank | A | Original Unit Summer Peak Savings (kW) | Achievable Economic TRC Potential | 0 | 0 | 0 | 0 | 0 | 0 | 0 | 0 | 0 | 0 | 0 | 0 | 0 | 0 | 0 | 0 | 0 | 0 | 0 | 0 | 0 | 0
F3_Industrial_Primary Metals_Existing_Space Heating_Natural Gas_Gas Boiler - Insulate Steam Lines/Condensate Tank_A_Achievable Economic TRC Potential | F3 | Industrial | Primary Metals | Existing | Space Heating | Natural Gas | Gas Boiler - Insulate Steam Lines/Condensate Tank | A | Original Unit Winter Peak Savings (kW) | Achievable Economic TRC Potential | 0 | 0 | 0 | 0 | 0 | 0 | 0 | 0 | 0 | 0 | 0 | 0 | 0 | 0 | 0 | 0 | 0 | 0 | 0 | 0 | 0 | 0
F4_Industrial_Primary Metals_Existing_Space Heating_Natural Gas_Gas Boiler - Insulate Steam Lines/Condensate Tank_A_Achievable Economic TRC Potential | F4 | Industrial | Primary Metals | Existing | Space Heating | Natural Gas | Gas Boiler - Insulate Steam Lines/Condensate Tank | A | Standalone Impact on Baseline Energy (%) | Achievable Economic TRC Potential | 0% | 0% | 0.005127% | 0.01034% | 0.01565% | 0.02105% | 0.02654% | 0.03213% | 0.03782% | 0.0436% | 0.04949% | 0.05548% | 0.06157% | 0.06776% | 0.07406% | 0.08047% | 0.08699% | 0.09363% | 0.1004% | 0.1073% | 0.1142% | 0.1214%
F5_Industrial_Primary Metals_Existing_Space Heating_Natural Gas_Gas Boiler - Insulate Steam Lines/Condensate Tank_A_Achievable Economic TRC Potential | F5 | Industrial | Primary Metals | Existing | Space Heating | Natural Gas | Gas Boiler - Insulate Steam Lines/Condensate Tank | A | Standalone Impact on Baseline Summer Peak (%) | Achievable Economic TRC Potential | bar: 2019 to 2040
F6_Industrial_Primary Metals_Existing_Space Heating_Natural Gas_Gas Boiler - Insulate Steam Lines/Condensate Tank_A_Achievable Economic TRC Potential | F6 | Industrial | Primary Metals | Existing | Space Heating | Natural Gas | Gas Boiler - Insulate Steam Lines/Condensate Tank | A | Standalone Impact on Baseline Winter Peak (%) | Achievable Economic TRC Potential | bar: 2019 to 2040
F7_Industrial_Primary Metals_Existing_Space Heating_Natural Gas_Gas Boiler - Insulate Steam Lines/Condensate Tank_A_Achievable Economic TRC Potential | F7 | Industrial | Primary Metals | Existing | Space Heating | Natural Gas | Gas Boiler - Insulate Steam Lines/Condensate Tank | A | Incremental Energy Savings (MWh or mTherms) | Achievable Economic TRC Potential | 0 | 0 | 0.0049123 | 0.0048155 | 0.0047208 | 0.0046282 | 0.0045377 | 0.0044492 | 0.0043628 | 0.0042783 | 0.0041958 | 0.0041152 | 0.0040365 | 0.0039597 | 0.0038846 | 0.0038113 | 0.0037398 | 0.0036699 | 0.0036018 | 0.0035352 | 0.0034702 | 0.0034068
F8_Industrial_Primary Metals_Existing_Space Heating_Natural Gas_Gas Boiler - Insulate Steam Lines/Condensate Tank_A_Achievable Economic TRC Potential | F8 | Industrial | Primary Metals | Existing | Space Heating | Natural Gas | Gas Boiler - Insulate Steam Lines/Condensate Tank | A | Incremental Summer Peak Savings (MW) | Achievable Economic TRC Potential | 0 | 0 | 0 | 0 | 0 | 0 | 0 | 0 | 0 | 0 | 0 | 0 | 0 | 0 | 0 | 0 | 0 | 0 | 0 | 0 | 0 | 0
F9_Industrial_Primary Metals_Existing_Space Heating_Natural Gas_Gas Boiler - Insulate Steam Lines/Condensate Tank_A_Achievable Economic TRC Potential | F9 | Industrial | Primary Metals | Existing | Space Heating | Natural Gas | Gas Boiler - Insulate Steam Lines/Condensate Tank | A | Incremental Winter Peak Savings (MW) | Achievable Economic TRC Potential | 0 | 0 | 0 | 0 | 0 | 0 | 0 | 0 | 0 | 0 | 0 | 0 | 0 | 0 | 0 | 0 | 0 | 0 | 0 | 0 | 0 | 0
F10_Industrial_Primary Metals_Existing_Space Heating_Natural Gas_Gas Boiler - Insulate Steam Lines/Condensate Tank_A_Achievable Economic TRC Potential | F10 | Industrial | Primary Metals | Existing | Space Heating | Natural Gas | Gas Boiler - Insulate Steam Lines/Condensate Tank | A | Cumulative Energy Savings (MWh or mTherms) | Achievable Economic TRC Potential | 0 | 0 | 0.0049123 | 0.0097154 | 0.014412 | 0.019006 | 0.023499 | 0.027894 | 0.032195 | 0.036403 | 0.040524 | 0.044558 | 0.048509 | 0.05238 | 0.056173 | 0.059892 | 0.063538 | 0.067116 | 0.070626 | 0.074072 | 0.077457 | 0.080782
F11_Industrial_Primary Metals_Existing_Space Heating_Natural Gas_Gas Boiler - Insulate Steam Lines/Condensate Tank_A_Achievable Economic TRC Potential | F11 | Industrial | Primary Metals | Existing | Space Heating | Natural Gas | Gas Boiler - Insulate Steam Lines/Condensate Tank | A | Cumulative Summer Peak Savings (MW) | Achievable Economic TRC Potential | 0 | 0 | 0 | 0 | 0 | 0 | 0 | 0 | 0 | 0 | 0 | 0 | 0 | 0 | 0 | 0 | 0 | 0 | 0 | 0 | 0 | 0
F12_Industrial_Primary Metals_Existing_Space Heating_Natural Gas_Gas Boiler - Insulate Steam Lines/Condensate Tank_A_Achievable Economic TRC Potential | F12 | Industrial | Primary Metals | Existing | Space Heating | Natural Gas | Gas Boiler - Insulate Steam Lines/Condensate Tank | A | Cumulative Winter Peak Savings (MW) | Achievable Economic TRC Potential | 0 | 0 | 0 | 0 | 0 | 0 | 0 | 0 | 0 | 0 | 0 | 0 | 0 | 0 | 0 | 0 | 0 | 0 | 0 | 0 | 0 | 0
F13_Industrial_Primary Metals_Existing_Space Heating_Natural Gas_Gas Boiler - Insulate Steam Lines/Condensate Tank_A_Achievable Economic TRC Potential | F13 | Industrial | Primary Metals | Existing | Space Heating | Natural Gas | Gas Boiler - Insulate Steam Lines/Condensate Tank | A | Purchases (Incremental) | Achievable Economic TRC Potential | 0 | 0 | 0.015543 | 0.015275 | 0.015012 | 0.014753 | 0.014499 | 0.014249 | 0.014003 | 0.013761 | 0.013524 | 0.013291 | 0.013062 | 0.012837 | 0.012615 | 0.012398 | 0.012184 | 0.011974 | 0.011768 | 0.011565 | 0.011365 | 0.011169
F14_Industrial_Primary Metals_Existing_Space Heating_Natural Gas_Gas Boiler - Insulate Steam Lines/Condensate Tank_A_Achievable Economic TRC Potential | F14 | Industrial | Primary Metals | Existing | Space Heating | Natural Gas | Gas Boiler - Insulate Steam Lines/Condensate Tank | A | Purchases (Cumulative) | Achievable Economic TRC Potential | 0 | 0 | 0.015543 | 0.030818 | 0.04583 | 0.060583 | 0.075081 | 0.08933 | 0.10333 | 0.11709 | 0.13062 | 0.14391 | 0.15697 | 0.16981 | 0.18242 | 0.19482 | 0.20701 | 0.21898 | 0.23075 | 0.24231 | 0.25368 | 0.26485
F1_Industrial_Primary Metals_Existing_Process_Natural Gas_Gas Boiler - Insulate Steam Lines/Condensate Tank_A_Achievable Economic TRC Potential | F1 | Industrial | Primary Metals | Existing | Process | Natural Gas | Gas Boiler - Insulate Steam Lines/Condensate Tank | A | Original Unit Energy Savings (kWh or therms) | Achievable Economic TRC Potential | 0 | 0 | 303.5793 | 303.5793 | 303.5793 | 303.5793 | 303.5793 | 303.5793 | 303.5793 | 303.5793 | 303.5793 | 303.5793 | 303.5793 | 303.5793 | 303.5793 | 303.5793 | 303.5793 | 303.5793 | 303.5793 | 303.5793 | 303.5793 | 303.5793
F2_Industrial_Primary Metals_Existing_Process_Natural Gas_Gas Boiler - Insulate Steam Lines/Condensate Tank_A_Achievable Economic TRC Potential | F2 | Industrial | Primary Metals | Existing | Process | Natural Gas | Gas Boiler - Insulate Steam Lines/Condensate Tank | A | Original Unit Summer Peak Savings (kW) | Achievable Economic TRC Potential | 0 | 0 | 0 | 0 | 0 | 0 | 0 | 0 | 0 | 0 | 0 | 0 | 0 | 0 | 0 | 0 | 0 | 0 | 0 | 0 | 0 | 0
F3_Industrial_Primary Metals_Existing_Process_Natural Gas_Gas Boiler - Insulate Steam Lines/Condensate Tank_A_Achievable Economic TRC Potential | F3 | Industrial | Primary Metals | Existing | Process | Natural Gas | Gas Boiler - Insulate Steam Lines/Condensate Tank | A | Original Unit Winter Peak Savings (kW) | Achievable Economic TRC Potential | 0 | 0 | 0 | 0 | 0 | 0 | 0 | 0 | 0 | 0 | 0 | 0 | 0 | 0 | 0 | 0 | 0 | 0 | 0 | 0 | 0 | 0
F4_Industrial_Primary Metals_Existing_Process_Natural Gas_Gas Boiler - Insulate Steam Lines/Condensate Tank_A_Achievable Economic TRC Potential | F4 | Industrial | Primary Metals | Existing | Process | Natural Gas | Gas Boiler - Insulate Steam Lines/Condensate Tank | A | Standalone Impact on Baseline Energy (%) | Achievable Economic TRC Potential | 0% | 0% | 0.006881% | 0.01388% | 0.02101% | 0.02826% | 0.03563% | 0.04314% | 0.05077% | 0.05855% | 0.06645% | 0.0745% | 0.08269% | 0.09102% | 0.0995% | 0.1081% | 0.1169% | 0.1258% | 0.1349% | 0.1442% | 0.1536% | 0.1632%
F5_Industrial_Primary Metals_Existing_Process_Natural Gas_Gas Boiler - Insulate Steam Lines/Condensate Tank_A_Achievable Economic TRC Potential | F5 | Industrial | Primary Metals | Existing | Process | Natural Gas | Gas Boiler - Insulate Steam Lines/Condensate Tank | A | Standalone Impact on Baseline Summer Peak (%) | Achievable Economic TRC Potential | bar: 2019 to 2040
F6_Industrial_Primary Metals_Existing_Process_Natural Gas_Gas Boiler - Insulate Steam Lines/Condensate Tank_A_Achievable Economic TRC Potential | F6 | Industrial | Primary Metals | Existing | Process | Natural Gas | Gas Boiler - Insulate Steam Lines/Condensate Tank | A | Standalone Impact on Baseline Winter Peak (%) | Achievable Economic TRC Potential | bar: 2019 to 2040
F7_Industrial_Primary Metals_Existing_Process_Natural Gas_Gas Boiler - Insulate Steam Lines/Condensate Tank_A_Achievable Economic TRC Potential | F7 | Industrial | Primary Metals | Existing | Process | Natural Gas | Gas Boiler - Insulate Steam Lines/Condensate Tank | A | Incremental Energy Savings (MWh or mTherms) | Achievable Economic TRC Potential | 0 | 0 | 0.1709 | 0.16796 | 0.16506 | 0.16221 | 0.15942 | 0.15667 | 0.15397 | 0.15131 | 0.1487 | 0.14614 | 0.14362 | 0.14114 | 0.13871 | 0.13632 | 0.13397 | 0.13166 | 0.12939 | 0.12716 | 0.12497 | 0.12281
F8_Industrial_Primary Metals_Existing_Process_Natural Gas_Gas Boiler - Insulate Steam Lines/Condensate Tank_A_Achievable Economic TRC Potential | F8 | Industrial | Primary Metals | Existing | Process | Natural Gas | Gas Boiler - Insulate Steam Lines/Condensate Tank | A | Incremental Summer Peak Savings (MW) | Achievable Economic TRC Potential | 0 | 0 | 0 | 0 | 0 | 0 | 0 | 0 | 0 | 0 | 0 | 0 | 0 | 0 | 0 | 0 | 0 | 0 | 0 | 0 | 0 | 0
F9_Industrial_Primary Metals_Existing_Process_Natural Gas_Gas Boiler - Insulate Steam Lines/Condensate Tank_A_Achievable Economic TRC Potential | F9 | Industrial | Primary Metals | Existing | Process | Natural Gas | Gas Boiler - Insulate Steam Lines/Condensate Tank | A | Incremental Winter Peak Savings (MW) | Achievable Economic TRC Potential | 0 | 0 | 0 | 0 | 0 | 0 | 0 | 0 | 0 | 0 | 0 | 0 | 0 | 0 | 0 | 0 | 0 | 0 | 0 | 0 | 0 | 0
F10_Industrial_Primary Metals_Existing_Process_Natural Gas_Gas Boiler - Insulate Steam Lines/Condensate Tank_A_Achievable Economic TRC Potential | F10 | Industrial | Primary Metals | Existing | Process | Natural Gas | Gas Boiler - Insulate Steam Lines/Condensate Tank | A | Cumulative Energy Savings (MWh or mTherms) | Achievable Economic TRC Potential | 0 | 0 | 0.1709 | 0.33886 | 0.50392 | 0.66613 | 0.82555 | 0.98222 | 1.1362 | 1.2875 | 1.4362 | 1.5823 | 1.726 | 1.8671 | 2.0058 | 2.1421 | 2.2761 | 2.4078 | 2.5372 | 2.6643 | 2.7893 | 2.9121
F11_Industrial_Primary Metals_Existing_Process_Natural Gas_Gas Boiler - Insulate Steam Lines/Condensate Tank_A_Achievable Economic TRC Potential | F11 | Industrial | Primary Metals | Existing | Process | Natural Gas | Gas Boiler - Insulate Steam Lines/Condensate Tank | A | Cumulative Summer Peak Savings (MW) | Achievable Economic TRC Potential | 0 | 0 | 0 | 0 | 0 | 0 | 0 | 0 | 0 | 0 | 0 | 0 | 0 | 0 | 0 | 0 | 0 | 0 | 0 | 0 | 0 | 0
F12_Industrial_Primary Metals_Existing_Process_Natural Gas_Gas Boiler - Insulate Steam Lines/Condensate Tank_A_Achievable Economic TRC Potential | F12 | Industrial | Primary Metals | Existing | Process | Natural Gas | Gas Boiler - Insulate Steam Lines/Condensate Tank | A | Cumulative Winter Peak Savings (MW) | Achievable Economic TRC Potential | 0 | 0 | 0 | 0 | 0 | 0 | 0 | 0 | 0 | 0 | 0 | 0 | 0 | 0 | 0 | 0 | 0 | 0 | 0 | 0 | 0 | 0
F13_Industrial_Primary Metals_Existing_Process_Natural Gas_Gas Boiler - Insulate Steam Lines/Condensate Tank_A_Achievable Economic TRC Potential | F13 | Industrial | Primary Metals | Existing | Process | Natural Gas | Gas Boiler - Insulate Steam Lines/Condensate Tank | A | Purchases (Incremental) | Achievable Economic TRC Potential | 0 | 0 | 0.56296 | 0.55325 | 0.54371 | 0.53434 | 0.52513 | 0.51607 | 0.50718 | 0.49843 | 0.48984 | 0.48139 | 0.47309 | 0.46493 | 0.45692 | 0.44904 | 0.4413 | 0.43369 | 0.42621 | 0.41886 | 0.41164 | 0.40455
F14_Industrial_Primary Metals_Existing_Process_Natural Gas_Gas Boiler - Insulate Steam Lines/Condensate Tank_A_Achievable Economic TRC Potential | F14 | Industrial | Primary Metals | Existing | Process | Natural Gas | Gas Boiler - Insulate Steam Lines/Condensate Tank | A | Purchases (Cumulative) | Achievable Economic TRC Potential | 0 | 0 | 0.56296 | 1.1162 | 1.6599 | 2.1943 | 2.7194 | 3.2355 | 3.7426 | 4.2411 | 4.7309 | 5.2123 | 5.6854 | 6.1503 | 6.6072 | 7.0563 | 7.4976 | 7.9313 | 8.3575 | 8.7764 | 9.188 | 9.5925
F1_Industrial_Primary Metals_Existing_Space Heating_Natural Gas_Gas Boiler - Insulate Hot Water Lines_A_Achievable Economic TRC Potential | F1 | Industrial | Primary Metals | Existing | Space Heating | Natural Gas | Gas Boiler - Insulate Hot Water Lines | A | Original Unit Energy Savings (kWh or therms) | Achievable Economic TRC Potential | 0 | 0 | 357.2272 | 356.3305 | 355.4523 | 354.5946 | 353.7592 | 352.9479 | 352.1622 | 351.4034 | 350.6728 | 349.9715 | 349.3007 | 348.6611 | 348.0538 | 347.4794 | 346.9387 | 346.4323 | 345.9609 | 345.5248 | 345.1248 | 344.7611
F2_Industrial_Primary Metals_Existing_Space Heating_Natural Gas_Gas Boiler - Insulate Hot Water Lines_A_Achievable Economic TRC Potential | F2 | Industrial | Primary Metals | Existing | Space Heating | Natural Gas | Gas Boiler - Insulate Hot Water Lines | A | Original Unit Summer Peak Savings (kW) | Achievable Economic TRC Potential | 0 | 0 | 0 | 0 | 0 | 0 | 0 | 0 | 0 | 0 | 0 | 0 | 0 | 0 | 0 | 0 | 0 | 0 | 0 | 0 | 0 | 0
F3_Industrial_Primary Metals_Existing_Space Heating_Natural Gas_Gas Boiler - Insulate Hot Water Lines_A_Achievable Economic TRC Potential | F3 | Industrial | Primary Metals | Existing | Space Heating | Natural Gas | Gas Boiler - Insulate Hot Water Lines | A | Original Unit Winter Peak Savings (kW) | Achievable Economic TRC Potential | 0 | 0 | 0 | 0 | 0 | 0 | 0 | 0 | 0 | 0 | 0 | 0 | 0 | 0 | 0 | 0 | 0 | 0 | 0 | 0 | 0 | 0
F4_Industrial_Primary Metals_Existing_Space Heating_Natural Gas_Gas Boiler - Insulate Hot Water Lines_A_Achievable Economic TRC Potential | F4 | Industrial | Primary Metals | Existing | Space Heating | Natural Gas | Gas Boiler - Insulate Hot Water Lines | A | Standalone Impact on Baseline Energy (%) | Achievable Economic TRC Potential | 0% | 0% | 0.01159% | 0.02338% | 0.03537% | 0.04758% | 0.06% | 0.07264% | 0.08549% | 0.09857% | 0.1119% | 0.1254% | 0.1392% | 0.1532% | 0.1674% | 0.1819% | 0.1967% | 0.2117% | 0.2269% | 0.2425% | 0.2583% | 0.2744%
F5_Industrial_Primary Metals_Existing_Space Heating_Natural Gas_Gas Boiler - Insulate Hot Water Lines_A_Achievable Economic TRC Potential | F5 | Industrial | Primary Metals | Existing | Space Heating | Natural Gas | Gas Boiler - Insulate Hot Water Lines | A | Standalone Impact on Baseline Summer Peak (%) | Achievable Economic TRC Potential | bar: 2019 to 2040
F6_Industrial_Primary Metals_Existing_Space Heating_Natural Gas_Gas Boiler - Insulate Hot Water Lines_A_Achievable Economic TRC Potential | F6 | Industrial | Primary Metals | Existing | Space Heating | Natural Gas | Gas Boiler - Insulate Hot Water Lines | A | Standalone Impact on Baseline Winter Peak (%) | Achievable Economic TRC Potential | bar: 2019 to 2040
F7_Industrial_Primary Metals_Existing_Space Heating_Natural Gas_Gas Boiler - Insulate Hot Water Lines_A_Achievable Economic TRC Potential | F7 | Industrial | Primary Metals | Existing | Space Heating | Natural Gas | Gas Boiler - Insulate Hot Water Lines | A | Incremental Energy Savings (MWh or mTherms) | Achievable Economic TRC Potential | 0 | 0 | 0.011105 | 0.010886 | 0.010672 | 0.010463 | 0.010258 | 0.010058 | 0.0098626 | 0.0096717 | 0.0094852 | 0.009303 | 0.0091251 | 0.0089513 | 0.0087817 | 0.008616 | 0.0084543 | 0.0082964 | 0.0081422 | 0.0079918 | 0.0078449 | 0.0077015
F8_Industrial_Primary Metals_Existing_Space Heating_Natural Gas_Gas Boiler - Insulate Hot Water Lines_A_Achievable Economic TRC Potential | F8 | Industrial | Primary Metals | Existing | Space Heating | Natural Gas | Gas Boiler - Insulate Hot Water Lines | A | Incremental Summer Peak Savings (MW) | Achievable Economic TRC Potential | 0 | 0 | 0 | 0 | 0 | 0 | 0 | 0 | 0 | 0 | 0 | 0 | 0 | 0 | 0 | 0 | 0 | 0 | 0 | 0 | 0 | 0
F9_Industrial_Primary Metals_Existing_Space Heating_Natural Gas_Gas Boiler - Insulate Hot Water Lines_A_Achievable Economic TRC Potential | F9 | Industrial | Primary Metals | Existing | Space Heating | Natural Gas | Gas Boiler - Insulate Hot Water Lines | A | Incremental Winter Peak Savings (MW) | Achievable Economic TRC Potential | 0 | 0 | 0 | 0 | 0 | 0 | 0 | 0 | 0 | 0 | 0 | 0 | 0 | 0 | 0 | 0 | 0 | 0 | 0 | 0 | 0 | 0
F10_Industrial_Primary Metals_Existing_Space Heating_Natural Gas_Gas Boiler - Insulate Hot Water Lines_A_Achievable Economic TRC Potential | F10 | Industrial | Primary Metals | Existing | Space Heating | Natural Gas | Gas Boiler - Insulate Hot Water Lines | A | Cumulative Energy Savings (MWh or mTherms) | Achievable Economic TRC Potential | 0 | 0 | 0.011105 | 0.021963 | 0.032581 | 0.042965 | 0.053122 | 0.063058 | 0.07278 | 0.082295 | 0.091609 | 0.10073 | 0.10966 | 0.11841 | 0.12699 | 0.13539 | 0.14364 | 0.15172 | 0.15966 | 0.16745 | 0.1751 | 0.18262
F11_Industrial_Primary Metals_Existing_Space Heating_Natural Gas_Gas Boiler - Insulate Hot Water Lines_A_Achievable Economic TRC Potential | F11 | Industrial | Primary Metals | Existing | Space Heating | Natural Gas | Gas Boiler - Insulate Hot Water Lines | A | Cumulative Summer Peak Savings (MW) | Achievable Economic TRC Potential | 0 | 0 | 0 | 0 | 0 | 0 | 0 | 0 | 0 | 0 | 0 | 0 | 0 | 0 | 0 | 0 | 0 | 0 | 0 | 0 | 0 | 0
F12_Industrial_Primary Metals_Existing_Space Heating_Natural Gas_Gas Boiler - Insulate Hot Water Lines_A_Achievable Economic TRC Potential | F12 | Industrial | Primary Metals | Existing | Space Heating | Natural Gas | Gas Boiler - Insulate Hot Water Lines | A | Cumulative Winter Peak Savings (MW) | Achievable Economic TRC Potential | 0 | 0 | 0 | 0 | 0 | 0 | 0 | 0 | 0 | 0 | 0 | 0 | 0 | 0 | 0 | 0 | 0 | 0 | 0 | 0 | 0 | 0
F13_Industrial_Primary Metals_Existing_Space Heating_Natural Gas_Gas Boiler - Insulate Hot Water Lines_A_Achievable Economic TRC Potential | F13 | Industrial | Primary Metals | Existing | Space Heating | Natural Gas | Gas Boiler - Insulate Hot Water Lines | A | Purchases (Incremental) | Achievable Economic TRC Potential | 0 | 0 | 0.031086 | 0.03055 | 0.030024 | 0.029506 | 0.028997 | 0.028497 | 0.028006 | 0.027523 | 0.027048 | 0.026582 | 0.026124 | 0.025673 | 0.025231 | 0.024796 | 0.024368 | 0.023948 | 0.023535 | 0.023129 | 0.022731 | 0.022339
F14_Industrial_Primary Metals_Existing_Space Heating_Natural Gas_Gas Boiler - Insulate Hot Water Lines_A_Achievable Economic TRC Potential | F14 | Industrial | Primary Metals | Existing | Space Heating | Natural Gas | Gas Boiler - Insulate Hot Water Lines | A | Purchases (Cumulative) | Achievable Economic TRC Potential | 0 | 0 | 0.031086 | 0.061636 | 0.09166 | 0.12117 | 0.15016 | 0.17866 | 0.20667 | 0.23419 | 0.26124 | 0.28782 | 0.31394 | 0.33962 | 0.36485 | 0.38964 | 0.41401 | 0.43796 | 0.46149 | 0.48462 | 0.50735 | 0.52969
F1_Industrial_Primary Metals_Existing_Process_Natural Gas_Gas Boiler - Insulate Hot Water Lines_A_Achievable Economic TRC Potential | F1 | Industrial | Primary Metals | Existing | Process | Natural Gas | Gas Boiler - Insulate Hot Water Lines | A | Original Unit Energy Savings (kWh or therms) | Achievable Economic TRC Potential | 0 | 0 | 343.1401 | 343.1401 | 343.1401 | 343.1401 | 343.1401 | 343.1401 | 343.1401 | 343.1401 | 343.1401 | 343.1401 | 343.1401 | 343.1401 | 343.1401 | 343.1401 | 343.1401 | 343.1401 | 343.1401 | 343.1401 | 343.1401 | 343.1401
F2_Industrial_Primary Metals_Existing_Process_Natural Gas_Gas Boiler - Insulate Hot Water Lines_A_Achievable Economic TRC Potential | F2 | Industrial | Primary Metals | Existing | Process | Natural Gas | Gas Boiler - Insulate Hot Water Lines | A | Original Unit Summer Peak Savings (kW) | Achievable Economic TRC Potential | 0 | 0 | 0 | 0 | 0 | 0 | 0 | 0 | 0 | 0 | 0 | 0 | 0 | 0 | 0 | 0 | 0 | 0 | 0 | 0 | 0 | 0
F3_Industrial_Primary Metals_Existing_Process_Natural Gas_Gas Boiler - Insulate Hot Water Lines_A_Achievable Economic TRC Potential | F3 | Industrial | Primary Metals | Existing | Process | Natural Gas | Gas Boiler - Insulate Hot Water Lines | A | Original Unit Winter Peak Savings (kW) | Achievable Economic TRC Potential | 0 | 0 | 0 | 0 | 0 | 0 | 0 | 0 | 0 | 0 | 0 | 0 | 0 | 0 | 0 | 0 | 0 | 0 | 0 | 0 | 0 | 0
F4_Industrial_Primary Metals_Existing_Process_Natural Gas_Gas Boiler - Insulate Hot Water Lines_A_Achievable Economic TRC Potential | F4 | Industrial | Primary Metals | Existing | Process | Natural Gas | Gas Boiler - Insulate Hot Water Lines | A | Standalone Impact on Baseline Energy (%) | Achievable Economic TRC Potential | 0% | 0% | 0.01555% | 0.03138% | 0.04749% | 0.06387% | 0.08055% | 0.09752% | 0.1148% | 0.1324% | 0.1502% | 0.1684% | 0.1869% | 0.2058% | 0.2249% | 0.2444% | 0.2643% | 0.2845% | 0.305% | 0.3259% | 0.3472% | 0.3688%
F5_Industrial_Primary Metals_Existing_Process_Natural Gas_Gas Boiler - Insulate Hot Water Lines_A_Achievable Economic TRC Potential | F5 | Industrial | Primary Metals | Existing | Process | Natural Gas | Gas Boiler - Insulate Hot Water Lines | A | Standalone Impact on Baseline Summer Peak (%) | Achievable Economic TRC Potential | bar: 2019 to 2040
F6_Industrial_Primary Metals_Existing_Process_Natural Gas_Gas Boiler - Insulate Hot Water Lines_A_Achievable Economic TRC Potential | F6 | Industrial | Primary Metals | Existing | Process | Natural Gas | Gas Boiler - Insulate Hot Water Lines | A | Standalone Impact on Baseline Winter Peak (%) | Achievable Economic TRC Potential | bar: 2019 to 2040
F7_Industrial_Primary Metals_Existing_Process_Natural Gas_Gas Boiler - Insulate Hot Water Lines_A_Achievable Economic TRC Potential | F7 | Industrial | Primary Metals | Existing | Process | Natural Gas | Gas Boiler - Insulate Hot Water Lines | A | Incremental Energy Savings (MWh or mTherms) | Achievable Economic TRC Potential | 0 | 0 | 0.38635 | 0.37969 | 0.37314 | 0.36671 | 0.36038 | 0.35417 | 0.34806 | 0.34206 | 0.33617 | 0.33037 | 0.32467 | 0.31908 | 0.31357 | 0.30817 | 0.30285 | 0.29763 | 0.2925 | 0.28746 | 0.2825 | 0.27763
F8_Industrial_Primary Metals_Existing_Process_Natural Gas_Gas Boiler - Insulate Hot Water Lines_A_Achievable Economic TRC Potential | F8 | Industrial | Primary Metals | Existing | Process | Natural Gas | Gas Boiler - Insulate Hot Water Lines | A | Incremental Summer Peak Savings (MW) | Achievable Economic TRC Potential | 0 | 0 | 0 | 0 | 0 | 0 | 0 | 0 | 0 | 0 | 0 | 0 | 0 | 0 | 0 | 0 | 0 | 0 | 0 | 0 | 0 | 0
F9_Industrial_Primary Metals_Existing_Process_Natural Gas_Gas Boiler - Insulate Hot Water Lines_A_Achievable Economic TRC Potential | F9 | Industrial | Primary Metals | Existing | Process | Natural Gas | Gas Boiler - Insulate Hot Water Lines | A | Incremental Winter Peak Savings (MW) | Achievable Economic TRC Potential | 0 | 0 | 0 | 0 | 0 | 0 | 0 | 0 | 0 | 0 | 0 | 0 | 0 | 0 | 0 | 0 | 0 | 0 | 0 | 0 | 0 | 0
F10_Industrial_Primary Metals_Existing_Process_Natural Gas_Gas Boiler - Insulate Hot Water Lines_A_Achievable Economic TRC Potential | F10 | Industrial | Primary Metals | Existing | Process | Natural Gas | Gas Boiler - Insulate Hot Water Lines | A | Cumulative Energy Savings (MWh or mTherms) | Achievable Economic TRC Potential | 0 | 0 | 0.38635 | 0.76603 | 1.1392 | 1.5059 | 1.8663 | 2.2204 | 2.5685 | 2.9106 | 3.2467 | 3.5771 | 3.9018 | 4.2208 | 4.5344 | 4.8426 | 5.1454 | 5.4431 | 5.7356 | 6.023 | 6.3055 | 6.5832
F11_Industrial_Primary Metals_Existing_Process_Natural Gas_Gas Boiler - Insulate Hot Water Lines_A_Achievable Economic TRC Potential | F11 | Industrial | Primary Metals | Existing | Process | Natural Gas | Gas Boiler - Insulate Hot Water Lines | A | Cumulative Summer Peak Savings (MW) | Achievable Economic TRC Potential | 0 | 0 | 0 | 0 | 0 | 0 | 0 | 0 | 0 | 0 | 0 | 0 | 0 | 0 | 0 | 0 | 0 | 0 | 0 | 0 | 0 | 0
F12_Industrial_Primary Metals_Existing_Process_Natural Gas_Gas Boiler - Insulate Hot Water Lines_A_Achievable Economic TRC Potential | F12 | Industrial | Primary Metals | Existing | Process | Natural Gas | Gas Boiler - Insulate Hot Water Lines | A | Cumulative Winter Peak Savings (MW) | Achievable Economic TRC Potential | 0 | 0 | 0 | 0 | 0 | 0 | 0 | 0 | 0 | 0 | 0 | 0 | 0 | 0 | 0 | 0 | 0 | 0 | 0 | 0 | 0 | 0
F13_Industrial_Primary Metals_Existing_Process_Natural Gas_Gas Boiler - Insulate Hot Water Lines_A_Achievable Economic TRC Potential | F13 | Industrial | Primary Metals | Existing | Process | Natural Gas | Gas Boiler - Insulate Hot Water Lines | A | Purchases (Incremental) | Achievable Economic TRC Potential | 0 | 0 | 1.1259 | 1.1065 | 1.0874 | 1.0687 | 1.0503 | 1.0321 | 1.0144 | 0.99686 | 0.97967 | 0.96278 | 0.94618 | 0.92987 | 0.91384 | 0.89808 | 0.8826 | 0.86738 | 0.85243 | 0.83773 | 0.82329 | 0.80909
F14_Industrial_Primary Metals_Existing_Process_Natural Gas_Gas Boiler - Insulate Hot Water Lines_A_Achievable Economic TRC Potential | F14 | Industrial | Primary Metals | Existing | Process | Natural Gas | Gas Boiler - Insulate Hot Water Lines | A | Purchases (Cumulative) | Achievable Economic TRC Potential | 0 | 0 | 1.1259 | 2.2324 | 3.3199 | 4.3885 | 5.4388 | 6.4709 | 7.4853 | 8.4821 | 9.4618 | 10.4246 | 11.3708 | 12.3007 | 13.2145 | 14.1126 | 14.9952 | 15.8626 | 16.715 | 17.5527 | 18.376 | 19.1851
F1_Industrial_Primary Metals_Existing_Process_Natural Gas_Process - Insulate Heated Process Fluids_A_Achievable Economic TRC Potential | F1 | Industrial | Primary Metals | Existing | Process | Natural Gas | Process - Insulate Heated Process Fluids | A | Original Unit Energy Savings (kWh or therms) | Achievable Economic TRC Potential | 0 | 0 | 1904.8967 | 1904.8967 | 1904.8967 | 1904.8967 | 1904.8967 | 1904.8967 | 1904.8967 | 1904.8967 | 1904.8967 | 1904.8967 | 1904.8967 | 1904.8967 | 1904.8967 | 1904.8967 | 1904.8967 | 1904.8967 | 1904.8967 | 1904.8967 | 1904.8967 | 1904.8967
F2_Industrial_Primary Metals_Existing_Process_Natural Gas_Process - Insulate Heated Process Fluids_A_Achievable Economic TRC Potential | F2 | Industrial | Primary Metals | Existing | Process | Natural Gas | Process - Insulate Heated Process Fluids | A | Original Unit Summer Peak Savings (kW) | Achievable Economic TRC Potential | 0 | 0 | 0 | 0 | 0 | 0 | 0 | 0 | 0 | 0 | 0 | 0 | 0 | 0 | 0 | 0 | 0 | 0 | 0 | 0 | 0 | 0
F3_Industrial_Primary Metals_Existing_Process_Natural Gas_Process - Insulate Heated Process Fluids_A_Achievable Economic TRC Potential | F3 | Industrial | Primary Metals | Existing | Process | Natural Gas | Process - Insulate Heated Process Fluids | A | Original Unit Winter Peak Savings (kW) | Achievable Economic TRC Potential | 0 | 0 | 0 | 0 | 0 | 0 | 0 | 0 | 0 | 0 | 0 | 0 | 0 | 0 | 0 | 0 | 0 | 0 | 0 | 0 | 0 | 0
F4_Industrial_Primary Metals_Existing_Process_Natural Gas_Process - Insulate Heated Process Fluids_A_Achievable Economic TRC Potential | F4 | Industrial | Primary Metals | Existing | Process | Natural Gas | Process - Insulate Heated Process Fluids | A | Standalone Impact on Baseline Energy (%) | Achievable Economic TRC Potential | 0% | 0% | 0.09444% | 0.1905% | 0.2883% | 0.3878% | 0.4891% | 0.5827% | 0.6609% | 0.7269% | 0.7831% | 0.8317% | 0.8741% | 0.9118% | 0.9456% | 0.9764% | 1.005% | 1.032% | 1.05% | 1.068% | 1.087% | 1.106%
F5_Industrial_Primary Metals_Existing_Process_Natural Gas_Process - Insulate Heated Process Fluids_A_Achievable Economic TRC Potential | F5 | Industrial | Primary Metals | Existing | Process | Natural Gas | Process - Insulate Heated Process Fluids | A | Standalone Impact on Baseline Summer Peak (%) | Achievable Economic TRC Potential | bar: 2019 to 2040
F6_Industrial_Primary Metals_Existing_Process_Natural Gas_Process - Insulate Heated Process Fluids_A_Achievable Economic TRC Potential | F6 | Industrial | Primary Metals | Existing | Process | Natural Gas | Process - Insulate Heated Process Fluids | A | Standalone Impact on Baseline Winter Peak (%) | Achievable Economic TRC Potential | bar: 2019 to 2040
F7_Industrial_Primary Metals_Existing_Process_Natural Gas_Process - Insulate Heated Process Fluids_A_Achievable Economic TRC Potential | F7 | Industrial | Primary Metals | Existing | Process | Natural Gas | Process - Insulate Heated Process Fluids | A | Incremental Energy Savings (MWh or mTherms) | Achievable Economic TRC Potential | 0 | 0 | 2.3458 | 2.3054 | 2.2656 | 2.2266 | 2.1882 | 1.9354 | 1.5216 | 1.1963 | 0.94055 | 0.73947 | 0.58137 | 0.45708 | 0.35936 | 0.28253 | 0.22213 | 0.17464 | 0.0011706 | 0.00041087 | 0.00013766 | 4.4114e-05
F8_Industrial_Primary Metals_Existing_Process_Natural Gas_Process - Insulate Heated Process Fluids_A_Achievable Economic TRC Potential | F8 | Industrial | Primary Metals | Existing | Process | Natural Gas | Process - Insulate Heated Process Fluids | A | Incremental Summer Peak Savings (MW) | Achievable Economic TRC Potential | 0 | 0 | 0 | 0 | 0 | 0 | 0 | 0 | 0 | 0 | 0 | 0 | 0 | 0 | 0 | 0 | 0 | 0 | 0 | 0 | 0 | 0
F9_Industrial_Primary Metals_Existing_Process_Natural Gas_Process - Insulate Heated Process Fluids_A_Achievable Economic TRC Potential | F9 | Industrial | Primary Metals | Existing | Process | Natural Gas | Process - Insulate Heated Process Fluids | A | Incremental Winter Peak Savings (MW) | Achievable Economic TRC Potential | 0 | 0 | 0 | 0 | 0 | 0 | 0 | 0 | 0 | 0 | 0 | 0 | 0 | 0 | 0 | 0 | 0 | 0 | 0 | 0 | 0 | 0
F10_Industrial_Primary Metals_Existing_Process_Natural Gas_Process - Insulate Heated Process Fluids_A_Achievable Economic TRC Potential | F10 | Industrial | Primary Metals | Existing | Process | Natural Gas | Process - Insulate Heated Process Fluids | A | Cumulative Energy Savings (MWh or mTherms) | Achievable Economic TRC Potential | 0 | 0 | 2.3458 | 4.6512 | 6.9168 | 9.1434 | 11.3316 | 13.267 | 14.7886 | 15.9849 | 16.9255 | 17.6649 | 18.2463 | 18.7034 | 19.0627 | 19.3453 | 19.5674 | 19.742 | 19.7432 | 19.7436 | 19.7438 | 19.7438
F11_Industrial_Primary Metals_Existing_Process_Natural Gas_Process - Insulate Heated Process Fluids_A_Achievable Economic TRC Potential | F11 | Industrial | Primary Metals | Existing | Process | Natural Gas | Process - Insulate Heated Process Fluids | A | Cumulative Summer Peak Savings (MW) | Achievable Economic TRC Potential | 0 | 0 | 0 | 0 | 0 | 0 | 0 | 0 | 0 | 0 | 0 | 0 | 0 | 0 | 0 | 0 | 0 | 0 | 0 | 0 | 0 | 0
F12_Industrial_Primary Metals_Existing_Process_Natural Gas_Process - Insulate Heated Process Fluids_A_Achievable Economic TRC Potential | F12 | Industrial | Primary Metals | Existing | Process | Natural Gas | Process - Insulate Heated Process Fluids | A | Cumulative Winter Peak Savings (MW) | Achievable Economic TRC Potential | 0 | 0 | 0 | 0 | 0 | 0 | 0 | 0 | 0 | 0 | 0 | 0 | 0 | 0 | 0 | 0 | 0 | 0 | 0 | 0 | 0 | 0
F13_Industrial_Primary Metals_Existing_Process_Natural Gas_Process - Insulate Heated Process Fluids_A_Achievable Economic TRC Potential | F13 | Industrial | Primary Metals | Existing | Process | Natural Gas | Process - Insulate Heated Process Fluids | A | Purchases (Incremental) | Achievable Economic TRC Potential | 0 | 0 | 1.2315 | 1.2102 | 1.1894 | 1.1689 | 1.1487 | 1.016 | 0.7988 | 0.62802 | 0.49375 | 0.38819 | 0.3052 | 0.23995 | 0.18865 | 0.14832 | 0.11661 | 0.091679 | 0.00061454 | 0.00021569 | 7.2264e-05 | 2.3158e-05
F14_Industrial_Primary Metals_Existing_Process_Natural Gas_Process - Insulate Heated Process Fluids_A_Achievable Economic TRC Potential | F14 | Industrial | Primary Metals | Existing | Process | Natural Gas | Process - Insulate Heated Process Fluids | A | Purchases (Cumulative) | Achievable Economic TRC Potential | 0 | 0 | 1.2315 | 2.4417 | 3.6311 | 4.7999 | 5.9486 | 6.9647 | 7.7635 | 8.3915 | 8.8852 | 9.2734 | 9.5786 | 9.8186 | 10.0072 | 10.1555 | 10.2722 | 10.3638 | 10.3644 | 10.3647 | 10.3647 | 10.3648
F1_Industrial_Primary Metals_Existing_Process_Natural Gas_Process Heat Recovery_A_Achievable Economic TRC Potential | F1 | Industrial | Primary Metals | Existing | Process | Natural Gas | Process Heat Recovery | A | Original Unit Energy Savings (kWh or therms) | Achievable Economic TRC Potential | 0 | 0 | 3.7787 | 3.7787 | 3.7787 | 3.7787 | 3.7787 | 3.7787 | 3.7787 | 3.7787 | 3.7787 | 3.7787 | 3.7787 | 3.7787 | 3.7787 | 3.7787 | 3.7787 | 3.7787 | 3.7787 | 3.7787 | 3.7787 | 3.7787
F2_Industrial_Primary Metals_Existing_Process_Natural Gas_Process Heat Recovery_A_Achievable Economic TRC Potential | F2 | Industrial | Primary Metals | Existing | Process | Natural Gas | Process Heat Recovery | A | Original Unit Summer Peak Savings (kW) | Achievable Economic TRC Potential | 0 | 0 | 0 | 0 | 0 | 0 | 0 | 0 | 0 | 0 | 0 | 0 | 0 | 0 | 0 | 0 | 0 | 0 | 0 | 0 | 0 | 0
F3_Industrial_Primary Metals_Existing_Process_Natural Gas_Process Heat Recovery_A_Achievable Economic TRC Potential | F3 | Industrial | Primary Metals | Existing | Process | Natural Gas | Process Heat Recovery | A | Original Unit Winter Peak Savings (kW) | Achievable Economic TRC Potential | 0 | 0 | 0 | 0 | 0 | 0 | 0 | 0 | 0 | 0 | 0 | 0 | 0 | 0 | 0 | 0 | 0 | 0 | 0 | 0 | 0 | 0
F4_Industrial_Primary Metals_Existing_Process_Natural Gas_Process Heat Recovery_A_Achievable Economic TRC Potential | F4 | Industrial | Primary Metals | Existing | Process | Natural Gas | Process Heat Recovery | A | Standalone Impact on Baseline Energy (%) | Achievable Economic TRC Potential | bar: 2019 to 2040
F5_Industrial_Primary Metals_Existing_Process_Natural Gas_Process Heat Recovery_A_Achievable Economic TRC Potential | F5 | Industrial | Primary Metals | Existing | Process | Natural Gas | Process Heat Recovery | A | Standalone Impact on Baseline Summer Peak (%) | Achievable Economic TRC Potential | bar: 2019 to 2040
F6_Industrial_Primary Metals_Existing_Process_Natural Gas_Process Heat Recovery_A_Achievable Economic TRC Potential | F6 | Industrial | Primary Metals | Existing | Process | Natural Gas | Process Heat Recovery | A | Standalone Impact on Baseline Winter Peak (%) | Achievable Economic TRC Potential | bar: 2019 to 2040
F7_Industrial_Primary Metals_Existing_Process_Natural Gas_Process Heat Recovery_A_Achievable Economic TRC Potential | F7 | Industrial | Primary Metals | Existing | Process | Natural Gas | Process Heat Recovery | A | Incremental Energy Savings (MWh or mTherms) | Achievable Economic TRC Potential | 0 | 0 | 0 | 0 | 0 | 0 | 0 | 0 | 0 | 0 | 0 | 0 | 0 | 0 | 0 | 0 | 0 | 0 | 0 | 0 | 0 | 0
F8_Industrial_Primary Metals_Existing_Process_Natural Gas_Process Heat Recovery_A_Achievable Economic TRC Potential | F8 | Industrial | Primary Metals | Existing | Process | Natural Gas | Process Heat Recovery | A | Incremental Summer Peak Savings (MW) | Achievable Economic TRC Potential | 0 | 0 | 0 | 0 | 0 | 0 | 0 | 0 | 0 | 0 | 0 | 0 | 0 | 0 | 0 | 0 | 0 | 0 | 0 | 0 | 0 | 0
F9_Industrial_Primary Metals_Existing_Process_Natural Gas_Process Heat Recovery_A_Achievable Economic TRC Potential | F9 | Industrial | Primary Metals | Existing | Process | Natural Gas | Process Heat Recovery | A | Incremental Winter Peak Savings (MW) | Achievable Economic TRC Potential | 0 | 0 | 0 | 0 | 0 | 0 | 0 | 0 | 0 | 0 | 0 | 0 | 0 | 0 | 0 | 0 | 0 | 0 | 0 | 0 | 0 | 0
F10_Industrial_Primary Metals_Existing_Process_Natural Gas_Process Heat Recovery_A_Achievable Economic TRC Potential | F10 | Industrial | Primary Metals | Existing | Process | Natural Gas | Process Heat Recovery | A | Cumulative Energy Savings (MWh or mTherms) | Achievable Economic TRC Potential | 0 | 0 | 0 | 0 | 0 | 0 | 0 | 0 | 0 | 0 | 0 | 0 | 0 | 0 | 0 | 0 | 0 | 0 | 0 | 0 | 0 | 0
F11_Industrial_Primary Metals_Existing_Process_Natural Gas_Process Heat Recovery_A_Achievable Economic TRC Potential | F11 | Industrial | Primary Metals | Existing | Process | Natural Gas | Process Heat Recovery | A | Cumulative Summer Peak Savings (MW) | Achievable Economic TRC Potential | 0 | 0 | 0 | 0 | 0 | 0 | 0 | 0 | 0 | 0 | 0 | 0 | 0 | 0 | 0 | 0 | 0 | 0 | 0 | 0 | 0 | 0
F12_Industrial_Primary Metals_Existing_Process_Natural Gas_Process Heat Recovery_A_Achievable Economic TRC Potential | F12 | Industrial | Primary Metals | Existing | Process | Natural Gas | Process Heat Recovery | A | Cumulative Winter Peak Savings (MW) | Achievable Economic TRC Potential | 0 | 0 | 0 | 0 | 0 | 0 | 0 | 0 | 0 | 0 | 0 | 0 | 0 | 0 | 0 | 0 | 0 | 0 | 0 | 0 | 0 | 0
F13_Industrial_Primary Metals_Existing_Process_Natural Gas_Process Heat Recovery_A_Achievable Economic TRC Potential | F13 | Industrial | Primary Metals | Existing | Process | Natural Gas | Process Heat Recovery | A | Purchases (Incremental) | Achievable Economic TRC Potential | 0 | 0 | 0 | 0 | 0 | 0 | 0 | 0 | 0 | 0 | 0 | 0 | 0 | 0 | 0 | 0 | 0 | 0 | 0 | 0 | 0 | 0
F14_Industrial_Primary Metals_Existing_Process_Natural Gas_Process Heat Recovery_A_Achievable Economic TRC Potential | F14 | Industrial | Primary Metals | Existing | Process | Natural Gas | Process Heat Recovery | A | Purchases (Cumulative) | Achievable Economic TRC Potential | 0 | 0 | 0 | 0 | 0 | 0 | 0 | 0 | 0 | 0 | 0 | 0 | 0 | 0 | 0 | 0 | 0 | 0 | 0 | 0 | 0 | 0
F1_Industrial_Primary Metals_Existing_Space Heating_Natural Gas_Building Automation System_A_Achievable Economic TRC Potential | F1 | Industrial | Primary Metals | Existing | Space Heating | Natural Gas | Building Automation System | A | Original Unit Energy Savings (kWh or therms) | Achievable Economic TRC Potential | 0 | 0 | 0.015624 | 0.015587 | 0.01555 | 0.015514 | 0.015478 | 0.015443 | 0.015409 | 0.015376 | 0.015345 | 0.015316 | 0.015289 | 0.015263 | 0.015238 | 0.015215 | 0.015194 | 0.015173 | 0.015154 | 0.015136 | 0.01512 | 0.015104
F2_Industrial_Primary Metals_Existing_Space Heating_Natural Gas_Building Automation System_A_Achievable Economic TRC Potential | F2 | Industrial | Primary Metals | Existing | Space Heating | Natural Gas | Building Automation System | A | Original Unit Summer Peak Savings (kW) | Achievable Economic TRC Potential | 0 | 0 | 0 | 0 | 0 | 0 | 0 | 0 | 0 | 0 | 0 | 0 | 0 | 0 | 0 | 0 | 0 | 0 | 0 | 0 | 0 | 0
F3_Industrial_Primary Metals_Existing_Space Heating_Natural Gas_Building Automation System_A_Achievable Economic TRC Potential | F3 | Industrial | Primary Metals | Existing | Space Heating | Natural Gas | Building Automation System | A | Original Unit Winter Peak Savings (kW) | Achievable Economic TRC Potential | 0 | 0 | 0 | 0 | 0 | 0 | 0 | 0 | 0 | 0 | 0 | 0 | 0 | 0 | 0 | 0 | 0 | 0 | 0 | 0 | 0 | 0
F4_Industrial_Primary Metals_Existing_Space Heating_Natural Gas_Building Automation System_A_Achievable Economic TRC Potential | F4 | Industrial | Primary Metals | Existing | Space Heating | Natural Gas | Building Automation System | A | Standalone Impact on Baseline Energy (%) | Achievable Economic TRC Potential | 0% | 0% | 0.01308% | 0.03945% | 0.08656% | 0.1636% | 0.2811% | 0.4501% | 0.6813% | 0.9827% | 1.358% | 1.804% | 2.309% | 2.854% | 3.41% | 3.946% | 4.435% | 4.86% | 5.21% | 5.485% | 5.699% | 5.875%
F5_Industrial_Primary Metals_Existing_Space Heating_Natural Gas_Building Automation System_A_Achievable Economic TRC Potential | F5 | Industrial | Primary Metals | Existing | Space Heating | Natural Gas | Building Automation System | A | Standalone Impact on Baseline Summer Peak (%) | Achievable Economic TRC Potential | bar: 2019 to 2040
F6_Industrial_Primary Metals_Existing_Space Heating_Natural Gas_Building Automation System_A_Achievable Economic TRC Potential | F6 | Industrial | Primary Metals | Existing | Space Heating | Natural Gas | Building Automation System | A | Standalone Impact on Baseline Winter Peak (%) | Achievable Economic TRC Potential | bar: 2019 to 2040
F7_Industrial_Primary Metals_Existing_Space Heating_Natural Gas_Building Automation System_A_Achievable Economic TRC Potential | F7 | Industrial | Primary Metals | Existing | Space Heating | Natural Gas | Building Automation System | A | Incremental Energy Savings (MWh or mTherms) | Achievable Economic TRC Potential | 0 | 0 | 0.012531 | 0.024559 | 0.042751 | 0.068181 | 0.10147 | 0.1425 | 0.19008 | 0.24165 | 0.29313 | 0.33907 | 0.37318 | 0.38949 | 0.38376 | 0.35499 | 0.30629 | 0.2486 | 0.18659 | 0.1268 | 0.079527 | 0.050918
F8_Industrial_Primary Metals_Existing_Space Heating_Natural Gas_Building Automation System_A_Achievable Economic TRC Potential | F8 | Industrial | Primary Metals | Existing | Space Heating | Natural Gas | Building Automation System | A | Incremental Summer Peak Savings (MW) | Achievable Economic TRC Potential | 0 | 0 | 0 | 0 | 0 | 0 | 0 | 0 | 0 | 0 | 0 | 0 | 0 | 0 | 0 | 0 | 0 | 0 | 0 | 0 | 0 | 0
F9_Industrial_Primary Metals_Existing_Space Heating_Natural Gas_Building Automation System_A_Achievable Economic TRC Potential | F9 | Industrial | Primary Metals | Existing | Space Heating | Natural Gas | Building Automation System | A | Incremental Winter Peak Savings (MW) | Achievable Economic TRC Potential | 0 | 0 | 0 | 0 | 0 | 0 | 0 | 0 | 0 | 0 | 0 | 0 | 0 | 0 | 0 | 0 | 0 | 0 | 0 | 0 | 0 | 0
F10_Industrial_Primary Metals_Existing_Space Heating_Natural Gas_Building Automation System_A_Achievable Economic TRC Potential | F10 | Industrial | Primary Metals | Existing | Space Heating | Natural Gas | Building Automation System | A | Cumulative Energy Savings (MWh or mTherms) | Achievable Economic TRC Potential | 0 | 0 | 0.012531 | 0.03706 | 0.079723 | 0.14772 | 0.24884 | 0.39078 | 0.58 | 0.82043 | 1.1119 | 1.4489 | 1.8195 | 2.2059 | 2.5861 | 2.9372 | 3.2393 | 3.4836 | 3.6658 | 3.7882 | 3.8635 | 3.9104
F11_Industrial_Primary Metals_Existing_Space Heating_Natural Gas_Building Automation System_A_Achievable Economic TRC Potential | F11 | Industrial | Primary Metals | Existing | Space Heating | Natural Gas | Building Automation System | A | Cumulative Summer Peak Savings (MW) | Achievable Economic TRC Potential | 0 | 0 | 0 | 0 | 0 | 0 | 0 | 0 | 0 | 0 | 0 | 0 | 0 | 0 | 0 | 0 | 0 | 0 | 0 | 0 | 0 | 0
F12_Industrial_Primary Metals_Existing_Space Heating_Natural Gas_Building Automation System_A_Achievable Economic TRC Potential | F12 | Industrial | Primary Metals | Existing | Space Heating | Natural Gas | Building Automation System | A | Cumulative Winter Peak Savings (MW) | Achievable Economic TRC Potential | 0 | 0 | 0 | 0 | 0 | 0 | 0 | 0 | 0 | 0 | 0 | 0 | 0 | 0 | 0 | 0 | 0 | 0 | 0 | 0 | 0 | 0
F13_Industrial_Primary Metals_Existing_Space Heating_Natural Gas_Building Automation System_A_Achievable Economic TRC Potential | F13 | Industrial | Primary Metals | Existing | Space Heating | Natural Gas | Building Automation System | A | Purchases (Incremental) | Achievable Economic TRC Potential | 0 | 0 | 802.0322 | 1575.5682 | 2749.26 | 4394.9439 | 6555.8953 | 9227.556 | 12335.5962 | 15715.6744 | 19102.45 | 22137.9414 | 24409.1018 | 25518.987 | 25183.706 | 23330.5816 | 20159.1303 | 16383.9405 | 12312.8802 | 8377.331 | 5259.9047 | 3371.2282
F14_Industrial_Primary Metals_Existing_Space Heating_Natural Gas_Building Automation System_A_Achievable Economic TRC Potential | F14 | Industrial | Primary Metals | Existing | Space Heating | Natural Gas | Building Automation System | A | Purchases (Cumulative) | Achievable Economic TRC Potential | 0 | 0 | 802.0322 | 2377.6003 | 5126.8603 | 9521.8042 | 16077.6995 | 25305.2555 | 37640.8518 | 53356.5262 | 72458.9762 | 94596.9177 | 119006.0194 | 144525.0065 | 169708.7125 | 193039.2941 | 213198.4245 | 229582.365 | 241895.2452 | 250272.5762 | 255532.4808 | 258903.7091
F1_Industrial_Primary Metals_Existing_Space Heating_Natural Gas_Steam System Efficiency Improvements_A_Achievable Economic TRC Potential | F1 | Industrial | Primary Metals | Existing | Space Heating | Natural Gas | Steam System Efficiency Improvements | A | Original Unit Energy Savings (kWh or therms) | Achievable Economic TRC Potential | 0 | 0 | 0.13953 | 0.13917 | 0.13883 | 0.1385 | 0.13817 | 0.13785 | 0.13755 | 0.13725 | 0.13697 | 0.13669 | 0.13643 | 0.13618 | 0.13594 | 0.13572 | 0.13551 | 0.13531 | 0.13512 | 0.13495 | 0.1348 | 0.13466
F2_Industrial_Primary Metals_Existing_Space Heating_Natural Gas_Steam System Efficiency Improvements_A_Achievable Economic TRC Potential | F2 | Industrial | Primary Metals | Existing | Space Heating | Natural Gas | Steam System Efficiency Improvements | A | Original Unit Summer Peak Savings (kW) | Achievable Economic TRC Potential | 0 | 0 | 0 | 0 | 0 | 0 | 0 | 0 | 0 | 0 | 0 | 0 | 0 | 0 | 0 | 0 | 0 | 0 | 0 | 0 | 0 | 0
F3_Industrial_Primary Metals_Existing_Space Heating_Natural Gas_Steam System Efficiency Improvements_A_Achievable Economic TRC Potential | F3 | Industrial | Primary Metals | Existing | Space Heating | Natural Gas | Steam System Efficiency Improvements | A | Original Unit Winter Peak Savings (kW) | Achievable Economic TRC Potential | 0 | 0 | 0 | 0 | 0 | 0 | 0 | 0 | 0 | 0 | 0 | 0 | 0 | 0 | 0 | 0 | 0 | 0 | 0 | 0 | 0 | 0
F4_Industrial_Primary Metals_Existing_Space Heating_Natural Gas_Steam System Efficiency Improvements_A_Achievable Economic TRC Potential | F4 | Industrial | Primary Metals | Existing | Space Heating | Natural Gas | Steam System Efficiency Improvements | A | Standalone Impact on Baseline Energy (%) | Achievable Economic TRC Potential | 0% | 0% | 0.0008277% | 0.002496% | 0.005477% | 0.01035% | 0.01778% | 0.02848% | 0.0431% | 0.06217% | 0.0859% | 0.1141% | 0.146% | 0.1804% | 0.2156% | 0.2495% | 0.2803% | 0.3071% | 0.3292% | 0.3466% | 0.3601% | 0.3712%
F5_Industrial_Primary Metals_Existing_Space Heating_Natural Gas_Steam System Efficiency Improvements_A_Achievable Economic TRC Potential | F5 | Industrial | Primary Metals | Existing | Space Heating | Natural Gas | Steam System Efficiency Improvements | A | Standalone Impact on Baseline Summer Peak (%) | Achievable Economic TRC Potential | bar: 2019 to 2040
F6_Industrial_Primary Metals_Existing_Space Heating_Natural Gas_Steam System Efficiency Improvements_A_Achievable Economic TRC Potential | F6 | Industrial | Primary Metals | Existing | Space Heating | Natural Gas | Steam System Efficiency Improvements | A | Standalone Impact on Baseline Winter Peak (%) | Achievable Economic TRC Potential | bar: 2019 to 2040
F7_Industrial_Primary Metals_Existing_Space Heating_Natural Gas_Steam System Efficiency Improvements_A_Achievable Economic TRC Potential | F7 | Industrial | Primary Metals | Existing | Space Heating | Natural Gas | Steam System Efficiency Improvements | A | Incremental Energy Savings (MWh or mTherms) | Achievable Economic TRC Potential | 0 | 0 | 0.00079307 | 0.0015541 | 0.002705 | 0.0043138 | 0.0064197 | 0.0090152 | 0.012025 | 0.015287 | 0.018543 | 0.021446 | 0.023601 | 0.024629 | 0.024263 | 0.02244 | 0.01936 | 0.015711 | 0.011791 | 0.0080124 | 0.0050249 | 0.0032172
F8_Industrial_Primary Metals_Existing_Space Heating_Natural Gas_Steam System Efficiency Improvements_A_Achievable Economic TRC Potential | F8 | Industrial | Primary Metals | Existing | Space Heating | Natural Gas | Steam System Efficiency Improvements | A | Incremental Summer Peak Savings (MW) | Achievable Economic TRC Potential | 0 | 0 | 0 | 0 | 0 | 0 | 0 | 0 | 0 | 0 | 0 | 0 | 0 | 0 | 0 | 0 | 0 | 0 | 0 | 0 | 0 | 0
F9_Industrial_Primary Metals_Existing_Space Heating_Natural Gas_Steam System Efficiency Improvements_A_Achievable Economic TRC Potential | F9 | Industrial | Primary Metals | Existing | Space Heating | Natural Gas | Steam System Efficiency Improvements | A | Incremental Winter Peak Savings (MW) | Achievable Economic TRC Potential | 0 | 0 | 0 | 0 | 0 | 0 | 0 | 0 | 0 | 0 | 0 | 0 | 0 | 0 | 0 | 0 | 0 | 0 | 0 | 0 | 0 | 0
F10_Industrial_Primary Metals_Existing_Space Heating_Natural Gas_Steam System Efficiency Improvements_A_Achievable Economic TRC Potential | F10 | Industrial | Primary Metals | Existing | Space Heating | Natural Gas | Steam System Efficiency Improvements | A | Cumulative Energy Savings (MWh or mTherms) | Achievable Economic TRC Potential | 0 | 0 | 0.00079307 | 0.0023451 | 0.0050444 | 0.0093461 | 0.015744 | 0.024723 | 0.036693 | 0.0519 | 0.070335 | 0.09164 | 0.11507 | 0.13948 | 0.1635 | 0.18567 | 0.20475 | 0.22016 | 0.23165 | 0.23937 | 0.24412 | 0.24708
F11_Industrial_Primary Metals_Existing_Space Heating_Natural Gas_Steam System Efficiency Improvements_A_Achievable Economic TRC Potential | F11 | Industrial | Primary Metals | Existing | Space Heating | Natural Gas | Steam System Efficiency Improvements | A | Cumulative Summer Peak Savings (MW) | Achievable Economic TRC Potential | 0 | 0 | 0 | 0 | 0 | 0 | 0 | 0 | 0 | 0 | 0 | 0 | 0 | 0 | 0 | 0 | 0 | 0 | 0 | 0 | 0 | 0
F12_Industrial_Primary Metals_Existing_Space Heating_Natural Gas_Steam System Efficiency Improvements_A_Achievable Economic TRC Potential | F12 | Industrial | Primary Metals | Existing | Space Heating | Natural Gas | Steam System Efficiency Improvements | A | Cumulative Winter Peak Savings (MW) | Achievable Economic TRC Potential | 0 | 0 | 0 | 0 | 0 | 0 | 0 | 0 | 0 | 0 | 0 | 0 | 0 | 0 | 0 | 0 | 0 | 0 | 0 | 0 | 0 | 0
F13_Industrial_Primary Metals_Existing_Space Heating_Natural Gas_Steam System Efficiency Improvements_A_Achievable Economic TRC Potential | F13 | Industrial | Primary Metals | Existing | Space Heating | Natural Gas | Steam System Efficiency Improvements | A | Purchases (Incremental) | Achievable Economic TRC Potential | 0 | 0 | 5.6841 | 11.1662 | 19.4843 | 31.1475 | 46.4624 | 65.3968 | 87.4239 | 111.3789 | 135.3814 | 156.8943 | 172.9903 | 180.8562 | 178.48 | 165.3467 | 142.8702 | 116.115 | 87.2629 | 59.3712 | 37.2776 | 23.8923
F14_Industrial_Primary Metals_Existing_Space Heating_Natural Gas_Steam System Efficiency Improvements_A_Achievable Economic TRC Potential | F14 | Industrial | Primary Metals | Existing | Space Heating | Natural Gas | Steam System Efficiency Improvements | A | Purchases (Cumulative) | Achievable Economic TRC Potential | 0 | 0 | 5.6841 | 16.8503 | 36.3347 | 67.4822 | 113.9446 | 179.3414 | 266.7653 | 378.1442 | 513.5256 | 670.4199 | 843.4102 | 1024.2664 | 1202.7464 | 1368.0931 | 1510.9633 | 1627.0783 | 1714.3412 | 1773.7124 | 1810.9899 | 1834.8823
F1_Industrial_Primary Metals_Existing_Process_Natural Gas_Steam System Efficiency Improvements_A_Achievable Economic TRC Potential | F1 | Industrial | Primary Metals | Existing | Process | Natural Gas | Steam System Efficiency Improvements | A | Original Unit Energy Savings (kWh or therms) | Achievable Economic TRC Potential | 0 | 0 | 0.13402 | 0.13402 | 0.13402 | 0.13402 | 0.13402 | 0.13402 | 0.13402 | 0.13402 | 0.13402 | 0.13402 | 0.13402 | 0.13402 | 0.13402 | 0.13402 | 0.13402 | 0.13402 | 0.13402 | 0.13402 | 0.13402 | 0.13402
F2_Industrial_Primary Metals_Existing_Process_Natural Gas_Steam System Efficiency Improvements_A_Achievable Economic TRC Potential | F2 | Industrial | Primary Metals | Existing | Process | Natural Gas | Steam System Efficiency Improvements | A | Original Unit Summer Peak Savings (kW) | Achievable Economic TRC Potential | 0 | 0 | 0 | 0 | 0 | 0 | 0 | 0 | 0 | 0 | 0 | 0 | 0 | 0 | 0 | 0 | 0 | 0 | 0 | 0 | 0 | 0
F3_Industrial_Primary Metals_Existing_Process_Natural Gas_Steam System Efficiency Improvements_A_Achievable Economic TRC Potential | F3 | Industrial | Primary Metals | Existing | Process | Natural Gas | Steam System Efficiency Improvements | A | Original Unit Winter Peak Savings (kW) | Achievable Economic TRC Potential | 0 | 0 | 0 | 0 | 0 | 0 | 0 | 0 | 0 | 0 | 0 | 0 | 0 | 0 | 0 | 0 | 0 | 0 | 0 | 0 | 0 | 0
F4_Industrial_Primary Metals_Existing_Process_Natural Gas_Steam System Efficiency Improvements_A_Achievable Economic TRC Potential | F4 | Industrial | Primary Metals | Existing | Process | Natural Gas | Steam System Efficiency Improvements | A | Standalone Impact on Baseline Energy (%) | Achievable Economic TRC Potential | bar: 2019 to 2040
F5_Industrial_Primary Metals_Existing_Process_Natural Gas_Steam System Efficiency Improvements_A_Achievable Economic TRC Potential | F5 | Industrial | Primary Metals | Existing | Process | Natural Gas | Steam System Efficiency Improvements | A | Standalone Impact on Baseline Summer Peak (%) | Achievable Economic TRC Potential | bar: 2019 to 2040
F6_Industrial_Primary Metals_Existing_Process_Natural Gas_Steam System Efficiency Improvements_A_Achievable Economic TRC Potential | F6 | Industrial | Primary Metals | Existing | Process | Natural Gas | Steam System Efficiency Improvements | A | Standalone Impact on Baseline Winter Peak (%) | Achievable Economic TRC Potential | bar: 2019 to 2040
F7_Industrial_Primary Metals_Existing_Process_Natural Gas_Steam System Efficiency Improvements_A_Achievable Economic TRC Potential | F7 | Industrial | Primary Metals | Existing | Process | Natural Gas | Steam System Efficiency Improvements | A | Incremental Energy Savings (MWh or mTherms) | Achievable Economic TRC Potential | 0 | 0 | 0 | 0 | 0 | 0 | 0 | 0 | 0 | 0 | 0 | 0 | 0 | 0 | 0 | 0 | 0 | 0 | 0 | 0 | 0 | 0
F8_Industrial_Primary Metals_Existing_Process_Natural Gas_Steam System Efficiency Improvements_A_Achievable Economic TRC Potential | F8 | Industrial | Primary Metals | Existing | Process | Natural Gas | Steam System Efficiency Improvements | A | Incremental Summer Peak Savings (MW) | Achievable Economic TRC Potential | 0 | 0 | 0 | 0 | 0 | 0 | 0 | 0 | 0 | 0 | 0 | 0 | 0 | 0 | 0 | 0 | 0 | 0 | 0 | 0 | 0 | 0
F9_Industrial_Primary Metals_Existing_Process_Natural Gas_Steam System Efficiency Improvements_A_Achievable Economic TRC Potential | F9 | Industrial | Primary Metals | Existing | Process | Natural Gas | Steam System Efficiency Improvements | A | Incremental Winter Peak Savings (MW) | Achievable Economic TRC Potential | 0 | 0 | 0 | 0 | 0 | 0 | 0 | 0 | 0 | 0 | 0 | 0 | 0 | 0 | 0 | 0 | 0 | 0 | 0 | 0 | 0 | 0
F10_Industrial_Primary Metals_Existing_Process_Natural Gas_Steam System Efficiency Improvements_A_Achievable Economic TRC Potential | F10 | Industrial | Primary Metals | Existing | Process | Natural Gas | Steam System Efficiency Improvements | A | Cumulative Energy Savings (MWh or mTherms) | Achievable Economic TRC Potential | 0 | 0 | 0 | 0 | 0 | 0 | 0 | 0 | 0 | 0 | 0 | 0 | 0 | 0 | 0 | 0 | 0 | 0 | 0 | 0 | 0 | 0
F11_Industrial_Primary Metals_Existing_Process_Natural Gas_Steam System Efficiency Improvements_A_Achievable Economic TRC Potential | F11 | Industrial | Primary Metals | Existing | Process | Natural Gas | Steam System Efficiency Improvements | A | Cumulative Summer Peak Savings (MW) | Achievable Economic TRC Potential | 0 | 0 | 0 | 0 | 0 | 0 | 0 | 0 | 0 | 0 | 0 | 0 | 0 | 0 | 0 | 0 | 0 | 0 | 0 | 0 | 0 | 0
F12_Industrial_Primary Metals_Existing_Process_Natural Gas_Steam System Efficiency Improvements_A_Achievable Economic TRC Potential | F12 | Industrial | Primary Metals | Existing | Process | Natural Gas | Steam System Efficiency Improvements | A | Cumulative Winter Peak Savings (MW) | Achievable Economic TRC Potential | 0 | 0 | 0 | 0 | 0 | 0 | 0 | 0 | 0 | 0 | 0 | 0 | 0 | 0 | 0 | 0 | 0 | 0 | 0 | 0 | 0 | 0
F13_Industrial_Primary Metals_Existing_Process_Natural Gas_Steam System Efficiency Improvements_A_Achievable Economic TRC Potential | F13 | Industrial | Primary Metals | Existing | Process | Natural Gas | Steam System Efficiency Improvements | A | Purchases (Incremental) | Achievable Economic TRC Potential | 0 | 0 | 0 | 0 | 0 | 0 | 0 | 0 | 0 | 0 | 0 | 0 | 0 | 0 | 0 | 0 | 0 | 0 | 0 | 0 | 0 | 0
F14_Industrial_Primary Metals_Existing_Process_Natural Gas_Steam System Efficiency Improvements_A_Achievable Economic TRC Potential | F14 | Industrial | Primary Metals | Existing | Process | Natural Gas | Steam System Efficiency Improvements | A | Purchases (Cumulative) | Achievable Economic TRC Potential | 0 | 0 | 0 | 0 | 0 | 0 | 0 | 0 | 0 | 0 | 0 | 0 | 0 | 0 | 0 | 0 | 0 | 0 | 0 | 0 | 0 | 0
F1_Industrial_Primary Metals_Existing_Space Heating_Natural Gas_Strategic Energy Management_A_Achievable Economic TRC Potential | F1 | Industrial | Primary Metals | Existing | Space Heating | Natural Gas | Strategic Energy Management | A | Original Unit Energy Savings (kWh or therms) | Achievable Economic TRC Potential | 0 | 0 | 16.4755 | 16.4364 | 16.3973 | 16.3588 | 16.3209 | 16.284 | 16.2483 | 16.214 | 16.1814 | 16.1507 | 16.1217 | 16.0944 | 16.0687 | 16.0444 | 16.0216 | 16.0002 | 15.98 | 15.961 | 15.9433 | 15.9266
F2_Industrial_Primary Metals_Existing_Space Heating_Natural Gas_Strategic Energy Management_A_Achievable Economic TRC Potential | F2 | Industrial | Primary Metals | Existing | Space Heating | Natural Gas | Strategic Energy Management | A | Original Unit Summer Peak Savings (kW) | Achievable Economic TRC Potential | 0 | 0 | 0 | 0 | 0 | 0 | 0 | 0 | 0 | 0 | 0 | 0 | 0 | 0 | 0 | 0 | 0 | 0 | 0 | 0 | 0 | 0
F3_Industrial_Primary Metals_Existing_Space Heating_Natural Gas_Strategic Energy Management_A_Achievable Economic TRC Potential | F3 | Industrial | Primary Metals | Existing | Space Heating | Natural Gas | Strategic Energy Management | A | Original Unit Winter Peak Savings (kW) | Achievable Economic TRC Potential | 0 | 0 | 0 | 0 | 0 | 0 | 0 | 0 | 0 | 0 | 0 | 0 | 0 | 0 | 0 | 0 | 0 | 0 | 0 | 0 | 0 | 0
F4_Industrial_Primary Metals_Existing_Space Heating_Natural Gas_Strategic Energy Management_A_Achievable Economic TRC Potential | F4 | Industrial | Primary Metals | Existing | Space Heating | Natural Gas | Strategic Energy Management | A | Standalone Impact on Baseline Energy (%) | Achievable Economic TRC Potential | 0% | 0% | 0.08224% | 0.1659% | 0.2511% | 0.3377% | 0.4259% | 0.5156% | 0.6069% | 0.6997% | 0.7943% | 0.8904% | 0.9883% | 1.088% | 1.189% | 1.292% | 1.397% | 1.504% | 1.613% | 1.723% | 1.836% | 1.95%
F5_Industrial_Primary Metals_Existing_Space Heating_Natural Gas_Strategic Energy Management_A_Achievable Economic TRC Potential | F5 | Industrial | Primary Metals | Existing | Space Heating | Natural Gas | Strategic Energy Management | A | Standalone Impact on Baseline Summer Peak (%) | Achievable Economic TRC Potential | bar: 2019 to 2040
F6_Industrial_Primary Metals_Existing_Space Heating_Natural Gas_Strategic Energy Management_A_Achievable Economic TRC Potential | F6 | Industrial | Primary Metals | Existing | Space Heating | Natural Gas | Strategic Energy Management | A | Standalone Impact on Baseline Winter Peak (%) | Achievable Economic TRC Potential | bar: 2019 to 2040
F7_Industrial_Primary Metals_Existing_Space Heating_Natural Gas_Strategic Energy Management_A_Achievable Economic TRC Potential | F7 | Industrial | Primary Metals | Existing | Space Heating | Natural Gas | Strategic Energy Management | A | Incremental Energy Savings (MWh or mTherms) | Achievable Economic TRC Potential | 0 | 0 | 0.078797 | 0.077254 | 0.075742 | 0.074261 | 0.072811 | 0.071394 | 0.070009 | 0.068657 | 0.067338 | 0.066051 | 0.064796 | 0.063571 | 0.062375 | 0.061207 | 0.060066 | 0.058951 | 0.057862 | 0.056797 | 0.055755 | 0.054737
F8_Industrial_Primary Metals_Existing_Space Heating_Natural Gas_Strategic Energy Management_A_Achievable Economic TRC Potential | F8 | Industrial | Primary Metals | Existing | Space Heating | Natural Gas | Strategic Energy Management | A | Incremental Summer Peak Savings (MW) | Achievable Economic TRC Potential | 0 | 0 | 0 | 0 | 0 | 0 | 0 | 0 | 0 | 0 | 0 | 0 | 0 | 0 | 0 | 0 | 0 | 0 | 0 | 0 | 0 | 0
F9_Industrial_Primary Metals_Existing_Space Heating_Natural Gas_Strategic Energy Management_A_Achievable Economic TRC Potential | F9 | Industrial | Primary Metals | Existing | Space Heating | Natural Gas | Strategic Energy Management | A | Incremental Winter Peak Savings (MW) | Achievable Economic TRC Potential | 0 | 0 | 0 | 0 | 0 | 0 | 0 | 0 | 0 | 0 | 0 | 0 | 0 | 0 | 0 | 0 | 0 | 0 | 0 | 0 | 0 | 0
F10_Industrial_Primary Metals_Existing_Space Heating_Natural Gas_Strategic Energy Management_A_Achievable Economic TRC Potential | F10 | Industrial | Primary Metals | Existing | Space Heating | Natural Gas | Strategic Energy Management | A | Cumulative Energy Savings (MWh or mTherms) | Achievable Economic TRC Potential | 0 | 0 | 0.078797 | 0.15586 | 0.23123 | 0.30495 | 0.37706 | 0.4476 | 0.51663 | 0.58419 | 0.65036 | 0.71517 | 0.77869 | 0.84094 | 0.90197 | 0.96181 | 1.0205 | 1.0781 | 1.1346 | 1.1901 | 1.2445 | 1.2979
F11_Industrial_Primary Metals_Existing_Space Heating_Natural Gas_Strategic Energy Management_A_Achievable Economic TRC Potential | F11 | Industrial | Primary Metals | Existing | Space Heating | Natural Gas | Strategic Energy Management | A | Cumulative Summer Peak Savings (MW) | Achievable Economic TRC Potential | 0 | 0 | 0 | 0 | 0 | 0 | 0 | 0 | 0 | 0 | 0 | 0 | 0 | 0 | 0 | 0 | 0 | 0 | 0 | 0 | 0 | 0
F12_Industrial_Primary Metals_Existing_Space Heating_Natural Gas_Strategic Energy Management_A_Achievable Economic TRC Potential | F12 | Industrial | Primary Metals | Existing | Space Heating | Natural Gas | Strategic Energy Management | A | Cumulative Winter Peak Savings (MW) | Achievable Economic TRC Potential | 0 | 0 | 0 | 0 | 0 | 0 | 0 | 0 | 0 | 0 | 0 | 0 | 0 | 0 | 0 | 0 | 0 | 0 | 0 | 0 | 0 | 0
F13_Industrial_Primary Metals_Existing_Space Heating_Natural Gas_Strategic Energy Management_A_Achievable Economic TRC Potential | F13 | Industrial | Primary Metals | Existing | Space Heating | Natural Gas | Strategic Energy Management | A | Purchases (Incremental) | Achievable Economic TRC Potential | 0 | 0 | 4.7826 | 4.7002 | 4.6191 | 4.5395 | 4.4612 | 4.3843 | 4.3087 | 4.2344 | 4.1614 | 4.0897 | 4.0192 | 3.9499 | 3.8818 | 3.8148 | 3.7491 | 3.6844 | 3.6209 | 3.5585 | 3.4971 | 3.4368
F14_Industrial_Primary Metals_Existing_Space Heating_Natural Gas_Strategic Energy Management_A_Achievable Economic TRC Potential | F14 | Industrial | Primary Metals | Existing | Space Heating | Natural Gas | Strategic Energy Management | A | Purchases (Cumulative) | Achievable Economic TRC Potential | 0 | 0 | 4.7826 | 9.4828 | 14.1019 | 18.6414 | 23.1027 | 27.487 | 31.7957 | 36.0301 | 40.1916 | 44.2812 | 48.3004 | 52.2503 | 56.132 | 59.9469 | 63.6959 | 67.3804 | 71.0013 | 74.5597 | 78.0569 | 81.4937
F1_Industrial_Primary Metals_Existing_Process_Natural Gas_Strategic Energy Management_A_Achievable Economic TRC Potential | F1 | Industrial | Primary Metals | Existing | Process | Natural Gas | Strategic Energy Management | A | Original Unit Energy Savings (kWh or therms) | Achievable Economic TRC Potential | 0 | 0 | 100.7891 | 100.7891 | 100.7891 | 100.7891 | 100.7891 | 100.7891 | 100.7891 | 100.7891 | 100.7891 | 100.7891 | 100.7891 | 100.7891 | 100.7891 | 100.7891 | 100.7891 | 100.7891 | 100.7891 | 100.7891 | 100.7891 | 100.7891
F2_Industrial_Primary Metals_Existing_Process_Natural Gas_Strategic Energy Management_A_Achievable Economic TRC Potential | F2 | Industrial | Primary Metals | Existing | Process | Natural Gas | Strategic Energy Management | A | Original Unit Summer Peak Savings (kW) | Achievable Economic TRC Potential | 0 | 0 | 0 | 0 | 0 | 0 | 0 | 0 | 0 | 0 | 0 | 0 | 0 | 0 | 0 | 0 | 0 | 0 | 0 | 0 | 0 | 0
F3_Industrial_Primary Metals_Existing_Process_Natural Gas_Strategic Energy Management_A_Achievable Economic TRC Potential | F3 | Industrial | Primary Metals | Existing | Process | Natural Gas | Strategic Energy Management | A | Original Unit Winter Peak Savings (kW) | Achievable Economic TRC Potential | 0 | 0 | 0 | 0 | 0 | 0 | 0 | 0 | 0 | 0 | 0 | 0 | 0 | 0 | 0 | 0 | 0 | 0 | 0 | 0 | 0 | 0
F4_Industrial_Primary Metals_Existing_Process_Natural Gas_Strategic Energy Management_A_Achievable Economic TRC Potential | F4 | Industrial | Primary Metals | Existing | Process | Natural Gas | Strategic Energy Management | A | Standalone Impact on Baseline Energy (%) | Achievable Economic TRC Potential | 0% | 0% | 0.08224% | 0.1659% | 0.2511% | 0.3377% | 0.4259% | 0.5156% | 0.6069% | 0.6997% | 0.7943% | 0.8904% | 0.9883% | 1.088% | 1.189% | 1.292% | 1.397% | 1.504% | 1.613% | 1.723% | 1.836% | 1.95%
F5_Industrial_Primary Metals_Existing_Process_Natural Gas_Strategic Energy Management_A_Achievable Economic TRC Potential | F5 | Industrial | Primary Metals | Existing | Process | Natural Gas | Strategic Energy Management | A | Standalone Impact on Baseline Summer Peak (%) | Achievable Economic TRC Potential | bar: 2019 to 2040
F6_Industrial_Primary Metals_Existing_Process_Natural Gas_Strategic Energy Management_A_Achievable Economic TRC Potential | F6 | Industrial | Primary Metals | Existing | Process | Natural Gas | Strategic Energy Management | A | Standalone Impact on Baseline Winter Peak (%) | Achievable Economic TRC Potential | bar: 2019 to 2040
F7_Industrial_Primary Metals_Existing_Process_Natural Gas_Strategic Energy Management_A_Achievable Economic TRC Potential | F7 | Industrial | Primary Metals | Existing | Process | Natural Gas | Strategic Energy Management | A | Incremental Energy Savings (MWh or mTherms) | Achievable Economic TRC Potential | 0 | 0 | 2.0426 | 2.0074 | 1.9728 | 1.9388 | 1.9054 | 1.8725 | 1.8402 | 1.8085 | 1.7773 | 1.7467 | 1.7166 | 1.687 | 1.6579 | 1.6293 | 1.6012 | 1.5736 | 1.5465 | 1.5198 | 1.4936 | 1.4679
F8_Industrial_Primary Metals_Existing_Process_Natural Gas_Strategic Energy Management_A_Achievable Economic TRC Potential | F8 | Industrial | Primary Metals | Existing | Process | Natural Gas | Strategic Energy Management | A | Incremental Summer Peak Savings (MW) | Achievable Economic TRC Potential | 0 | 0 | 0 | 0 | 0 | 0 | 0 | 0 | 0 | 0 | 0 | 0 | 0 | 0 | 0 | 0 | 0 | 0 | 0 | 0 | 0 | 0
F9_Industrial_Primary Metals_Existing_Process_Natural Gas_Strategic Energy Management_A_Achievable Economic TRC Potential | F9 | Industrial | Primary Metals | Existing | Process | Natural Gas | Strategic Energy Management | A | Incremental Winter Peak Savings (MW) | Achievable Economic TRC Potential | 0 | 0 | 0 | 0 | 0 | 0 | 0 | 0 | 0 | 0 | 0 | 0 | 0 | 0 | 0 | 0 | 0 | 0 | 0 | 0 | 0 | 0
F10_Industrial_Primary Metals_Existing_Process_Natural Gas_Strategic Energy Management_A_Achievable Economic TRC Potential | F10 | Industrial | Primary Metals | Existing | Process | Natural Gas | Strategic Energy Management | A | Cumulative Energy Savings (MWh or mTherms) | Achievable Economic TRC Potential | 0 | 0 | 2.0426 | 4.0501 | 6.0229 | 7.9617 | 9.8671 | 11.7396 | 13.5798 | 15.3883 | 17.1657 | 18.9123 | 20.6289 | 22.3159 | 23.9738 | 25.6031 | 27.2043 | 28.7779 | 30.3244 | 31.8442 | 33.3378 | 34.8056
F11_Industrial_Primary Metals_Existing_Process_Natural Gas_Strategic Energy Management_A_Achievable Economic TRC Potential | F11 | Industrial | Primary Metals | Existing | Process | Natural Gas | Strategic Energy Management | A | Cumulative Summer Peak Savings (MW) | Achievable Economic TRC Potential | 0 | 0 | 0 | 0 | 0 | 0 | 0 | 0 | 0 | 0 | 0 | 0 | 0 | 0 | 0 | 0 | 0 | 0 | 0 | 0 | 0 | 0
F12_Industrial_Primary Metals_Existing_Process_Natural Gas_Strategic Energy Management_A_Achievable Economic TRC Potential | F12 | Industrial | Primary Metals | Existing | Process | Natural Gas | Strategic Energy Management | A | Cumulative Winter Peak Savings (MW) | Achievable Economic TRC Potential | 0 | 0 | 0 | 0 | 0 | 0 | 0 | 0 | 0 | 0 | 0 | 0 | 0 | 0 | 0 | 0 | 0 | 0 | 0 | 0 | 0 | 0
F13_Industrial_Primary Metals_Existing_Process_Natural Gas_Strategic Energy Management_A_Achievable Economic TRC Potential | F13 | Industrial | Primary Metals | Existing | Process | Natural Gas | Strategic Energy Management | A | Purchases (Incremental) | Achievable Economic TRC Potential | 0 | 0 | 20.2665 | 19.9171 | 19.5737 | 19.2362 | 18.9046 | 18.5786 | 18.2583 | 17.9435 | 17.6341 | 17.3301 | 17.0313 | 16.7377 | 16.4491 | 16.1655 | 15.8868 | 15.6128 | 15.3437 | 15.0791 | 14.8191 | 14.5636
F14_Industrial_Primary Metals_Existing_Process_Natural Gas_Strategic Energy Management_A_Achievable Economic TRC Potential | F14 | Industrial | Primary Metals | Existing | Process | Natural Gas | Strategic Energy Management | A | Purchases (Cumulative) | Achievable Economic TRC Potential | 0 | 0 | 20.2665 | 40.1836 | 59.7573 | 78.9936 | 97.8981 | 116.4767 | 134.735 | 152.6786 | 170.3127 | 187.6428 | 204.6741 | 221.4117 | 237.8608 | 254.0263 | 269.9131 | 285.5259 | 300.8696 | 315.9487 | 330.7678 | 345.3315
F1_Industrial_Primary Metals_Existing_Miscellaneous_Natural Gas_Strategic Energy Management_A_Achievable Economic TRC Potential | F1 | Industrial | Primary Metals | Existing | Miscellaneous | Natural Gas | Strategic Energy Management | A | Original Unit Energy Savings (kWh or therms) | Achievable Economic TRC Potential | 0 | 0 | 17.014 | 17.014 | 17.014 | 17.014 | 17.014 | 17.014 | 17.014 | 17.014 | 17.014 | 17.014 | 17.014 | 17.014 | 17.014 | 17.014 | 17.014 | 17.014 | 17.014 | 17.014 | 17.014 | 17.014
F2_Industrial_Primary Metals_Existing_Miscellaneous_Natural Gas_Strategic Energy Management_A_Achievable Economic TRC Potential | F2 | Industrial | Primary Metals | Existing | Miscellaneous | Natural Gas | Strategic Energy Management | A | Original Unit Summer Peak Savings (kW) | Achievable Economic TRC Potential | 0 | 0 | 0 | 0 | 0 | 0 | 0 | 0 | 0 | 0 | 0 | 0 | 0 | 0 | 0 | 0 | 0 | 0 | 0 | 0 | 0 | 0
F3_Industrial_Primary Metals_Existing_Miscellaneous_Natural Gas_Strategic Energy Management_A_Achievable Economic TRC Potential | F3 | Industrial | Primary Metals | Existing | Miscellaneous | Natural Gas | Strategic Energy Management | A | Original Unit Winter Peak Savings (kW) | Achievable Economic TRC Potential | 0 | 0 | 0 | 0 | 0 | 0 | 0 | 0 | 0 | 0 | 0 | 0 | 0 | 0 | 0 | 0 | 0 | 0 | 0 | 0 | 0 | 0
F4_Industrial_Primary Metals_Existing_Miscellaneous_Natural Gas_Strategic Energy Management_A_Achievable Economic TRC Potential | F4 | Industrial | Primary Metals | Existing | Miscellaneous | Natural Gas | Strategic Energy Management | A | Standalone Impact on Baseline Energy (%) | Achievable Economic TRC Potential | 0% | 0% | 0.08224% | 0.1659% | 0.2511% | 0.3377% | 0.4259% | 0.5156% | 0.6069% | 0.6997% | 0.7943% | 0.8904% | 0.9883% | 1.088% | 1.189% | 1.292% | 1.397% | 1.504% | 1.613% | 1.723% | 1.836% | 1.95%
F5_Industrial_Primary Metals_Existing_Miscellaneous_Natural Gas_Strategic Energy Management_A_Achievable Economic TRC Potential | F5 | Industrial | Primary Metals | Existing | Miscellaneous | Natural Gas | Strategic Energy Management | A | Standalone Impact on Baseline Summer Peak (%) | Achievable Economic TRC Potential | bar: 2019 to 2040
F6_Industrial_Primary Metals_Existing_Miscellaneous_Natural Gas_Strategic Energy Management_A_Achievable Economic TRC Potential | F6 | Industrial | Primary Metals | Existing | Miscellaneous | Natural Gas | Strategic Energy Management | A | Standalone Impact on Baseline Winter Peak (%) | Achievable Economic TRC Potential | bar: 2019 to 2040
F7_Industrial_Primary Metals_Existing_Miscellaneous_Natural Gas_Strategic Energy Management_A_Achievable Economic TRC Potential | F7 | Industrial | Primary Metals | Existing | Miscellaneous | Natural Gas | Strategic Energy Management | A | Incremental Energy Savings (MWh or mTherms) | Achievable Economic TRC Potential | 0 | 0 | 0.086204 | 0.084718 | 0.083257 | 0.081821 | 0.080411 | 0.079024 | 0.077662 | 0.076323 | 0.075007 | 0.073714 | 0.072443 | 0.071194 | 0.069966 | 0.06876 | 0.067574 | 0.066409 | 0.065264 | 0.064139 | 0.063033 | 0.061947
F8_Industrial_Primary Metals_Existing_Miscellaneous_Natural Gas_Strategic Energy Management_A_Achievable Economic TRC Potential | F8 | Industrial | Primary Metals | Existing | Miscellaneous | Natural Gas | Strategic Energy Management | A | Incremental Summer Peak Savings (MW) | Achievable Economic TRC Potential | 0 | 0 | 0 | 0 | 0 | 0 | 0 | 0 | 0 | 0 | 0 | 0 | 0 | 0 | 0 | 0 | 0 | 0 | 0 | 0 | 0 | 0
F9_Industrial_Primary Metals_Existing_Miscellaneous_Natural Gas_Strategic Energy Management_A_Achievable Economic TRC Potential | F9 | Industrial | Primary Metals | Existing | Miscellaneous | Natural Gas | Strategic Energy Management | A | Incremental Winter Peak Savings (MW) | Achievable Economic TRC Potential | 0 | 0 | 0 | 0 | 0 | 0 | 0 | 0 | 0 | 0 | 0 | 0 | 0 | 0 | 0 | 0 | 0 | 0 | 0 | 0 | 0 | 0
F10_Industrial_Primary Metals_Existing_Miscellaneous_Natural Gas_Strategic Energy Management_A_Achievable Economic TRC Potential | F10 | Industrial | Primary Metals | Existing | Miscellaneous | Natural Gas | Strategic Energy Management | A | Cumulative Energy Savings (MWh or mTherms) | Achievable Economic TRC Potential | 0 | 0 | 0.086204 | 0.17092 | 0.25418 | 0.336 | 0.41641 | 0.49543 | 0.5731 | 0.64942 | 0.72443 | 0.79814 | 0.87058 | 0.94178 | 1.0117 | 1.0805 | 1.1481 | 1.2145 | 1.2798 | 1.3439 | 1.4069 | 1.4689
F11_Industrial_Primary Metals_Existing_Miscellaneous_Natural Gas_Strategic Energy Management_A_Achievable Economic TRC Potential | F11 | Industrial | Primary Metals | Existing | Miscellaneous | Natural Gas | Strategic Energy Management | A | Cumulative Summer Peak Savings (MW) | Achievable Economic TRC Potential | 0 | 0 | 0 | 0 | 0 | 0 | 0 | 0 | 0 | 0 | 0 | 0 | 0 | 0 | 0 | 0 | 0 | 0 | 0 | 0 | 0 | 0
F12_Industrial_Primary Metals_Existing_Miscellaneous_Natural Gas_Strategic Energy Management_A_Achievable Economic TRC Potential | F12 | Industrial | Primary Metals | Existing | Miscellaneous | Natural Gas | Strategic Energy Management | A | Cumulative Winter Peak Savings (MW) | Achievable Economic TRC Potential | 0 | 0 | 0 | 0 | 0 | 0 | 0 | 0 | 0 | 0 | 0 | 0 | 0 | 0 | 0 | 0 | 0 | 0 | 0 | 0 | 0 | 0
F13_Industrial_Primary Metals_Existing_Miscellaneous_Natural Gas_Strategic Energy Management_A_Achievable Economic TRC Potential | F13 | Industrial | Primary Metals | Existing | Miscellaneous | Natural Gas | Strategic Energy Management | A | Purchases (Incremental) | Achievable Economic TRC Potential | 0 | 0 | 5.0666 | 4.9793 | 4.8934 | 4.8091 | 4.7261 | 4.6447 | 4.5646 | 4.4859 | 4.4085 | 4.3325 | 4.2578 | 4.1844 | 4.1123 | 4.0414 | 3.9717 | 3.9032 | 3.8359 | 3.7698 | 3.7048 | 3.6409
F14_Industrial_Primary Metals_Existing_Miscellaneous_Natural Gas_Strategic Energy Management_A_Achievable Economic TRC Potential | F14 | Industrial | Primary Metals | Existing | Miscellaneous | Natural Gas | Strategic Energy Management | A | Purchases (Cumulative) | Achievable Economic TRC Potential | 0 | 0 | 5.0666 | 10.0459 | 14.9393 | 19.7484 | 24.4745 | 29.1192 | 33.6838 | 38.1696 | 42.5782 | 46.9107 | 51.1685 | 55.3529 | 59.4652 | 63.5066 | 67.4783 | 71.3815 | 75.2174 | 78.9872 | 82.692 | 86.3329
F1_Industrial_Primary Metals_Existing_Space Heating_Natural Gas_Commissioning_A_Achievable Economic TRC Potential | F1 | Industrial | Primary Metals | Existing | Space Heating | Natural Gas | Commissioning | A | Original Unit Energy Savings (kWh or therms) | Achievable Economic TRC Potential | 0 | 0 | 21.7005 | 21.6489 | 21.5975 | 21.5467 | 21.4968 | 21.4482 | 21.4012 | 21.3561 | 21.3132 | 21.2727 | 21.2345 | 21.1985 | 21.1646 | 21.1327 | 21.1026 | 21.0744 | 21.0478 | 21.0229 | 20.9994 | 20.9775
F2_Industrial_Primary Metals_Existing_Space Heating_Natural Gas_Commissioning_A_Achievable Economic TRC Potential | F2 | Industrial | Primary Metals | Existing | Space Heating | Natural Gas | Commissioning | A | Original Unit Summer Peak Savings (kW) | Achievable Economic TRC Potential | 0 | 0 | 0 | 0 | 0 | 0 | 0 | 0 | 0 | 0 | 0 | 0 | 0 | 0 | 0 | 0 | 0 | 0 | 0 | 0 | 0 | 0
F3_Industrial_Primary Metals_Existing_Space Heating_Natural Gas_Commissioning_A_Achievable Economic TRC Potential | F3 | Industrial | Primary Metals | Existing | Space Heating | Natural Gas | Commissioning | A | Original Unit Winter Peak Savings (kW) | Achievable Economic TRC Potential | 0 | 0 | 0 | 0 | 0 | 0 | 0 | 0 | 0 | 0 | 0 | 0 | 0 | 0 | 0 | 0 | 0 | 0 | 0 | 0 | 0 | 0
F4_Industrial_Primary Metals_Existing_Space Heating_Natural Gas_Commissioning_A_Achievable Economic TRC Potential | F4 | Industrial | Primary Metals | Existing | Space Heating | Natural Gas | Commissioning | A | Standalone Impact on Baseline Energy (%) | Achievable Economic TRC Potential | bar: 2019 to 2040
F5_Industrial_Primary Metals_Existing_Space Heating_Natural Gas_Commissioning_A_Achievable Economic TRC Potential | F5 | Industrial | Primary Metals | Existing | Space Heating | Natural Gas | Commissioning | A | Standalone Impact on Baseline Summer Peak (%) | Achievable Economic TRC Potential | bar: 2019 to 2040
F6_Industrial_Primary Metals_Existing_Space Heating_Natural Gas_Commissioning_A_Achievable Economic TRC Potential | F6 | Industrial | Primary Metals | Existing | Space Heating | Natural Gas | Commissioning | A | Standalone Impact on Baseline Winter Peak (%) | Achievable Economic TRC Potential | bar: 2019 to 2040
F7_Industrial_Primary Metals_Existing_Space Heating_Natural Gas_Commissioning_A_Achievable Economic TRC Potential | F7 | Industrial | Primary Metals | Existing | Space Heating | Natural Gas | Commissioning | A | Incremental Energy Savings (MWh or mTherms) | Achievable Economic TRC Potential | 0 | 0 | 0 | 0 | 0 | 0 | 0 | 0 | 0 | 0 | 0 | 0 | 0 | 0 | 0 | 0 | 0 | 0 | 0 | 0 | 0 | 0
F8_Industrial_Primary Metals_Existing_Space Heating_Natural Gas_Commissioning_A_Achievable Economic TRC Potential | F8 | Industrial | Primary Metals | Existing | Space Heating | Natural Gas | Commissioning | A | Incremental Summer Peak Savings (MW) | Achievable Economic TRC Potential | 0 | 0 | 0 | 0 | 0 | 0 | 0 | 0 | 0 | 0 | 0 | 0 | 0 | 0 | 0 | 0 | 0 | 0 | 0 | 0 | 0 | 0
F9_Industrial_Primary Metals_Existing_Space Heating_Natural Gas_Commissioning_A_Achievable Economic TRC Potential | F9 | Industrial | Primary Metals | Existing | Space Heating | Natural Gas | Commissioning | A | Incremental Winter Peak Savings (MW) | Achievable Economic TRC Potential | 0 | 0 | 0 | 0 | 0 | 0 | 0 | 0 | 0 | 0 | 0 | 0 | 0 | 0 | 0 | 0 | 0 | 0 | 0 | 0 | 0 | 0
F10_Industrial_Primary Metals_Existing_Space Heating_Natural Gas_Commissioning_A_Achievable Economic TRC Potential | F10 | Industrial | Primary Metals | Existing | Space Heating | Natural Gas | Commissioning | A | Cumulative Energy Savings (MWh or mTherms) | Achievable Economic TRC Potential | 0 | 0 | 0 | 0 | 0 | 0 | 0 | 0 | 0 | 0 | 0 | 0 | 0 | 0 | 0 | 0 | 0 | 0 | 0 | 0 | 0 | 0
F11_Industrial_Primary Metals_Existing_Space Heating_Natural Gas_Commissioning_A_Achievable Economic TRC Potential | F11 | Industrial | Primary Metals | Existing | Space Heating | Natural Gas | Commissioning | A | Cumulative Summer Peak Savings (MW) | Achievable Economic TRC Potential | 0 | 0 | 0 | 0 | 0 | 0 | 0 | 0 | 0 | 0 | 0 | 0 | 0 | 0 | 0 | 0 | 0 | 0 | 0 | 0 | 0 | 0
F12_Industrial_Primary Metals_Existing_Space Heating_Natural Gas_Commissioning_A_Achievable Economic TRC Potential | F12 | Industrial | Primary Metals | Existing | Space Heating | Natural Gas | Commissioning | A | Cumulative Winter Peak Savings (MW) | Achievable Economic TRC Potential | 0 | 0 | 0 | 0 | 0 | 0 | 0 | 0 | 0 | 0 | 0 | 0 | 0 | 0 | 0 | 0 | 0 | 0 | 0 | 0 | 0 | 0
F13_Industrial_Primary Metals_Existing_Space Heating_Natural Gas_Commissioning_A_Achievable Economic TRC Potential | F13 | Industrial | Primary Metals | Existing | Space Heating | Natural Gas | Commissioning | A | Purchases (Incremental) | Achievable Economic TRC Potential | 0 | 0 | 0 | 0 | 0 | 0 | 0 | 0 | 0 | 0 | 0 | 0 | 0 | 0 | 0 | 0 | 0 | 0 | 0 | 0 | 0 | 0
F14_Industrial_Primary Metals_Existing_Space Heating_Natural Gas_Commissioning_A_Achievable Economic TRC Potential | F14 | Industrial | Primary Metals | Existing | Space Heating | Natural Gas | Commissioning | A | Purchases (Cumulative) | Achievable Economic TRC Potential | 0 | 0 | 0 | 0 | 0 | 0 | 0 | 0 | 0 | 0 | 0 | 0 | 0 | 0 | 0 | 0 | 0 | 0 | 0 | 0 | 0 | 0
F1_Industrial_Primary Metals_Existing_Process_Natural Gas_Commissioning_A_Achievable Economic TRC Potential | F1 | Industrial | Primary Metals | Existing | Process | Natural Gas | Commissioning | A | Original Unit Energy Savings (kWh or therms) | Achievable Economic TRC Potential | 0 | 0 | 562.5435 | 562.5435 | 562.5435 | 562.5435 | 562.5435 | 562.5435 | 562.5435 | 562.5435 | 562.5435 | 562.5435 | 562.5435 | 562.5435 | 562.5435 | 562.5435 | 562.5435 | 562.5435 | 562.5435 | 562.5435 | 562.5435 | 562.5435
F2_Industrial_Primary Metals_Existing_Process_Natural Gas_Commissioning_A_Achievable Economic TRC Potential | F2 | Industrial | Primary Metals | Existing | Process | Natural Gas | Commissioning | A | Original Unit Summer Peak Savings (kW) | Achievable Economic TRC Potential | 0 | 0 | 0 | 0 | 0 | 0 | 0 | 0 | 0 | 0 | 0 | 0 | 0 | 0 | 0 | 0 | 0 | 0 | 0 | 0 | 0 | 0
F3_Industrial_Primary Metals_Existing_Process_Natural Gas_Commissioning_A_Achievable Economic TRC Potential | F3 | Industrial | Primary Metals | Existing | Process | Natural Gas | Commissioning | A | Original Unit Winter Peak Savings (kW) | Achievable Economic TRC Potential | 0 | 0 | 0 | 0 | 0 | 0 | 0 | 0 | 0 | 0 | 0 | 0 | 0 | 0 | 0 | 0 | 0 | 0 | 0 | 0 | 0 | 0
F4_Industrial_Primary Metals_Existing_Process_Natural Gas_Commissioning_A_Achievable Economic TRC Potential | F4 | Industrial | Primary Metals | Existing | Process | Natural Gas | Commissioning | A | Standalone Impact on Baseline Energy (%) | Achievable Economic TRC Potential | bar: 2019 to 2040
F5_Industrial_Primary Metals_Existing_Process_Natural Gas_Commissioning_A_Achievable Economic TRC Potential | F5 | Industrial | Primary Metals | Existing | Process | Natural Gas | Commissioning | A | Standalone Impact on Baseline Summer Peak (%) | Achievable Economic TRC Potential | bar: 2019 to 2040
F6_Industrial_Primary Metals_Existing_Process_Natural Gas_Commissioning_A_Achievable Economic TRC Potential | F6 | Industrial | Primary Metals | Existing | Process | Natural Gas | Commissioning | A | Standalone Impact on Baseline Winter Peak (%) | Achievable Economic TRC Potential | bar: 2019 to 2040
F7_Industrial_Primary Metals_Existing_Process_Natural Gas_Commissioning_A_Achievable Economic TRC Potential | F7 | Industrial | Primary Metals | Existing | Process | Natural Gas | Commissioning | A | Incremental Energy Savings (MWh or mTherms) | Achievable Economic TRC Potential | 0 | 0 | 0 | 0 | 0 | 0 | 0 | 0 | 0 | 0 | 0 | 0 | 0 | 0 | 0 | 0 | 0 | 0 | 0 | 0 | 0 | 0
F8_Industrial_Primary Metals_Existing_Process_Natural Gas_Commissioning_A_Achievable Economic TRC Potential | F8 | Industrial | Primary Metals | Existing | Process | Natural Gas | Commissioning | A | Incremental Summer Peak Savings (MW) | Achievable Economic TRC Potential | 0 | 0 | 0 | 0 | 0 | 0 | 0 | 0 | 0 | 0 | 0 | 0 | 0 | 0 | 0 | 0 | 0 | 0 | 0 | 0 | 0 | 0
F9_Industrial_Primary Metals_Existing_Process_Natural Gas_Commissioning_A_Achievable Economic TRC Potential | F9 | Industrial | Primary Metals | Existing | Process | Natural Gas | Commissioning | A | Incremental Winter Peak Savings (MW) | Achievable Economic TRC Potential | 0 | 0 | 0 | 0 | 0 | 0 | 0 | 0 | 0 | 0 | 0 | 0 | 0 | 0 | 0 | 0 | 0 | 0 | 0 | 0 | 0 | 0
F10_Industrial_Primary Metals_Existing_Process_Natural Gas_Commissioning_A_Achievable Economic TRC Potential | F10 | Industrial | Primary Metals | Existing | Process | Natural Gas | Commissioning | A | Cumulative Energy Savings (MWh or mTherms) | Achievable Economic TRC Potential | 0 | 0 | 0 | 0 | 0 | 0 | 0 | 0 | 0 | 0 | 0 | 0 | 0 | 0 | 0 | 0 | 0 | 0 | 0 | 0 | 0 | 0
F11_Industrial_Primary Metals_Existing_Process_Natural Gas_Commissioning_A_Achievable Economic TRC Potential | F11 | Industrial | Primary Metals | Existing | Process | Natural Gas | Commissioning | A | Cumulative Summer Peak Savings (MW) | Achievable Economic TRC Potential | 0 | 0 | 0 | 0 | 0 | 0 | 0 | 0 | 0 | 0 | 0 | 0 | 0 | 0 | 0 | 0 | 0 | 0 | 0 | 0 | 0 | 0
F12_Industrial_Primary Metals_Existing_Process_Natural Gas_Commissioning_A_Achievable Economic TRC Potential | F12 | Industrial | Primary Metals | Existing | Process | Natural Gas | Commissioning | A | Cumulative Winter Peak Savings (MW) | Achievable Economic TRC Potential | 0 | 0 | 0 | 0 | 0 | 0 | 0 | 0 | 0 | 0 | 0 | 0 | 0 | 0 | 0 | 0 | 0 | 0 | 0 | 0 | 0 | 0
F13_Industrial_Primary Metals_Existing_Process_Natural Gas_Commissioning_A_Achievable Economic TRC Potential | F13 | Industrial | Primary Metals | Existing | Process | Natural Gas | Commissioning | A | Purchases (Incremental) | Achievable Economic TRC Potential | 0 | 0 | 0 | 0 | 0 | 0 | 0 | 0 | 0 | 0 | 0 | 0 | 0 | 0 | 0 | 0 | 0 | 0 | 0 | 0 | 0 | 0
F14_Industrial_Primary Metals_Existing_Process_Natural Gas_Commissioning_A_Achievable Economic TRC Potential | F14 | Industrial | Primary Metals | Existing | Process | Natural Gas | Commissioning | A | Purchases (Cumulative) | Achievable Economic TRC Potential | 0 | 0 | 0 | 0 | 0 | 0 | 0 | 0 | 0 | 0 | 0 | 0 | 0 | 0 | 0 | 0 | 0 | 0 | 0 | 0 | 0 | 0
F1_Industrial_Primary Metals_Existing_Space Heating_Natural Gas_Retrocommissioning_A_Achievable Economic TRC Potential | F1 | Industrial | Primary Metals | Existing | Space Heating | Natural Gas | Retrocommissioning | A | Original Unit Energy Savings (kWh or therms) | Achievable Economic TRC Potential | 0 | 0 | 3.0141 | 3.0069 | 2.9997 | 2.9927 | 2.9858 | 2.979 | 2.9725 | 2.9662 | 2.9602 | 2.9546 | 2.9493 | 2.9443 | 2.9396 | 2.9352 | 2.931 | 2.9271 | 2.9234 | 2.9199 | 2.9167 | 2.9136
F2_Industrial_Primary Metals_Existing_Space Heating_Natural Gas_Retrocommissioning_A_Achievable Economic TRC Potential | F2 | Industrial | Primary Metals | Existing | Space Heating | Natural Gas | Retrocommissioning | A | Original Unit Summer Peak Savings (kW) | Achievable Economic TRC Potential | 0 | 0 | 0 | 0 | 0 | 0 | 0 | 0 | 0 | 0 | 0 | 0 | 0 | 0 | 0 | 0 | 0 | 0 | 0 | 0 | 0 | 0
F3_Industrial_Primary Metals_Existing_Space Heating_Natural Gas_Retrocommissioning_A_Achievable Economic TRC Potential | F3 | Industrial | Primary Metals | Existing | Space Heating | Natural Gas | Retrocommissioning | A | Original Unit Winter Peak Savings (kW) | Achievable Economic TRC Potential | 0 | 0 | 0 | 0 | 0 | 0 | 0 | 0 | 0 | 0 | 0 | 0 | 0 | 0 | 0 | 0 | 0 | 0 | 0 | 0 | 0 | 0
F4_Industrial_Primary Metals_Existing_Space Heating_Natural Gas_Retrocommissioning_A_Achievable Economic TRC Potential | F4 | Industrial | Primary Metals | Existing | Space Heating | Natural Gas | Retrocommissioning | A | Standalone Impact on Baseline Energy (%) | Achievable Economic TRC Potential | 0% | 0% | 0.0124% | 0.02501% | 0.03784% | 0.0509% | 0.06419% | 0.07772% | 0.09148% | 0.1055% | 0.1197% | 0.1342% | 0.149% | 0.164% | 0.1793% | 0.1948% | 0.2106% | 0.2267% | 0.2431% | 0.2597% | 0.2767% | 0.2939%
F5_Industrial_Primary Metals_Existing_Space Heating_Natural Gas_Retrocommissioning_A_Achievable Economic TRC Potential | F5 | Industrial | Primary Metals | Existing | Space Heating | Natural Gas | Retrocommissioning | A | Standalone Impact on Baseline Summer Peak (%) | Achievable Economic TRC Potential | bar: 2019 to 2040
F6_Industrial_Primary Metals_Existing_Space Heating_Natural Gas_Retrocommissioning_A_Achievable Economic TRC Potential | F6 | Industrial | Primary Metals | Existing | Space Heating | Natural Gas | Retrocommissioning | A | Standalone Impact on Baseline Winter Peak (%) | Achievable Economic TRC Potential | bar: 2019 to 2040
F7_Industrial_Primary Metals_Existing_Space Heating_Natural Gas_Retrocommissioning_A_Achievable Economic TRC Potential | F7 | Industrial | Primary Metals | Existing | Space Heating | Natural Gas | Retrocommissioning | A | Incremental Energy Savings (MWh or mTherms) | Achievable Economic TRC Potential | 0 | 0 | 0.011878 | 0.011645 | 0.011417 | 0.011194 | 0.010975 | 0.010762 | 0.010553 | 0.010349 | 0.01015 | 0.0099563 | 0.0097671 | 0.0095824 | 0.0094022 | 0.0092261 | 0.0090542 | 0.0088861 | 0.0087219 | 0.0085614 | 0.0084044 | 0.0082508
F8_Industrial_Primary Metals_Existing_Space Heating_Natural Gas_Retrocommissioning_A_Achievable Economic TRC Potential | F8 | Industrial | Primary Metals | Existing | Space Heating | Natural Gas | Retrocommissioning | A | Incremental Summer Peak Savings (MW) | Achievable Economic TRC Potential | 0 | 0 | 0 | 0 | 0 | 0 | 0 | 0 | 0 | 0 | 0 | 0 | 0 | 0 | 0 | 0 | 0 | 0 | 0 | 0 | 0 | 0
F9_Industrial_Primary Metals_Existing_Space Heating_Natural Gas_Retrocommissioning_A_Achievable Economic TRC Potential | F9 | Industrial | Primary Metals | Existing | Space Heating | Natural Gas | Retrocommissioning | A | Incremental Winter Peak Savings (MW) | Achievable Economic TRC Potential | 0 | 0 | 0 | 0 | 0 | 0 | 0 | 0 | 0 | 0 | 0 | 0 | 0 | 0 | 0 | 0 | 0 | 0 | 0 | 0 | 0 | 0
F10_Industrial_Primary Metals_Existing_Space Heating_Natural Gas_Retrocommissioning_A_Achievable Economic TRC Potential | F10 | Industrial | Primary Metals | Existing | Space Heating | Natural Gas | Retrocommissioning | A | Cumulative Energy Savings (MWh or mTherms) | Achievable Economic TRC Potential | 0 | 0 | 0.011878 | 0.023494 | 0.034855 | 0.045967 | 0.056836 | 0.067469 | 0.077874 | 0.088059 | 0.098033 | 0.1078 | 0.11738 | 0.12676 | 0.13596 | 0.14498 | 0.15383 | 0.16251 | 0.17103 | 0.17938 | 0.18759 | 0.19564
F11_Industrial_Primary Metals_Existing_Space Heating_Natural Gas_Retrocommissioning_A_Achievable Economic TRC Potential | F11 | Industrial | Primary Metals | Existing | Space Heating | Natural Gas | Retrocommissioning | A | Cumulative Summer Peak Savings (MW) | Achievable Economic TRC Potential | 0 | 0 | 0 | 0 | 0 | 0 | 0 | 0 | 0 | 0 | 0 | 0 | 0 | 0 | 0 | 0 | 0 | 0 | 0 | 0 | 0 | 0
F12_Industrial_Primary Metals_Existing_Space Heating_Natural Gas_Retrocommissioning_A_Achievable Economic TRC Potential | F12 | Industrial | Primary Metals | Existing | Space Heating | Natural Gas | Retrocommissioning | A | Cumulative Winter Peak Savings (MW) | Achievable Economic TRC Potential | 0 | 0 | 0 | 0 | 0 | 0 | 0 | 0 | 0 | 0 | 0 | 0 | 0 | 0 | 0 | 0 | 0 | 0 | 0 | 0 | 0 | 0
F13_Industrial_Primary Metals_Existing_Space Heating_Natural Gas_Retrocommissioning_A_Achievable Economic TRC Potential | F13 | Industrial | Primary Metals | Existing | Space Heating | Natural Gas | Retrocommissioning | A | Purchases (Incremental) | Achievable Economic TRC Potential | 0 | 0 | 3.9407 | 3.8728 | 3.806 | 3.7404 | 3.6759 | 3.6125 | 3.5502 | 3.489 | 3.4289 | 3.3697 | 3.3116 | 3.2545 | 3.1984 | 3.1433 | 3.0891 | 3.0358 | 2.9835 | 2.9321 | 2.8815 | 2.8318
F14_Industrial_Primary Metals_Existing_Space Heating_Natural Gas_Retrocommissioning_A_Achievable Economic TRC Potential | F14 | Industrial | Primary Metals | Existing | Space Heating | Natural Gas | Retrocommissioning | A | Purchases (Cumulative) | Achievable Economic TRC Potential | 0 | 0 | 3.9407 | 7.8135 | 11.6195 | 15.3599 | 19.0357 | 22.6483 | 26.1985 | 29.6875 | 33.1164 | 36.4861 | 39.7977 | 43.0523 | 46.2507 | 49.394 | 52.4831 | 55.5189 | 58.5024 | 61.4345 | 64.316 | 67.1478
F1_Industrial_Primary Metals_Existing_Process_Natural Gas_Retrocommissioning_A_Achievable Economic TRC Potential | F1 | Industrial | Primary Metals | Existing | Process | Natural Gas | Retrocommissioning | A | Original Unit Energy Savings (kWh or therms) | Achievable Economic TRC Potential | 0 | 0 | 0 | 0 | 0 | 0 | 0 | 0 | 0 | 0 | 0 | 0 | 0 | 0 | 0 | 0 | 0 | 0 | 0 | 0 | 0 | 0
F2_Industrial_Primary Metals_Existing_Process_Natural Gas_Retrocommissioning_A_Achievable Economic TRC Potential | F2 | Industrial | Primary Metals | Existing | Process | Natural Gas | Retrocommissioning | A | Original Unit Summer Peak Savings (kW) | Achievable Economic TRC Potential | 0 | 0 | 0 | 0 | 0 | 0 | 0 | 0 | 0 | 0 | 0 | 0 | 0 | 0 | 0 | 0 | 0 | 0 | 0 | 0 | 0 | 0
F3_Industrial_Primary Metals_Existing_Process_Natural Gas_Retrocommissioning_A_Achievable Economic TRC Potential | F3 | Industrial | Primary Metals | Existing | Process | Natural Gas | Retrocommissioning | A | Original Unit Winter Peak Savings (kW) | Achievable Economic TRC Potential | 0 | 0 | 0 | 0 | 0 | 0 | 0 | 0 | 0 | 0 | 0 | 0 | 0 | 0 | 0 | 0 | 0 | 0 | 0 | 0 | 0 | 0
F4_Industrial_Primary Metals_Existing_Process_Natural Gas_Retrocommissioning_A_Achievable Economic TRC Potential | F4 | Industrial | Primary Metals | Existing | Process | Natural Gas | Retrocommissioning | A | Standalone Impact on Baseline Energy (%) | Achievable Economic TRC Potential | bar: 2019 to 2040
F5_Industrial_Primary Metals_Existing_Process_Natural Gas_Retrocommissioning_A_Achievable Economic TRC Potential | F5 | Industrial | Primary Metals | Existing | Process | Natural Gas | Retrocommissioning | A | Standalone Impact on Baseline Summer Peak (%) | Achievable Economic TRC Potential | bar: 2019 to 2040
F6_Industrial_Primary Metals_Existing_Process_Natural Gas_Retrocommissioning_A_Achievable Economic TRC Potential | F6 | Industrial | Primary Metals | Existing | Process | Natural Gas | Retrocommissioning | A | Standalone Impact on Baseline Winter Peak (%) | Achievable Economic TRC Potential | bar: 2019 to 2040
F7_Industrial_Primary Metals_Existing_Process_Natural Gas_Retrocommissioning_A_Achievable Economic TRC Potential | F7 | Industrial | Primary Metals | Existing | Process | Natural Gas | Retrocommissioning | A | Incremental Energy Savings (MWh or mTherms) | Achievable Economic TRC Potential | 0 | 0 | 0 | 0 | 0 | 0 | 0 | 0 | 0 | 0 | 0 | 0 | 0 | 0 | 0 | 0 | 0 | 0 | 0 | 0 | 0 | 0
F8_Industrial_Primary Metals_Existing_Process_Natural Gas_Retrocommissioning_A_Achievable Economic TRC Potential | F8 | Industrial | Primary Metals | Existing | Process | Natural Gas | Retrocommissioning | A | Incremental Summer Peak Savings (MW) | Achievable Economic TRC Potential | 0 | 0 | 0 | 0 | 0 | 0 | 0 | 0 | 0 | 0 | 0 | 0 | 0 | 0 | 0 | 0 | 0 | 0 | 0 | 0 | 0 | 0
F9_Industrial_Primary Metals_Existing_Process_Natural Gas_Retrocommissioning_A_Achievable Economic TRC Potential | F9 | Industrial | Primary Metals | Existing | Process | Natural Gas | Retrocommissioning | A | Incremental Winter Peak Savings (MW) | Achievable Economic TRC Potential | 0 | 0 | 0 | 0 | 0 | 0 | 0 | 0 | 0 | 0 | 0 | 0 | 0 | 0 | 0 | 0 | 0 | 0 | 0 | 0 | 0 | 0
F10_Industrial_Primary Metals_Existing_Process_Natural Gas_Retrocommissioning_A_Achievable Economic TRC Potential | F10 | Industrial | Primary Metals | Existing | Process | Natural Gas | Retrocommissioning | A | Cumulative Energy Savings (MWh or mTherms) | Achievable Economic TRC Potential | 0 | 0 | 0 | 0 | 0 | 0 | 0 | 0 | 0 | 0 | 0 | 0 | 0 | 0 | 0 | 0 | 0 | 0 | 0 | 0 | 0 | 0
F11_Industrial_Primary Metals_Existing_Process_Natural Gas_Retrocommissioning_A_Achievable Economic TRC Potential | F11 | Industrial | Primary Metals | Existing | Process | Natural Gas | Retrocommissioning | A | Cumulative Summer Peak Savings (MW) | Achievable Economic TRC Potential | 0 | 0 | 0 | 0 | 0 | 0 | 0 | 0 | 0 | 0 | 0 | 0 | 0 | 0 | 0 | 0 | 0 | 0 | 0 | 0 | 0 | 0
F12_Industrial_Primary Metals_Existing_Process_Natural Gas_Retrocommissioning_A_Achievable Economic TRC Potential | F12 | Industrial | Primary Metals | Existing | Process | Natural Gas | Retrocommissioning | A | Cumulative Winter Peak Savings (MW) | Achievable Economic TRC Potential | 0 | 0 | 0 | 0 | 0 | 0 | 0 | 0 | 0 | 0 | 0 | 0 | 0 | 0 | 0 | 0 | 0 | 0 | 0 | 0 | 0 | 0
F13_Industrial_Primary Metals_Existing_Process_Natural Gas_Retrocommissioning_A_Achievable Economic TRC Potential | F13 | Industrial | Primary Metals | Existing | Process | Natural Gas | Retrocommissioning | A | Purchases (Incremental) | Achievable Economic TRC Potential | 0 | 0 | 3.9407 | 3.8728 | 3.806 | 3.7404 | 3.6759 | 3.6125 | 3.5502 | 3.489 | 3.4289 | 3.3697 | 3.3116 | 3.2545 | 3.1984 | 3.1433 | 3.0891 | 3.0358 | 2.9835 | 2.9321 | 2.8815 | 2.8318
F14_Industrial_Primary Metals_Existing_Process_Natural Gas_Retrocommissioning_A_Achievable Economic TRC Potential | F14 | Industrial | Primary Metals | Existing | Process | Natural Gas | Retrocommissioning | A | Purchases (Cumulative) | Achievable Economic TRC Potential | 0 | 0 | 3.9407 | 7.8135 | 11.6195 | 15.3599 | 19.0357 | 22.6483 | 26.1985 | 29.6875 | 33.1164 | 36.4861 | 39.7977 | 43.0523 | 46.2507 | 49.394 | 52.4831 | 55.5189 | 58.5024 | 61.4345 | 64.316 | 67.1478
F1_Industrial_Primary Metals_New_Space Heating_Natural Gas_Insulation - Roof/Ceiling_A_Achievable Economic TRC Potential | F1 | Industrial | Primary Metals | New | Space Heating | Natural Gas | Insulation - Roof/Ceiling | A | Original Unit Energy Savings (kWh or therms) | Achievable Economic TRC Potential | 0 | 0 | 0.078976 | 0.078976 | 0.078976 | 0.078976 | 0.078976 | 0.078976 | 0.078976 | 0.078976 | 0.078976 | 0.078976 | 0.078976 | 0.078976 | 0.078976 | 0.078976 | 0.078976 | 0.078976 | 0.078976 | 0.078976 | 0.078976 | 0.078976
F2_Industrial_Primary Metals_New_Space Heating_Natural Gas_Insulation - Roof/Ceiling_A_Achievable Economic TRC Potential | F2 | Industrial | Primary Metals | New | Space Heating | Natural Gas | Insulation - Roof/Ceiling | A | Original Unit Summer Peak Savings (kW) | Achievable Economic TRC Potential | 0 | 0 | 0 | 0 | 0 | 0 | 0 | 0 | 0 | 0 | 0 | 0 | 0 | 0 | 0 | 0 | 0 | 0 | 0 | 0 | 0 | 0
F3_Industrial_Primary Metals_New_Space Heating_Natural Gas_Insulation - Roof/Ceiling_A_Achievable Economic TRC Potential | F3 | Industrial | Primary Metals | New | Space Heating | Natural Gas | Insulation - Roof/Ceiling | A | Original Unit Winter Peak Savings (kW) | Achievable Economic TRC Potential | 0 | 0 | 0 | 0 | 0 | 0 | 0 | 0 | 0 | 0 | 0 | 0 | 0 | 0 | 0 | 0 | 0 | 0 | 0 | 0 | 0 | 0
F4_Industrial_Primary Metals_New_Space Heating_Natural Gas_Insulation - Roof/Ceiling_A_Achievable Economic TRC Potential | F4 | Industrial | Primary Metals | New | Space Heating | Natural Gas | Insulation - Roof/Ceiling | A | Standalone Impact on Baseline Energy (%) | Achievable Economic TRC Potential | bar: 2019 to 2040
F5_Industrial_Primary Metals_New_Space Heating_Natural Gas_Insulation - Roof/Ceiling_A_Achievable Economic TRC Potential | F5 | Industrial | Primary Metals | New | Space Heating | Natural Gas | Insulation - Roof/Ceiling | A | Standalone Impact on Baseline Summer Peak (%) | Achievable Economic TRC Potential | bar: 2019 to 2040
F6_Industrial_Primary Metals_New_Space Heating_Natural Gas_Insulation - Roof/Ceiling_A_Achievable Economic TRC Potential | F6 | Industrial | Primary Metals | New | Space Heating | Natural Gas | Insulation - Roof/Ceiling | A | Standalone Impact on Baseline Winter Peak (%) | Achievable Economic TRC Potential | bar: 2019 to 2040
F7_Industrial_Primary Metals_New_Space Heating_Natural Gas_Insulation - Roof/Ceiling_A_Achievable Economic TRC Potential | F7 | Industrial | Primary Metals | New | Space Heating | Natural Gas | Insulation - Roof/Ceiling | A | Incremental Energy Savings (MWh or mTherms) | Achievable Economic TRC Potential | 0 | 0 | 0 | 0 | 0 | 0 | 0 | 0 | 0 | 0 | 0 | 0 | 0 | 0 | 0 | 0 | 0 | 0 | 0 | 0 | 0 | 0
F8_Industrial_Primary Metals_New_Space Heating_Natural Gas_Insulation - Roof/Ceiling_A_Achievable Economic TRC Potential | F8 | Industrial | Primary Metals | New | Space Heating | Natural Gas | Insulation - Roof/Ceiling | A | Incremental Summer Peak Savings (MW) | Achievable Economic TRC Potential | 0 | 0 | 0 | 0 | 0 | 0 | 0 | 0 | 0 | 0 | 0 | 0 | 0 | 0 | 0 | 0 | 0 | 0 | 0 | 0 | 0 | 0
F9_Industrial_Primary Metals_New_Space Heating_Natural Gas_Insulation - Roof/Ceiling_A_Achievable Economic TRC Potential | F9 | Industrial | Primary Metals | New | Space Heating | Natural Gas | Insulation - Roof/Ceiling | A | Incremental Winter Peak Savings (MW) | Achievable Economic TRC Potential | 0 | 0 | 0 | 0 | 0 | 0 | 0 | 0 | 0 | 0 | 0 | 0 | 0 | 0 | 0 | 0 | 0 | 0 | 0 | 0 | 0 | 0
F10_Industrial_Primary Metals_New_Space Heating_Natural Gas_Insulation - Roof/Ceiling_A_Achievable Economic TRC Potential | F10 | Industrial | Primary Metals | New | Space Heating | Natural Gas | Insulation - Roof/Ceiling | A | Cumulative Energy Savings (MWh or mTherms) | Achievable Economic TRC Potential | 0 | 0 | 0 | 0 | 0 | 0 | 0 | 0 | 0 | 0 | 0 | 0 | 0 | 0 | 0 | 0 | 0 | 0 | 0 | 0 | 0 | 0
F11_Industrial_Primary Metals_New_Space Heating_Natural Gas_Insulation - Roof/Ceiling_A_Achievable Economic TRC Potential | F11 | Industrial | Primary Metals | New | Space Heating | Natural Gas | Insulation - Roof/Ceiling | A | Cumulative Summer Peak Savings (MW) | Achievable Economic TRC Potential | 0 | 0 | 0 | 0 | 0 | 0 | 0 | 0 | 0 | 0 | 0 | 0 | 0 | 0 | 0 | 0 | 0 | 0 | 0 | 0 | 0 | 0
F12_Industrial_Primary Metals_New_Space Heating_Natural Gas_Insulation - Roof/Ceiling_A_Achievable Economic TRC Potential | F12 | Industrial | Primary Metals | New | Space Heating | Natural Gas | Insulation - Roof/Ceiling | A | Cumulative Winter Peak Savings (MW) | Achievable Economic TRC Potential | 0 | 0 | 0 | 0 | 0 | 0 | 0 | 0 | 0 | 0 | 0 | 0 | 0 | 0 | 0 | 0 | 0 | 0 | 0 | 0 | 0 | 0
F13_Industrial_Primary Metals_New_Space Heating_Natural Gas_Insulation - Roof/Ceiling_A_Achievable Economic TRC Potential | F13 | Industrial | Primary Metals | New | Space Heating | Natural Gas | Insulation - Roof/Ceiling | A | Purchases (Incremental) | Achievable Economic TRC Potential | 0 | 0 | 0 | 0 | 0 | 0 | 0 | 0 | 0 | 0 | 0 | 0 | 0 | 0 | 0 | 0 | 0 | 0 | 0 | 0 | 0 | 0
F14_Industrial_Primary Metals_New_Space Heating_Natural Gas_Insulation - Roof/Ceiling_A_Achievable Economic TRC Potential | F14 | Industrial | Primary Metals | New | Space Heating | Natural Gas | Insulation - Roof/Ceiling | A | Purchases (Cumulative) | Achievable Economic TRC Potential | 0 | 0 | 0 | 0 | 0 | 0 | 0 | 0 | 0 | 0 | 0 | 0 | 0 | 0 | 0 | 0 | 0 | 0 | 0 | 0 | 0 | 0
F1_Industrial_Primary Metals_New_Space Heating_Natural Gas_Insulation - Wall Cavity_A_Achievable Economic TRC Potential | F1 | Industrial | Primary Metals | New | Space Heating | Natural Gas | Insulation - Wall Cavity | A | Original Unit Energy Savings (kWh or therms) | Achievable Economic TRC Potential | 0 | 0 | 0.017277 | 0.017277 | 0.017277 | 0.017277 | 0.017277 | 0.017277 | 0.017277 | 0.017277 | 0.017277 | 0.017277 | 0.017277 | 0.017277 | 0.017277 | 0.017277 | 0.017277 | 0.017277 | 0.017277 | 0.017277 | 0.017277 | 0.017277
F2_Industrial_Primary Metals_New_Space Heating_Natural Gas_Insulation - Wall Cavity_A_Achievable Economic TRC Potential | F2 | Industrial | Primary Metals | New | Space Heating | Natural Gas | Insulation - Wall Cavity | A | Original Unit Summer Peak Savings (kW) | Achievable Economic TRC Potential | 0 | 0 | 0 | 0 | 0 | 0 | 0 | 0 | 0 | 0 | 0 | 0 | 0 | 0 | 0 | 0 | 0 | 0 | 0 | 0 | 0 | 0
F3_Industrial_Primary Metals_New_Space Heating_Natural Gas_Insulation - Wall Cavity_A_Achievable Economic TRC Potential | F3 | Industrial | Primary Metals | New | Space Heating | Natural Gas | Insulation - Wall Cavity | A | Original Unit Winter Peak Savings (kW) | Achievable Economic TRC Potential | 0 | 0 | 0 | 0 | 0 | 0 | 0 | 0 | 0 | 0 | 0 | 0 | 0 | 0 | 0 | 0 | 0 | 0 | 0 | 0 | 0 | 0
F4_Industrial_Primary Metals_New_Space Heating_Natural Gas_Insulation - Wall Cavity_A_Achievable Economic TRC Potential | F4 | Industrial | Primary Metals | New | Space Heating | Natural Gas | Insulation - Wall Cavity | A | Standalone Impact on Baseline Energy (%) | Achievable Economic TRC Potential | bar: 2019 to 2040
F5_Industrial_Primary Metals_New_Space Heating_Natural Gas_Insulation - Wall Cavity_A_Achievable Economic TRC Potential | F5 | Industrial | Primary Metals | New | Space Heating | Natural Gas | Insulation - Wall Cavity | A | Standalone Impact on Baseline Summer Peak (%) | Achievable Economic TRC Potential | bar: 2019 to 2040
F6_Industrial_Primary Metals_New_Space Heating_Natural Gas_Insulation - Wall Cavity_A_Achievable Economic TRC Potential | F6 | Industrial | Primary Metals | New | Space Heating | Natural Gas | Insulation - Wall Cavity | A | Standalone Impact on Baseline Winter Peak (%) | Achievable Economic TRC Potential | bar: 2019 to 2040
F7_Industrial_Primary Metals_New_Space Heating_Natural Gas_Insulation - Wall Cavity_A_Achievable Economic TRC Potential | F7 | Industrial | Primary Metals | New | Space Heating | Natural Gas | Insulation - Wall Cavity | A | Incremental Energy Savings (MWh or mTherms) | Achievable Economic TRC Potential | 0 | 0 | 0 | 0 | 0 | 0 | 0 | 0 | 0 | 0 | 0 | 0 | 0 | 0 | 0 | 0 | 0 | 0 | 0 | 0 | 0 | 0
F8_Industrial_Primary Metals_New_Space Heating_Natural Gas_Insulation - Wall Cavity_A_Achievable Economic TRC Potential | F8 | Industrial | Primary Metals | New | Space Heating | Natural Gas | Insulation - Wall Cavity | A | Incremental Summer Peak Savings (MW) | Achievable Economic TRC Potential | 0 | 0 | 0 | 0 | 0 | 0 | 0 | 0 | 0 | 0 | 0 | 0 | 0 | 0 | 0 | 0 | 0 | 0 | 0 | 0 | 0 | 0
F9_Industrial_Primary Metals_New_Space Heating_Natural Gas_Insulation - Wall Cavity_A_Achievable Economic TRC Potential | F9 | Industrial | Primary Metals | New | Space Heating | Natural Gas | Insulation - Wall Cavity | A | Incremental Winter Peak Savings (MW) | Achievable Economic TRC Potential | 0 | 0 | 0 | 0 | 0 | 0 | 0 | 0 | 0 | 0 | 0 | 0 | 0 | 0 | 0 | 0 | 0 | 0 | 0 | 0 | 0 | 0
F10_Industrial_Primary Metals_New_Space Heating_Natural Gas_Insulation - Wall Cavity_A_Achievable Economic TRC Potential | F10 | Industrial | Primary Metals | New | Space Heating | Natural Gas | Insulation - Wall Cavity | A | Cumulative Energy Savings (MWh or mTherms) | Achievable Economic TRC Potential | 0 | 0 | 0 | 0 | 0 | 0 | 0 | 0 | 0 | 0 | 0 | 0 | 0 | 0 | 0 | 0 | 0 | 0 | 0 | 0 | 0 | 0
F11_Industrial_Primary Metals_New_Space Heating_Natural Gas_Insulation - Wall Cavity_A_Achievable Economic TRC Potential | F11 | Industrial | Primary Metals | New | Space Heating | Natural Gas | Insulation - Wall Cavity | A | Cumulative Summer Peak Savings (MW) | Achievable Economic TRC Potential | 0 | 0 | 0 | 0 | 0 | 0 | 0 | 0 | 0 | 0 | 0 | 0 | 0 | 0 | 0 | 0 | 0 | 0 | 0 | 0 | 0 | 0
F12_Industrial_Primary Metals_New_Space Heating_Natural Gas_Insulation - Wall Cavity_A_Achievable Economic TRC Potential | F12 | Industrial | Primary Metals | New | Space Heating | Natural Gas | Insulation - Wall Cavity | A | Cumulative Winter Peak Savings (MW) | Achievable Economic TRC Potential | 0 | 0 | 0 | 0 | 0 | 0 | 0 | 0 | 0 | 0 | 0 | 0 | 0 | 0 | 0 | 0 | 0 | 0 | 0 | 0 | 0 | 0
F13_Industrial_Primary Metals_New_Space Heating_Natural Gas_Insulation - Wall Cavity_A_Achievable Economic TRC Potential | F13 | Industrial | Primary Metals | New | Space Heating | Natural Gas | Insulation - Wall Cavity | A | Purchases (Incremental) | Achievable Economic TRC Potential | 0 | 0 | 0 | 0 | 0 | 0 | 0 | 0 | 0 | 0 | 0 | 0 | 0 | 0 | 0 | 0 | 0 | 0 | 0 | 0 | 0 | 0
F14_Industrial_Primary Metals_New_Space Heating_Natural Gas_Insulation - Wall Cavity_A_Achievable Economic TRC Potential | F14 | Industrial | Primary Metals | New | Space Heating | Natural Gas | Insulation - Wall Cavity | A | Purchases (Cumulative) | Achievable Economic TRC Potential | 0 | 0 | 0 | 0 | 0 | 0 | 0 | 0 | 0 | 0 | 0 | 0 | 0 | 0 | 0 | 0 | 0 | 0 | 0 | 0 | 0 | 0
F1_Industrial_Primary Metals_New_Space Heating_Natural Gas_Insulation - Ducting_A_Achievable Economic TRC Potential | F1 | Industrial | Primary Metals | New | Space Heating | Natural Gas | Insulation - Ducting | A | Original Unit Energy Savings (kWh or therms) | Achievable Economic TRC Potential | 0 | 0 | 0.0012737 | 0.0012737 | 0.0012737 | 0.0012737 | 0.0012737 | 0.0012737 | 0.0012737 | 0.0012737 | 0.0012737 | 0.0012737 | 0.0012737 | 0.0012737 | 0.0012737 | 0.0012737 | 0.0012737 | 0.0012737 | 0.0012737 | 0.0012737 | 0.0012737 | 0.0012737
F2_Industrial_Primary Metals_New_Space Heating_Natural Gas_Insulation - Ducting_A_Achievable Economic TRC Potential | F2 | Industrial | Primary Metals | New | Space Heating | Natural Gas | Insulation - Ducting | A | Original Unit Summer Peak Savings (kW) | Achievable Economic TRC Potential | 0 | 0 | 0 | 0 | 0 | 0 | 0 | 0 | 0 | 0 | 0 | 0 | 0 | 0 | 0 | 0 | 0 | 0 | 0 | 0 | 0 | 0
F3_Industrial_Primary Metals_New_Space Heating_Natural Gas_Insulation - Ducting_A_Achievable Economic TRC Potential | F3 | Industrial | Primary Metals | New | Space Heating | Natural Gas | Insulation - Ducting | A | Original Unit Winter Peak Savings (kW) | Achievable Economic TRC Potential | 0 | 0 | 0 | 0 | 0 | 0 | 0 | 0 | 0 | 0 | 0 | 0 | 0 | 0 | 0 | 0 | 0 | 0 | 0 | 0 | 0 | 0
F4_Industrial_Primary Metals_New_Space Heating_Natural Gas_Insulation - Ducting_A_Achievable Economic TRC Potential | F4 | Industrial | Primary Metals | New | Space Heating | Natural Gas | Insulation - Ducting | A | Standalone Impact on Baseline Energy (%) | Achievable Economic TRC Potential | bar: 2019 to 2040
F5_Industrial_Primary Metals_New_Space Heating_Natural Gas_Insulation - Ducting_A_Achievable Economic TRC Potential | F5 | Industrial | Primary Metals | New | Space Heating | Natural Gas | Insulation - Ducting | A | Standalone Impact on Baseline Summer Peak (%) | Achievable Economic TRC Potential | bar: 2019 to 2040
F6_Industrial_Primary Metals_New_Space Heating_Natural Gas_Insulation - Ducting_A_Achievable Economic TRC Potential | F6 | Industrial | Primary Metals | New | Space Heating | Natural Gas | Insulation - Ducting | A | Standalone Impact on Baseline Winter Peak (%) | Achievable Economic TRC Potential | bar: 2019 to 2040
F7_Industrial_Primary Metals_New_Space Heating_Natural Gas_Insulation - Ducting_A_Achievable Economic TRC Potential | F7 | Industrial | Primary Metals | New | Space Heating | Natural Gas | Insulation - Ducting | A | Incremental Energy Savings (MWh or mTherms) | Achievable Economic TRC Potential | 0 | 0 | 0 | 0 | 0 | 0 | 0 | 0 | 0 | 0 | 0 | 0 | 0 | 0 | 0 | 0 | 0 | 0 | 0 | 0 | 0 | 0
F8_Industrial_Primary Metals_New_Space Heating_Natural Gas_Insulation - Ducting_A_Achievable Economic TRC Potential | F8 | Industrial | Primary Metals | New | Space Heating | Natural Gas | Insulation - Ducting | A | Incremental Summer Peak Savings (MW) | Achievable Economic TRC Potential | 0 | 0 | 0 | 0 | 0 | 0 | 0 | 0 | 0 | 0 | 0 | 0 | 0 | 0 | 0 | 0 | 0 | 0 | 0 | 0 | 0 | 0
F9_Industrial_Primary Metals_New_Space Heating_Natural Gas_Insulation - Ducting_A_Achievable Economic TRC Potential | F9 | Industrial | Primary Metals | New | Space Heating | Natural Gas | Insulation - Ducting | A | Incremental Winter Peak Savings (MW) | Achievable Economic TRC Potential | 0 | 0 | 0 | 0 | 0 | 0 | 0 | 0 | 0 | 0 | 0 | 0 | 0 | 0 | 0 | 0 | 0 | 0 | 0 | 0 | 0 | 0
F10_Industrial_Primary Metals_New_Space Heating_Natural Gas_Insulation - Ducting_A_Achievable Economic TRC Potential | F10 | Industrial | Primary Metals | New | Space Heating | Natural Gas | Insulation - Ducting | A | Cumulative Energy Savings (MWh or mTherms) | Achievable Economic TRC Potential | 0 | 0 | 0 | 0 | 0 | 0 | 0 | 0 | 0 | 0 | 0 | 0 | 0 | 0 | 0 | 0 | 0 | 0 | 0 | 0 | 0 | 0
F11_Industrial_Primary Metals_New_Space Heating_Natural Gas_Insulation - Ducting_A_Achievable Economic TRC Potential | F11 | Industrial | Primary Metals | New | Space Heating | Natural Gas | Insulation - Ducting | A | Cumulative Summer Peak Savings (MW) | Achievable Economic TRC Potential | 0 | 0 | 0 | 0 | 0 | 0 | 0 | 0 | 0 | 0 | 0 | 0 | 0 | 0 | 0 | 0 | 0 | 0 | 0 | 0 | 0 | 0
F12_Industrial_Primary Metals_New_Space Heating_Natural Gas_Insulation - Ducting_A_Achievable Economic TRC Potential | F12 | Industrial | Primary Metals | New | Space Heating | Natural Gas | Insulation - Ducting | A | Cumulative Winter Peak Savings (MW) | Achievable Economic TRC Potential | 0 | 0 | 0 | 0 | 0 | 0 | 0 | 0 | 0 | 0 | 0 | 0 | 0 | 0 | 0 | 0 | 0 | 0 | 0 | 0 | 0 | 0
F13_Industrial_Primary Metals_New_Space Heating_Natural Gas_Insulation - Ducting_A_Achievable Economic TRC Potential | F13 | Industrial | Primary Metals | New | Space Heating | Natural Gas | Insulation - Ducting | A | Purchases (Incremental) | Achievable Economic TRC Potential | 0 | 0 | 0 | 0 | 0 | 0 | 0 | 0 | 0 | 0 | 0 | 0 | 0 | 0 | 0 | 0 | 0 | 0 | 0 | 0 | 0 | 0
F14_Industrial_Primary Metals_New_Space Heating_Natural Gas_Insulation - Ducting_A_Achievable Economic TRC Potential | F14 | Industrial | Primary Metals | New | Space Heating | Natural Gas | Insulation - Ducting | A | Purchases (Cumulative) | Achievable Economic TRC Potential | 0 | 0 | 0 | 0 | 0 | 0 | 0 | 0 | 0 | 0 | 0 | 0 | 0 | 0 | 0 | 0 | 0 | 0 | 0 | 0 | 0 | 0
F1_Industrial_Primary Metals_New_Space Heating_Natural Gas_HVAC - Duct Repair and Sealing_A_Achievable Economic TRC Potential | F1 | Industrial | Primary Metals | New | Space Heating | Natural Gas | HVAC - Duct Repair and Sealing | A | Original Unit Energy Savings (kWh or therms) | Achievable Economic TRC Potential | 0 | 0 | 0.0036023 | 0.0036023 | 0.0036023 | 0.0036023 | 0.0036023 | 0.0036023 | 0.0036023 | 0.0036023 | 0.0036023 | 0.0036023 | 0.0036023 | 0.0036023 | 0.0036023 | 0.0036023 | 0.0036023 | 0.0036023 | 0.0036023 | 0.0036023 | 0.0036023 | 0.0036023
F2_Industrial_Primary Metals_New_Space Heating_Natural Gas_HVAC - Duct Repair and Sealing_A_Achievable Economic TRC Potential | F2 | Industrial | Primary Metals | New | Space Heating | Natural Gas | HVAC - Duct Repair and Sealing | A | Original Unit Summer Peak Savings (kW) | Achievable Economic TRC Potential | 0 | 0 | 0 | 0 | 0 | 0 | 0 | 0 | 0 | 0 | 0 | 0 | 0 | 0 | 0 | 0 | 0 | 0 | 0 | 0 | 0 | 0
F3_Industrial_Primary Metals_New_Space Heating_Natural Gas_HVAC - Duct Repair and Sealing_A_Achievable Economic TRC Potential | F3 | Industrial | Primary Metals | New | Space Heating | Natural Gas | HVAC - Duct Repair and Sealing | A | Original Unit Winter Peak Savings (kW) | Achievable Economic TRC Potential | 0 | 0 | 0 | 0 | 0 | 0 | 0 | 0 | 0 | 0 | 0 | 0 | 0 | 0 | 0 | 0 | 0 | 0 | 0 | 0 | 0 | 0
F4_Industrial_Primary Metals_New_Space Heating_Natural Gas_HVAC - Duct Repair and Sealing_A_Achievable Economic TRC Potential | F4 | Industrial | Primary Metals | New | Space Heating | Natural Gas | HVAC - Duct Repair and Sealing | A | Standalone Impact on Baseline Energy (%) | Achievable Economic TRC Potential | bar: 2019 to 2040
F5_Industrial_Primary Metals_New_Space Heating_Natural Gas_HVAC - Duct Repair and Sealing_A_Achievable Economic TRC Potential | F5 | Industrial | Primary Metals | New | Space Heating | Natural Gas | HVAC - Duct Repair and Sealing | A | Standalone Impact on Baseline Summer Peak (%) | Achievable Economic TRC Potential | bar: 2019 to 2040
F6_Industrial_Primary Metals_New_Space Heating_Natural Gas_HVAC - Duct Repair and Sealing_A_Achievable Economic TRC Potential | F6 | Industrial | Primary Metals | New | Space Heating | Natural Gas | HVAC - Duct Repair and Sealing | A | Standalone Impact on Baseline Winter Peak (%) | Achievable Economic TRC Potential | bar: 2019 to 2040
F7_Industrial_Primary Metals_New_Space Heating_Natural Gas_HVAC - Duct Repair and Sealing_A_Achievable Economic TRC Potential | F7 | Industrial | Primary Metals | New | Space Heating | Natural Gas | HVAC - Duct Repair and Sealing | A | Incremental Energy Savings (MWh or mTherms) | Achievable Economic TRC Potential | 0 | 0 | 0 | 0 | 0 | 0 | 0 | 0 | 0 | 0 | 0 | 0 | 0 | 0 | 0 | 0 | 0 | 0 | 0 | 0 | 0 | 0
F8_Industrial_Primary Metals_New_Space Heating_Natural Gas_HVAC - Duct Repair and Sealing_A_Achievable Economic TRC Potential | F8 | Industrial | Primary Metals | New | Space Heating | Natural Gas | HVAC - Duct Repair and Sealing | A | Incremental Summer Peak Savings (MW) | Achievable Economic TRC Potential | 0 | 0 | 0 | 0 | 0 | 0 | 0 | 0 | 0 | 0 | 0 | 0 | 0 | 0 | 0 | 0 | 0 | 0 | 0 | 0 | 0 | 0
F9_Industrial_Primary Metals_New_Space Heating_Natural Gas_HVAC - Duct Repair and Sealing_A_Achievable Economic TRC Potential | F9 | Industrial | Primary Metals | New | Space Heating | Natural Gas | HVAC - Duct Repair and Sealing | A | Incremental Winter Peak Savings (MW) | Achievable Economic TRC Potential | 0 | 0 | 0 | 0 | 0 | 0 | 0 | 0 | 0 | 0 | 0 | 0 | 0 | 0 | 0 | 0 | 0 | 0 | 0 | 0 | 0 | 0
F10_Industrial_Primary Metals_New_Space Heating_Natural Gas_HVAC - Duct Repair and Sealing_A_Achievable Economic TRC Potential | F10 | Industrial | Primary Metals | New | Space Heating | Natural Gas | HVAC - Duct Repair and Sealing | A | Cumulative Energy Savings (MWh or mTherms) | Achievable Economic TRC Potential | 0 | 0 | 0 | 0 | 0 | 0 | 0 | 0 | 0 | 0 | 0 | 0 | 0 | 0 | 0 | 0 | 0 | 0 | 0 | 0 | 0 | 0
F11_Industrial_Primary Metals_New_Space Heating_Natural Gas_HVAC - Duct Repair and Sealing_A_Achievable Economic TRC Potential | F11 | Industrial | Primary Metals | New | Space Heating | Natural Gas | HVAC - Duct Repair and Sealing | A | Cumulative Summer Peak Savings (MW) | Achievable Economic TRC Potential | 0 | 0 | 0 | 0 | 0 | 0 | 0 | 0 | 0 | 0 | 0 | 0 | 0 | 0 | 0 | 0 | 0 | 0 | 0 | 0 | 0 | 0
F12_Industrial_Primary Metals_New_Space Heating_Natural Gas_HVAC - Duct Repair and Sealing_A_Achievable Economic TRC Potential | F12 | Industrial | Primary Metals | New | Space Heating | Natural Gas | HVAC - Duct Repair and Sealing | A | Cumulative Winter Peak Savings (MW) | Achievable Economic TRC Potential | 0 | 0 | 0 | 0 | 0 | 0 | 0 | 0 | 0 | 0 | 0 | 0 | 0 | 0 | 0 | 0 | 0 | 0 | 0 | 0 | 0 | 0
F13_Industrial_Primary Metals_New_Space Heating_Natural Gas_HVAC - Duct Repair and Sealing_A_Achievable Economic TRC Potential | F13 | Industrial | Primary Metals | New | Space Heating | Natural Gas | HVAC - Duct Repair and Sealing | A | Purchases (Incremental) | Achievable Economic TRC Potential | 0 | 0 | 0 | 0 | 0 | 0 | 0 | 0 | 0 | 0 | 0 | 0 | 0 | 0 | 0 | 0 | 0 | 0 | 0 | 0 | 0 | 0
F14_Industrial_Primary Metals_New_Space Heating_Natural Gas_HVAC - Duct Repair and Sealing_A_Achievable Economic TRC Potential | F14 | Industrial | Primary Metals | New | Space Heating | Natural Gas | HVAC - Duct Repair and Sealing | A | Purchases (Cumulative) | Achievable Economic TRC Potential | 0 | 0 | 0 | 0 | 0 | 0 | 0 | 0 | 0 | 0 | 0 | 0 | 0 | 0 | 0 | 0 | 0 | 0 | 0 | 0 | 0 | 0
F1_Industrial_Primary Metals_New_Space Heating_Natural Gas_Windows - High Efficiency_A_Achievable Economic TRC Potential | F1 | Industrial | Primary Metals | New | Space Heating | Natural Gas | Windows - High Efficiency | A | Original Unit Energy Savings (kWh or therms) | Achievable Economic TRC Potential | 0 | 0 | 0.0073878 | 0.0073878 | 0.0073878 | 0.0073878 | 0.0073878 | 0.0073878 | 0.0073878 | 0.0073878 | 0.0073878 | 0.0073878 | 0.0073878 | 0.0073878 | 0.0073878 | 0.0073878 | 0.0073878 | 0.0073878 | 0.0073878 | 0.0073878 | 0.0073878 | 0.0073878
F2_Industrial_Primary Metals_New_Space Heating_Natural Gas_Windows - High Efficiency_A_Achievable Economic TRC Potential | F2 | Industrial | Primary Metals | New | Space Heating | Natural Gas | Windows - High Efficiency | A | Original Unit Summer Peak Savings (kW) | Achievable Economic TRC Potential | 0 | 0 | 0 | 0 | 0 | 0 | 0 | 0 | 0 | 0 | 0 | 0 | 0 | 0 | 0 | 0 | 0 | 0 | 0 | 0 | 0 | 0
F3_Industrial_Primary Metals_New_Space Heating_Natural Gas_Windows - High Efficiency_A_Achievable Economic TRC Potential | F3 | Industrial | Primary Metals | New | Space Heating | Natural Gas | Windows - High Efficiency | A | Original Unit Winter Peak Savings (kW) | Achievable Economic TRC Potential | 0 | 0 | 0 | 0 | 0 | 0 | 0 | 0 | 0 | 0 | 0 | 0 | 0 | 0 | 0 | 0 | 0 | 0 | 0 | 0 | 0 | 0
F4_Industrial_Primary Metals_New_Space Heating_Natural Gas_Windows - High Efficiency_A_Achievable Economic TRC Potential | F4 | Industrial | Primary Metals | New | Space Heating | Natural Gas | Windows - High Efficiency | A | Standalone Impact on Baseline Energy (%) | Achievable Economic TRC Potential | bar: 2019 to 2040
F5_Industrial_Primary Metals_New_Space Heating_Natural Gas_Windows - High Efficiency_A_Achievable Economic TRC Potential | F5 | Industrial | Primary Metals | New | Space Heating | Natural Gas | Windows - High Efficiency | A | Standalone Impact on Baseline Summer Peak (%) | Achievable Economic TRC Potential | bar: 2019 to 2040
F6_Industrial_Primary Metals_New_Space Heating_Natural Gas_Windows - High Efficiency_A_Achievable Economic TRC Potential | F6 | Industrial | Primary Metals | New | Space Heating | Natural Gas | Windows - High Efficiency | A | Standalone Impact on Baseline Winter Peak (%) | Achievable Economic TRC Potential | bar: 2019 to 2040
F7_Industrial_Primary Metals_New_Space Heating_Natural Gas_Windows - High Efficiency_A_Achievable Economic TRC Potential | F7 | Industrial | Primary Metals | New | Space Heating | Natural Gas | Windows - High Efficiency | A | Incremental Energy Savings (MWh or mTherms) | Achievable Economic TRC Potential | 0 | 0 | 0 | 0 | 0 | 0 | 0 | 0 | 0 | 0 | 0 | 0 | 0 | 0 | 0 | 0 | 0 | 0 | 0 | 0 | 0 | 0
F8_Industrial_Primary Metals_New_Space Heating_Natural Gas_Windows - High Efficiency_A_Achievable Economic TRC Potential | F8 | Industrial | Primary Metals | New | Space Heating | Natural Gas | Windows - High Efficiency | A | Incremental Summer Peak Savings (MW) | Achievable Economic TRC Potential | 0 | 0 | 0 | 0 | 0 | 0 | 0 | 0 | 0 | 0 | 0 | 0 | 0 | 0 | 0 | 0 | 0 | 0 | 0 | 0 | 0 | 0
F9_Industrial_Primary Metals_New_Space Heating_Natural Gas_Windows - High Efficiency_A_Achievable Economic TRC Potential | F9 | Industrial | Primary Metals | New | Space Heating | Natural Gas | Windows - High Efficiency | A | Incremental Winter Peak Savings (MW) | Achievable Economic TRC Potential | 0 | 0 | 0 | 0 | 0 | 0 | 0 | 0 | 0 | 0 | 0 | 0 | 0 | 0 | 0 | 0 | 0 | 0 | 0 | 0 | 0 | 0
F10_Industrial_Primary Metals_New_Space Heating_Natural Gas_Windows - High Efficiency_A_Achievable Economic TRC Potential | F10 | Industrial | Primary Metals | New | Space Heating | Natural Gas | Windows - High Efficiency | A | Cumulative Energy Savings (MWh or mTherms) | Achievable Economic TRC Potential | 0 | 0 | 0 | 0 | 0 | 0 | 0 | 0 | 0 | 0 | 0 | 0 | 0 | 0 | 0 | 0 | 0 | 0 | 0 | 0 | 0 | 0
F11_Industrial_Primary Metals_New_Space Heating_Natural Gas_Windows - High Efficiency_A_Achievable Economic TRC Potential | F11 | Industrial | Primary Metals | New | Space Heating | Natural Gas | Windows - High Efficiency | A | Cumulative Summer Peak Savings (MW) | Achievable Economic TRC Potential | 0 | 0 | 0 | 0 | 0 | 0 | 0 | 0 | 0 | 0 | 0 | 0 | 0 | 0 | 0 | 0 | 0 | 0 | 0 | 0 | 0 | 0
F12_Industrial_Primary Metals_New_Space Heating_Natural Gas_Windows - High Efficiency_A_Achievable Economic TRC Potential | F12 | Industrial | Primary Metals | New | Space Heating | Natural Gas | Windows - High Efficiency | A | Cumulative Winter Peak Savings (MW) | Achievable Economic TRC Potential | 0 | 0 | 0 | 0 | 0 | 0 | 0 | 0 | 0 | 0 | 0 | 0 | 0 | 0 | 0 | 0 | 0 | 0 | 0 | 0 | 0 | 0
F13_Industrial_Primary Metals_New_Space Heating_Natural Gas_Windows - High Efficiency_A_Achievable Economic TRC Potential | F13 | Industrial | Primary Metals | New | Space Heating | Natural Gas | Windows - High Efficiency | A | Purchases (Incremental) | Achievable Economic TRC Potential | 0 | 0 | 0 | 0 | 0 | 0 | 0 | 0 | 0 | 0 | 0 | 0 | 0 | 0 | 0 | 0 | 0 | 0 | 0 | 0 | 0 | 0
F14_Industrial_Primary Metals_New_Space Heating_Natural Gas_Windows - High Efficiency_A_Achievable Economic TRC Potential | F14 | Industrial | Primary Metals | New | Space Heating | Natural Gas | Windows - High Efficiency | A | Purchases (Cumulative) | Achievable Economic TRC Potential | 0 | 0 | 0 | 0 | 0 | 0 | 0 | 0 | 0 | 0 | 0 | 0 | 0 | 0 | 0 | 0 | 0 | 0 | 0 | 0 | 0 | 0
F1_Industrial_Primary Metals_New_Space Heating_Natural Gas_Gas Boiler - Maintenance_A_Achievable Economic TRC Potential | F1 | Industrial | Primary Metals | New | Space Heating | Natural Gas | Gas Boiler - Maintenance | A | Original Unit Energy Savings (kWh or therms) | Achievable Economic TRC Potential | 0 | 0 | 27.8643 | 27.8643 | 27.8643 | 27.8643 | 27.8643 | 27.8643 | 27.8643 | 27.8643 | 27.8643 | 27.8643 | 27.8643 | 27.8643 | 27.8643 | 27.8643 | 27.8643 | 27.8643 | 27.8643 | 27.8643 | 27.8643 | 27.8643
F2_Industrial_Primary Metals_New_Space Heating_Natural Gas_Gas Boiler - Maintenance_A_Achievable Economic TRC Potential | F2 | Industrial | Primary Metals | New | Space Heating | Natural Gas | Gas Boiler - Maintenance | A | Original Unit Summer Peak Savings (kW) | Achievable Economic TRC Potential | 0 | 0 | 0 | 0 | 0 | 0 | 0 | 0 | 0 | 0 | 0 | 0 | 0 | 0 | 0 | 0 | 0 | 0 | 0 | 0 | 0 | 0
F3_Industrial_Primary Metals_New_Space Heating_Natural Gas_Gas Boiler - Maintenance_A_Achievable Economic TRC Potential | F3 | Industrial | Primary Metals | New | Space Heating | Natural Gas | Gas Boiler - Maintenance | A | Original Unit Winter Peak Savings (kW) | Achievable Economic TRC Potential | 0 | 0 | 0 | 0 | 0 | 0 | 0 | 0 | 0 | 0 | 0 | 0 | 0 | 0 | 0 | 0 | 0 | 0 | 0 | 0 | 0 | 0
F4_Industrial_Primary Metals_New_Space Heating_Natural Gas_Gas Boiler - Maintenance_A_Achievable Economic TRC Potential | F4 | Industrial | Primary Metals | New | Space Heating | Natural Gas | Gas Boiler - Maintenance | A | Standalone Impact on Baseline Energy (%) | Achievable Economic TRC Potential | 0% | 0% | 0.002102% | 0.002678% | 0.002898% | 0.002333% | 0.00205% | 0.001805% | 0.001597% | 0.001413% | 0.001302% | 0.001194% | 0.001103% | 0.001014% | 0.0009612% | 0.000904% | 0.0008533% | 0.000801% | 0.0007699% | 0.0007346% | 0.0007033% | 0.0006747%
F5_Industrial_Primary Metals_New_Space Heating_Natural Gas_Gas Boiler - Maintenance_A_Achievable Economic TRC Potential | F5 | Industrial | Primary Metals | New | Space Heating | Natural Gas | Gas Boiler - Maintenance | A | Standalone Impact on Baseline Summer Peak (%) | Achievable Economic TRC Potential | bar: 2019 to 2040
F6_Industrial_Primary Metals_New_Space Heating_Natural Gas_Gas Boiler - Maintenance_A_Achievable Economic TRC Potential | F6 | Industrial | Primary Metals | New | Space Heating | Natural Gas | Gas Boiler - Maintenance | A | Standalone Impact on Baseline Winter Peak (%) | Achievable Economic TRC Potential | bar: 2019 to 2040
F7_Industrial_Primary Metals_New_Space Heating_Natural Gas_Gas Boiler - Maintenance_A_Achievable Economic TRC Potential | F7 | Industrial | Primary Metals | New | Space Heating | Natural Gas | Gas Boiler - Maintenance | A | Incremental Energy Savings (MWh or mTherms) | Achievable Economic TRC Potential | 0 | 0 | 0.00010599 | 0.00012965 | 0.00012798 | 0.00013304 | 0.00013417 | 0.00013379 | 0.00013304 | 0.00013417 | 0.00013379 | 0.00023903 | 0.00026382 | 0.00026177 | 0.00047805 | 0.00052763 | 0.00052354 | 0.0009561 | 0.0010553 | 0.0010471 | 0.0019393 | 0.0021151
F8_Industrial_Primary Metals_New_Space Heating_Natural Gas_Gas Boiler - Maintenance_A_Achievable Economic TRC Potential | F8 | Industrial | Primary Metals | New | Space Heating | Natural Gas | Gas Boiler - Maintenance | A | Incremental Summer Peak Savings (MW) | Achievable Economic TRC Potential | 0 | 0 | 0 | 0 | 0 | 0 | 0 | 0 | 0 | 0 | 0 | 0 | 0 | 0 | 0 | 0 | 0 | 0 | 0 | 0 | 0 | 0
F9_Industrial_Primary Metals_New_Space Heating_Natural Gas_Gas Boiler - Maintenance_A_Achievable Economic TRC Potential | F9 | Industrial | Primary Metals | New | Space Heating | Natural Gas | Gas Boiler - Maintenance | A | Incremental Winter Peak Savings (MW) | Achievable Economic TRC Potential | 0 | 0 | 0 | 0 | 0 | 0 | 0 | 0 | 0 | 0 | 0 | 0 | 0 | 0 | 0 | 0 | 0 | 0 | 0 | 0 | 0 | 0
F10_Industrial_Primary Metals_New_Space Heating_Natural Gas_Gas Boiler - Maintenance_A_Achievable Economic TRC Potential | F10 | Industrial | Primary Metals | New | Space Heating | Natural Gas | Gas Boiler - Maintenance | A | Cumulative Energy Savings (MWh or mTherms) | Achievable Economic TRC Potential | 0 | 0 | 0.00010599 | 0.00023563 | 0.00036361 | 0.00039066 | 0.00039519 | 0.000401 | 0.000401 | 0.000401 | 0.000401 | 0.000401 | 0.000401 | 0.000401 | 0.000401 | 0.000401 | 0.000401 | 0.000401 | 0.000401 | 0.000401 | 0.000401 | 0.000401
F11_Industrial_Primary Metals_New_Space Heating_Natural Gas_Gas Boiler - Maintenance_A_Achievable Economic TRC Potential | F11 | Industrial | Primary Metals | New | Space Heating | Natural Gas | Gas Boiler - Maintenance | A | Cumulative Summer Peak Savings (MW) | Achievable Economic TRC Potential | 0 | 0 | 0 | 0 | 0 | 0 | 0 | 0 | 0 | 0 | 0 | 0 | 0 | 0 | 0 | 0 | 0 | 0 | 0 | 0 | 0 | 0
F12_Industrial_Primary Metals_New_Space Heating_Natural Gas_Gas Boiler - Maintenance_A_Achievable Economic TRC Potential | F12 | Industrial | Primary Metals | New | Space Heating | Natural Gas | Gas Boiler - Maintenance | A | Cumulative Winter Peak Savings (MW) | Achievable Economic TRC Potential | 0 | 0 | 0 | 0 | 0 | 0 | 0 | 0 | 0 | 0 | 0 | 0 | 0 | 0 | 0 | 0 | 0 | 0 | 0 | 0 | 0 | 0
F13_Industrial_Primary Metals_New_Space Heating_Natural Gas_Gas Boiler - Maintenance_A_Achievable Economic TRC Potential | F13 | Industrial | Primary Metals | New | Space Heating | Natural Gas | Gas Boiler - Maintenance | A | Purchases (Incremental) | Achievable Economic TRC Potential | 0 | 0 | 0.0038036 | 0.0046528 | 0.0045929 | 0.0047746 | 0.0048152 | 0.0048015 | 0.0047746 | 0.0048152 | 0.0048015 | 0.0085782 | 0.0094679 | 0.0093944 | 0.017156 | 0.018936 | 0.018789 | 0.034313 | 0.037872 | 0.037578 | 0.069597 | 0.075906
F14_Industrial_Primary Metals_New_Space Heating_Natural Gas_Gas Boiler - Maintenance_A_Achievable Economic TRC Potential | F14 | Industrial | Primary Metals | New | Space Heating | Natural Gas | Gas Boiler - Maintenance | A | Purchases (Cumulative) | Achievable Economic TRC Potential | 0 | 0 | 0.0038036 | 0.0084564 | 0.013049 | 0.01402 | 0.014183 | 0.014391 | 0.014391 | 0.014391 | 0.014391 | 0.014391 | 0.014391 | 0.014391 | 0.014391 | 0.014391 | 0.014391 | 0.014391 | 0.014391 | 0.014391 | 0.014391 | 0.014391
F1_Industrial_Primary Metals_New_Process_Natural Gas_Gas Boiler - Maintenance_A_Achievable Economic TRC Potential | F1 | Industrial | Primary Metals | New | Process | Natural Gas | Gas Boiler - Maintenance | A | Original Unit Energy Savings (kWh or therms) | Achievable Economic TRC Potential | 0 | 0 | 28.0317 | 28.0317 | 28.0317 | 28.0317 | 28.0317 | 28.0317 | 28.0317 | 28.0317 | 28.0317 | 28.0317 | 28.0317 | 28.0317 | 28.0317 | 28.0317 | 28.0317 | 28.0317 | 28.0317 | 28.0317 | 28.0317 | 28.0317
F2_Industrial_Primary Metals_New_Process_Natural Gas_Gas Boiler - Maintenance_A_Achievable Economic TRC Potential | F2 | Industrial | Primary Metals | New | Process | Natural Gas | Gas Boiler - Maintenance | A | Original Unit Summer Peak Savings (kW) | Achievable Economic TRC Potential | 0 | 0 | 0 | 0 | 0 | 0 | 0 | 0 | 0 | 0 | 0 | 0 | 0 | 0 | 0 | 0 | 0 | 0 | 0 | 0 | 0 | 0
F3_Industrial_Primary Metals_New_Process_Natural Gas_Gas Boiler - Maintenance_A_Achievable Economic TRC Potential | F3 | Industrial | Primary Metals | New | Process | Natural Gas | Gas Boiler - Maintenance | A | Original Unit Winter Peak Savings (kW) | Achievable Economic TRC Potential | 0 | 0 | 0 | 0 | 0 | 0 | 0 | 0 | 0 | 0 | 0 | 0 | 0 | 0 | 0 | 0 | 0 | 0 | 0 | 0 | 0 | 0
F4_Industrial_Primary Metals_New_Process_Natural Gas_Gas Boiler - Maintenance_A_Achievable Economic TRC Potential | F4 | Industrial | Primary Metals | New | Process | Natural Gas | Gas Boiler - Maintenance | A | Standalone Impact on Baseline Energy (%) | Achievable Economic TRC Potential | 0% | 0% | 0.002811% | 0.003581% | 0.003875% | 0.003119% | 0.002741% | 0.002414% | 0.002135% | 0.00189% | 0.001741% | 0.001596% | 0.001475% | 0.001356% | 0.001285% | 0.001209% | 0.001141% | 0.001071% | 0.001029% | 0.0009821% | 0.0009403% | 0.0009019%
F5_Industrial_Primary Metals_New_Process_Natural Gas_Gas Boiler - Maintenance_A_Achievable Economic TRC Potential | F5 | Industrial | Primary Metals | New | Process | Natural Gas | Gas Boiler - Maintenance | A | Standalone Impact on Baseline Summer Peak (%) | Achievable Economic TRC Potential | bar: 2019 to 2040
F6_Industrial_Primary Metals_New_Process_Natural Gas_Gas Boiler - Maintenance_A_Achievable Economic TRC Potential | F6 | Industrial | Primary Metals | New | Process | Natural Gas | Gas Boiler - Maintenance | A | Standalone Impact on Baseline Winter Peak (%) | Achievable Economic TRC Potential | bar: 2019 to 2040
F7_Industrial_Primary Metals_New_Process_Natural Gas_Gas Boiler - Maintenance_A_Achievable Economic TRC Potential | F7 | Industrial | Primary Metals | New | Process | Natural Gas | Gas Boiler - Maintenance | A | Incremental Energy Savings (MWh or mTherms) | Achievable Economic TRC Potential | 0 | 0 | 0.0038618 | 0.0047239 | 0.0046631 | 0.0048476 | 0.0048888 | 0.0048749 | 0.0048476 | 0.0048888 | 0.0048749 | 0.0087094 | 0.0096127 | 0.009538 | 0.017419 | 0.019225 | 0.019076 | 0.034837 | 0.038451 | 0.038152 | 0.070661 | 0.077066
F8_Industrial_Primary Metals_New_Process_Natural Gas_Gas Boiler - Maintenance_A_Achievable Economic TRC Potential | F8 | Industrial | Primary Metals | New | Process | Natural Gas | Gas Boiler - Maintenance | A | Incremental Summer Peak Savings (MW) | Achievable Economic TRC Potential | 0 | 0 | 0 | 0 | 0 | 0 | 0 | 0 | 0 | 0 | 0 | 0 | 0 | 0 | 0 | 0 | 0 | 0 | 0 | 0 | 0 | 0
F9_Industrial_Primary Metals_New_Process_Natural Gas_Gas Boiler - Maintenance_A_Achievable Economic TRC Potential | F9 | Industrial | Primary Metals | New | Process | Natural Gas | Gas Boiler - Maintenance | A | Incremental Winter Peak Savings (MW) | Achievable Economic TRC Potential | 0 | 0 | 0 | 0 | 0 | 0 | 0 | 0 | 0 | 0 | 0 | 0 | 0 | 0 | 0 | 0 | 0 | 0 | 0 | 0 | 0 | 0
F10_Industrial_Primary Metals_New_Process_Natural Gas_Gas Boiler - Maintenance_A_Achievable Economic TRC Potential | F10 | Industrial | Primary Metals | New | Process | Natural Gas | Gas Boiler - Maintenance | A | Cumulative Energy Savings (MWh or mTherms) | Achievable Economic TRC Potential | 0 | 0 | 0.0038618 | 0.0085857 | 0.013249 | 0.014235 | 0.014399 | 0.014611 | 0.014611 | 0.014611 | 0.014611 | 0.014611 | 0.014611 | 0.014611 | 0.014611 | 0.014611 | 0.014611 | 0.014611 | 0.014611 | 0.014611 | 0.014611 | 0.014611
F11_Industrial_Primary Metals_New_Process_Natural Gas_Gas Boiler - Maintenance_A_Achievable Economic TRC Potential | F11 | Industrial | Primary Metals | New | Process | Natural Gas | Gas Boiler - Maintenance | A | Cumulative Summer Peak Savings (MW) | Achievable Economic TRC Potential | 0 | 0 | 0 | 0 | 0 | 0 | 0 | 0 | 0 | 0 | 0 | 0 | 0 | 0 | 0 | 0 | 0 | 0 | 0 | 0 | 0 | 0
F12_Industrial_Primary Metals_New_Process_Natural Gas_Gas Boiler - Maintenance_A_Achievable Economic TRC Potential | F12 | Industrial | Primary Metals | New | Process | Natural Gas | Gas Boiler - Maintenance | A | Cumulative Winter Peak Savings (MW) | Achievable Economic TRC Potential | 0 | 0 | 0 | 0 | 0 | 0 | 0 | 0 | 0 | 0 | 0 | 0 | 0 | 0 | 0 | 0 | 0 | 0 | 0 | 0 | 0 | 0
F13_Industrial_Primary Metals_New_Process_Natural Gas_Gas Boiler - Maintenance_A_Achievable Economic TRC Potential | F13 | Industrial | Primary Metals | New | Process | Natural Gas | Gas Boiler - Maintenance | A | Purchases (Incremental) | Achievable Economic TRC Potential | 0 | 0 | 0.13777 | 0.16852 | 0.16635 | 0.17293 | 0.1744 | 0.17391 | 0.17293 | 0.1744 | 0.17391 | 0.3107 | 0.34292 | 0.34026 | 0.62139 | 0.68584 | 0.68052 | 1.2428 | 1.3717 | 1.361 | 2.5207 | 2.7493
F14_Industrial_Primary Metals_New_Process_Natural Gas_Gas Boiler - Maintenance_A_Achievable Economic TRC Potential | F14 | Industrial | Primary Metals | New | Process | Natural Gas | Gas Boiler - Maintenance | A | Purchases (Cumulative) | Achievable Economic TRC Potential | 0 | 0 | 0.13777 | 0.30628 | 0.47264 | 0.5078 | 0.51369 | 0.52124 | 0.52124 | 0.52124 | 0.52124 | 0.52124 | 0.52124 | 0.52124 | 0.52124 | 0.52124 | 0.52124 | 0.52124 | 0.52124 | 0.52124 | 0.52124 | 0.52124
F1_Industrial_Primary Metals_New_Space Heating_Natural Gas_Gas Furnace - Maintenance_A_Achievable Economic TRC Potential | F1 | Industrial | Primary Metals | New | Space Heating | Natural Gas | Gas Furnace - Maintenance | A | Original Unit Energy Savings (kWh or therms) | Achievable Economic TRC Potential | 0 | 0 | 0.0083129 | 0.0083129 | 0.0083129 | 0.0083129 | 0.0083129 | 0.0083129 | 0.0083129 | 0.0083129 | 0.0083129 | 0.0083129 | 0.0083129 | 0.0083129 | 0.0083129 | 0.0083129 | 0.0083129 | 0.0083129 | 0.0083129 | 0.0083129 | 0.0083129 | 0.0083129
F2_Industrial_Primary Metals_New_Space Heating_Natural Gas_Gas Furnace - Maintenance_A_Achievable Economic TRC Potential | F2 | Industrial | Primary Metals | New | Space Heating | Natural Gas | Gas Furnace - Maintenance | A | Original Unit Summer Peak Savings (kW) | Achievable Economic TRC Potential | 0 | 0 | 0 | 0 | 0 | 0 | 0 | 0 | 0 | 0 | 0 | 0 | 0 | 0 | 0 | 0 | 0 | 0 | 0 | 0 | 0 | 0
F3_Industrial_Primary Metals_New_Space Heating_Natural Gas_Gas Furnace - Maintenance_A_Achievable Economic TRC Potential | F3 | Industrial | Primary Metals | New | Space Heating | Natural Gas | Gas Furnace - Maintenance | A | Original Unit Winter Peak Savings (kW) | Achievable Economic TRC Potential | 0 | 0 | 0 | 0 | 0 | 0 | 0 | 0 | 0 | 0 | 0 | 0 | 0 | 0 | 0 | 0 | 0 | 0 | 0 | 0 | 0 | 0
F4_Industrial_Primary Metals_New_Space Heating_Natural Gas_Gas Furnace - Maintenance_A_Achievable Economic TRC Potential | F4 | Industrial | Primary Metals | New | Space Heating | Natural Gas | Gas Furnace - Maintenance | A | Standalone Impact on Baseline Energy (%) | Achievable Economic TRC Potential | bar: 2019 to 2040
F5_Industrial_Primary Metals_New_Space Heating_Natural Gas_Gas Furnace - Maintenance_A_Achievable Economic TRC Potential | F5 | Industrial | Primary Metals | New | Space Heating | Natural Gas | Gas Furnace - Maintenance | A | Standalone Impact on Baseline Summer Peak (%) | Achievable Economic TRC Potential | bar: 2019 to 2040
F6_Industrial_Primary Metals_New_Space Heating_Natural Gas_Gas Furnace - Maintenance_A_Achievable Economic TRC Potential | F6 | Industrial | Primary Metals | New | Space Heating | Natural Gas | Gas Furnace - Maintenance | A | Standalone Impact on Baseline Winter Peak (%) | Achievable Economic TRC Potential | bar: 2019 to 2040
F7_Industrial_Primary Metals_New_Space Heating_Natural Gas_Gas Furnace - Maintenance_A_Achievable Economic TRC Potential | F7 | Industrial | Primary Metals | New | Space Heating | Natural Gas | Gas Furnace - Maintenance | A | Incremental Energy Savings (MWh or mTherms) | Achievable Economic TRC Potential | 0 | 0 | 0 | 0 | 0 | 0 | 0 | 0 | 0 | 0 | 0 | 0 | 0 | 0 | 0 | 0 | 0 | 0 | 0 | 0 | 0 | 0
F8_Industrial_Primary Metals_New_Space Heating_Natural Gas_Gas Furnace - Maintenance_A_Achievable Economic TRC Potential | F8 | Industrial | Primary Metals | New | Space Heating | Natural Gas | Gas Furnace - Maintenance | A | Incremental Summer Peak Savings (MW) | Achievable Economic TRC Potential | 0 | 0 | 0 | 0 | 0 | 0 | 0 | 0 | 0 | 0 | 0 | 0 | 0 | 0 | 0 | 0 | 0 | 0 | 0 | 0 | 0 | 0
F9_Industrial_Primary Metals_New_Space Heating_Natural Gas_Gas Furnace - Maintenance_A_Achievable Economic TRC Potential | F9 | Industrial | Primary Metals | New | Space Heating | Natural Gas | Gas Furnace - Maintenance | A | Incremental Winter Peak Savings (MW) | Achievable Economic TRC Potential | 0 | 0 | 0 | 0 | 0 | 0 | 0 | 0 | 0 | 0 | 0 | 0 | 0 | 0 | 0 | 0 | 0 | 0 | 0 | 0 | 0 | 0
F10_Industrial_Primary Metals_New_Space Heating_Natural Gas_Gas Furnace - Maintenance_A_Achievable Economic TRC Potential | F10 | Industrial | Primary Metals | New | Space Heating | Natural Gas | Gas Furnace - Maintenance | A | Cumulative Energy Savings (MWh or mTherms) | Achievable Economic TRC Potential | 0 | 0 | 0 | 0 | 0 | 0 | 0 | 0 | 0 | 0 | 0 | 0 | 0 | 0 | 0 | 0 | 0 | 0 | 0 | 0 | 0 | 0
F11_Industrial_Primary Metals_New_Space Heating_Natural Gas_Gas Furnace - Maintenance_A_Achievable Economic TRC Potential | F11 | Industrial | Primary Metals | New | Space Heating | Natural Gas | Gas Furnace - Maintenance | A | Cumulative Summer Peak Savings (MW) | Achievable Economic TRC Potential | 0 | 0 | 0 | 0 | 0 | 0 | 0 | 0 | 0 | 0 | 0 | 0 | 0 | 0 | 0 | 0 | 0 | 0 | 0 | 0 | 0 | 0
F12_Industrial_Primary Metals_New_Space Heating_Natural Gas_Gas Furnace - Maintenance_A_Achievable Economic TRC Potential | F12 | Industrial | Primary Metals | New | Space Heating | Natural Gas | Gas Furnace - Maintenance | A | Cumulative Winter Peak Savings (MW) | Achievable Economic TRC Potential | 0 | 0 | 0 | 0 | 0 | 0 | 0 | 0 | 0 | 0 | 0 | 0 | 0 | 0 | 0 | 0 | 0 | 0 | 0 | 0 | 0 | 0
F13_Industrial_Primary Metals_New_Space Heating_Natural Gas_Gas Furnace - Maintenance_A_Achievable Economic TRC Potential | F13 | Industrial | Primary Metals | New | Space Heating | Natural Gas | Gas Furnace - Maintenance | A | Purchases (Incremental) | Achievable Economic TRC Potential | 0 | 0 | 0 | 0 | 0 | 0 | 0 | 0 | 0 | 0 | 0 | 0 | 0 | 0 | 0 | 0 | 0 | 0 | 0 | 0 | 0 | 0
F14_Industrial_Primary Metals_New_Space Heating_Natural Gas_Gas Furnace - Maintenance_A_Achievable Economic TRC Potential | F14 | Industrial | Primary Metals | New | Space Heating | Natural Gas | Gas Furnace - Maintenance | A | Purchases (Cumulative) | Achievable Economic TRC Potential | 0 | 0 | 0 | 0 | 0 | 0 | 0 | 0 | 0 | 0 | 0 | 0 | 0 | 0 | 0 | 0 | 0 | 0 | 0 | 0 | 0 | 0
F1_Industrial_Primary Metals_New_Space Heating_Natural Gas_Gas Boiler - Hot Water Reset_A_Achievable Economic TRC Potential | F1 | Industrial | Primary Metals | New | Space Heating | Natural Gas | Gas Boiler - Hot Water Reset | A | Original Unit Energy Savings (kWh or therms) | Achievable Economic TRC Potential | 0 | 0 | 101.3247 | 101.3247 | 101.3247 | 101.3247 | 101.3247 | 101.3247 | 101.3247 | 101.3247 | 101.3247 | 101.3247 | 101.3247 | 101.3247 | 101.3247 | 101.3247 | 101.3247 | 101.3247 | 101.3247 | 101.3247 | 101.3247 | 101.3247
F2_Industrial_Primary Metals_New_Space Heating_Natural Gas_Gas Boiler - Hot Water Reset_A_Achievable Economic TRC Potential | F2 | Industrial | Primary Metals | New | Space Heating | Natural Gas | Gas Boiler - Hot Water Reset | A | Original Unit Summer Peak Savings (kW) | Achievable Economic TRC Potential | 0 | 0 | 0 | 0 | 0 | 0 | 0 | 0 | 0 | 0 | 0 | 0 | 0 | 0 | 0 | 0 | 0 | 0 | 0 | 0 | 0 | 0
F3_Industrial_Primary Metals_New_Space Heating_Natural Gas_Gas Boiler - Hot Water Reset_A_Achievable Economic TRC Potential | F3 | Industrial | Primary Metals | New | Space Heating | Natural Gas | Gas Boiler - Hot Water Reset | A | Original Unit Winter Peak Savings (kW) | Achievable Economic TRC Potential | 0 | 0 | 0 | 0 | 0 | 0 | 0 | 0 | 0 | 0 | 0 | 0 | 0 | 0 | 0 | 0 | 0 | 0 | 0 | 0 | 0 | 0
F4_Industrial_Primary Metals_New_Space Heating_Natural Gas_Gas Boiler - Hot Water Reset_A_Achievable Economic TRC Potential | F4 | Industrial | Primary Metals | New | Space Heating | Natural Gas | Gas Boiler - Hot Water Reset | A | Standalone Impact on Baseline Energy (%) | Achievable Economic TRC Potential | 0% | 0% | 0.007431% | 0.01338% | 0.02055% | 0.02836% | 0.03942% | 0.05149% | 0.06451% | 0.07646% | 0.08869% | 0.097% | 0.1018% | 0.1016% | 0.101% | 0.09722% | 0.09271% | 0.08738% | 0.08398% | 0.08013% | 0.07672% | 0.07359%
F5_Industrial_Primary Metals_New_Space Heating_Natural Gas_Gas Boiler - Hot Water Reset_A_Achievable Economic TRC Potential | F5 | Industrial | Primary Metals | New | Space Heating | Natural Gas | Gas Boiler - Hot Water Reset | A | Standalone Impact on Baseline Summer Peak (%) | Achievable Economic TRC Potential | bar: 2019 to 2040
F6_Industrial_Primary Metals_New_Space Heating_Natural Gas_Gas Boiler - Hot Water Reset_A_Achievable Economic TRC Potential | F6 | Industrial | Primary Metals | New | Space Heating | Natural Gas | Gas Boiler - Hot Water Reset | A | Standalone Impact on Baseline Winter Peak (%) | Achievable Economic TRC Potential | bar: 2019 to 2040
F7_Industrial_Primary Metals_New_Space Heating_Natural Gas_Gas Boiler - Hot Water Reset_A_Achievable Economic TRC Potential | F7 | Industrial | Primary Metals | New | Space Heating | Natural Gas | Gas Boiler - Hot Water Reset | A | Incremental Energy Savings (MWh or mTherms) | Achievable Economic TRC Potential | 0 | 0 | 0.0003746 | 0.0008027 | 0.0014007 | 0.0021703 | 0.0028495 | 0.0038389 | 0.0047611 | 0.0054956 | 0.0056223 | 0.0052712 | 0.0044138 | 0.0031781 | 0.0019466 | 0.00099653 | 0.00044666 | 0.00017303 | 0.0003746 | 0.0008027 | 0.0014007 | 0.0021703
F8_Industrial_Primary Metals_New_Space Heating_Natural Gas_Gas Boiler - Hot Water Reset_A_Achievable Economic TRC Potential | F8 | Industrial | Primary Metals | New | Space Heating | Natural Gas | Gas Boiler - Hot Water Reset | A | Incremental Summer Peak Savings (MW) | Achievable Economic TRC Potential | 0 | 0 | 0 | 0 | 0 | 0 | 0 | 0 | 0 | 0 | 0 | 0 | 0 | 0 | 0 | 0 | 0 | 0 | 0 | 0 | 0 | 0
F9_Industrial_Primary Metals_New_Space Heating_Natural Gas_Gas Boiler - Hot Water Reset_A_Achievable Economic TRC Potential | F9 | Industrial | Primary Metals | New | Space Heating | Natural Gas | Gas Boiler - Hot Water Reset | A | Incremental Winter Peak Savings (MW) | Achievable Economic TRC Potential | 0 | 0 | 0 | 0 | 0 | 0 | 0 | 0 | 0 | 0 | 0 | 0 | 0 | 0 | 0 | 0 | 0 | 0 | 0 | 0 | 0 | 0
F10_Industrial_Primary Metals_New_Space Heating_Natural Gas_Gas Boiler - Hot Water Reset_A_Achievable Economic TRC Potential | F10 | Industrial | Primary Metals | New | Space Heating | Natural Gas | Gas Boiler - Hot Water Reset | A | Cumulative Energy Savings (MWh or mTherms) | Achievable Economic TRC Potential | 0 | 0 | 0.0003746 | 0.0011773 | 0.002578 | 0.0047483 | 0.0075978 | 0.011437 | 0.016198 | 0.021693 | 0.027316 | 0.032587 | 0.037001 | 0.040179 | 0.042126 | 0.043122 | 0.043569 | 0.043742 | 0.043742 | 0.043742 | 0.043742 | 0.043742
F11_Industrial_Primary Metals_New_Space Heating_Natural Gas_Gas Boiler - Hot Water Reset_A_Achievable Economic TRC Potential | F11 | Industrial | Primary Metals | New | Space Heating | Natural Gas | Gas Boiler - Hot Water Reset | A | Cumulative Summer Peak Savings (MW) | Achievable Economic TRC Potential | 0 | 0 | 0 | 0 | 0 | 0 | 0 | 0 | 0 | 0 | 0 | 0 | 0 | 0 | 0 | 0 | 0 | 0 | 0 | 0 | 0 | 0
F12_Industrial_Primary Metals_New_Space Heating_Natural Gas_Gas Boiler - Hot Water Reset_A_Achievable Economic TRC Potential | F12 | Industrial | Primary Metals | New | Space Heating | Natural Gas | Gas Boiler - Hot Water Reset | A | Cumulative Winter Peak Savings (MW) | Achievable Economic TRC Potential | 0 | 0 | 0 | 0 | 0 | 0 | 0 | 0 | 0 | 0 | 0 | 0 | 0 | 0 | 0 | 0 | 0 | 0 | 0 | 0 | 0 | 0
F13_Industrial_Primary Metals_New_Space Heating_Natural Gas_Gas Boiler - Hot Water Reset_A_Achievable Economic TRC Potential | F13 | Industrial | Primary Metals | New | Space Heating | Natural Gas | Gas Boiler - Hot Water Reset | A | Purchases (Incremental) | Achievable Economic TRC Potential | 0 | 0 | 0.003697 | 0.0079221 | 0.013824 | 0.02142 | 0.028123 | 0.037888 | 0.046989 | 0.054237 | 0.055488 | 0.052023 | 0.043561 | 0.031366 | 0.019212 | 0.009835 | 0.0044082 | 0.0017077 | 0.003697 | 0.0079221 | 0.013824 | 0.02142
F14_Industrial_Primary Metals_New_Space Heating_Natural Gas_Gas Boiler - Hot Water Reset_A_Achievable Economic TRC Potential | F14 | Industrial | Primary Metals | New | Space Heating | Natural Gas | Gas Boiler - Hot Water Reset | A | Purchases (Cumulative) | Achievable Economic TRC Potential | 0 | 0 | 0.003697 | 0.011619 | 0.025443 | 0.046862 | 0.074985 | 0.11287 | 0.15986 | 0.2141 | 0.26959 | 0.32161 | 0.36517 | 0.39654 | 0.41575 | 0.42558 | 0.42999 | 0.4317 | 0.4317 | 0.4317 | 0.4317 | 0.4317
F1_Industrial_Primary Metals_New_Process_Natural Gas_Gas Boiler - Hot Water Reset_A_Achievable Economic TRC Potential | F1 | Industrial | Primary Metals | New | Process | Natural Gas | Gas Boiler - Hot Water Reset | A | Original Unit Energy Savings (kWh or therms) | Achievable Economic TRC Potential | 0 | 0 | 50.9667 | 50.9667 | 50.9667 | 50.9667 | 50.9667 | 50.9667 | 50.9667 | 50.9667 | 50.9667 | 50.9667 | 50.9667 | 50.9667 | 50.9667 | 50.9667 | 50.9667 | 50.9667 | 50.9667 | 50.9667 | 50.9667 | 50.9667
F2_Industrial_Primary Metals_New_Process_Natural Gas_Gas Boiler - Hot Water Reset_A_Achievable Economic TRC Potential | F2 | Industrial | Primary Metals | New | Process | Natural Gas | Gas Boiler - Hot Water Reset | A | Original Unit Summer Peak Savings (kW) | Achievable Economic TRC Potential | 0 | 0 | 0 | 0 | 0 | 0 | 0 | 0 | 0 | 0 | 0 | 0 | 0 | 0 | 0 | 0 | 0 | 0 | 0 | 0 | 0 | 0
F3_Industrial_Primary Metals_New_Process_Natural Gas_Gas Boiler - Hot Water Reset_A_Achievable Economic TRC Potential | F3 | Industrial | Primary Metals | New | Process | Natural Gas | Gas Boiler - Hot Water Reset | A | Original Unit Winter Peak Savings (kW) | Achievable Economic TRC Potential | 0 | 0 | 0 | 0 | 0 | 0 | 0 | 0 | 0 | 0 | 0 | 0 | 0 | 0 | 0 | 0 | 0 | 0 | 0 | 0 | 0 | 0
F4_Industrial_Primary Metals_New_Process_Natural Gas_Gas Boiler - Hot Water Reset_A_Achievable Economic TRC Potential | F4 | Industrial | Primary Metals | New | Process | Natural Gas | Gas Boiler - Hot Water Reset | A | Standalone Impact on Baseline Energy (%) | Achievable Economic TRC Potential | 0% | 0% | 0.004967% | 0.008945% | 0.01374% | 0.01895% | 0.02635% | 0.03442% | 0.04312% | 0.05111% | 0.05928% | 0.06484% | 0.06804% | 0.06791% | 0.06749% | 0.06498% | 0.06197% | 0.05841% | 0.05613% | 0.05356% | 0.05128% | 0.04919%
F5_Industrial_Primary Metals_New_Process_Natural Gas_Gas Boiler - Hot Water Reset_A_Achievable Economic TRC Potential | F5 | Industrial | Primary Metals | New | Process | Natural Gas | Gas Boiler - Hot Water Reset | A | Standalone Impact on Baseline Summer Peak (%) | Achievable Economic TRC Potential | bar: 2019 to 2040
F6_Industrial_Primary Metals_New_Process_Natural Gas_Gas Boiler - Hot Water Reset_A_Achievable Economic TRC Potential | F6 | Industrial | Primary Metals | New | Process | Natural Gas | Gas Boiler - Hot Water Reset | A | Standalone Impact on Baseline Winter Peak (%) | Achievable Economic TRC Potential | bar: 2019 to 2040
F7_Industrial_Primary Metals_New_Process_Natural Gas_Gas Boiler - Hot Water Reset_A_Achievable Economic TRC Potential | F7 | Industrial | Primary Metals | New | Process | Natural Gas | Gas Boiler - Hot Water Reset | A | Incremental Energy Savings (MWh or mTherms) | Achievable Economic TRC Potential | 0 | 0 | 0.0068247 | 0.014624 | 0.025518 | 0.03954 | 0.051914 | 0.06994 | 0.08674 | 0.10012 | 0.10243 | 0.096033 | 0.080412 | 0.0579 | 0.035465 | 0.018155 | 0.0081375 | 0.0031523 | 0.0068247 | 0.014624 | 0.025518 | 0.03954
F8_Industrial_Primary Metals_New_Process_Natural Gas_Gas Boiler - Hot Water Reset_A_Achievable Economic TRC Potential | F8 | Industrial | Primary Metals | New | Process | Natural Gas | Gas Boiler - Hot Water Reset | A | Incremental Summer Peak Savings (MW) | Achievable Economic TRC Potential | 0 | 0 | 0 | 0 | 0 | 0 | 0 | 0 | 0 | 0 | 0 | 0 | 0 | 0 | 0 | 0 | 0 | 0 | 0 | 0 | 0 | 0
F9_Industrial_Primary Metals_New_Process_Natural Gas_Gas Boiler - Hot Water Reset_A_Achievable Economic TRC Potential | F9 | Industrial | Primary Metals | New | Process | Natural Gas | Gas Boiler - Hot Water Reset | A | Incremental Winter Peak Savings (MW) | Achievable Economic TRC Potential | 0 | 0 | 0 | 0 | 0 | 0 | 0 | 0 | 0 | 0 | 0 | 0 | 0 | 0 | 0 | 0 | 0 | 0 | 0 | 0 | 0 | 0
F10_Industrial_Primary Metals_New_Process_Natural Gas_Gas Boiler - Hot Water Reset_A_Achievable Economic TRC Potential | F10 | Industrial | Primary Metals | New | Process | Natural Gas | Gas Boiler - Hot Water Reset | A | Cumulative Energy Savings (MWh or mTherms) | Achievable Economic TRC Potential | 0 | 0 | 0.0068247 | 0.021449 | 0.046967 | 0.086507 | 0.13842 | 0.20836 | 0.2951 | 0.39522 | 0.49765 | 0.59368 | 0.6741 | 0.732 | 0.76746 | 0.78562 | 0.79375 | 0.79691 | 0.79691 | 0.79691 | 0.79691 | 0.79691
F11_Industrial_Primary Metals_New_Process_Natural Gas_Gas Boiler - Hot Water Reset_A_Achievable Economic TRC Potential | F11 | Industrial | Primary Metals | New | Process | Natural Gas | Gas Boiler - Hot Water Reset | A | Cumulative Summer Peak Savings (MW) | Achievable Economic TRC Potential | 0 | 0 | 0 | 0 | 0 | 0 | 0 | 0 | 0 | 0 | 0 | 0 | 0 | 0 | 0 | 0 | 0 | 0 | 0 | 0 | 0 | 0
F12_Industrial_Primary Metals_New_Process_Natural Gas_Gas Boiler - Hot Water Reset_A_Achievable Economic TRC Potential | F12 | Industrial | Primary Metals | New | Process | Natural Gas | Gas Boiler - Hot Water Reset | A | Cumulative Winter Peak Savings (MW) | Achievable Economic TRC Potential | 0 | 0 | 0 | 0 | 0 | 0 | 0 | 0 | 0 | 0 | 0 | 0 | 0 | 0 | 0 | 0 | 0 | 0 | 0 | 0 | 0 | 0
F13_Industrial_Primary Metals_New_Process_Natural Gas_Gas Boiler - Hot Water Reset_A_Achievable Economic TRC Potential | F13 | Industrial | Primary Metals | New | Process | Natural Gas | Gas Boiler - Hot Water Reset | A | Purchases (Incremental) | Achievable Economic TRC Potential | 0 | 0 | 0.1339 | 0.28693 | 0.50068 | 0.7758 | 1.0186 | 1.3723 | 1.7019 | 1.9644 | 2.0097 | 1.8842 | 1.5777 | 1.136 | 0.69584 | 0.35622 | 0.15966 | 0.06185 | 0.1339 | 0.28693 | 0.50068 | 0.7758
F14_Industrial_Primary Metals_New_Process_Natural Gas_Gas Boiler - Hot Water Reset_A_Achievable Economic TRC Potential | F14 | Industrial | Primary Metals | New | Process | Natural Gas | Gas Boiler - Hot Water Reset | A | Purchases (Cumulative) | Achievable Economic TRC Potential | 0 | 0 | 0.1339 | 0.42084 | 0.92152 | 1.6973 | 2.7159 | 4.0882 | 5.7901 | 7.7545 | 9.7642 | 11.6484 | 13.2262 | 14.3622 | 15.0581 | 15.4143 | 15.5739 | 15.6358 | 15.6358 | 15.6358 | 15.6358 | 15.6358
F1_Industrial_Primary Metals_New_Space Heating_Natural Gas_Steam Trap Maintenance_A_Achievable Economic TRC Potential | F1 | Industrial | Primary Metals | New | Space Heating | Natural Gas | Steam Trap Maintenance | A | Original Unit Energy Savings (kWh or therms) | Achievable Economic TRC Potential | 0 | 0 | 35.7959 | 35.7959 | 35.7959 | 35.7959 | 35.7959 | 35.7959 | 35.7959 | 35.7959 | 35.7959 | 35.7959 | 35.7959 | 35.7959 | 35.7959 | 35.7959 | 35.7959 | 35.7959 | 35.7959 | 35.7959 | 35.7959 | 35.7959
F2_Industrial_Primary Metals_New_Space Heating_Natural Gas_Steam Trap Maintenance_A_Achievable Economic TRC Potential | F2 | Industrial | Primary Metals | New | Space Heating | Natural Gas | Steam Trap Maintenance | A | Original Unit Summer Peak Savings (kW) | Achievable Economic TRC Potential | 0 | 0 | 0 | 0 | 0 | 0 | 0 | 0 | 0 | 0 | 0 | 0 | 0 | 0 | 0 | 0 | 0 | 0 | 0 | 0 | 0 | 0
F3_Industrial_Primary Metals_New_Space Heating_Natural Gas_Steam Trap Maintenance_A_Achievable Economic TRC Potential | F3 | Industrial | Primary Metals | New | Space Heating | Natural Gas | Steam Trap Maintenance | A | Original Unit Winter Peak Savings (kW) | Achievable Economic TRC Potential | 0 | 0 | 0 | 0 | 0 | 0 | 0 | 0 | 0 | 0 | 0 | 0 | 0 | 0 | 0 | 0 | 0 | 0 | 0 | 0 | 0 | 0
F4_Industrial_Primary Metals_New_Space Heating_Natural Gas_Steam Trap Maintenance_A_Achievable Economic TRC Potential | F4 | Industrial | Primary Metals | New | Space Heating | Natural Gas | Steam Trap Maintenance | A | Standalone Impact on Baseline Energy (%) | Achievable Economic TRC Potential | bar: 2019 to 2040
F5_Industrial_Primary Metals_New_Space Heating_Natural Gas_Steam Trap Maintenance_A_Achievable Economic TRC Potential | F5 | Industrial | Primary Metals | New | Space Heating | Natural Gas | Steam Trap Maintenance | A | Standalone Impact on Baseline Summer Peak (%) | Achievable Economic TRC Potential | bar: 2019 to 2040
F6_Industrial_Primary Metals_New_Space Heating_Natural Gas_Steam Trap Maintenance_A_Achievable Economic TRC Potential | F6 | Industrial | Primary Metals | New | Space Heating | Natural Gas | Steam Trap Maintenance | A | Standalone Impact on Baseline Winter Peak (%) | Achievable Economic TRC Potential | bar: 2019 to 2040
F7_Industrial_Primary Metals_New_Space Heating_Natural Gas_Steam Trap Maintenance_A_Achievable Economic TRC Potential | F7 | Industrial | Primary Metals | New | Space Heating | Natural Gas | Steam Trap Maintenance | A | Incremental Energy Savings (MWh or mTherms) | Achievable Economic TRC Potential | 0 | 0 | 0 | 0 | 0 | 0 | 0 | 0 | 0 | 0 | 0 | 0 | 0 | 0 | 0 | 0 | 0 | 0 | 0 | 0 | 0 | 0
F8_Industrial_Primary Metals_New_Space Heating_Natural Gas_Steam Trap Maintenance_A_Achievable Economic TRC Potential | F8 | Industrial | Primary Metals | New | Space Heating | Natural Gas | Steam Trap Maintenance | A | Incremental Summer Peak Savings (MW) | Achievable Economic TRC Potential | 0 | 0 | 0 | 0 | 0 | 0 | 0 | 0 | 0 | 0 | 0 | 0 | 0 | 0 | 0 | 0 | 0 | 0 | 0 | 0 | 0 | 0
F9_Industrial_Primary Metals_New_Space Heating_Natural Gas_Steam Trap Maintenance_A_Achievable Economic TRC Potential | F9 | Industrial | Primary Metals | New | Space Heating | Natural Gas | Steam Trap Maintenance | A | Incremental Winter Peak Savings (MW) | Achievable Economic TRC Potential | 0 | 0 | 0 | 0 | 0 | 0 | 0 | 0 | 0 | 0 | 0 | 0 | 0 | 0 | 0 | 0 | 0 | 0 | 0 | 0 | 0 | 0
F10_Industrial_Primary Metals_New_Space Heating_Natural Gas_Steam Trap Maintenance_A_Achievable Economic TRC Potential | F10 | Industrial | Primary Metals | New | Space Heating | Natural Gas | Steam Trap Maintenance | A | Cumulative Energy Savings (MWh or mTherms) | Achievable Economic TRC Potential | 0 | 0 | 0 | 0 | 0 | 0 | 0 | 0 | 0 | 0 | 0 | 0 | 0 | 0 | 0 | 0 | 0 | 0 | 0 | 0 | 0 | 0
F11_Industrial_Primary Metals_New_Space Heating_Natural Gas_Steam Trap Maintenance_A_Achievable Economic TRC Potential | F11 | Industrial | Primary Metals | New | Space Heating | Natural Gas | Steam Trap Maintenance | A | Cumulative Summer Peak Savings (MW) | Achievable Economic TRC Potential | 0 | 0 | 0 | 0 | 0 | 0 | 0 | 0 | 0 | 0 | 0 | 0 | 0 | 0 | 0 | 0 | 0 | 0 | 0 | 0 | 0 | 0
F12_Industrial_Primary Metals_New_Space Heating_Natural Gas_Steam Trap Maintenance_A_Achievable Economic TRC Potential | F12 | Industrial | Primary Metals | New | Space Heating | Natural Gas | Steam Trap Maintenance | A | Cumulative Winter Peak Savings (MW) | Achievable Economic TRC Potential | 0 | 0 | 0 | 0 | 0 | 0 | 0 | 0 | 0 | 0 | 0 | 0 | 0 | 0 | 0 | 0 | 0 | 0 | 0 | 0 | 0 | 0
F13_Industrial_Primary Metals_New_Space Heating_Natural Gas_Steam Trap Maintenance_A_Achievable Economic TRC Potential | F13 | Industrial | Primary Metals | New | Space Heating | Natural Gas | Steam Trap Maintenance | A | Purchases (Incremental) | Achievable Economic TRC Potential | 0 | 0 | 0 | 0 | 0 | 0 | 0 | 0 | 0 | 0 | 0 | 0 | 0 | 0 | 0 | 0 | 0 | 0 | 0 | 0 | 0 | 0
F14_Industrial_Primary Metals_New_Space Heating_Natural Gas_Steam Trap Maintenance_A_Achievable Economic TRC Potential | F14 | Industrial | Primary Metals | New | Space Heating | Natural Gas | Steam Trap Maintenance | A | Purchases (Cumulative) | Achievable Economic TRC Potential | 0 | 0 | 0 | 0 | 0 | 0 | 0 | 0 | 0 | 0 | 0 | 0 | 0 | 0 | 0 | 0 | 0 | 0 | 0 | 0 | 0 | 0
F1_Industrial_Primary Metals_New_Process_Natural Gas_Steam Trap Maintenance_A_Achievable Economic TRC Potential | F1 | Industrial | Primary Metals | New | Process | Natural Gas | Steam Trap Maintenance | A | Original Unit Energy Savings (kWh or therms) | Achievable Economic TRC Potential | 0 | 0 | 36.0109 | 36.0109 | 36.0109 | 36.0109 | 36.0109 | 36.0109 | 36.0109 | 36.0109 | 36.0109 | 36.0109 | 36.0109 | 36.0109 | 36.0109 | 36.0109 | 36.0109 | 36.0109 | 36.0109 | 36.0109 | 36.0109 | 36.0109
F2_Industrial_Primary Metals_New_Process_Natural Gas_Steam Trap Maintenance_A_Achievable Economic TRC Potential | F2 | Industrial | Primary Metals | New | Process | Natural Gas | Steam Trap Maintenance | A | Original Unit Summer Peak Savings (kW) | Achievable Economic TRC Potential | 0 | 0 | 0 | 0 | 0 | 0 | 0 | 0 | 0 | 0 | 0 | 0 | 0 | 0 | 0 | 0 | 0 | 0 | 0 | 0 | 0 | 0
F3_Industrial_Primary Metals_New_Process_Natural Gas_Steam Trap Maintenance_A_Achievable Economic TRC Potential | F3 | Industrial | Primary Metals | New | Process | Natural Gas | Steam Trap Maintenance | A | Original Unit Winter Peak Savings (kW) | Achievable Economic TRC Potential | 0 | 0 | 0 | 0 | 0 | 0 | 0 | 0 | 0 | 0 | 0 | 0 | 0 | 0 | 0 | 0 | 0 | 0 | 0 | 0 | 0 | 0
F4_Industrial_Primary Metals_New_Process_Natural Gas_Steam Trap Maintenance_A_Achievable Economic TRC Potential | F4 | Industrial | Primary Metals | New | Process | Natural Gas | Steam Trap Maintenance | A | Standalone Impact on Baseline Energy (%) | Achievable Economic TRC Potential | bar: 2019 to 2040
F5_Industrial_Primary Metals_New_Process_Natural Gas_Steam Trap Maintenance_A_Achievable Economic TRC Potential | F5 | Industrial | Primary Metals | New | Process | Natural Gas | Steam Trap Maintenance | A | Standalone Impact on Baseline Summer Peak (%) | Achievable Economic TRC Potential | bar: 2019 to 2040
F6_Industrial_Primary Metals_New_Process_Natural Gas_Steam Trap Maintenance_A_Achievable Economic TRC Potential | F6 | Industrial | Primary Metals | New | Process | Natural Gas | Steam Trap Maintenance | A | Standalone Impact on Baseline Winter Peak (%) | Achievable Economic TRC Potential | bar: 2019 to 2040
F7_Industrial_Primary Metals_New_Process_Natural Gas_Steam Trap Maintenance_A_Achievable Economic TRC Potential | F7 | Industrial | Primary Metals | New | Process | Natural Gas | Steam Trap Maintenance | A | Incremental Energy Savings (MWh or mTherms) | Achievable Economic TRC Potential | 0 | 0 | 0 | 0 | 0 | 0 | 0 | 0 | 0 | 0 | 0 | 0 | 0 | 0 | 0 | 0 | 0 | 0 | 0 | 0 | 0 | 0
F8_Industrial_Primary Metals_New_Process_Natural Gas_Steam Trap Maintenance_A_Achievable Economic TRC Potential | F8 | Industrial | Primary Metals | New | Process | Natural Gas | Steam Trap Maintenance | A | Incremental Summer Peak Savings (MW) | Achievable Economic TRC Potential | 0 | 0 | 0 | 0 | 0 | 0 | 0 | 0 | 0 | 0 | 0 | 0 | 0 | 0 | 0 | 0 | 0 | 0 | 0 | 0 | 0 | 0
F9_Industrial_Primary Metals_New_Process_Natural Gas_Steam Trap Maintenance_A_Achievable Economic TRC Potential | F9 | Industrial | Primary Metals | New | Process | Natural Gas | Steam Trap Maintenance | A | Incremental Winter Peak Savings (MW) | Achievable Economic TRC Potential | 0 | 0 | 0 | 0 | 0 | 0 | 0 | 0 | 0 | 0 | 0 | 0 | 0 | 0 | 0 | 0 | 0 | 0 | 0 | 0 | 0 | 0
F10_Industrial_Primary Metals_New_Process_Natural Gas_Steam Trap Maintenance_A_Achievable Economic TRC Potential | F10 | Industrial | Primary Metals | New | Process | Natural Gas | Steam Trap Maintenance | A | Cumulative Energy Savings (MWh or mTherms) | Achievable Economic TRC Potential | 0 | 0 | 0 | 0 | 0 | 0 | 0 | 0 | 0 | 0 | 0 | 0 | 0 | 0 | 0 | 0 | 0 | 0 | 0 | 0 | 0 | 0
F11_Industrial_Primary Metals_New_Process_Natural Gas_Steam Trap Maintenance_A_Achievable Economic TRC Potential | F11 | Industrial | Primary Metals | New | Process | Natural Gas | Steam Trap Maintenance | A | Cumulative Summer Peak Savings (MW) | Achievable Economic TRC Potential | 0 | 0 | 0 | 0 | 0 | 0 | 0 | 0 | 0 | 0 | 0 | 0 | 0 | 0 | 0 | 0 | 0 | 0 | 0 | 0 | 0 | 0
F12_Industrial_Primary Metals_New_Process_Natural Gas_Steam Trap Maintenance_A_Achievable Economic TRC Potential | F12 | Industrial | Primary Metals | New | Process | Natural Gas | Steam Trap Maintenance | A | Cumulative Winter Peak Savings (MW) | Achievable Economic TRC Potential | 0 | 0 | 0 | 0 | 0 | 0 | 0 | 0 | 0 | 0 | 0 | 0 | 0 | 0 | 0 | 0 | 0 | 0 | 0 | 0 | 0 | 0
F13_Industrial_Primary Metals_New_Process_Natural Gas_Steam Trap Maintenance_A_Achievable Economic TRC Potential | F13 | Industrial | Primary Metals | New | Process | Natural Gas | Steam Trap Maintenance | A | Purchases (Incremental) | Achievable Economic TRC Potential | 0 | 0 | 0 | 0 | 0 | 0 | 0 | 0 | 0 | 0 | 0 | 0 | 0 | 0 | 0 | 0 | 0 | 0 | 0 | 0 | 0 | 0
F14_Industrial_Primary Metals_New_Process_Natural Gas_Steam Trap Maintenance_A_Achievable Economic TRC Potential | F14 | Industrial | Primary Metals | New | Process | Natural Gas | Steam Trap Maintenance | A | Purchases (Cumulative) | Achievable Economic TRC Potential | 0 | 0 | 0 | 0 | 0 | 0 | 0 | 0 | 0 | 0 | 0 | 0 | 0 | 0 | 0 | 0 | 0 | 0 | 0 | 0 | 0 | 0
F1_Industrial_Primary Metals_New_Space Heating_Natural Gas_Gas Boiler - High Turndown_A_Achievable Economic TRC Potential | F1 | Industrial | Primary Metals | New | Space Heating | Natural Gas | Gas Boiler - High Turndown | A | Original Unit Energy Savings (kWh or therms) | Achievable Economic TRC Potential | 0 | 0 | 37.9968 | 37.9968 | 37.9968 | 37.9968 | 37.9968 | 37.9968 | 37.9968 | 37.9968 | 37.9968 | 37.9968 | 37.9968 | 37.9968 | 37.9968 | 37.9968 | 37.9968 | 37.9968 | 37.9968 | 37.9968 | 37.9968 | 37.9968
F2_Industrial_Primary Metals_New_Space Heating_Natural Gas_Gas Boiler - High Turndown_A_Achievable Economic TRC Potential | F2 | Industrial | Primary Metals | New | Space Heating | Natural Gas | Gas Boiler - High Turndown | A | Original Unit Summer Peak Savings (kW) | Achievable Economic TRC Potential | 0 | 0 | 0 | 0 | 0 | 0 | 0 | 0 | 0 | 0 | 0 | 0 | 0 | 0 | 0 | 0 | 0 | 0 | 0 | 0 | 0 | 0
F3_Industrial_Primary Metals_New_Space Heating_Natural Gas_Gas Boiler - High Turndown_A_Achievable Economic TRC Potential | F3 | Industrial | Primary Metals | New | Space Heating | Natural Gas | Gas Boiler - High Turndown | A | Original Unit Winter Peak Savings (kW) | Achievable Economic TRC Potential | 0 | 0 | 0 | 0 | 0 | 0 | 0 | 0 | 0 | 0 | 0 | 0 | 0 | 0 | 0 | 0 | 0 | 0 | 0 | 0 | 0 | 0
F4_Industrial_Primary Metals_New_Space Heating_Natural Gas_Gas Boiler - High Turndown_A_Achievable Economic TRC Potential | F4 | Industrial | Primary Metals | New | Space Heating | Natural Gas | Gas Boiler - High Turndown | A | Standalone Impact on Baseline Energy (%) | Achievable Economic TRC Potential | bar: 2019 to 2040
F5_Industrial_Primary Metals_New_Space Heating_Natural Gas_Gas Boiler - High Turndown_A_Achievable Economic TRC Potential | F5 | Industrial | Primary Metals | New | Space Heating | Natural Gas | Gas Boiler - High Turndown | A | Standalone Impact on Baseline Summer Peak (%) | Achievable Economic TRC Potential | bar: 2019 to 2040
F6_Industrial_Primary Metals_New_Space Heating_Natural Gas_Gas Boiler - High Turndown_A_Achievable Economic TRC Potential | F6 | Industrial | Primary Metals | New | Space Heating | Natural Gas | Gas Boiler - High Turndown | A | Standalone Impact on Baseline Winter Peak (%) | Achievable Economic TRC Potential | bar: 2019 to 2040
F7_Industrial_Primary Metals_New_Space Heating_Natural Gas_Gas Boiler - High Turndown_A_Achievable Economic TRC Potential | F7 | Industrial | Primary Metals | New | Space Heating | Natural Gas | Gas Boiler - High Turndown | A | Incremental Energy Savings (MWh or mTherms) | Achievable Economic TRC Potential | 0 | 0 | 0 | 0 | 0 | 0 | 0 | 0 | 0 | 0 | 0 | 0 | 0 | 0 | 0 | 0 | 0 | 0 | 0 | 0 | 0 | 0
F8_Industrial_Primary Metals_New_Space Heating_Natural Gas_Gas Boiler - High Turndown_A_Achievable Economic TRC Potential | F8 | Industrial | Primary Metals | New | Space Heating | Natural Gas | Gas Boiler - High Turndown | A | Incremental Summer Peak Savings (MW) | Achievable Economic TRC Potential | 0 | 0 | 0 | 0 | 0 | 0 | 0 | 0 | 0 | 0 | 0 | 0 | 0 | 0 | 0 | 0 | 0 | 0 | 0 | 0 | 0 | 0
F9_Industrial_Primary Metals_New_Space Heating_Natural Gas_Gas Boiler - High Turndown_A_Achievable Economic TRC Potential | F9 | Industrial | Primary Metals | New | Space Heating | Natural Gas | Gas Boiler - High Turndown | A | Incremental Winter Peak Savings (MW) | Achievable Economic TRC Potential | 0 | 0 | 0 | 0 | 0 | 0 | 0 | 0 | 0 | 0 | 0 | 0 | 0 | 0 | 0 | 0 | 0 | 0 | 0 | 0 | 0 | 0
F10_Industrial_Primary Metals_New_Space Heating_Natural Gas_Gas Boiler - High Turndown_A_Achievable Economic TRC Potential | F10 | Industrial | Primary Metals | New | Space Heating | Natural Gas | Gas Boiler - High Turndown | A | Cumulative Energy Savings (MWh or mTherms) | Achievable Economic TRC Potential | 0 | 0 | 0 | 0 | 0 | 0 | 0 | 0 | 0 | 0 | 0 | 0 | 0 | 0 | 0 | 0 | 0 | 0 | 0 | 0 | 0 | 0
F11_Industrial_Primary Metals_New_Space Heating_Natural Gas_Gas Boiler - High Turndown_A_Achievable Economic TRC Potential | F11 | Industrial | Primary Metals | New | Space Heating | Natural Gas | Gas Boiler - High Turndown | A | Cumulative Summer Peak Savings (MW) | Achievable Economic TRC Potential | 0 | 0 | 0 | 0 | 0 | 0 | 0 | 0 | 0 | 0 | 0 | 0 | 0 | 0 | 0 | 0 | 0 | 0 | 0 | 0 | 0 | 0
F12_Industrial_Primary Metals_New_Space Heating_Natural Gas_Gas Boiler - High Turndown_A_Achievable Economic TRC Potential | F12 | Industrial | Primary Metals | New | Space Heating | Natural Gas | Gas Boiler - High Turndown | A | Cumulative Winter Peak Savings (MW) | Achievable Economic TRC Potential | 0 | 0 | 0 | 0 | 0 | 0 | 0 | 0 | 0 | 0 | 0 | 0 | 0 | 0 | 0 | 0 | 0 | 0 | 0 | 0 | 0 | 0
F13_Industrial_Primary Metals_New_Space Heating_Natural Gas_Gas Boiler - High Turndown_A_Achievable Economic TRC Potential | F13 | Industrial | Primary Metals | New | Space Heating | Natural Gas | Gas Boiler - High Turndown | A | Purchases (Incremental) | Achievable Economic TRC Potential | 0 | 0 | 0 | 0 | 0 | 0 | 0 | 0 | 0 | 0 | 0 | 0 | 0 | 0 | 0 | 0 | 0 | 0 | 0 | 0 | 0 | 0
F14_Industrial_Primary Metals_New_Space Heating_Natural Gas_Gas Boiler - High Turndown_A_Achievable Economic TRC Potential | F14 | Industrial | Primary Metals | New | Space Heating | Natural Gas | Gas Boiler - High Turndown | A | Purchases (Cumulative) | Achievable Economic TRC Potential | 0 | 0 | 0 | 0 | 0 | 0 | 0 | 0 | 0 | 0 | 0 | 0 | 0 | 0 | 0 | 0 | 0 | 0 | 0 | 0 | 0 | 0
F1_Industrial_Primary Metals_New_Process_Natural Gas_Gas Boiler - High Turndown_A_Achievable Economic TRC Potential | F1 | Industrial | Primary Metals | New | Process | Natural Gas | Gas Boiler - High Turndown | A | Original Unit Energy Savings (kWh or therms) | Achievable Economic TRC Potential | 0 | 0 | 38.225 | 38.225 | 38.225 | 38.225 | 38.225 | 38.225 | 38.225 | 38.225 | 38.225 | 38.225 | 38.225 | 38.225 | 38.225 | 38.225 | 38.225 | 38.225 | 38.225 | 38.225 | 38.225 | 38.225
F2_Industrial_Primary Metals_New_Process_Natural Gas_Gas Boiler - High Turndown_A_Achievable Economic TRC Potential | F2 | Industrial | Primary Metals | New | Process | Natural Gas | Gas Boiler - High Turndown | A | Original Unit Summer Peak Savings (kW) | Achievable Economic TRC Potential | 0 | 0 | 0 | 0 | 0 | 0 | 0 | 0 | 0 | 0 | 0 | 0 | 0 | 0 | 0 | 0 | 0 | 0 | 0 | 0 | 0 | 0
F3_Industrial_Primary Metals_New_Process_Natural Gas_Gas Boiler - High Turndown_A_Achievable Economic TRC Potential | F3 | Industrial | Primary Metals | New | Process | Natural Gas | Gas Boiler - High Turndown | A | Original Unit Winter Peak Savings (kW) | Achievable Economic TRC Potential | 0 | 0 | 0 | 0 | 0 | 0 | 0 | 0 | 0 | 0 | 0 | 0 | 0 | 0 | 0 | 0 | 0 | 0 | 0 | 0 | 0 | 0
F4_Industrial_Primary Metals_New_Process_Natural Gas_Gas Boiler - High Turndown_A_Achievable Economic TRC Potential | F4 | Industrial | Primary Metals | New | Process | Natural Gas | Gas Boiler - High Turndown | A | Standalone Impact on Baseline Energy (%) | Achievable Economic TRC Potential | bar: 2019 to 2040
F5_Industrial_Primary Metals_New_Process_Natural Gas_Gas Boiler - High Turndown_A_Achievable Economic TRC Potential | F5 | Industrial | Primary Metals | New | Process | Natural Gas | Gas Boiler - High Turndown | A | Standalone Impact on Baseline Summer Peak (%) | Achievable Economic TRC Potential | bar: 2019 to 2040
F6_Industrial_Primary Metals_New_Process_Natural Gas_Gas Boiler - High Turndown_A_Achievable Economic TRC Potential | F6 | Industrial | Primary Metals | New | Process | Natural Gas | Gas Boiler - High Turndown | A | Standalone Impact on Baseline Winter Peak (%) | Achievable Economic TRC Potential | bar: 2019 to 2040
F7_Industrial_Primary Metals_New_Process_Natural Gas_Gas Boiler - High Turndown_A_Achievable Economic TRC Potential | F7 | Industrial | Primary Metals | New | Process | Natural Gas | Gas Boiler - High Turndown | A | Incremental Energy Savings (MWh or mTherms) | Achievable Economic TRC Potential | 0 | 0 | 0 | 0 | 0 | 0 | 0 | 0 | 0 | 0 | 0 | 0 | 0 | 0 | 0 | 0 | 0 | 0 | 0 | 0 | 0 | 0
F8_Industrial_Primary Metals_New_Process_Natural Gas_Gas Boiler - High Turndown_A_Achievable Economic TRC Potential | F8 | Industrial | Primary Metals | New | Process | Natural Gas | Gas Boiler - High Turndown | A | Incremental Summer Peak Savings (MW) | Achievable Economic TRC Potential | 0 | 0 | 0 | 0 | 0 | 0 | 0 | 0 | 0 | 0 | 0 | 0 | 0 | 0 | 0 | 0 | 0 | 0 | 0 | 0 | 0 | 0
F9_Industrial_Primary Metals_New_Process_Natural Gas_Gas Boiler - High Turndown_A_Achievable Economic TRC Potential | F9 | Industrial | Primary Metals | New | Process | Natural Gas | Gas Boiler - High Turndown | A | Incremental Winter Peak Savings (MW) | Achievable Economic TRC Potential | 0 | 0 | 0 | 0 | 0 | 0 | 0 | 0 | 0 | 0 | 0 | 0 | 0 | 0 | 0 | 0 | 0 | 0 | 0 | 0 | 0 | 0
F10_Industrial_Primary Metals_New_Process_Natural Gas_Gas Boiler - High Turndown_A_Achievable Economic TRC Potential | F10 | Industrial | Primary Metals | New | Process | Natural Gas | Gas Boiler - High Turndown | A | Cumulative Energy Savings (MWh or mTherms) | Achievable Economic TRC Potential | 0 | 0 | 0 | 0 | 0 | 0 | 0 | 0 | 0 | 0 | 0 | 0 | 0 | 0 | 0 | 0 | 0 | 0 | 0 | 0 | 0 | 0
F11_Industrial_Primary Metals_New_Process_Natural Gas_Gas Boiler - High Turndown_A_Achievable Economic TRC Potential | F11 | Industrial | Primary Metals | New | Process | Natural Gas | Gas Boiler - High Turndown | A | Cumulative Summer Peak Savings (MW) | Achievable Economic TRC Potential | 0 | 0 | 0 | 0 | 0 | 0 | 0 | 0 | 0 | 0 | 0 | 0 | 0 | 0 | 0 | 0 | 0 | 0 | 0 | 0 | 0 | 0
F12_Industrial_Primary Metals_New_Process_Natural Gas_Gas Boiler - High Turndown_A_Achievable Economic TRC Potential | F12 | Industrial | Primary Metals | New | Process | Natural Gas | Gas Boiler - High Turndown | A | Cumulative Winter Peak Savings (MW) | Achievable Economic TRC Potential | 0 | 0 | 0 | 0 | 0 | 0 | 0 | 0 | 0 | 0 | 0 | 0 | 0 | 0 | 0 | 0 | 0 | 0 | 0 | 0 | 0 | 0
F13_Industrial_Primary Metals_New_Process_Natural Gas_Gas Boiler - High Turndown_A_Achievable Economic TRC Potential | F13 | Industrial | Primary Metals | New | Process | Natural Gas | Gas Boiler - High Turndown | A | Purchases (Incremental) | Achievable Economic TRC Potential | 0 | 0 | 0 | 0 | 0 | 0 | 0 | 0 | 0 | 0 | 0 | 0 | 0 | 0 | 0 | 0 | 0 | 0 | 0 | 0 | 0 | 0
F14_Industrial_Primary Metals_New_Process_Natural Gas_Gas Boiler - High Turndown_A_Achievable Economic TRC Potential | F14 | Industrial | Primary Metals | New | Process | Natural Gas | Gas Boiler - High Turndown | A | Purchases (Cumulative) | Achievable Economic TRC Potential | 0 | 0 | 0 | 0 | 0 | 0 | 0 | 0 | 0 | 0 | 0 | 0 | 0 | 0 | 0 | 0 | 0 | 0 | 0 | 0 | 0 | 0
F1_Industrial_Primary Metals_New_Space Heating_Natural Gas_Gas Boiler - Burner Control Optimization_A_Achievable Economic TRC Potential | F1 | Industrial | Primary Metals | New | Space Heating | Natural Gas | Gas Boiler - Burner Control Optimization | A | Original Unit Energy Savings (kWh or therms) | Achievable Economic TRC Potential | 0 | 0 | 11.0191 | 11.0191 | 11.0191 | 11.0191 | 11.0191 | 11.0191 | 11.0191 | 11.0191 | 11.0191 | 11.0191 | 11.0191 | 11.0191 | 11.0191 | 11.0191 | 11.0191 | 11.0191 | 11.0191 | 11.0191 | 11.0191 | 11.0191
F2_Industrial_Primary Metals_New_Space Heating_Natural Gas_Gas Boiler - Burner Control Optimization_A_Achievable Economic TRC Potential | F2 | Industrial | Primary Metals | New | Space Heating | Natural Gas | Gas Boiler - Burner Control Optimization | A | Original Unit Summer Peak Savings (kW) | Achievable Economic TRC Potential | 0 | 0 | 0 | 0 | 0 | 0 | 0 | 0 | 0 | 0 | 0 | 0 | 0 | 0 | 0 | 0 | 0 | 0 | 0 | 0 | 0 | 0
F3_Industrial_Primary Metals_New_Space Heating_Natural Gas_Gas Boiler - Burner Control Optimization_A_Achievable Economic TRC Potential | F3 | Industrial | Primary Metals | New | Space Heating | Natural Gas | Gas Boiler - Burner Control Optimization | A | Original Unit Winter Peak Savings (kW) | Achievable Economic TRC Potential | 0 | 0 | 0 | 0 | 0 | 0 | 0 | 0 | 0 | 0 | 0 | 0 | 0 | 0 | 0 | 0 | 0 | 0 | 0 | 0 | 0 | 0
F4_Industrial_Primary Metals_New_Space Heating_Natural Gas_Gas Boiler - Burner Control Optimization_A_Achievable Economic TRC Potential | F4 | Industrial | Primary Metals | New | Space Heating | Natural Gas | Gas Boiler - Burner Control Optimization | A | Standalone Impact on Baseline Energy (%) | Achievable Economic TRC Potential | bar: 2019 to 2040
F5_Industrial_Primary Metals_New_Space Heating_Natural Gas_Gas Boiler - Burner Control Optimization_A_Achievable Economic TRC Potential | F5 | Industrial | Primary Metals | New | Space Heating | Natural Gas | Gas Boiler - Burner Control Optimization | A | Standalone Impact on Baseline Summer Peak (%) | Achievable Economic TRC Potential | bar: 2019 to 2040
F6_Industrial_Primary Metals_New_Space Heating_Natural Gas_Gas Boiler - Burner Control Optimization_A_Achievable Economic TRC Potential | F6 | Industrial | Primary Metals | New | Space Heating | Natural Gas | Gas Boiler - Burner Control Optimization | A | Standalone Impact on Baseline Winter Peak (%) | Achievable Economic TRC Potential | bar: 2019 to 2040
F7_Industrial_Primary Metals_New_Space Heating_Natural Gas_Gas Boiler - Burner Control Optimization_A_Achievable Economic TRC Potential | F7 | Industrial | Primary Metals | New | Space Heating | Natural Gas | Gas Boiler - Burner Control Optimization | A | Incremental Energy Savings (MWh or mTherms) | Achievable Economic TRC Potential | 0 | 0 | 0 | 0 | 0 | 0 | 0 | 0 | 0 | 0 | 0 | 0 | 0 | 0 | 0 | 0 | 0 | 0 | 0 | 0 | 0 | 0
F8_Industrial_Primary Metals_New_Space Heating_Natural Gas_Gas Boiler - Burner Control Optimization_A_Achievable Economic TRC Potential | F8 | Industrial | Primary Metals | New | Space Heating | Natural Gas | Gas Boiler - Burner Control Optimization | A | Incremental Summer Peak Savings (MW) | Achievable Economic TRC Potential | 0 | 0 | 0 | 0 | 0 | 0 | 0 | 0 | 0 | 0 | 0 | 0 | 0 | 0 | 0 | 0 | 0 | 0 | 0 | 0 | 0 | 0
F9_Industrial_Primary Metals_New_Space Heating_Natural Gas_Gas Boiler - Burner Control Optimization_A_Achievable Economic TRC Potential | F9 | Industrial | Primary Metals | New | Space Heating | Natural Gas | Gas Boiler - Burner Control Optimization | A | Incremental Winter Peak Savings (MW) | Achievable Economic TRC Potential | 0 | 0 | 0 | 0 | 0 | 0 | 0 | 0 | 0 | 0 | 0 | 0 | 0 | 0 | 0 | 0 | 0 | 0 | 0 | 0 | 0 | 0
F10_Industrial_Primary Metals_New_Space Heating_Natural Gas_Gas Boiler - Burner Control Optimization_A_Achievable Economic TRC Potential | F10 | Industrial | Primary Metals | New | Space Heating | Natural Gas | Gas Boiler - Burner Control Optimization | A | Cumulative Energy Savings (MWh or mTherms) | Achievable Economic TRC Potential | 0 | 0 | 0 | 0 | 0 | 0 | 0 | 0 | 0 | 0 | 0 | 0 | 0 | 0 | 0 | 0 | 0 | 0 | 0 | 0 | 0 | 0
F11_Industrial_Primary Metals_New_Space Heating_Natural Gas_Gas Boiler - Burner Control Optimization_A_Achievable Economic TRC Potential | F11 | Industrial | Primary Metals | New | Space Heating | Natural Gas | Gas Boiler - Burner Control Optimization | A | Cumulative Summer Peak Savings (MW) | Achievable Economic TRC Potential | 0 | 0 | 0 | 0 | 0 | 0 | 0 | 0 | 0 | 0 | 0 | 0 | 0 | 0 | 0 | 0 | 0 | 0 | 0 | 0 | 0 | 0
F12_Industrial_Primary Metals_New_Space Heating_Natural Gas_Gas Boiler - Burner Control Optimization_A_Achievable Economic TRC Potential | F12 | Industrial | Primary Metals | New | Space Heating | Natural Gas | Gas Boiler - Burner Control Optimization | A | Cumulative Winter Peak Savings (MW) | Achievable Economic TRC Potential | 0 | 0 | 0 | 0 | 0 | 0 | 0 | 0 | 0 | 0 | 0 | 0 | 0 | 0 | 0 | 0 | 0 | 0 | 0 | 0 | 0 | 0
F13_Industrial_Primary Metals_New_Space Heating_Natural Gas_Gas Boiler - Burner Control Optimization_A_Achievable Economic TRC Potential | F13 | Industrial | Primary Metals | New | Space Heating | Natural Gas | Gas Boiler - Burner Control Optimization | A | Purchases (Incremental) | Achievable Economic TRC Potential | 0 | 0 | 0 | 0 | 0 | 0 | 0 | 0 | 0 | 0 | 0 | 0 | 0 | 0 | 0 | 0 | 0 | 0 | 0 | 0 | 0 | 0
F14_Industrial_Primary Metals_New_Space Heating_Natural Gas_Gas Boiler - Burner Control Optimization_A_Achievable Economic TRC Potential | F14 | Industrial | Primary Metals | New | Space Heating | Natural Gas | Gas Boiler - Burner Control Optimization | A | Purchases (Cumulative) | Achievable Economic TRC Potential | 0 | 0 | 0 | 0 | 0 | 0 | 0 | 0 | 0 | 0 | 0 | 0 | 0 | 0 | 0 | 0 | 0 | 0 | 0 | 0 | 0 | 0
F1_Industrial_Primary Metals_New_Process_Natural Gas_Gas Boiler - Burner Control Optimization_A_Achievable Economic TRC Potential | F1 | Industrial | Primary Metals | New | Process | Natural Gas | Gas Boiler - Burner Control Optimization | A | Original Unit Energy Savings (kWh or therms) | Achievable Economic TRC Potential | 0 | 0 | 11.0853 | 11.0853 | 11.0853 | 11.0853 | 11.0853 | 11.0853 | 11.0853 | 11.0853 | 11.0853 | 11.0853 | 11.0853 | 11.0853 | 11.0853 | 11.0853 | 11.0853 | 11.0853 | 11.0853 | 11.0853 | 11.0853 | 11.0853
F2_Industrial_Primary Metals_New_Process_Natural Gas_Gas Boiler - Burner Control Optimization_A_Achievable Economic TRC Potential | F2 | Industrial | Primary Metals | New | Process | Natural Gas | Gas Boiler - Burner Control Optimization | A | Original Unit Summer Peak Savings (kW) | Achievable Economic TRC Potential | 0 | 0 | 0 | 0 | 0 | 0 | 0 | 0 | 0 | 0 | 0 | 0 | 0 | 0 | 0 | 0 | 0 | 0 | 0 | 0 | 0 | 0
F3_Industrial_Primary Metals_New_Process_Natural Gas_Gas Boiler - Burner Control Optimization_A_Achievable Economic TRC Potential | F3 | Industrial | Primary Metals | New | Process | Natural Gas | Gas Boiler - Burner Control Optimization | A | Original Unit Winter Peak Savings (kW) | Achievable Economic TRC Potential | 0 | 0 | 0 | 0 | 0 | 0 | 0 | 0 | 0 | 0 | 0 | 0 | 0 | 0 | 0 | 0 | 0 | 0 | 0 | 0 | 0 | 0
F4_Industrial_Primary Metals_New_Process_Natural Gas_Gas Boiler - Burner Control Optimization_A_Achievable Economic TRC Potential | F4 | Industrial | Primary Metals | New | Process | Natural Gas | Gas Boiler - Burner Control Optimization | A | Standalone Impact on Baseline Energy (%) | Achievable Economic TRC Potential | bar: 2019 to 2040
F5_Industrial_Primary Metals_New_Process_Natural Gas_Gas Boiler - Burner Control Optimization_A_Achievable Economic TRC Potential | F5 | Industrial | Primary Metals | New | Process | Natural Gas | Gas Boiler - Burner Control Optimization | A | Standalone Impact on Baseline Summer Peak (%) | Achievable Economic TRC Potential | bar: 2019 to 2040
F6_Industrial_Primary Metals_New_Process_Natural Gas_Gas Boiler - Burner Control Optimization_A_Achievable Economic TRC Potential | F6 | Industrial | Primary Metals | New | Process | Natural Gas | Gas Boiler - Burner Control Optimization | A | Standalone Impact on Baseline Winter Peak (%) | Achievable Economic TRC Potential | bar: 2019 to 2040
F7_Industrial_Primary Metals_New_Process_Natural Gas_Gas Boiler - Burner Control Optimization_A_Achievable Economic TRC Potential | F7 | Industrial | Primary Metals | New | Process | Natural Gas | Gas Boiler - Burner Control Optimization | A | Incremental Energy Savings (MWh or mTherms) | Achievable Economic TRC Potential | 0 | 0 | 0 | 0 | 0 | 0 | 0 | 0 | 0 | 0 | 0 | 0 | 0 | 0 | 0 | 0 | 0 | 0 | 0 | 0 | 0 | 0
F8_Industrial_Primary Metals_New_Process_Natural Gas_Gas Boiler - Burner Control Optimization_A_Achievable Economic TRC Potential | F8 | Industrial | Primary Metals | New | Process | Natural Gas | Gas Boiler - Burner Control Optimization | A | Incremental Summer Peak Savings (MW) | Achievable Economic TRC Potential | 0 | 0 | 0 | 0 | 0 | 0 | 0 | 0 | 0 | 0 | 0 | 0 | 0 | 0 | 0 | 0 | 0 | 0 | 0 | 0 | 0 | 0
F9_Industrial_Primary Metals_New_Process_Natural Gas_Gas Boiler - Burner Control Optimization_A_Achievable Economic TRC Potential | F9 | Industrial | Primary Metals | New | Process | Natural Gas | Gas Boiler - Burner Control Optimization | A | Incremental Winter Peak Savings (MW) | Achievable Economic TRC Potential | 0 | 0 | 0 | 0 | 0 | 0 | 0 | 0 | 0 | 0 | 0 | 0 | 0 | 0 | 0 | 0 | 0 | 0 | 0 | 0 | 0 | 0
F10_Industrial_Primary Metals_New_Process_Natural Gas_Gas Boiler - Burner Control Optimization_A_Achievable Economic TRC Potential | F10 | Industrial | Primary Metals | New | Process | Natural Gas | Gas Boiler - Burner Control Optimization | A | Cumulative Energy Savings (MWh or mTherms) | Achievable Economic TRC Potential | 0 | 0 | 0 | 0 | 0 | 0 | 0 | 0 | 0 | 0 | 0 | 0 | 0 | 0 | 0 | 0 | 0 | 0 | 0 | 0 | 0 | 0
F11_Industrial_Primary Metals_New_Process_Natural Gas_Gas Boiler - Burner Control Optimization_A_Achievable Economic TRC Potential | F11 | Industrial | Primary Metals | New | Process | Natural Gas | Gas Boiler - Burner Control Optimization | A | Cumulative Summer Peak Savings (MW) | Achievable Economic TRC Potential | 0 | 0 | 0 | 0 | 0 | 0 | 0 | 0 | 0 | 0 | 0 | 0 | 0 | 0 | 0 | 0 | 0 | 0 | 0 | 0 | 0 | 0
F12_Industrial_Primary Metals_New_Process_Natural Gas_Gas Boiler - Burner Control Optimization_A_Achievable Economic TRC Potential | F12 | Industrial | Primary Metals | New | Process | Natural Gas | Gas Boiler - Burner Control Optimization | A | Cumulative Winter Peak Savings (MW) | Achievable Economic TRC Potential | 0 | 0 | 0 | 0 | 0 | 0 | 0 | 0 | 0 | 0 | 0 | 0 | 0 | 0 | 0 | 0 | 0 | 0 | 0 | 0 | 0 | 0
F13_Industrial_Primary Metals_New_Process_Natural Gas_Gas Boiler - Burner Control Optimization_A_Achievable Economic TRC Potential | F13 | Industrial | Primary Metals | New | Process | Natural Gas | Gas Boiler - Burner Control Optimization | A | Purchases (Incremental) | Achievable Economic TRC Potential | 0 | 0 | 0 | 0 | 0 | 0 | 0 | 0 | 0 | 0 | 0 | 0 | 0 | 0 | 0 | 0 | 0 | 0 | 0 | 0 | 0 | 0
F14_Industrial_Primary Metals_New_Process_Natural Gas_Gas Boiler - Burner Control Optimization_A_Achievable Economic TRC Potential | F14 | Industrial | Primary Metals | New | Process | Natural Gas | Gas Boiler - Burner Control Optimization | A | Purchases (Cumulative) | Achievable Economic TRC Potential | 0 | 0 | 0 | 0 | 0 | 0 | 0 | 0 | 0 | 0 | 0 | 0 | 0 | 0 | 0 | 0 | 0 | 0 | 0 | 0 | 0 | 0
F1_Industrial_Primary Metals_New_Space Heating_Natural Gas_HVAC - Demand Controlled Ventilation_A_Achievable Economic TRC Potential | F1 | Industrial | Primary Metals | New | Space Heating | Natural Gas | HVAC - Demand Controlled Ventilation | A | Original Unit Energy Savings (kWh or therms) | Achievable Economic TRC Potential | 0 | 0 | 0.067787 | 0.067787 | 0.067787 | 0.067787 | 0.067787 | 0.067787 | 0.067787 | 0.067787 | 0.067787 | 0.067787 | 0.067787 | 0.067787 | 0.067787 | 0.067787 | 0.067787 | 0.067787 | 0.067787 | 0.067787 | 0.067787 | 0.067787
F2_Industrial_Primary Metals_New_Space Heating_Natural Gas_HVAC - Demand Controlled Ventilation_A_Achievable Economic TRC Potential | F2 | Industrial | Primary Metals | New | Space Heating | Natural Gas | HVAC - Demand Controlled Ventilation | A | Original Unit Summer Peak Savings (kW) | Achievable Economic TRC Potential | 0 | 0 | 0 | 0 | 0 | 0 | 0 | 0 | 0 | 0 | 0 | 0 | 0 | 0 | 0 | 0 | 0 | 0 | 0 | 0 | 0 | 0
F3_Industrial_Primary Metals_New_Space Heating_Natural Gas_HVAC - Demand Controlled Ventilation_A_Achievable Economic TRC Potential | F3 | Industrial | Primary Metals | New | Space Heating | Natural Gas | HVAC - Demand Controlled Ventilation | A | Original Unit Winter Peak Savings (kW) | Achievable Economic TRC Potential | 0 | 0 | 0 | 0 | 0 | 0 | 0 | 0 | 0 | 0 | 0 | 0 | 0 | 0 | 0 | 0 | 0 | 0 | 0 | 0 | 0 | 0
F4_Industrial_Primary Metals_New_Space Heating_Natural Gas_HVAC - Demand Controlled Ventilation_A_Achievable Economic TRC Potential | F4 | Industrial | Primary Metals | New | Space Heating | Natural Gas | HVAC - Demand Controlled Ventilation | A | Standalone Impact on Baseline Energy (%) | Achievable Economic TRC Potential | 0% | 0% | 0.0396% | 0.06229% | 0.08329% | 0.102% | 0.1282% | 0.1509% | 0.173% | 0.1928% | 0.2172% | 0.2387% | 0.2602% | 0.2788% | 0.3039% | 0.3254% | 0.3467% | 0.3611% | 0.38% | 0.3931% | 0.4043% | 0.4146%
F5_Industrial_Primary Metals_New_Space Heating_Natural Gas_HVAC - Demand Controlled Ventilation_A_Achievable Economic TRC Potential | F5 | Industrial | Primary Metals | New | Space Heating | Natural Gas | HVAC - Demand Controlled Ventilation | A | Standalone Impact on Baseline Summer Peak (%) | Achievable Economic TRC Potential | bar: 2019 to 2040
F6_Industrial_Primary Metals_New_Space Heating_Natural Gas_HVAC - Demand Controlled Ventilation_A_Achievable Economic TRC Potential | F6 | Industrial | Primary Metals | New | Space Heating | Natural Gas | HVAC - Demand Controlled Ventilation | A | Standalone Impact on Baseline Winter Peak (%) | Achievable Economic TRC Potential | bar: 2019 to 2040
F7_Industrial_Primary Metals_New_Space Heating_Natural Gas_HVAC - Demand Controlled Ventilation_A_Achievable Economic TRC Potential | F7 | Industrial | Primary Metals | New | Space Heating | Natural Gas | HVAC - Demand Controlled Ventilation | A | Incremental Energy Savings (MWh or mTherms) | Achievable Economic TRC Potential | 0 | 0 | 0.0019963 | 0.0034839 | 0.0049679 | 0.0066312 | 0.0076329 | 0.0087958 | 0.009944 | 0.011236 | 0.012197 | 0.013304 | 0.014395 | 0.015662 | 0.016521 | 0.017566 | 0.01861 | 0.019825 | 0.020628 | 0.021617 | 0.022579 | 0.023538
F8_Industrial_Primary Metals_New_Space Heating_Natural Gas_HVAC - Demand Controlled Ventilation_A_Achievable Economic TRC Potential | F8 | Industrial | Primary Metals | New | Space Heating | Natural Gas | HVAC - Demand Controlled Ventilation | A | Incremental Summer Peak Savings (MW) | Achievable Economic TRC Potential | 0 | 0 | 0 | 0 | 0 | 0 | 0 | 0 | 0 | 0 | 0 | 0 | 0 | 0 | 0 | 0 | 0 | 0 | 0 | 0 | 0 | 0
F9_Industrial_Primary Metals_New_Space Heating_Natural Gas_HVAC - Demand Controlled Ventilation_A_Achievable Economic TRC Potential | F9 | Industrial | Primary Metals | New | Space Heating | Natural Gas | HVAC - Demand Controlled Ventilation | A | Incremental Winter Peak Savings (MW) | Achievable Economic TRC Potential | 0 | 0 | 0 | 0 | 0 | 0 | 0 | 0 | 0 | 0 | 0 | 0 | 0 | 0 | 0 | 0 | 0 | 0 | 0 | 0 | 0 | 0
F10_Industrial_Primary Metals_New_Space Heating_Natural Gas_HVAC - Demand Controlled Ventilation_A_Achievable Economic TRC Potential | F10 | Industrial | Primary Metals | New | Space Heating | Natural Gas | HVAC - Demand Controlled Ventilation | A | Cumulative Energy Savings (MWh or mTherms) | Achievable Economic TRC Potential | 0 | 0 | 0.0019963 | 0.0054802 | 0.010448 | 0.017079 | 0.024712 | 0.033508 | 0.043452 | 0.054688 | 0.066885 | 0.080189 | 0.094584 | 0.11025 | 0.12677 | 0.14433 | 0.16294 | 0.18077 | 0.19792 | 0.21456 | 0.23051 | 0.24642
F11_Industrial_Primary Metals_New_Space Heating_Natural Gas_HVAC - Demand Controlled Ventilation_A_Achievable Economic TRC Potential | F11 | Industrial | Primary Metals | New | Space Heating | Natural Gas | HVAC - Demand Controlled Ventilation | A | Cumulative Summer Peak Savings (MW) | Achievable Economic TRC Potential | 0 | 0 | 0 | 0 | 0 | 0 | 0 | 0 | 0 | 0 | 0 | 0 | 0 | 0 | 0 | 0 | 0 | 0 | 0 | 0 | 0 | 0
F12_Industrial_Primary Metals_New_Space Heating_Natural Gas_HVAC - Demand Controlled Ventilation_A_Achievable Economic TRC Potential | F12 | Industrial | Primary Metals | New | Space Heating | Natural Gas | HVAC - Demand Controlled Ventilation | A | Cumulative Winter Peak Savings (MW) | Achievable Economic TRC Potential | 0 | 0 | 0 | 0 | 0 | 0 | 0 | 0 | 0 | 0 | 0 | 0 | 0 | 0 | 0 | 0 | 0 | 0 | 0 | 0 | 0 | 0
F13_Industrial_Primary Metals_New_Space Heating_Natural Gas_HVAC - Demand Controlled Ventilation_A_Achievable Economic TRC Potential | F13 | Industrial | Primary Metals | New | Space Heating | Natural Gas | HVAC - Demand Controlled Ventilation | A | Purchases (Incremental) | Achievable Economic TRC Potential | 0 | 0 | 29.4497 | 51.3954 | 73.2871 | 97.8243 | 112.6016 | 129.7561 | 146.6944 | 165.7473 | 179.9379 | 196.2589 | 212.3635 | 231.0453 | 243.7247 | 259.1347 | 274.5331 | 292.4589 | 304.2994 | 318.8897 | 333.0827 | 347.2337
F14_Industrial_Primary Metals_New_Space Heating_Natural Gas_HVAC - Demand Controlled Ventilation_A_Achievable Economic TRC Potential | F14 | Industrial | Primary Metals | New | Space Heating | Natural Gas | HVAC - Demand Controlled Ventilation | A | Purchases (Cumulative) | Achievable Economic TRC Potential | 0 | 0 | 29.4497 | 80.8451 | 154.1322 | 251.9565 | 364.5581 | 494.3142 | 641.0085 | 806.7559 | 986.6937 | 1182.9526 | 1395.3161 | 1626.3614 | 1870.0861 | 2129.2209 | 2403.754 | 2666.7631 | 2919.6672 | 3165.2698 | 3400.5282 | 3635.1603
F1_Industrial_Primary Metals_New_Space Heating_Natural Gas_Gas Boiler - Stack Economizer_A_Achievable Economic TRC Potential | F1 | Industrial | Primary Metals | New | Space Heating | Natural Gas | Gas Boiler - Stack Economizer | A | Original Unit Energy Savings (kWh or therms) | Achievable Economic TRC Potential | 0 | 0 | 27.7376 | 27.7376 | 27.7376 | 27.7376 | 27.7376 | 27.7376 | 27.7376 | 27.7376 | 27.7376 | 27.7376 | 27.7376 | 27.7376 | 27.7376 | 27.7376 | 27.7376 | 27.7376 | 27.7376 | 27.7376 | 27.7376 | 27.7376
F2_Industrial_Primary Metals_New_Space Heating_Natural Gas_Gas Boiler - Stack Economizer_A_Achievable Economic TRC Potential | F2 | Industrial | Primary Metals | New | Space Heating | Natural Gas | Gas Boiler - Stack Economizer | A | Original Unit Summer Peak Savings (kW) | Achievable Economic TRC Potential | 0 | 0 | 0 | 0 | 0 | 0 | 0 | 0 | 0 | 0 | 0 | 0 | 0 | 0 | 0 | 0 | 0 | 0 | 0 | 0 | 0 | 0
F3_Industrial_Primary Metals_New_Space Heating_Natural Gas_Gas Boiler - Stack Economizer_A_Achievable Economic TRC Potential | F3 | Industrial | Primary Metals | New | Space Heating | Natural Gas | Gas Boiler - Stack Economizer | A | Original Unit Winter Peak Savings (kW) | Achievable Economic TRC Potential | 0 | 0 | 0 | 0 | 0 | 0 | 0 | 0 | 0 | 0 | 0 | 0 | 0 | 0 | 0 | 0 | 0 | 0 | 0 | 0 | 0 | 0
F4_Industrial_Primary Metals_New_Space Heating_Natural Gas_Gas Boiler - Stack Economizer_A_Achievable Economic TRC Potential | F4 | Industrial | Primary Metals | New | Space Heating | Natural Gas | Gas Boiler - Stack Economizer | A | Standalone Impact on Baseline Energy (%) | Achievable Economic TRC Potential | bar: 2019 to 2040
F5_Industrial_Primary Metals_New_Space Heating_Natural Gas_Gas Boiler - Stack Economizer_A_Achievable Economic TRC Potential | F5 | Industrial | Primary Metals | New | Space Heating | Natural Gas | Gas Boiler - Stack Economizer | A | Standalone Impact on Baseline Summer Peak (%) | Achievable Economic TRC Potential | bar: 2019 to 2040
F6_Industrial_Primary Metals_New_Space Heating_Natural Gas_Gas Boiler - Stack Economizer_A_Achievable Economic TRC Potential | F6 | Industrial | Primary Metals | New | Space Heating | Natural Gas | Gas Boiler - Stack Economizer | A | Standalone Impact on Baseline Winter Peak (%) | Achievable Economic TRC Potential | bar: 2019 to 2040
F7_Industrial_Primary Metals_New_Space Heating_Natural Gas_Gas Boiler - Stack Economizer_A_Achievable Economic TRC Potential | F7 | Industrial | Primary Metals | New | Space Heating | Natural Gas | Gas Boiler - Stack Economizer | A | Incremental Energy Savings (MWh or mTherms) | Achievable Economic TRC Potential | 0 | 0 | 0 | 0 | 0 | 0 | 0 | 0 | 0 | 0 | 0 | 0 | 0 | 0 | 0 | 0 | 0 | 0 | 0 | 0 | 0 | 0
F8_Industrial_Primary Metals_New_Space Heating_Natural Gas_Gas Boiler - Stack Economizer_A_Achievable Economic TRC Potential | F8 | Industrial | Primary Metals | New | Space Heating | Natural Gas | Gas Boiler - Stack Economizer | A | Incremental Summer Peak Savings (MW) | Achievable Economic TRC Potential | 0 | 0 | 0 | 0 | 0 | 0 | 0 | 0 | 0 | 0 | 0 | 0 | 0 | 0 | 0 | 0 | 0 | 0 | 0 | 0 | 0 | 0
F9_Industrial_Primary Metals_New_Space Heating_Natural Gas_Gas Boiler - Stack Economizer_A_Achievable Economic TRC Potential | F9 | Industrial | Primary Metals | New | Space Heating | Natural Gas | Gas Boiler - Stack Economizer | A | Incremental Winter Peak Savings (MW) | Achievable Economic TRC Potential | 0 | 0 | 0 | 0 | 0 | 0 | 0 | 0 | 0 | 0 | 0 | 0 | 0 | 0 | 0 | 0 | 0 | 0 | 0 | 0 | 0 | 0
F10_Industrial_Primary Metals_New_Space Heating_Natural Gas_Gas Boiler - Stack Economizer_A_Achievable Economic TRC Potential | F10 | Industrial | Primary Metals | New | Space Heating | Natural Gas | Gas Boiler - Stack Economizer | A | Cumulative Energy Savings (MWh or mTherms) | Achievable Economic TRC Potential | 0 | 0 | 0 | 0 | 0 | 0 | 0 | 0 | 0 | 0 | 0 | 0 | 0 | 0 | 0 | 0 | 0 | 0 | 0 | 0 | 0 | 0
F11_Industrial_Primary Metals_New_Space Heating_Natural Gas_Gas Boiler - Stack Economizer_A_Achievable Economic TRC Potential | F11 | Industrial | Primary Metals | New | Space Heating | Natural Gas | Gas Boiler - Stack Economizer | A | Cumulative Summer Peak Savings (MW) | Achievable Economic TRC Potential | 0 | 0 | 0 | 0 | 0 | 0 | 0 | 0 | 0 | 0 | 0 | 0 | 0 | 0 | 0 | 0 | 0 | 0 | 0 | 0 | 0 | 0
F12_Industrial_Primary Metals_New_Space Heating_Natural Gas_Gas Boiler - Stack Economizer_A_Achievable Economic TRC Potential | F12 | Industrial | Primary Metals | New | Space Heating | Natural Gas | Gas Boiler - Stack Economizer | A | Cumulative Winter Peak Savings (MW) | Achievable Economic TRC Potential | 0 | 0 | 0 | 0 | 0 | 0 | 0 | 0 | 0 | 0 | 0 | 0 | 0 | 0 | 0 | 0 | 0 | 0 | 0 | 0 | 0 | 0
F13_Industrial_Primary Metals_New_Space Heating_Natural Gas_Gas Boiler - Stack Economizer_A_Achievable Economic TRC Potential | F13 | Industrial | Primary Metals | New | Space Heating | Natural Gas | Gas Boiler - Stack Economizer | A | Purchases (Incremental) | Achievable Economic TRC Potential | 0 | 0 | 0 | 0 | 0 | 0 | 0 | 0 | 0 | 0 | 0 | 0 | 0 | 0 | 0 | 0 | 0 | 0 | 0 | 0 | 0 | 0
F14_Industrial_Primary Metals_New_Space Heating_Natural Gas_Gas Boiler - Stack Economizer_A_Achievable Economic TRC Potential | F14 | Industrial | Primary Metals | New | Space Heating | Natural Gas | Gas Boiler - Stack Economizer | A | Purchases (Cumulative) | Achievable Economic TRC Potential | 0 | 0 | 0 | 0 | 0 | 0 | 0 | 0 | 0 | 0 | 0 | 0 | 0 | 0 | 0 | 0 | 0 | 0 | 0 | 0 | 0 | 0
F1_Industrial_Primary Metals_New_Process_Natural Gas_Gas Boiler - Stack Economizer_A_Achievable Economic TRC Potential | F1 | Industrial | Primary Metals | New | Process | Natural Gas | Gas Boiler - Stack Economizer | A | Original Unit Energy Savings (kWh or therms) | Achievable Economic TRC Potential | 0 | 0 | 36.696 | 36.696 | 36.696 | 36.696 | 36.696 | 36.696 | 36.696 | 36.696 | 36.696 | 36.696 | 36.696 | 36.696 | 36.696 | 36.696 | 36.696 | 36.696 | 36.696 | 36.696 | 36.696 | 36.696
F2_Industrial_Primary Metals_New_Process_Natural Gas_Gas Boiler - Stack Economizer_A_Achievable Economic TRC Potential | F2 | Industrial | Primary Metals | New | Process | Natural Gas | Gas Boiler - Stack Economizer | A | Original Unit Summer Peak Savings (kW) | Achievable Economic TRC Potential | 0 | 0 | 0 | 0 | 0 | 0 | 0 | 0 | 0 | 0 | 0 | 0 | 0 | 0 | 0 | 0 | 0 | 0 | 0 | 0 | 0 | 0
F3_Industrial_Primary Metals_New_Process_Natural Gas_Gas Boiler - Stack Economizer_A_Achievable Economic TRC Potential | F3 | Industrial | Primary Metals | New | Process | Natural Gas | Gas Boiler - Stack Economizer | A | Original Unit Winter Peak Savings (kW) | Achievable Economic TRC Potential | 0 | 0 | 0 | 0 | 0 | 0 | 0 | 0 | 0 | 0 | 0 | 0 | 0 | 0 | 0 | 0 | 0 | 0 | 0 | 0 | 0 | 0
F4_Industrial_Primary Metals_New_Process_Natural Gas_Gas Boiler - Stack Economizer_A_Achievable Economic TRC Potential | F4 | Industrial | Primary Metals | New | Process | Natural Gas | Gas Boiler - Stack Economizer | A | Standalone Impact on Baseline Energy (%) | Achievable Economic TRC Potential | bar: 2019 to 2040
F5_Industrial_Primary Metals_New_Process_Natural Gas_Gas Boiler - Stack Economizer_A_Achievable Economic TRC Potential | F5 | Industrial | Primary Metals | New | Process | Natural Gas | Gas Boiler - Stack Economizer | A | Standalone Impact on Baseline Summer Peak (%) | Achievable Economic TRC Potential | bar: 2019 to 2040
F6_Industrial_Primary Metals_New_Process_Natural Gas_Gas Boiler - Stack Economizer_A_Achievable Economic TRC Potential | F6 | Industrial | Primary Metals | New | Process | Natural Gas | Gas Boiler - Stack Economizer | A | Standalone Impact on Baseline Winter Peak (%) | Achievable Economic TRC Potential | bar: 2019 to 2040
F7_Industrial_Primary Metals_New_Process_Natural Gas_Gas Boiler - Stack Economizer_A_Achievable Economic TRC Potential | F7 | Industrial | Primary Metals | New | Process | Natural Gas | Gas Boiler - Stack Economizer | A | Incremental Energy Savings (MWh or mTherms) | Achievable Economic TRC Potential | 0 | 0 | 0 | 0 | 0 | 0 | 0 | 0 | 0 | 0 | 0 | 0 | 0 | 0 | 0 | 0 | 0 | 0 | 0 | 0 | 0 | 0
F8_Industrial_Primary Metals_New_Process_Natural Gas_Gas Boiler - Stack Economizer_A_Achievable Economic TRC Potential | F8 | Industrial | Primary Metals | New | Process | Natural Gas | Gas Boiler - Stack Economizer | A | Incremental Summer Peak Savings (MW) | Achievable Economic TRC Potential | 0 | 0 | 0 | 0 | 0 | 0 | 0 | 0 | 0 | 0 | 0 | 0 | 0 | 0 | 0 | 0 | 0 | 0 | 0 | 0 | 0 | 0
F9_Industrial_Primary Metals_New_Process_Natural Gas_Gas Boiler - Stack Economizer_A_Achievable Economic TRC Potential | F9 | Industrial | Primary Metals | New | Process | Natural Gas | Gas Boiler - Stack Economizer | A | Incremental Winter Peak Savings (MW) | Achievable Economic TRC Potential | 0 | 0 | 0 | 0 | 0 | 0 | 0 | 0 | 0 | 0 | 0 | 0 | 0 | 0 | 0 | 0 | 0 | 0 | 0 | 0 | 0 | 0
F10_Industrial_Primary Metals_New_Process_Natural Gas_Gas Boiler - Stack Economizer_A_Achievable Economic TRC Potential | F10 | Industrial | Primary Metals | New | Process | Natural Gas | Gas Boiler - Stack Economizer | A | Cumulative Energy Savings (MWh or mTherms) | Achievable Economic TRC Potential | 0 | 0 | 0 | 0 | 0 | 0 | 0 | 0 | 0 | 0 | 0 | 0 | 0 | 0 | 0 | 0 | 0 | 0 | 0 | 0 | 0 | 0
F11_Industrial_Primary Metals_New_Process_Natural Gas_Gas Boiler - Stack Economizer_A_Achievable Economic TRC Potential | F11 | Industrial | Primary Metals | New | Process | Natural Gas | Gas Boiler - Stack Economizer | A | Cumulative Summer Peak Savings (MW) | Achievable Economic TRC Potential | 0 | 0 | 0 | 0 | 0 | 0 | 0 | 0 | 0 | 0 | 0 | 0 | 0 | 0 | 0 | 0 | 0 | 0 | 0 | 0 | 0 | 0
F12_Industrial_Primary Metals_New_Process_Natural Gas_Gas Boiler - Stack Economizer_A_Achievable Economic TRC Potential | F12 | Industrial | Primary Metals | New | Process | Natural Gas | Gas Boiler - Stack Economizer | A | Cumulative Winter Peak Savings (MW) | Achievable Economic TRC Potential | 0 | 0 | 0 | 0 | 0 | 0 | 0 | 0 | 0 | 0 | 0 | 0 | 0 | 0 | 0 | 0 | 0 | 0 | 0 | 0 | 0 | 0
F13_Industrial_Primary Metals_New_Process_Natural Gas_Gas Boiler - Stack Economizer_A_Achievable Economic TRC Potential | F13 | Industrial | Primary Metals | New | Process | Natural Gas | Gas Boiler - Stack Economizer | A | Purchases (Incremental) | Achievable Economic TRC Potential | 0 | 0 | 0 | 0 | 0 | 0 | 0 | 0 | 0 | 0 | 0 | 0 | 0 | 0 | 0 | 0 | 0 | 0 | 0 | 0 | 0 | 0
F14_Industrial_Primary Metals_New_Process_Natural Gas_Gas Boiler - Stack Economizer_A_Achievable Economic TRC Potential | F14 | Industrial | Primary Metals | New | Process | Natural Gas | Gas Boiler - Stack Economizer | A | Purchases (Cumulative) | Achievable Economic TRC Potential | 0 | 0 | 0 | 0 | 0 | 0 | 0 | 0 | 0 | 0 | 0 | 0 | 0 | 0 | 0 | 0 | 0 | 0 | 0 | 0 | 0 | 0
F1_Industrial_Primary Metals_New_Space Heating_Natural Gas_Gas Furnace Tube Inserts_A_Achievable Economic TRC Potential | F1 | Industrial | Primary Metals | New | Space Heating | Natural Gas | Gas Furnace Tube Inserts | A | Original Unit Energy Savings (kWh or therms) | Achievable Economic TRC Potential | 0 | 0 | 0.077933 | 0.077933 | 0.077933 | 0.077933 | 0.077933 | 0.077933 | 0.077933 | 0.077933 | 0.077933 | 0.077933 | 0.077933 | 0.077933 | 0.077933 | 0.077933 | 0.077933 | 0.077933 | 0.077933 | 0.077933 | 0.077933 | 0.077933
F2_Industrial_Primary Metals_New_Space Heating_Natural Gas_Gas Furnace Tube Inserts_A_Achievable Economic TRC Potential | F2 | Industrial | Primary Metals | New | Space Heating | Natural Gas | Gas Furnace Tube Inserts | A | Original Unit Summer Peak Savings (kW) | Achievable Economic TRC Potential | 0 | 0 | 0 | 0 | 0 | 0 | 0 | 0 | 0 | 0 | 0 | 0 | 0 | 0 | 0 | 0 | 0 | 0 | 0 | 0 | 0 | 0
F3_Industrial_Primary Metals_New_Space Heating_Natural Gas_Gas Furnace Tube Inserts_A_Achievable Economic TRC Potential | F3 | Industrial | Primary Metals | New | Space Heating | Natural Gas | Gas Furnace Tube Inserts | A | Original Unit Winter Peak Savings (kW) | Achievable Economic TRC Potential | 0 | 0 | 0 | 0 | 0 | 0 | 0 | 0 | 0 | 0 | 0 | 0 | 0 | 0 | 0 | 0 | 0 | 0 | 0 | 0 | 0 | 0
F4_Industrial_Primary Metals_New_Space Heating_Natural Gas_Gas Furnace Tube Inserts_A_Achievable Economic TRC Potential | F4 | Industrial | Primary Metals | New | Space Heating | Natural Gas | Gas Furnace Tube Inserts | A | Standalone Impact on Baseline Energy (%) | Achievable Economic TRC Potential | bar: 2019 to 2040
F5_Industrial_Primary Metals_New_Space Heating_Natural Gas_Gas Furnace Tube Inserts_A_Achievable Economic TRC Potential | F5 | Industrial | Primary Metals | New | Space Heating | Natural Gas | Gas Furnace Tube Inserts | A | Standalone Impact on Baseline Summer Peak (%) | Achievable Economic TRC Potential | bar: 2019 to 2040
F6_Industrial_Primary Metals_New_Space Heating_Natural Gas_Gas Furnace Tube Inserts_A_Achievable Economic TRC Potential | F6 | Industrial | Primary Metals | New | Space Heating | Natural Gas | Gas Furnace Tube Inserts | A | Standalone Impact on Baseline Winter Peak (%) | Achievable Economic TRC Potential | bar: 2019 to 2040
F7_Industrial_Primary Metals_New_Space Heating_Natural Gas_Gas Furnace Tube Inserts_A_Achievable Economic TRC Potential | F7 | Industrial | Primary Metals | New | Space Heating | Natural Gas | Gas Furnace Tube Inserts | A | Incremental Energy Savings (MWh or mTherms) | Achievable Economic TRC Potential | 0 | 0 | 0 | 0 | 0 | 0 | 0 | 0 | 0 | 0 | 0 | 0 | 0 | 0 | 0 | 0 | 0 | 0 | 0 | 0 | 0 | 0
F8_Industrial_Primary Metals_New_Space Heating_Natural Gas_Gas Furnace Tube Inserts_A_Achievable Economic TRC Potential | F8 | Industrial | Primary Metals | New | Space Heating | Natural Gas | Gas Furnace Tube Inserts | A | Incremental Summer Peak Savings (MW) | Achievable Economic TRC Potential | 0 | 0 | 0 | 0 | 0 | 0 | 0 | 0 | 0 | 0 | 0 | 0 | 0 | 0 | 0 | 0 | 0 | 0 | 0 | 0 | 0 | 0
F9_Industrial_Primary Metals_New_Space Heating_Natural Gas_Gas Furnace Tube Inserts_A_Achievable Economic TRC Potential | F9 | Industrial | Primary Metals | New | Space Heating | Natural Gas | Gas Furnace Tube Inserts | A | Incremental Winter Peak Savings (MW) | Achievable Economic TRC Potential | 0 | 0 | 0 | 0 | 0 | 0 | 0 | 0 | 0 | 0 | 0 | 0 | 0 | 0 | 0 | 0 | 0 | 0 | 0 | 0 | 0 | 0
F10_Industrial_Primary Metals_New_Space Heating_Natural Gas_Gas Furnace Tube Inserts_A_Achievable Economic TRC Potential | F10 | Industrial | Primary Metals | New | Space Heating | Natural Gas | Gas Furnace Tube Inserts | A | Cumulative Energy Savings (MWh or mTherms) | Achievable Economic TRC Potential | 0 | 0 | 0 | 0 | 0 | 0 | 0 | 0 | 0 | 0 | 0 | 0 | 0 | 0 | 0 | 0 | 0 | 0 | 0 | 0 | 0 | 0
F11_Industrial_Primary Metals_New_Space Heating_Natural Gas_Gas Furnace Tube Inserts_A_Achievable Economic TRC Potential | F11 | Industrial | Primary Metals | New | Space Heating | Natural Gas | Gas Furnace Tube Inserts | A | Cumulative Summer Peak Savings (MW) | Achievable Economic TRC Potential | 0 | 0 | 0 | 0 | 0 | 0 | 0 | 0 | 0 | 0 | 0 | 0 | 0 | 0 | 0 | 0 | 0 | 0 | 0 | 0 | 0 | 0
F12_Industrial_Primary Metals_New_Space Heating_Natural Gas_Gas Furnace Tube Inserts_A_Achievable Economic TRC Potential | F12 | Industrial | Primary Metals | New | Space Heating | Natural Gas | Gas Furnace Tube Inserts | A | Cumulative Winter Peak Savings (MW) | Achievable Economic TRC Potential | 0 | 0 | 0 | 0 | 0 | 0 | 0 | 0 | 0 | 0 | 0 | 0 | 0 | 0 | 0 | 0 | 0 | 0 | 0 | 0 | 0 | 0
F13_Industrial_Primary Metals_New_Space Heating_Natural Gas_Gas Furnace Tube Inserts_A_Achievable Economic TRC Potential | F13 | Industrial | Primary Metals | New | Space Heating | Natural Gas | Gas Furnace Tube Inserts | A | Purchases (Incremental) | Achievable Economic TRC Potential | 0 | 0 | 0 | 0 | 0 | 0 | 0 | 0 | 0 | 0 | 0 | 0 | 0 | 0 | 0 | 0 | 0 | 0 | 0 | 0 | 0 | 0
F14_Industrial_Primary Metals_New_Space Heating_Natural Gas_Gas Furnace Tube Inserts_A_Achievable Economic TRC Potential | F14 | Industrial | Primary Metals | New | Space Heating | Natural Gas | Gas Furnace Tube Inserts | A | Purchases (Cumulative) | Achievable Economic TRC Potential | 0 | 0 | 0 | 0 | 0 | 0 | 0 | 0 | 0 | 0 | 0 | 0 | 0 | 0 | 0 | 0 | 0 | 0 | 0 | 0 | 0 | 0
F1_Industrial_Primary Metals_New_Space Heating_Natural Gas_Space Heating - Heat Recovery Ventilator_A_Achievable Economic TRC Potential | F1 | Industrial | Primary Metals | New | Space Heating | Natural Gas | Space Heating - Heat Recovery Ventilator | A | Original Unit Energy Savings (kWh or therms) | Achievable Economic TRC Potential | 0 | 0 | 0.012707 | 0.012707 | 0.012707 | 0.012707 | 0.012707 | 0.012707 | 0.012707 | 0.012707 | 0.012707 | 0.012707 | 0.012707 | 0.012707 | 0.012707 | 0.012707 | 0.012707 | 0.012707 | 0.012707 | 0.012707 | 0.012707 | 0.012707
F2_Industrial_Primary Metals_New_Space Heating_Natural Gas_Space Heating - Heat Recovery Ventilator_A_Achievable Economic TRC Potential | F2 | Industrial | Primary Metals | New | Space Heating | Natural Gas | Space Heating - Heat Recovery Ventilator | A | Original Unit Summer Peak Savings (kW) | Achievable Economic TRC Potential | 0 | 0 | 0 | 0 | 0 | 0 | 0 | 0 | 0 | 0 | 0 | 0 | 0 | 0 | 0 | 0 | 0 | 0 | 0 | 0 | 0 | 0
F3_Industrial_Primary Metals_New_Space Heating_Natural Gas_Space Heating - Heat Recovery Ventilator_A_Achievable Economic TRC Potential | F3 | Industrial | Primary Metals | New | Space Heating | Natural Gas | Space Heating - Heat Recovery Ventilator | A | Original Unit Winter Peak Savings (kW) | Achievable Economic TRC Potential | 0 | 0 | 0 | 0 | 0 | 0 | 0 | 0 | 0 | 0 | 0 | 0 | 0 | 0 | 0 | 0 | 0 | 0 | 0 | 0 | 0 | 0
F4_Industrial_Primary Metals_New_Space Heating_Natural Gas_Space Heating - Heat Recovery Ventilator_A_Achievable Economic TRC Potential | F4 | Industrial | Primary Metals | New | Space Heating | Natural Gas | Space Heating - Heat Recovery Ventilator | A | Standalone Impact on Baseline Energy (%) | Achievable Economic TRC Potential | bar: 2019 to 2040
F5_Industrial_Primary Metals_New_Space Heating_Natural Gas_Space Heating - Heat Recovery Ventilator_A_Achievable Economic TRC Potential | F5 | Industrial | Primary Metals | New | Space Heating | Natural Gas | Space Heating - Heat Recovery Ventilator | A | Standalone Impact on Baseline Summer Peak (%) | Achievable Economic TRC Potential | bar: 2019 to 2040
F6_Industrial_Primary Metals_New_Space Heating_Natural Gas_Space Heating - Heat Recovery Ventilator_A_Achievable Economic TRC Potential | F6 | Industrial | Primary Metals | New | Space Heating | Natural Gas | Space Heating - Heat Recovery Ventilator | A | Standalone Impact on Baseline Winter Peak (%) | Achievable Economic TRC Potential | bar: 2019 to 2040
F7_Industrial_Primary Metals_New_Space Heating_Natural Gas_Space Heating - Heat Recovery Ventilator_A_Achievable Economic TRC Potential | F7 | Industrial | Primary Metals | New | Space Heating | Natural Gas | Space Heating - Heat Recovery Ventilator | A | Incremental Energy Savings (MWh or mTherms) | Achievable Economic TRC Potential | 0 | 0 | 0 | 0 | 0 | 0 | 0 | 0 | 0 | 0 | 0 | 0 | 0 | 0 | 0 | 0 | 0 | 0 | 0 | 0 | 0 | 0
F8_Industrial_Primary Metals_New_Space Heating_Natural Gas_Space Heating - Heat Recovery Ventilator_A_Achievable Economic TRC Potential | F8 | Industrial | Primary Metals | New | Space Heating | Natural Gas | Space Heating - Heat Recovery Ventilator | A | Incremental Summer Peak Savings (MW) | Achievable Economic TRC Potential | 0 | 0 | 0 | 0 | 0 | 0 | 0 | 0 | 0 | 0 | 0 | 0 | 0 | 0 | 0 | 0 | 0 | 0 | 0 | 0 | 0 | 0
F9_Industrial_Primary Metals_New_Space Heating_Natural Gas_Space Heating - Heat Recovery Ventilator_A_Achievable Economic TRC Potential | F9 | Industrial | Primary Metals | New | Space Heating | Natural Gas | Space Heating - Heat Recovery Ventilator | A | Incremental Winter Peak Savings (MW) | Achievable Economic TRC Potential | 0 | 0 | 0 | 0 | 0 | 0 | 0 | 0 | 0 | 0 | 0 | 0 | 0 | 0 | 0 | 0 | 0 | 0 | 0 | 0 | 0 | 0
F10_Industrial_Primary Metals_New_Space Heating_Natural Gas_Space Heating - Heat Recovery Ventilator_A_Achievable Economic TRC Potential | F10 | Industrial | Primary Metals | New | Space Heating | Natural Gas | Space Heating - Heat Recovery Ventilator | A | Cumulative Energy Savings (MWh or mTherms) | Achievable Economic TRC Potential | 0 | 0 | 0 | 0 | 0 | 0 | 0 | 0 | 0 | 0 | 0 | 0 | 0 | 0 | 0 | 0 | 0 | 0 | 0 | 0 | 0 | 0
F11_Industrial_Primary Metals_New_Space Heating_Natural Gas_Space Heating - Heat Recovery Ventilator_A_Achievable Economic TRC Potential | F11 | Industrial | Primary Metals | New | Space Heating | Natural Gas | Space Heating - Heat Recovery Ventilator | A | Cumulative Summer Peak Savings (MW) | Achievable Economic TRC Potential | 0 | 0 | 0 | 0 | 0 | 0 | 0 | 0 | 0 | 0 | 0 | 0 | 0 | 0 | 0 | 0 | 0 | 0 | 0 | 0 | 0 | 0
F12_Industrial_Primary Metals_New_Space Heating_Natural Gas_Space Heating - Heat Recovery Ventilator_A_Achievable Economic TRC Potential | F12 | Industrial | Primary Metals | New | Space Heating | Natural Gas | Space Heating - Heat Recovery Ventilator | A | Cumulative Winter Peak Savings (MW) | Achievable Economic TRC Potential | 0 | 0 | 0 | 0 | 0 | 0 | 0 | 0 | 0 | 0 | 0 | 0 | 0 | 0 | 0 | 0 | 0 | 0 | 0 | 0 | 0 | 0
F13_Industrial_Primary Metals_New_Space Heating_Natural Gas_Space Heating - Heat Recovery Ventilator_A_Achievable Economic TRC Potential | F13 | Industrial | Primary Metals | New | Space Heating | Natural Gas | Space Heating - Heat Recovery Ventilator | A | Purchases (Incremental) | Achievable Economic TRC Potential | 0 | 0 | 0 | 0 | 0 | 0 | 0 | 0 | 0 | 0 | 0 | 0 | 0 | 0 | 0 | 0 | 0 | 0 | 0 | 0 | 0 | 0
F14_Industrial_Primary Metals_New_Space Heating_Natural Gas_Space Heating - Heat Recovery Ventilator_A_Achievable Economic TRC Potential | F14 | Industrial | Primary Metals | New | Space Heating | Natural Gas | Space Heating - Heat Recovery Ventilator | A | Purchases (Cumulative) | Achievable Economic TRC Potential | 0 | 0 | 0 | 0 | 0 | 0 | 0 | 0 | 0 | 0 | 0 | 0 | 0 | 0 | 0 | 0 | 0 | 0 | 0 | 0 | 0 | 0
F1_Industrial_Primary Metals_New_Space Heating_Natural Gas_Thermostat - Programmable_A_Achievable Economic TRC Potential | F1 | Industrial | Primary Metals | New | Space Heating | Natural Gas | Thermostat - Programmable | A | Original Unit Energy Savings (kWh or therms) | Achievable Economic TRC Potential | 0 | 0 | 0.0061474 | 0.0061474 | 0.0061474 | 0.0061474 | 0.0061474 | 0.0061474 | 0.0061474 | 0.0061474 | 0.0061474 | 0.0061474 | 0.0061474 | 0.0061474 | 0.0061474 | 0.0061474 | 0.0061474 | 0.0061474 | 0.0061474 | 0.0061474 | 0.0061474 | 0.0061474
F2_Industrial_Primary Metals_New_Space Heating_Natural Gas_Thermostat - Programmable_A_Achievable Economic TRC Potential | F2 | Industrial | Primary Metals | New | Space Heating | Natural Gas | Thermostat - Programmable | A | Original Unit Summer Peak Savings (kW) | Achievable Economic TRC Potential | 0 | 0 | 0 | 0 | 0 | 0 | 0 | 0 | 0 | 0 | 0 | 0 | 0 | 0 | 0 | 0 | 0 | 0 | 0 | 0 | 0 | 0
F3_Industrial_Primary Metals_New_Space Heating_Natural Gas_Thermostat - Programmable_A_Achievable Economic TRC Potential | F3 | Industrial | Primary Metals | New | Space Heating | Natural Gas | Thermostat - Programmable | A | Original Unit Winter Peak Savings (kW) | Achievable Economic TRC Potential | 0 | 0 | 0 | 0 | 0 | 0 | 0 | 0 | 0 | 0 | 0 | 0 | 0 | 0 | 0 | 0 | 0 | 0 | 0 | 0 | 0 | 0
F4_Industrial_Primary Metals_New_Space Heating_Natural Gas_Thermostat - Programmable_A_Achievable Economic TRC Potential | F4 | Industrial | Primary Metals | New | Space Heating | Natural Gas | Thermostat - Programmable | A | Standalone Impact on Baseline Energy (%) | Achievable Economic TRC Potential | bar: 2019 to 2040
F5_Industrial_Primary Metals_New_Space Heating_Natural Gas_Thermostat - Programmable_A_Achievable Economic TRC Potential | F5 | Industrial | Primary Metals | New | Space Heating | Natural Gas | Thermostat - Programmable | A | Standalone Impact on Baseline Summer Peak (%) | Achievable Economic TRC Potential | bar: 2019 to 2040
F6_Industrial_Primary Metals_New_Space Heating_Natural Gas_Thermostat - Programmable_A_Achievable Economic TRC Potential | F6 | Industrial | Primary Metals | New | Space Heating | Natural Gas | Thermostat - Programmable | A | Standalone Impact on Baseline Winter Peak (%) | Achievable Economic TRC Potential | bar: 2019 to 2040
F7_Industrial_Primary Metals_New_Space Heating_Natural Gas_Thermostat - Programmable_A_Achievable Economic TRC Potential | F7 | Industrial | Primary Metals | New | Space Heating | Natural Gas | Thermostat - Programmable | A | Incremental Energy Savings (MWh or mTherms) | Achievable Economic TRC Potential | 0 | 0 | 0 | 0 | 0 | 0 | 0 | 0 | 0 | 0 | 0 | 0 | 0 | 0 | 0 | 0 | 0 | 0 | 0 | 0 | 0 | 0
F8_Industrial_Primary Metals_New_Space Heating_Natural Gas_Thermostat - Programmable_A_Achievable Economic TRC Potential | F8 | Industrial | Primary Metals | New | Space Heating | Natural Gas | Thermostat - Programmable | A | Incremental Summer Peak Savings (MW) | Achievable Economic TRC Potential | 0 | 0 | 0 | 0 | 0 | 0 | 0 | 0 | 0 | 0 | 0 | 0 | 0 | 0 | 0 | 0 | 0 | 0 | 0 | 0 | 0 | 0
F9_Industrial_Primary Metals_New_Space Heating_Natural Gas_Thermostat - Programmable_A_Achievable Economic TRC Potential | F9 | Industrial | Primary Metals | New | Space Heating | Natural Gas | Thermostat - Programmable | A | Incremental Winter Peak Savings (MW) | Achievable Economic TRC Potential | 0 | 0 | 0 | 0 | 0 | 0 | 0 | 0 | 0 | 0 | 0 | 0 | 0 | 0 | 0 | 0 | 0 | 0 | 0 | 0 | 0 | 0
F10_Industrial_Primary Metals_New_Space Heating_Natural Gas_Thermostat - Programmable_A_Achievable Economic TRC Potential | F10 | Industrial | Primary Metals | New | Space Heating | Natural Gas | Thermostat - Programmable | A | Cumulative Energy Savings (MWh or mTherms) | Achievable Economic TRC Potential | 0 | 0 | 0 | 0 | 0 | 0 | 0 | 0 | 0 | 0 | 0 | 0 | 0 | 0 | 0 | 0 | 0 | 0 | 0 | 0 | 0 | 0
F11_Industrial_Primary Metals_New_Space Heating_Natural Gas_Thermostat - Programmable_A_Achievable Economic TRC Potential | F11 | Industrial | Primary Metals | New | Space Heating | Natural Gas | Thermostat - Programmable | A | Cumulative Summer Peak Savings (MW) | Achievable Economic TRC Potential | 0 | 0 | 0 | 0 | 0 | 0 | 0 | 0 | 0 | 0 | 0 | 0 | 0 | 0 | 0 | 0 | 0 | 0 | 0 | 0 | 0 | 0
F12_Industrial_Primary Metals_New_Space Heating_Natural Gas_Thermostat - Programmable_A_Achievable Economic TRC Potential | F12 | Industrial | Primary Metals | New | Space Heating | Natural Gas | Thermostat - Programmable | A | Cumulative Winter Peak Savings (MW) | Achievable Economic TRC Potential | 0 | 0 | 0 | 0 | 0 | 0 | 0 | 0 | 0 | 0 | 0 | 0 | 0 | 0 | 0 | 0 | 0 | 0 | 0 | 0 | 0 | 0
F13_Industrial_Primary Metals_New_Space Heating_Natural Gas_Thermostat - Programmable_A_Achievable Economic TRC Potential | F13 | Industrial | Primary Metals | New | Space Heating | Natural Gas | Thermostat - Programmable | A | Purchases (Incremental) | Achievable Economic TRC Potential | 0 | 0 | 0 | 0 | 0 | 0 | 0 | 0 | 0 | 0 | 0 | 0 | 0 | 0 | 0 | 0 | 0 | 0 | 0 | 0 | 0 | 0
F14_Industrial_Primary Metals_New_Space Heating_Natural Gas_Thermostat - Programmable_A_Achievable Economic TRC Potential | F14 | Industrial | Primary Metals | New | Space Heating | Natural Gas | Thermostat - Programmable | A | Purchases (Cumulative) | Achievable Economic TRC Potential | 0 | 0 | 0 | 0 | 0 | 0 | 0 | 0 | 0 | 0 | 0 | 0 | 0 | 0 | 0 | 0 | 0 | 0 | 0 | 0 | 0 | 0
F1_Industrial_Primary Metals_New_Space Heating_Natural Gas_ENERGY STAR Connected Thermostat_A_Achievable Economic TRC Potential | F1 | Industrial | Primary Metals | New | Space Heating | Natural Gas | ENERGY STAR Connected Thermostat | A | Original Unit Energy Savings (kWh or therms) | Achievable Economic TRC Potential | 0 | 0 | 0.01486 | 0.01486 | 0.01486 | 0.01486 | 0.01486 | 0.01486 | 0.01486 | 0.01486 | 0.01486 | 0.01486 | 0.01486 | 0.01486 | 0.01486 | 0.01486 | 0.01486 | 0.01486 | 0.01486 | 0.01486 | 0.01486 | 0.01486
F2_Industrial_Primary Metals_New_Space Heating_Natural Gas_ENERGY STAR Connected Thermostat_A_Achievable Economic TRC Potential | F2 | Industrial | Primary Metals | New | Space Heating | Natural Gas | ENERGY STAR Connected Thermostat | A | Original Unit Summer Peak Savings (kW) | Achievable Economic TRC Potential | 0 | 0 | 0 | 0 | 0 | 0 | 0 | 0 | 0 | 0 | 0 | 0 | 0 | 0 | 0 | 0 | 0 | 0 | 0 | 0 | 0 | 0
F3_Industrial_Primary Metals_New_Space Heating_Natural Gas_ENERGY STAR Connected Thermostat_A_Achievable Economic TRC Potential | F3 | Industrial | Primary Metals | New | Space Heating | Natural Gas | ENERGY STAR Connected Thermostat | A | Original Unit Winter Peak Savings (kW) | Achievable Economic TRC Potential | 0 | 0 | 0 | 0 | 0 | 0 | 0 | 0 | 0 | 0 | 0 | 0 | 0 | 0 | 0 | 0 | 0 | 0 | 0 | 0 | 0 | 0
F4_Industrial_Primary Metals_New_Space Heating_Natural Gas_ENERGY STAR Connected Thermostat_A_Achievable Economic TRC Potential | F4 | Industrial | Primary Metals | New | Space Heating | Natural Gas | ENERGY STAR Connected Thermostat | A | Standalone Impact on Baseline Energy (%) | Achievable Economic TRC Potential | bar: 2019 to 2040
F5_Industrial_Primary Metals_New_Space Heating_Natural Gas_ENERGY STAR Connected Thermostat_A_Achievable Economic TRC Potential | F5 | Industrial | Primary Metals | New | Space Heating | Natural Gas | ENERGY STAR Connected Thermostat | A | Standalone Impact on Baseline Summer Peak (%) | Achievable Economic TRC Potential | bar: 2019 to 2040
F6_Industrial_Primary Metals_New_Space Heating_Natural Gas_ENERGY STAR Connected Thermostat_A_Achievable Economic TRC Potential | F6 | Industrial | Primary Metals | New | Space Heating | Natural Gas | ENERGY STAR Connected Thermostat | A | Standalone Impact on Baseline Winter Peak (%) | Achievable Economic TRC Potential | bar: 2019 to 2040
F7_Industrial_Primary Metals_New_Space Heating_Natural Gas_ENERGY STAR Connected Thermostat_A_Achievable Economic TRC Potential | F7 | Industrial | Primary Metals | New | Space Heating | Natural Gas | ENERGY STAR Connected Thermostat | A | Incremental Energy Savings (MWh or mTherms) | Achievable Economic TRC Potential | 0 | 0 | 0 | 0 | 0 | 0 | 0 | 0 | 0 | 0 | 0 | 0 | 0 | 0 | 0 | 0 | 0 | 0 | 0 | 0 | 0 | 0
F8_Industrial_Primary Metals_New_Space Heating_Natural Gas_ENERGY STAR Connected Thermostat_A_Achievable Economic TRC Potential | F8 | Industrial | Primary Metals | New | Space Heating | Natural Gas | ENERGY STAR Connected Thermostat | A | Incremental Summer Peak Savings (MW) | Achievable Economic TRC Potential | 0 | 0 | 0 | 0 | 0 | 0 | 0 | 0 | 0 | 0 | 0 | 0 | 0 | 0 | 0 | 0 | 0 | 0 | 0 | 0 | 0 | 0
F9_Industrial_Primary Metals_New_Space Heating_Natural Gas_ENERGY STAR Connected Thermostat_A_Achievable Economic TRC Potential | F9 | Industrial | Primary Metals | New | Space Heating | Natural Gas | ENERGY STAR Connected Thermostat | A | Incremental Winter Peak Savings (MW) | Achievable Economic TRC Potential | 0 | 0 | 0 | 0 | 0 | 0 | 0 | 0 | 0 | 0 | 0 | 0 | 0 | 0 | 0 | 0 | 0 | 0 | 0 | 0 | 0 | 0
F10_Industrial_Primary Metals_New_Space Heating_Natural Gas_ENERGY STAR Connected Thermostat_A_Achievable Economic TRC Potential | F10 | Industrial | Primary Metals | New | Space Heating | Natural Gas | ENERGY STAR Connected Thermostat | A | Cumulative Energy Savings (MWh or mTherms) | Achievable Economic TRC Potential | 0 | 0 | 0 | 0 | 0 | 0 | 0 | 0 | 0 | 0 | 0 | 0 | 0 | 0 | 0 | 0 | 0 | 0 | 0 | 0 | 0 | 0
F11_Industrial_Primary Metals_New_Space Heating_Natural Gas_ENERGY STAR Connected Thermostat_A_Achievable Economic TRC Potential | F11 | Industrial | Primary Metals | New | Space Heating | Natural Gas | ENERGY STAR Connected Thermostat | A | Cumulative Summer Peak Savings (MW) | Achievable Economic TRC Potential | 0 | 0 | 0 | 0 | 0 | 0 | 0 | 0 | 0 | 0 | 0 | 0 | 0 | 0 | 0 | 0 | 0 | 0 | 0 | 0 | 0 | 0
F12_Industrial_Primary Metals_New_Space Heating_Natural Gas_ENERGY STAR Connected Thermostat_A_Achievable Economic TRC Potential | F12 | Industrial | Primary Metals | New | Space Heating | Natural Gas | ENERGY STAR Connected Thermostat | A | Cumulative Winter Peak Savings (MW) | Achievable Economic TRC Potential | 0 | 0 | 0 | 0 | 0 | 0 | 0 | 0 | 0 | 0 | 0 | 0 | 0 | 0 | 0 | 0 | 0 | 0 | 0 | 0 | 0 | 0
F13_Industrial_Primary Metals_New_Space Heating_Natural Gas_ENERGY STAR Connected Thermostat_A_Achievable Economic TRC Potential | F13 | Industrial | Primary Metals | New | Space Heating | Natural Gas | ENERGY STAR Connected Thermostat | A | Purchases (Incremental) | Achievable Economic TRC Potential | 0 | 0 | 0 | 0 | 0 | 0 | 0 | 0 | 0 | 0 | 0 | 0 | 0 | 0 | 0 | 0 | 0 | 0 | 0 | 0 | 0 | 0
F14_Industrial_Primary Metals_New_Space Heating_Natural Gas_ENERGY STAR Connected Thermostat_A_Achievable Economic TRC Potential | F14 | Industrial | Primary Metals | New | Space Heating | Natural Gas | ENERGY STAR Connected Thermostat | A | Purchases (Cumulative) | Achievable Economic TRC Potential | 0 | 0 | 0 | 0 | 0 | 0 | 0 | 0 | 0 | 0 | 0 | 0 | 0 | 0 | 0 | 0 | 0 | 0 | 0 | 0 | 0 | 0
F1_Industrial_Primary Metals_New_Space Heating_Natural Gas_Destratification Fans (HVLS)_A_Achievable Economic TRC Potential | F1 | Industrial | Primary Metals | New | Space Heating | Natural Gas | Destratification Fans (HVLS) | A | Original Unit Energy Savings (kWh or therms) | Achievable Economic TRC Potential | 0 | 0 | 0.01486 | 0.01486 | 0.01486 | 0.01486 | 0.01486 | 0.01486 | 0.01486 | 0.01486 | 0.01486 | 0.01486 | 0.01486 | 0.01486 | 0.01486 | 0.01486 | 0.01486 | 0.01486 | 0.01486 | 0.01486 | 0.01486 | 0.01486
F2_Industrial_Primary Metals_New_Space Heating_Natural Gas_Destratification Fans (HVLS)_A_Achievable Economic TRC Potential | F2 | Industrial | Primary Metals | New | Space Heating | Natural Gas | Destratification Fans (HVLS) | A | Original Unit Summer Peak Savings (kW) | Achievable Economic TRC Potential | 0 | 0 | 0 | 0 | 0 | 0 | 0 | 0 | 0 | 0 | 0 | 0 | 0 | 0 | 0 | 0 | 0 | 0 | 0 | 0 | 0 | 0
F3_Industrial_Primary Metals_New_Space Heating_Natural Gas_Destratification Fans (HVLS)_A_Achievable Economic TRC Potential | F3 | Industrial | Primary Metals | New | Space Heating | Natural Gas | Destratification Fans (HVLS) | A | Original Unit Winter Peak Savings (kW) | Achievable Economic TRC Potential | 0 | 0 | 0 | 0 | 0 | 0 | 0 | 0 | 0 | 0 | 0 | 0 | 0 | 0 | 0 | 0 | 0 | 0 | 0 | 0 | 0 | 0
F4_Industrial_Primary Metals_New_Space Heating_Natural Gas_Destratification Fans (HVLS)_A_Achievable Economic TRC Potential | F4 | Industrial | Primary Metals | New | Space Heating | Natural Gas | Destratification Fans (HVLS) | A | Standalone Impact on Baseline Energy (%) | Achievable Economic TRC Potential | bar: 2019 to 2040
F5_Industrial_Primary Metals_New_Space Heating_Natural Gas_Destratification Fans (HVLS)_A_Achievable Economic TRC Potential | F5 | Industrial | Primary Metals | New | Space Heating | Natural Gas | Destratification Fans (HVLS) | A | Standalone Impact on Baseline Summer Peak (%) | Achievable Economic TRC Potential | bar: 2019 to 2040
F6_Industrial_Primary Metals_New_Space Heating_Natural Gas_Destratification Fans (HVLS)_A_Achievable Economic TRC Potential | F6 | Industrial | Primary Metals | New | Space Heating | Natural Gas | Destratification Fans (HVLS) | A | Standalone Impact on Baseline Winter Peak (%) | Achievable Economic TRC Potential | bar: 2019 to 2040
F7_Industrial_Primary Metals_New_Space Heating_Natural Gas_Destratification Fans (HVLS)_A_Achievable Economic TRC Potential | F7 | Industrial | Primary Metals | New | Space Heating | Natural Gas | Destratification Fans (HVLS) | A | Incremental Energy Savings (MWh or mTherms) | Achievable Economic TRC Potential | 0 | 0 | 0 | 0 | 0 | 0 | 0 | 0 | 0 | 0 | 0 | 0 | 0 | 0 | 0 | 0 | 0 | 0 | 0 | 0 | 0 | 0
F8_Industrial_Primary Metals_New_Space Heating_Natural Gas_Destratification Fans (HVLS)_A_Achievable Economic TRC Potential | F8 | Industrial | Primary Metals | New | Space Heating | Natural Gas | Destratification Fans (HVLS) | A | Incremental Summer Peak Savings (MW) | Achievable Economic TRC Potential | 0 | 0 | 0 | 0 | 0 | 0 | 0 | 0 | 0 | 0 | 0 | 0 | 0 | 0 | 0 | 0 | 0 | 0 | 0 | 0 | 0 | 0
F9_Industrial_Primary Metals_New_Space Heating_Natural Gas_Destratification Fans (HVLS)_A_Achievable Economic TRC Potential | F9 | Industrial | Primary Metals | New | Space Heating | Natural Gas | Destratification Fans (HVLS) | A | Incremental Winter Peak Savings (MW) | Achievable Economic TRC Potential | 0 | 0 | 0 | 0 | 0 | 0 | 0 | 0 | 0 | 0 | 0 | 0 | 0 | 0 | 0 | 0 | 0 | 0 | 0 | 0 | 0 | 0
F10_Industrial_Primary Metals_New_Space Heating_Natural Gas_Destratification Fans (HVLS)_A_Achievable Economic TRC Potential | F10 | Industrial | Primary Metals | New | Space Heating | Natural Gas | Destratification Fans (HVLS) | A | Cumulative Energy Savings (MWh or mTherms) | Achievable Economic TRC Potential | 0 | 0 | 0 | 0 | 0 | 0 | 0 | 0 | 0 | 0 | 0 | 0 | 0 | 0 | 0 | 0 | 0 | 0 | 0 | 0 | 0 | 0
F11_Industrial_Primary Metals_New_Space Heating_Natural Gas_Destratification Fans (HVLS)_A_Achievable Economic TRC Potential | F11 | Industrial | Primary Metals | New | Space Heating | Natural Gas | Destratification Fans (HVLS) | A | Cumulative Summer Peak Savings (MW) | Achievable Economic TRC Potential | 0 | 0 | 0 | 0 | 0 | 0 | 0 | 0 | 0 | 0 | 0 | 0 | 0 | 0 | 0 | 0 | 0 | 0 | 0 | 0 | 0 | 0
F12_Industrial_Primary Metals_New_Space Heating_Natural Gas_Destratification Fans (HVLS)_A_Achievable Economic TRC Potential | F12 | Industrial | Primary Metals | New | Space Heating | Natural Gas | Destratification Fans (HVLS) | A | Cumulative Winter Peak Savings (MW) | Achievable Economic TRC Potential | 0 | 0 | 0 | 0 | 0 | 0 | 0 | 0 | 0 | 0 | 0 | 0 | 0 | 0 | 0 | 0 | 0 | 0 | 0 | 0 | 0 | 0
F13_Industrial_Primary Metals_New_Space Heating_Natural Gas_Destratification Fans (HVLS)_A_Achievable Economic TRC Potential | F13 | Industrial | Primary Metals | New | Space Heating | Natural Gas | Destratification Fans (HVLS) | A | Purchases (Incremental) | Achievable Economic TRC Potential | 0 | 0 | 0 | 0 | 0 | 0 | 0 | 0 | 0 | 0 | 0 | 0 | 0 | 0 | 0 | 0 | 0 | 0 | 0 | 0 | 0 | 0
F14_Industrial_Primary Metals_New_Space Heating_Natural Gas_Destratification Fans (HVLS)_A_Achievable Economic TRC Potential | F14 | Industrial | Primary Metals | New | Space Heating | Natural Gas | Destratification Fans (HVLS) | A | Purchases (Cumulative) | Achievable Economic TRC Potential | 0 | 0 | 0 | 0 | 0 | 0 | 0 | 0 | 0 | 0 | 0 | 0 | 0 | 0 | 0 | 0 | 0 | 0 | 0 | 0 | 0 | 0
F1_Industrial_Primary Metals_New_Space Heating_Natural Gas_Gas Boiler - Insulate Steam Lines/Condensate Tank_A_Achievable Economic TRC Potential | F1 | Industrial | Primary Metals | New | Space Heating | Natural Gas | Gas Boiler - Insulate Steam Lines/Condensate Tank | A | Original Unit Energy Savings (kWh or therms) | Achievable Economic TRC Potential | 0 | 0 | 301.7662 | 301.7662 | 301.7662 | 301.7662 | 301.7662 | 301.7662 | 301.7662 | 301.7662 | 301.7662 | 301.7662 | 301.7662 | 301.7662 | 301.7662 | 301.7662 | 301.7662 | 301.7662 | 301.7662 | 301.7662 | 301.7662 | 301.7662
F2_Industrial_Primary Metals_New_Space Heating_Natural Gas_Gas Boiler - Insulate Steam Lines/Condensate Tank_A_Achievable Economic TRC Potential | F2 | Industrial | Primary Metals | New | Space Heating | Natural Gas | Gas Boiler - Insulate Steam Lines/Condensate Tank | A | Original Unit Summer Peak Savings (kW) | Achievable Economic TRC Potential | 0 | 0 | 0 | 0 | 0 | 0 | 0 | 0 | 0 | 0 | 0 | 0 | 0 | 0 | 0 | 0 | 0 | 0 | 0 | 0 | 0 | 0
F3_Industrial_Primary Metals_New_Space Heating_Natural Gas_Gas Boiler - Insulate Steam Lines/Condensate Tank_A_Achievable Economic TRC Potential | F3 | Industrial | Primary Metals | New | Space Heating | Natural Gas | Gas Boiler - Insulate Steam Lines/Condensate Tank | A | Original Unit Winter Peak Savings (kW) | Achievable Economic TRC Potential | 0 | 0 | 0 | 0 | 0 | 0 | 0 | 0 | 0 | 0 | 0 | 0 | 0 | 0 | 0 | 0 | 0 | 0 | 0 | 0 | 0 | 0
F4_Industrial_Primary Metals_New_Space Heating_Natural Gas_Gas Boiler - Insulate Steam Lines/Condensate Tank_A_Achievable Economic TRC Potential | F4 | Industrial | Primary Metals | New | Space Heating | Natural Gas | Gas Boiler - Insulate Steam Lines/Condensate Tank | A | Standalone Impact on Baseline Energy (%) | Achievable Economic TRC Potential | 0% | 0% | 0.005147% | 0.008096% | 0.01082% | 0.01326% | 0.01666% | 0.01961% | 0.02249% | 0.02505% | 0.02822% | 0.03102% | 0.03382% | 0.03623% | 0.03949% | 0.04229% | 0.04506% | 0.04745% | 0.05075% | 0.05357% | 0.05644% | 0.05929%
F5_Industrial_Primary Metals_New_Space Heating_Natural Gas_Gas Boiler - Insulate Steam Lines/Condensate Tank_A_Achievable Economic TRC Potential | F5 | Industrial | Primary Metals | New | Space Heating | Natural Gas | Gas Boiler - Insulate Steam Lines/Condensate Tank | A | Standalone Impact on Baseline Summer Peak (%) | Achievable Economic TRC Potential | bar: 2019 to 2040
F6_Industrial_Primary Metals_New_Space Heating_Natural Gas_Gas Boiler - Insulate Steam Lines/Condensate Tank_A_Achievable Economic TRC Potential | F6 | Industrial | Primary Metals | New | Space Heating | Natural Gas | Gas Boiler - Insulate Steam Lines/Condensate Tank | A | Standalone Impact on Baseline Winter Peak (%) | Achievable Economic TRC Potential | bar: 2019 to 2040
F7_Industrial_Primary Metals_New_Space Heating_Natural Gas_Gas Boiler - Insulate Steam Lines/Condensate Tank_A_Achievable Economic TRC Potential | F7 | Industrial | Primary Metals | New | Space Heating | Natural Gas | Gas Boiler - Insulate Steam Lines/Condensate Tank | A | Incremental Energy Savings (MWh or mTherms) | Achievable Economic TRC Potential | 0 | 0 | 0.00025945 | 0.00045279 | 0.00064566 | 0.00086183 | 0.00099202 | 0.0011432 | 0.0012924 | 0.0014602 | 0.0015853 | 0.001729 | 0.0018709 | 0.0020355 | 0.0021472 | 0.002283 | 0.0024186 | 0.0025766 | 0.0026809 | 0.0028094 | 0.0029345 | 0.0030591
F8_Industrial_Primary Metals_New_Space Heating_Natural Gas_Gas Boiler - Insulate Steam Lines/Condensate Tank_A_Achievable Economic TRC Potential | F8 | Industrial | Primary Metals | New | Space Heating | Natural Gas | Gas Boiler - Insulate Steam Lines/Condensate Tank | A | Incremental Summer Peak Savings (MW) | Achievable Economic TRC Potential | 0 | 0 | 0 | 0 | 0 | 0 | 0 | 0 | 0 | 0 | 0 | 0 | 0 | 0 | 0 | 0 | 0 | 0 | 0 | 0 | 0 | 0
F9_Industrial_Primary Metals_New_Space Heating_Natural Gas_Gas Boiler - Insulate Steam Lines/Condensate Tank_A_Achievable Economic TRC Potential | F9 | Industrial | Primary Metals | New | Space Heating | Natural Gas | Gas Boiler - Insulate Steam Lines/Condensate Tank | A | Incremental Winter Peak Savings (MW) | Achievable Economic TRC Potential | 0 | 0 | 0 | 0 | 0 | 0 | 0 | 0 | 0 | 0 | 0 | 0 | 0 | 0 | 0 | 0 | 0 | 0 | 0 | 0 | 0 | 0
F10_Industrial_Primary Metals_New_Space Heating_Natural Gas_Gas Boiler - Insulate Steam Lines/Condensate Tank_A_Achievable Economic TRC Potential | F10 | Industrial | Primary Metals | New | Space Heating | Natural Gas | Gas Boiler - Insulate Steam Lines/Condensate Tank | A | Cumulative Energy Savings (MWh or mTherms) | Achievable Economic TRC Potential | 0 | 0 | 0.00025945 | 0.00071225 | 0.0013579 | 0.0022197 | 0.0032118 | 0.0043549 | 0.0056473 | 0.0071075 | 0.0086928 | 0.010422 | 0.012293 | 0.014328 | 0.016475 | 0.018758 | 0.021177 | 0.023754 | 0.026435 | 0.029244 | 0.032178 | 0.035238
F11_Industrial_Primary Metals_New_Space Heating_Natural Gas_Gas Boiler - Insulate Steam Lines/Condensate Tank_A_Achievable Economic TRC Potential | F11 | Industrial | Primary Metals | New | Space Heating | Natural Gas | Gas Boiler - Insulate Steam Lines/Condensate Tank | A | Cumulative Summer Peak Savings (MW) | Achievable Economic TRC Potential | 0 | 0 | 0 | 0 | 0 | 0 | 0 | 0 | 0 | 0 | 0 | 0 | 0 | 0 | 0 | 0 | 0 | 0 | 0 | 0 | 0 | 0
F12_Industrial_Primary Metals_New_Space Heating_Natural Gas_Gas Boiler - Insulate Steam Lines/Condensate Tank_A_Achievable Economic TRC Potential | F12 | Industrial | Primary Metals | New | Space Heating | Natural Gas | Gas Boiler - Insulate Steam Lines/Condensate Tank | A | Cumulative Winter Peak Savings (MW) | Achievable Economic TRC Potential | 0 | 0 | 0 | 0 | 0 | 0 | 0 | 0 | 0 | 0 | 0 | 0 | 0 | 0 | 0 | 0 | 0 | 0 | 0 | 0 | 0 | 0
F13_Industrial_Primary Metals_New_Space Heating_Natural Gas_Gas Boiler - Insulate Steam Lines/Condensate Tank_A_Achievable Economic TRC Potential | F13 | Industrial | Primary Metals | New | Space Heating | Natural Gas | Gas Boiler - Insulate Steam Lines/Condensate Tank | A | Purchases (Incremental) | Achievable Economic TRC Potential | 0 | 0 | 0.00085978 | 0.0015005 | 0.0021396 | 0.002856 | 0.0032874 | 0.0037882 | 0.0042827 | 0.004839 | 0.0052532 | 0.0057297 | 0.0061999 | 0.0067453 | 0.0071155 | 0.0075654 | 0.0080149 | 0.0085383 | 0.008884 | 0.0093099 | 0.0097243 | 0.010137
F14_Industrial_Primary Metals_New_Space Heating_Natural Gas_Gas Boiler - Insulate Steam Lines/Condensate Tank_A_Achievable Economic TRC Potential | F14 | Industrial | Primary Metals | New | Space Heating | Natural Gas | Gas Boiler - Insulate Steam Lines/Condensate Tank | A | Purchases (Cumulative) | Achievable Economic TRC Potential | 0 | 0 | 0.00085978 | 0.0023603 | 0.0044999 | 0.0073558 | 0.010643 | 0.014431 | 0.018714 | 0.023553 | 0.028806 | 0.034536 | 0.040736 | 0.047481 | 0.054597 | 0.062162 | 0.070177 | 0.078715 | 0.087599 | 0.096909 | 0.10663 | 0.11677
F1_Industrial_Primary Metals_New_Process_Natural Gas_Gas Boiler - Insulate Steam Lines/Condensate Tank_A_Achievable Economic TRC Potential | F1 | Industrial | Primary Metals | New | Process | Natural Gas | Gas Boiler - Insulate Steam Lines/Condensate Tank | A | Original Unit Energy Savings (kWh or therms) | Achievable Economic TRC Potential | 0 | 0 | 303.5793 | 303.5793 | 303.5793 | 303.5793 | 303.5793 | 303.5793 | 303.5793 | 303.5793 | 303.5793 | 303.5793 | 303.5793 | 303.5793 | 303.5793 | 303.5793 | 303.5793 | 303.5793 | 303.5793 | 303.5793 | 303.5793 | 303.5793
F2_Industrial_Primary Metals_New_Process_Natural Gas_Gas Boiler - Insulate Steam Lines/Condensate Tank_A_Achievable Economic TRC Potential | F2 | Industrial | Primary Metals | New | Process | Natural Gas | Gas Boiler - Insulate Steam Lines/Condensate Tank | A | Original Unit Summer Peak Savings (kW) | Achievable Economic TRC Potential | 0 | 0 | 0 | 0 | 0 | 0 | 0 | 0 | 0 | 0 | 0 | 0 | 0 | 0 | 0 | 0 | 0 | 0 | 0 | 0 | 0 | 0
F3_Industrial_Primary Metals_New_Process_Natural Gas_Gas Boiler - Insulate Steam Lines/Condensate Tank_A_Achievable Economic TRC Potential | F3 | Industrial | Primary Metals | New | Process | Natural Gas | Gas Boiler - Insulate Steam Lines/Condensate Tank | A | Original Unit Winter Peak Savings (kW) | Achievable Economic TRC Potential | 0 | 0 | 0 | 0 | 0 | 0 | 0 | 0 | 0 | 0 | 0 | 0 | 0 | 0 | 0 | 0 | 0 | 0 | 0 | 0 | 0 | 0
F4_Industrial_Primary Metals_New_Process_Natural Gas_Gas Boiler - Insulate Steam Lines/Condensate Tank_A_Achievable Economic TRC Potential | F4 | Industrial | Primary Metals | New | Process | Natural Gas | Gas Boiler - Insulate Steam Lines/Condensate Tank | A | Standalone Impact on Baseline Energy (%) | Achievable Economic TRC Potential | 0% | 0% | 0.006881% | 0.01082% | 0.01447% | 0.01772% | 0.02228% | 0.02621% | 0.03007% | 0.03349% | 0.03773% | 0.04147% | 0.04521% | 0.04843% | 0.05279% | 0.05654% | 0.06025% | 0.06343% | 0.06785% | 0.07162% | 0.07545% | 0.07926%
F5_Industrial_Primary Metals_New_Process_Natural Gas_Gas Boiler - Insulate Steam Lines/Condensate Tank_A_Achievable Economic TRC Potential | F5 | Industrial | Primary Metals | New | Process | Natural Gas | Gas Boiler - Insulate Steam Lines/Condensate Tank | A | Standalone Impact on Baseline Summer Peak (%) | Achievable Economic TRC Potential | bar: 2019 to 2040
F6_Industrial_Primary Metals_New_Process_Natural Gas_Gas Boiler - Insulate Steam Lines/Condensate Tank_A_Achievable Economic TRC Potential | F6 | Industrial | Primary Metals | New | Process | Natural Gas | Gas Boiler - Insulate Steam Lines/Condensate Tank | A | Standalone Impact on Baseline Winter Peak (%) | Achievable Economic TRC Potential | bar: 2019 to 2040
F7_Industrial_Primary Metals_New_Process_Natural Gas_Gas Boiler - Insulate Steam Lines/Condensate Tank_A_Achievable Economic TRC Potential | F7 | Industrial | Primary Metals | New | Process | Natural Gas | Gas Boiler - Insulate Steam Lines/Condensate Tank | A | Incremental Energy Savings (MWh or mTherms) | Achievable Economic TRC Potential | 0 | 0 | 0.0094536 | 0.016498 | 0.023526 | 0.031402 | 0.036146 | 0.041653 | 0.04709 | 0.053206 | 0.057762 | 0.063001 | 0.06817 | 0.074167 | 0.078238 | 0.083184 | 0.088127 | 0.093882 | 0.097683 | 0.10237 | 0.10692 | 0.11146
F8_Industrial_Primary Metals_New_Process_Natural Gas_Gas Boiler - Insulate Steam Lines/Condensate Tank_A_Achievable Economic TRC Potential | F8 | Industrial | Primary Metals | New | Process | Natural Gas | Gas Boiler - Insulate Steam Lines/Condensate Tank | A | Incremental Summer Peak Savings (MW) | Achievable Economic TRC Potential | 0 | 0 | 0 | 0 | 0 | 0 | 0 | 0 | 0 | 0 | 0 | 0 | 0 | 0 | 0 | 0 | 0 | 0 | 0 | 0 | 0 | 0
F9_Industrial_Primary Metals_New_Process_Natural Gas_Gas Boiler - Insulate Steam Lines/Condensate Tank_A_Achievable Economic TRC Potential | F9 | Industrial | Primary Metals | New | Process | Natural Gas | Gas Boiler - Insulate Steam Lines/Condensate Tank | A | Incremental Winter Peak Savings (MW) | Achievable Economic TRC Potential | 0 | 0 | 0 | 0 | 0 | 0 | 0 | 0 | 0 | 0 | 0 | 0 | 0 | 0 | 0 | 0 | 0 | 0 | 0 | 0 | 0 | 0
F10_Industrial_Primary Metals_New_Process_Natural Gas_Gas Boiler - Insulate Steam Lines/Condensate Tank_A_Achievable Economic TRC Potential | F10 | Industrial | Primary Metals | New | Process | Natural Gas | Gas Boiler - Insulate Steam Lines/Condensate Tank | A | Cumulative Energy Savings (MWh or mTherms) | Achievable Economic TRC Potential | 0 | 0 | 0.0094536 | 0.025952 | 0.049478 | 0.08088 | 0.11703 | 0.15868 | 0.20577 | 0.25898 | 0.31674 | 0.37974 | 0.44791 | 0.52208 | 0.60031 | 0.6835 | 0.77163 | 0.86551 | 0.96319 | 1.0656 | 1.1725 | 1.2839
F11_Industrial_Primary Metals_New_Process_Natural Gas_Gas Boiler - Insulate Steam Lines/Condensate Tank_A_Achievable Economic TRC Potential | F11 | Industrial | Primary Metals | New | Process | Natural Gas | Gas Boiler - Insulate Steam Lines/Condensate Tank | A | Cumulative Summer Peak Savings (MW) | Achievable Economic TRC Potential | 0 | 0 | 0 | 0 | 0 | 0 | 0 | 0 | 0 | 0 | 0 | 0 | 0 | 0 | 0 | 0 | 0 | 0 | 0 | 0 | 0 | 0
F12_Industrial_Primary Metals_New_Process_Natural Gas_Gas Boiler - Insulate Steam Lines/Condensate Tank_A_Achievable Economic TRC Potential | F12 | Industrial | Primary Metals | New | Process | Natural Gas | Gas Boiler - Insulate Steam Lines/Condensate Tank | A | Cumulative Winter Peak Savings (MW) | Achievable Economic TRC Potential | 0 | 0 | 0 | 0 | 0 | 0 | 0 | 0 | 0 | 0 | 0 | 0 | 0 | 0 | 0 | 0 | 0 | 0 | 0 | 0 | 0 | 0
F13_Industrial_Primary Metals_New_Process_Natural Gas_Gas Boiler - Insulate Steam Lines/Condensate Tank_A_Achievable Economic TRC Potential | F13 | Industrial | Primary Metals | New | Process | Natural Gas | Gas Boiler - Insulate Steam Lines/Condensate Tank | A | Purchases (Incremental) | Achievable Economic TRC Potential | 0 | 0 | 0.031141 | 0.054346 | 0.077495 | 0.10344 | 0.11907 | 0.13721 | 0.15512 | 0.17526 | 0.19027 | 0.20753 | 0.22456 | 0.24431 | 0.25772 | 0.27401 | 0.29029 | 0.30925 | 0.32177 | 0.3372 | 0.35221 | 0.36717
F14_Industrial_Primary Metals_New_Process_Natural Gas_Gas Boiler - Insulate Steam Lines/Condensate Tank_A_Achievable Economic TRC Potential | F14 | Industrial | Primary Metals | New | Process | Natural Gas | Gas Boiler - Insulate Steam Lines/Condensate Tank | A | Purchases (Cumulative) | Achievable Economic TRC Potential | 0 | 0 | 0.031141 | 0.085487 | 0.16298 | 0.26642 | 0.38549 | 0.52269 | 0.67781 | 0.85307 | 1.0433 | 1.2509 | 1.4754 | 1.7197 | 1.9775 | 2.2515 | 2.5418 | 2.851 | 3.1728 | 3.51 | 3.8622 | 4.2294
F1_Industrial_Primary Metals_New_Space Heating_Natural Gas_Gas Boiler - Insulate Hot Water Lines_A_Achievable Economic TRC Potential | F1 | Industrial | Primary Metals | New | Space Heating | Natural Gas | Gas Boiler - Insulate Hot Water Lines | A | Original Unit Energy Savings (kWh or therms) | Achievable Economic TRC Potential | 0 | 0 | 341.0907 | 341.0907 | 341.0907 | 341.0907 | 341.0907 | 341.0907 | 341.0907 | 341.0907 | 341.0907 | 341.0907 | 341.0907 | 341.0907 | 341.0907 | 341.0907 | 341.0907 | 341.0907 | 341.0907 | 341.0907 | 341.0907 | 341.0907
F2_Industrial_Primary Metals_New_Space Heating_Natural Gas_Gas Boiler - Insulate Hot Water Lines_A_Achievable Economic TRC Potential | F2 | Industrial | Primary Metals | New | Space Heating | Natural Gas | Gas Boiler - Insulate Hot Water Lines | A | Original Unit Summer Peak Savings (kW) | Achievable Economic TRC Potential | 0 | 0 | 0 | 0 | 0 | 0 | 0 | 0 | 0 | 0 | 0 | 0 | 0 | 0 | 0 | 0 | 0 | 0 | 0 | 0 | 0 | 0
F3_Industrial_Primary Metals_New_Space Heating_Natural Gas_Gas Boiler - Insulate Hot Water Lines_A_Achievable Economic TRC Potential | F3 | Industrial | Primary Metals | New | Space Heating | Natural Gas | Gas Boiler - Insulate Hot Water Lines | A | Original Unit Winter Peak Savings (kW) | Achievable Economic TRC Potential | 0 | 0 | 0 | 0 | 0 | 0 | 0 | 0 | 0 | 0 | 0 | 0 | 0 | 0 | 0 | 0 | 0 | 0 | 0 | 0 | 0 | 0
F4_Industrial_Primary Metals_New_Space Heating_Natural Gas_Gas Boiler - Insulate Hot Water Lines_A_Achievable Economic TRC Potential | F4 | Industrial | Primary Metals | New | Space Heating | Natural Gas | Gas Boiler - Insulate Hot Water Lines | A | Standalone Impact on Baseline Energy (%) | Achievable Economic TRC Potential | 0% | 0% | 0.005818% | 0.009151% | 0.01224% | 0.01498% | 0.01883% | 0.02216% | 0.02542% | 0.02832% | 0.0319% | 0.03507% | 0.03822% | 0.04095% | 0.04464% | 0.0478% | 0.05094% | 0.05363% | 0.05736% | 0.06056% | 0.06379% | 0.06701%
F5_Industrial_Primary Metals_New_Space Heating_Natural Gas_Gas Boiler - Insulate Hot Water Lines_A_Achievable Economic TRC Potential | F5 | Industrial | Primary Metals | New | Space Heating | Natural Gas | Gas Boiler - Insulate Hot Water Lines | A | Standalone Impact on Baseline Summer Peak (%) | Achievable Economic TRC Potential | bar: 2019 to 2040
F6_Industrial_Primary Metals_New_Space Heating_Natural Gas_Gas Boiler - Insulate Hot Water Lines_A_Achievable Economic TRC Potential | F6 | Industrial | Primary Metals | New | Space Heating | Natural Gas | Gas Boiler - Insulate Hot Water Lines | A | Standalone Impact on Baseline Winter Peak (%) | Achievable Economic TRC Potential | bar: 2019 to 2040
F7_Industrial_Primary Metals_New_Space Heating_Natural Gas_Gas Boiler - Insulate Hot Water Lines_A_Achievable Economic TRC Potential | F7 | Industrial | Primary Metals | New | Space Heating | Natural Gas | Gas Boiler - Insulate Hot Water Lines | A | Incremental Energy Savings (MWh or mTherms) | Achievable Economic TRC Potential | 0 | 0 | 0.00029326 | 0.0005118 | 0.0007298 | 0.00097414 | 0.0011213 | 0.0012921 | 0.0014608 | 0.0016505 | 0.0017918 | 0.0019544 | 0.0021147 | 0.0023008 | 0.002427 | 0.0025805 | 0.0027338 | 0.0029123 | 0.0030302 | 0.0031755 | 0.0033169 | 0.0034578
F8_Industrial_Primary Metals_New_Space Heating_Natural Gas_Gas Boiler - Insulate Hot Water Lines_A_Achievable Economic TRC Potential | F8 | Industrial | Primary Metals | New | Space Heating | Natural Gas | Gas Boiler - Insulate Hot Water Lines | A | Incremental Summer Peak Savings (MW) | Achievable Economic TRC Potential | 0 | 0 | 0 | 0 | 0 | 0 | 0 | 0 | 0 | 0 | 0 | 0 | 0 | 0 | 0 | 0 | 0 | 0 | 0 | 0 | 0 | 0
F9_Industrial_Primary Metals_New_Space Heating_Natural Gas_Gas Boiler - Insulate Hot Water Lines_A_Achievable Economic TRC Potential | F9 | Industrial | Primary Metals | New | Space Heating | Natural Gas | Gas Boiler - Insulate Hot Water Lines | A | Incremental Winter Peak Savings (MW) | Achievable Economic TRC Potential | 0 | 0 | 0 | 0 | 0 | 0 | 0 | 0 | 0 | 0 | 0 | 0 | 0 | 0 | 0 | 0 | 0 | 0 | 0 | 0 | 0 | 0
F10_Industrial_Primary Metals_New_Space Heating_Natural Gas_Gas Boiler - Insulate Hot Water Lines_A_Achievable Economic TRC Potential | F10 | Industrial | Primary Metals | New | Space Heating | Natural Gas | Gas Boiler - Insulate Hot Water Lines | A | Cumulative Energy Savings (MWh or mTherms) | Achievable Economic TRC Potential | 0 | 0 | 0.00029326 | 0.00080506 | 0.0015349 | 0.002509 | 0.0036303 | 0.0049224 | 0.0063832 | 0.0080337 | 0.0098256 | 0.01178 | 0.013895 | 0.016195 | 0.018622 | 0.021203 | 0.023937 | 0.026849 | 0.029879 | 0.033055 | 0.036372 | 0.039829
F11_Industrial_Primary Metals_New_Space Heating_Natural Gas_Gas Boiler - Insulate Hot Water Lines_A_Achievable Economic TRC Potential | F11 | Industrial | Primary Metals | New | Space Heating | Natural Gas | Gas Boiler - Insulate Hot Water Lines | A | Cumulative Summer Peak Savings (MW) | Achievable Economic TRC Potential | 0 | 0 | 0 | 0 | 0 | 0 | 0 | 0 | 0 | 0 | 0 | 0 | 0 | 0 | 0 | 0 | 0 | 0 | 0 | 0 | 0 | 0
F12_Industrial_Primary Metals_New_Space Heating_Natural Gas_Gas Boiler - Insulate Hot Water Lines_A_Achievable Economic TRC Potential | F12 | Industrial | Primary Metals | New | Space Heating | Natural Gas | Gas Boiler - Insulate Hot Water Lines | A | Cumulative Winter Peak Savings (MW) | Achievable Economic TRC Potential | 0 | 0 | 0 | 0 | 0 | 0 | 0 | 0 | 0 | 0 | 0 | 0 | 0 | 0 | 0 | 0 | 0 | 0 | 0 | 0 | 0 | 0
F13_Industrial_Primary Metals_New_Space Heating_Natural Gas_Gas Boiler - Insulate Hot Water Lines_A_Achievable Economic TRC Potential | F13 | Industrial | Primary Metals | New | Space Heating | Natural Gas | Gas Boiler - Insulate Hot Water Lines | A | Purchases (Incremental) | Achievable Economic TRC Potential | 0 | 0 | 0.00085978 | 0.0015005 | 0.0021396 | 0.002856 | 0.0032874 | 0.0037882 | 0.0042827 | 0.004839 | 0.0052532 | 0.0057297 | 0.0061999 | 0.0067453 | 0.0071155 | 0.0075654 | 0.0080149 | 0.0085383 | 0.008884 | 0.0093099 | 0.0097243 | 0.010137
F14_Industrial_Primary Metals_New_Space Heating_Natural Gas_Gas Boiler - Insulate Hot Water Lines_A_Achievable Economic TRC Potential | F14 | Industrial | Primary Metals | New | Space Heating | Natural Gas | Gas Boiler - Insulate Hot Water Lines | A | Purchases (Cumulative) | Achievable Economic TRC Potential | 0 | 0 | 0.00085978 | 0.0023603 | 0.0044999 | 0.0073558 | 0.010643 | 0.014431 | 0.018714 | 0.023553 | 0.028806 | 0.034536 | 0.040736 | 0.047481 | 0.054597 | 0.062162 | 0.070177 | 0.078715 | 0.087599 | 0.096909 | 0.10663 | 0.11677
F1_Industrial_Primary Metals_New_Process_Natural Gas_Gas Boiler - Insulate Hot Water Lines_A_Achievable Economic TRC Potential | F1 | Industrial | Primary Metals | New | Process | Natural Gas | Gas Boiler - Insulate Hot Water Lines | A | Original Unit Energy Savings (kWh or therms) | Achievable Economic TRC Potential | 0 | 0 | 343.1401 | 343.1401 | 343.1401 | 343.1401 | 343.1401 | 343.1401 | 343.1401 | 343.1401 | 343.1401 | 343.1401 | 343.1401 | 343.1401 | 343.1401 | 343.1401 | 343.1401 | 343.1401 | 343.1401 | 343.1401 | 343.1401 | 343.1401
F2_Industrial_Primary Metals_New_Process_Natural Gas_Gas Boiler - Insulate Hot Water Lines_A_Achievable Economic TRC Potential | F2 | Industrial | Primary Metals | New | Process | Natural Gas | Gas Boiler - Insulate Hot Water Lines | A | Original Unit Summer Peak Savings (kW) | Achievable Economic TRC Potential | 0 | 0 | 0 | 0 | 0 | 0 | 0 | 0 | 0 | 0 | 0 | 0 | 0 | 0 | 0 | 0 | 0 | 0 | 0 | 0 | 0 | 0
F3_Industrial_Primary Metals_New_Process_Natural Gas_Gas Boiler - Insulate Hot Water Lines_A_Achievable Economic TRC Potential | F3 | Industrial | Primary Metals | New | Process | Natural Gas | Gas Boiler - Insulate Hot Water Lines | A | Original Unit Winter Peak Savings (kW) | Achievable Economic TRC Potential | 0 | 0 | 0 | 0 | 0 | 0 | 0 | 0 | 0 | 0 | 0 | 0 | 0 | 0 | 0 | 0 | 0 | 0 | 0 | 0 | 0 | 0
F4_Industrial_Primary Metals_New_Process_Natural Gas_Gas Boiler - Insulate Hot Water Lines_A_Achievable Economic TRC Potential | F4 | Industrial | Primary Metals | New | Process | Natural Gas | Gas Boiler - Insulate Hot Water Lines | A | Standalone Impact on Baseline Energy (%) | Achievable Economic TRC Potential | 0% | 0% | 0.007777% | 0.01223% | 0.01636% | 0.02003% | 0.02518% | 0.02963% | 0.03398% | 0.03785% | 0.04265% | 0.04688% | 0.0511% | 0.05475% | 0.05967% | 0.0639% | 0.0681% | 0.0717% | 0.07669% | 0.08096% | 0.08528% | 0.08958%
F5_Industrial_Primary Metals_New_Process_Natural Gas_Gas Boiler - Insulate Hot Water Lines_A_Achievable Economic TRC Potential | F5 | Industrial | Primary Metals | New | Process | Natural Gas | Gas Boiler - Insulate Hot Water Lines | A | Standalone Impact on Baseline Summer Peak (%) | Achievable Economic TRC Potential | bar: 2019 to 2040
F6_Industrial_Primary Metals_New_Process_Natural Gas_Gas Boiler - Insulate Hot Water Lines_A_Achievable Economic TRC Potential | F6 | Industrial | Primary Metals | New | Process | Natural Gas | Gas Boiler - Insulate Hot Water Lines | A | Standalone Impact on Baseline Winter Peak (%) | Achievable Economic TRC Potential | bar: 2019 to 2040
F7_Industrial_Primary Metals_New_Process_Natural Gas_Gas Boiler - Insulate Hot Water Lines_A_Achievable Economic TRC Potential | F7 | Industrial | Primary Metals | New | Process | Natural Gas | Gas Boiler - Insulate Hot Water Lines | A | Incremental Energy Savings (MWh or mTherms) | Achievable Economic TRC Potential | 0 | 0 | 0.010686 | 0.018648 | 0.026592 | 0.035495 | 0.040856 | 0.047081 | 0.053227 | 0.06014 | 0.065289 | 0.071211 | 0.077054 | 0.083833 | 0.088433 | 0.094025 | 0.099612 | 0.10612 | 0.11041 | 0.11571 | 0.12086 | 0.12599
F8_Industrial_Primary Metals_New_Process_Natural Gas_Gas Boiler - Insulate Hot Water Lines_A_Achievable Economic TRC Potential | F8 | Industrial | Primary Metals | New | Process | Natural Gas | Gas Boiler - Insulate Hot Water Lines | A | Incremental Summer Peak Savings (MW) | Achievable Economic TRC Potential | 0 | 0 | 0 | 0 | 0 | 0 | 0 | 0 | 0 | 0 | 0 | 0 | 0 | 0 | 0 | 0 | 0 | 0 | 0 | 0 | 0 | 0
F9_Industrial_Primary Metals_New_Process_Natural Gas_Gas Boiler - Insulate Hot Water Lines_A_Achievable Economic TRC Potential | F9 | Industrial | Primary Metals | New | Process | Natural Gas | Gas Boiler - Insulate Hot Water Lines | A | Incremental Winter Peak Savings (MW) | Achievable Economic TRC Potential | 0 | 0 | 0 | 0 | 0 | 0 | 0 | 0 | 0 | 0 | 0 | 0 | 0 | 0 | 0 | 0 | 0 | 0 | 0 | 0 | 0 | 0
F10_Industrial_Primary Metals_New_Process_Natural Gas_Gas Boiler - Insulate Hot Water Lines_A_Achievable Economic TRC Potential | F10 | Industrial | Primary Metals | New | Process | Natural Gas | Gas Boiler - Insulate Hot Water Lines | A | Cumulative Energy Savings (MWh or mTherms) | Achievable Economic TRC Potential | 0 | 0 | 0.010686 | 0.029334 | 0.055925 | 0.09142 | 0.13228 | 0.17936 | 0.23258 | 0.29272 | 0.35801 | 0.42922 | 0.50628 | 0.59011 | 0.67854 | 0.77257 | 0.87218 | 0.9783 | 1.0887 | 1.2044 | 1.3253 | 1.4513
F11_Industrial_Primary Metals_New_Process_Natural Gas_Gas Boiler - Insulate Hot Water Lines_A_Achievable Economic TRC Potential | F11 | Industrial | Primary Metals | New | Process | Natural Gas | Gas Boiler - Insulate Hot Water Lines | A | Cumulative Summer Peak Savings (MW) | Achievable Economic TRC Potential | 0 | 0 | 0 | 0 | 0 | 0 | 0 | 0 | 0 | 0 | 0 | 0 | 0 | 0 | 0 | 0 | 0 | 0 | 0 | 0 | 0 | 0
F12_Industrial_Primary Metals_New_Process_Natural Gas_Gas Boiler - Insulate Hot Water Lines_A_Achievable Economic TRC Potential | F12 | Industrial | Primary Metals | New | Process | Natural Gas | Gas Boiler - Insulate Hot Water Lines | A | Cumulative Winter Peak Savings (MW) | Achievable Economic TRC Potential | 0 | 0 | 0 | 0 | 0 | 0 | 0 | 0 | 0 | 0 | 0 | 0 | 0 | 0 | 0 | 0 | 0 | 0 | 0 | 0 | 0 | 0
F13_Industrial_Primary Metals_New_Process_Natural Gas_Gas Boiler - Insulate Hot Water Lines_A_Achievable Economic TRC Potential | F13 | Industrial | Primary Metals | New | Process | Natural Gas | Gas Boiler - Insulate Hot Water Lines | A | Purchases (Incremental) | Achievable Economic TRC Potential | 0 | 0 | 0.031141 | 0.054346 | 0.077495 | 0.10344 | 0.11907 | 0.13721 | 0.15512 | 0.17526 | 0.19027 | 0.20753 | 0.22456 | 0.24431 | 0.25772 | 0.27401 | 0.29029 | 0.30925 | 0.32177 | 0.3372 | 0.35221 | 0.36717
F14_Industrial_Primary Metals_New_Process_Natural Gas_Gas Boiler - Insulate Hot Water Lines_A_Achievable Economic TRC Potential | F14 | Industrial | Primary Metals | New | Process | Natural Gas | Gas Boiler - Insulate Hot Water Lines | A | Purchases (Cumulative) | Achievable Economic TRC Potential | 0 | 0 | 0.031141 | 0.085487 | 0.16298 | 0.26642 | 0.38549 | 0.52269 | 0.67781 | 0.85307 | 1.0433 | 1.2509 | 1.4754 | 1.7197 | 1.9775 | 2.2515 | 2.5418 | 2.851 | 3.1728 | 3.51 | 3.8622 | 4.2294
F1_Industrial_Primary Metals_New_Process_Natural Gas_Process - Insulate Heated Process Fluids_A_Achievable Economic TRC Potential | F1 | Industrial | Primary Metals | New | Process | Natural Gas | Process - Insulate Heated Process Fluids | A | Original Unit Energy Savings (kWh or therms) | Achievable Economic TRC Potential | 0 | 0 | 1904.8967 | 1904.8967 | 1904.8967 | 1904.8967 | 1904.8967 | 1904.8967 | 1904.8967 | 1904.8967 | 1904.8967 | 1904.8967 | 1904.8967 | 1904.8967 | 1904.8967 | 1904.8967 | 1904.8967 | 1904.8967 | 1904.8967 | 1904.8967 | 1904.8967 | 1904.8967
F2_Industrial_Primary Metals_New_Process_Natural Gas_Process - Insulate Heated Process Fluids_A_Achievable Economic TRC Potential | F2 | Industrial | Primary Metals | New | Process | Natural Gas | Process - Insulate Heated Process Fluids | A | Original Unit Summer Peak Savings (kW) | Achievable Economic TRC Potential | 0 | 0 | 0 | 0 | 0 | 0 | 0 | 0 | 0 | 0 | 0 | 0 | 0 | 0 | 0 | 0 | 0 | 0 | 0 | 0 | 0 | 0
F3_Industrial_Primary Metals_New_Process_Natural Gas_Process - Insulate Heated Process Fluids_A_Achievable Economic TRC Potential | F3 | Industrial | Primary Metals | New | Process | Natural Gas | Process - Insulate Heated Process Fluids | A | Original Unit Winter Peak Savings (kW) | Achievable Economic TRC Potential | 0 | 0 | 0 | 0 | 0 | 0 | 0 | 0 | 0 | 0 | 0 | 0 | 0 | 0 | 0 | 0 | 0 | 0 | 0 | 0 | 0 | 0
F4_Industrial_Primary Metals_New_Process_Natural Gas_Process - Insulate Heated Process Fluids_A_Achievable Economic TRC Potential | F4 | Industrial | Primary Metals | New | Process | Natural Gas | Process - Insulate Heated Process Fluids | A | Standalone Impact on Baseline Energy (%) | Achievable Economic TRC Potential | 0% | 0% | 0.09444% | 0.1486% | 0.1986% | 0.2432% | 0.3058% | 0.3503% | 0.3779% | 0.3889% | 0.4017% | 0.4031% | 0.4004% | 0.3903% | 0.3878% | 0.379% | 0.3692% | 0.3557% | 0.3419% | 0.3263% | 0.3124% | 0.2996%
F5_Industrial_Primary Metals_New_Process_Natural Gas_Process - Insulate Heated Process Fluids_A_Achievable Economic TRC Potential | F5 | Industrial | Primary Metals | New | Process | Natural Gas | Process - Insulate Heated Process Fluids | A | Standalone Impact on Baseline Summer Peak (%) | Achievable Economic TRC Potential | bar: 2019 to 2040
F6_Industrial_Primary Metals_New_Process_Natural Gas_Process - Insulate Heated Process Fluids_A_Achievable Economic TRC Potential | F6 | Industrial | Primary Metals | New | Process | Natural Gas | Process - Insulate Heated Process Fluids | A | Standalone Impact on Baseline Winter Peak (%) | Achievable Economic TRC Potential | bar: 2019 to 2040
F7_Industrial_Primary Metals_New_Process_Natural Gas_Process - Insulate Heated Process Fluids_A_Achievable Economic TRC Potential | F7 | Industrial | Primary Metals | New | Process | Natural Gas | Process - Insulate Heated Process Fluids | A | Incremental Energy Savings (MWh or mTherms) | Achievable Economic TRC Potential | 0 | 0 | 0.12976 | 0.22646 | 0.32292 | 0.43103 | 0.49614 | 0.51456 | 0.46538 | 0.42066 | 0.36534 | 0.31878 | 0.27595 | 0.24018 | 0.20269 | 0.17241 | 0.14612 | 0.12453 | 0.00088377 | 0.00033077 | 0.00011778 | 4.0038e-05
F8_Industrial_Primary Metals_New_Process_Natural Gas_Process - Insulate Heated Process Fluids_A_Achievable Economic TRC Potential | F8 | Industrial | Primary Metals | New | Process | Natural Gas | Process - Insulate Heated Process Fluids | A | Incremental Summer Peak Savings (MW) | Achievable Economic TRC Potential | 0 | 0 | 0 | 0 | 0 | 0 | 0 | 0 | 0 | 0 | 0 | 0 | 0 | 0 | 0 | 0 | 0 | 0 | 0 | 0 | 0 | 0
F9_Industrial_Primary Metals_New_Process_Natural Gas_Process - Insulate Heated Process Fluids_A_Achievable Economic TRC Potential | F9 | Industrial | Primary Metals | New | Process | Natural Gas | Process - Insulate Heated Process Fluids | A | Incremental Winter Peak Savings (MW) | Achievable Economic TRC Potential | 0 | 0 | 0 | 0 | 0 | 0 | 0 | 0 | 0 | 0 | 0 | 0 | 0 | 0 | 0 | 0 | 0 | 0 | 0 | 0 | 0 | 0
F10_Industrial_Primary Metals_New_Process_Natural Gas_Process - Insulate Heated Process Fluids_A_Achievable Economic TRC Potential | F10 | Industrial | Primary Metals | New | Process | Natural Gas | Process - Insulate Heated Process Fluids | A | Cumulative Energy Savings (MWh or mTherms) | Achievable Economic TRC Potential | 0 | 0 | 0.12976 | 0.35622 | 0.67913 | 1.1102 | 1.6063 | 2.1209 | 2.5862 | 3.0069 | 3.3722 | 3.691 | 3.967 | 4.2072 | 4.4099 | 4.5823 | 4.7284 | 4.8529 | 4.8538 | 4.8541 | 4.8542 | 4.8543
F11_Industrial_Primary Metals_New_Process_Natural Gas_Process - Insulate Heated Process Fluids_A_Achievable Economic TRC Potential | F11 | Industrial | Primary Metals | New | Process | Natural Gas | Process - Insulate Heated Process Fluids | A | Cumulative Summer Peak Savings (MW) | Achievable Economic TRC Potential | 0 | 0 | 0 | 0 | 0 | 0 | 0 | 0 | 0 | 0 | 0 | 0 | 0 | 0 | 0 | 0 | 0 | 0 | 0 | 0 | 0 | 0
F12_Industrial_Primary Metals_New_Process_Natural Gas_Process - Insulate Heated Process Fluids_A_Achievable Economic TRC Potential | F12 | Industrial | Primary Metals | New | Process | Natural Gas | Process - Insulate Heated Process Fluids | A | Cumulative Winter Peak Savings (MW) | Achievable Economic TRC Potential | 0 | 0 | 0 | 0 | 0 | 0 | 0 | 0 | 0 | 0 | 0 | 0 | 0 | 0 | 0 | 0 | 0 | 0 | 0 | 0 | 0 | 0
F13_Industrial_Primary Metals_New_Process_Natural Gas_Process - Insulate Heated Process Fluids_A_Achievable Economic TRC Potential | F13 | Industrial | Primary Metals | New | Process | Natural Gas | Process - Insulate Heated Process Fluids | A | Purchases (Incremental) | Achievable Economic TRC Potential | 0 | 0 | 0.06812 | 0.11888 | 0.16952 | 0.22628 | 0.26046 | 0.27012 | 0.24431 | 0.22083 | 0.19179 | 0.16735 | 0.14486 | 0.12609 | 0.10641 | 0.090506 | 0.076708 | 0.065373 | 0.00046395 | 0.00017364 | 6.183e-05 | 2.1019e-05
F14_Industrial_Primary Metals_New_Process_Natural Gas_Process - Insulate Heated Process Fluids_A_Achievable Economic TRC Potential | F14 | Industrial | Primary Metals | New | Process | Natural Gas | Process - Insulate Heated Process Fluids | A | Purchases (Cumulative) | Achievable Economic TRC Potential | 0 | 0 | 0.06812 | 0.187 | 0.35652 | 0.5828 | 0.84325 | 1.1134 | 1.3577 | 1.5785 | 1.7703 | 1.9377 | 2.0825 | 2.2086 | 2.315 | 2.4055 | 2.4822 | 2.5476 | 2.5481 | 2.5482 | 2.5483 | 2.5483
F1_Industrial_Primary Metals_New_Process_Natural Gas_Process Heat Recovery_A_Achievable Economic TRC Potential | F1 | Industrial | Primary Metals | New | Process | Natural Gas | Process Heat Recovery | A | Original Unit Energy Savings (kWh or therms) | Achievable Economic TRC Potential | 0 | 0 | 3.7787 | 3.7787 | 3.7787 | 3.7787 | 3.7787 | 3.7787 | 3.7787 | 3.7787 | 3.7787 | 3.7787 | 3.7787 | 3.7787 | 3.7787 | 3.7787 | 3.7787 | 3.7787 | 3.7787 | 3.7787 | 3.7787 | 3.7787
F2_Industrial_Primary Metals_New_Process_Natural Gas_Process Heat Recovery_A_Achievable Economic TRC Potential | F2 | Industrial | Primary Metals | New | Process | Natural Gas | Process Heat Recovery | A | Original Unit Summer Peak Savings (kW) | Achievable Economic TRC Potential | 0 | 0 | 0 | 0 | 0 | 0 | 0 | 0 | 0 | 0 | 0 | 0 | 0 | 0 | 0 | 0 | 0 | 0 | 0 | 0 | 0 | 0
F3_Industrial_Primary Metals_New_Process_Natural Gas_Process Heat Recovery_A_Achievable Economic TRC Potential | F3 | Industrial | Primary Metals | New | Process | Natural Gas | Process Heat Recovery | A | Original Unit Winter Peak Savings (kW) | Achievable Economic TRC Potential | 0 | 0 | 0 | 0 | 0 | 0 | 0 | 0 | 0 | 0 | 0 | 0 | 0 | 0 | 0 | 0 | 0 | 0 | 0 | 0 | 0 | 0
F4_Industrial_Primary Metals_New_Process_Natural Gas_Process Heat Recovery_A_Achievable Economic TRC Potential | F4 | Industrial | Primary Metals | New | Process | Natural Gas | Process Heat Recovery | A | Standalone Impact on Baseline Energy (%) | Achievable Economic TRC Potential | bar: 2019 to 2040
F5_Industrial_Primary Metals_New_Process_Natural Gas_Process Heat Recovery_A_Achievable Economic TRC Potential | F5 | Industrial | Primary Metals | New | Process | Natural Gas | Process Heat Recovery | A | Standalone Impact on Baseline Summer Peak (%) | Achievable Economic TRC Potential | bar: 2019 to 2040
F6_Industrial_Primary Metals_New_Process_Natural Gas_Process Heat Recovery_A_Achievable Economic TRC Potential | F6 | Industrial | Primary Metals | New | Process | Natural Gas | Process Heat Recovery | A | Standalone Impact on Baseline Winter Peak (%) | Achievable Economic TRC Potential | bar: 2019 to 2040
F7_Industrial_Primary Metals_New_Process_Natural Gas_Process Heat Recovery_A_Achievable Economic TRC Potential | F7 | Industrial | Primary Metals | New | Process | Natural Gas | Process Heat Recovery | A | Incremental Energy Savings (MWh or mTherms) | Achievable Economic TRC Potential | 0 | 0 | 0 | 0 | 0 | 0 | 0 | 0 | 0 | 0 | 0 | 0 | 0 | 0 | 0 | 0 | 0 | 0 | 0 | 0 | 0 | 0
F8_Industrial_Primary Metals_New_Process_Natural Gas_Process Heat Recovery_A_Achievable Economic TRC Potential | F8 | Industrial | Primary Metals | New | Process | Natural Gas | Process Heat Recovery | A | Incremental Summer Peak Savings (MW) | Achievable Economic TRC Potential | 0 | 0 | 0 | 0 | 0 | 0 | 0 | 0 | 0 | 0 | 0 | 0 | 0 | 0 | 0 | 0 | 0 | 0 | 0 | 0 | 0 | 0
F9_Industrial_Primary Metals_New_Process_Natural Gas_Process Heat Recovery_A_Achievable Economic TRC Potential | F9 | Industrial | Primary Metals | New | Process | Natural Gas | Process Heat Recovery | A | Incremental Winter Peak Savings (MW) | Achievable Economic TRC Potential | 0 | 0 | 0 | 0 | 0 | 0 | 0 | 0 | 0 | 0 | 0 | 0 | 0 | 0 | 0 | 0 | 0 | 0 | 0 | 0 | 0 | 0
F10_Industrial_Primary Metals_New_Process_Natural Gas_Process Heat Recovery_A_Achievable Economic TRC Potential | F10 | Industrial | Primary Metals | New | Process | Natural Gas | Process Heat Recovery | A | Cumulative Energy Savings (MWh or mTherms) | Achievable Economic TRC Potential | 0 | 0 | 0 | 0 | 0 | 0 | 0 | 0 | 0 | 0 | 0 | 0 | 0 | 0 | 0 | 0 | 0 | 0 | 0 | 0 | 0 | 0
F11_Industrial_Primary Metals_New_Process_Natural Gas_Process Heat Recovery_A_Achievable Economic TRC Potential | F11 | Industrial | Primary Metals | New | Process | Natural Gas | Process Heat Recovery | A | Cumulative Summer Peak Savings (MW) | Achievable Economic TRC Potential | 0 | 0 | 0 | 0 | 0 | 0 | 0 | 0 | 0 | 0 | 0 | 0 | 0 | 0 | 0 | 0 | 0 | 0 | 0 | 0 | 0 | 0
F12_Industrial_Primary Metals_New_Process_Natural Gas_Process Heat Recovery_A_Achievable Economic TRC Potential | F12 | Industrial | Primary Metals | New | Process | Natural Gas | Process Heat Recovery | A | Cumulative Winter Peak Savings (MW) | Achievable Economic TRC Potential | 0 | 0 | 0 | 0 | 0 | 0 | 0 | 0 | 0 | 0 | 0 | 0 | 0 | 0 | 0 | 0 | 0 | 0 | 0 | 0 | 0 | 0
F13_Industrial_Primary Metals_New_Process_Natural Gas_Process Heat Recovery_A_Achievable Economic TRC Potential | F13 | Industrial | Primary Metals | New | Process | Natural Gas | Process Heat Recovery | A | Purchases (Incremental) | Achievable Economic TRC Potential | 0 | 0 | 0 | 0 | 0 | 0 | 0 | 0 | 0 | 0 | 0 | 0 | 0 | 0 | 0 | 0 | 0 | 0 | 0 | 0 | 0 | 0
F14_Industrial_Primary Metals_New_Process_Natural Gas_Process Heat Recovery_A_Achievable Economic TRC Potential | F14 | Industrial | Primary Metals | New | Process | Natural Gas | Process Heat Recovery | A | Purchases (Cumulative) | Achievable Economic TRC Potential | 0 | 0 | 0 | 0 | 0 | 0 | 0 | 0 | 0 | 0 | 0 | 0 | 0 | 0 | 0 | 0 | 0 | 0 | 0 | 0 | 0 | 0
F1_Industrial_Primary Metals_New_Space Heating_Natural Gas_Building Automation System_A_Achievable Economic TRC Potential | F1 | Industrial | Primary Metals | New | Space Heating | Natural Gas | Building Automation System | A | Original Unit Energy Savings (kWh or therms) | Achievable Economic TRC Potential | 0 | 0 | 0.01486 | 0.01486 | 0.01486 | 0.01486 | 0.01486 | 0.01486 | 0.01486 | 0.01486 | 0.01486 | 0.01486 | 0.01486 | 0.01486 | 0.01486 | 0.01486 | 0.01486 | 0.01486 | 0.01486 | 0.01486 | 0.01486 | 0.01486
F2_Industrial_Primary Metals_New_Space Heating_Natural Gas_Building Automation System_A_Achievable Economic TRC Potential | F2 | Industrial | Primary Metals | New | Space Heating | Natural Gas | Building Automation System | A | Original Unit Summer Peak Savings (kW) | Achievable Economic TRC Potential | 0 | 0 | 0 | 0 | 0 | 0 | 0 | 0 | 0 | 0 | 0 | 0 | 0 | 0 | 0 | 0 | 0 | 0 | 0 | 0 | 0 | 0
F3_Industrial_Primary Metals_New_Space Heating_Natural Gas_Building Automation System_A_Achievable Economic TRC Potential | F3 | Industrial | Primary Metals | New | Space Heating | Natural Gas | Building Automation System | A | Original Unit Winter Peak Savings (kW) | Achievable Economic TRC Potential | 0 | 0 | 0 | 0 | 0 | 0 | 0 | 0 | 0 | 0 | 0 | 0 | 0 | 0 | 0 | 0 | 0 | 0 | 0 | 0 | 0 | 0
F4_Industrial_Primary Metals_New_Space Heating_Natural Gas_Building Automation System_A_Achievable Economic TRC Potential | F4 | Industrial | Primary Metals | New | Space Heating | Natural Gas | Building Automation System | A | Standalone Impact on Baseline Energy (%) | Achievable Economic TRC Potential | 0% | 0% | 0.01308% | 0.03364% | 0.07001% | 0.128% | 0.2258% | 0.3601% | 0.5418% | 0.7689% | 1.066% | 1.4% | 1.767% | 2.128% | 2.523% | 2.85% | 3.11% | 3.265% | 3.398% | 3.416% | 3.365% | 3.268%
F5_Industrial_Primary Metals_New_Space Heating_Natural Gas_Building Automation System_A_Achievable Economic TRC Potential | F5 | Industrial | Primary Metals | New | Space Heating | Natural Gas | Building Automation System | A | Standalone Impact on Baseline Summer Peak (%) | Achievable Economic TRC Potential | bar: 2019 to 2040
F6_Industrial_Primary Metals_New_Space Heating_Natural Gas_Building Automation System_A_Achievable Economic TRC Potential | F6 | Industrial | Primary Metals | New | Space Heating | Natural Gas | Building Automation System | A | Standalone Impact on Baseline Winter Peak (%) | Achievable Economic TRC Potential | bar: 2019 to 2040
F7_Industrial_Primary Metals_New_Space Heating_Natural Gas_Building Automation System_A_Achievable Economic TRC Potential | F7 | Industrial | Primary Metals | New | Space Heating | Natural Gas | Building Automation System | A | Incremental Energy Savings (MWh or mTherms) | Achievable Economic TRC Potential | 0 | 0 | 0.00065928 | 0.0022999 | 0.005823 | 0.012643 | 0.02209 | 0.036457 | 0.056065 | 0.08212 | 0.11026 | 0.14182 | 0.17217 | 0.19927 | 0.21108 | 0.21156 | 0.19707 | 0.17361 | 0.13814 | 0.10022 | 0.066878 | 0.045469
F8_Industrial_Primary Metals_New_Space Heating_Natural Gas_Building Automation System_A_Achievable Economic TRC Potential | F8 | Industrial | Primary Metals | New | Space Heating | Natural Gas | Building Automation System | A | Incremental Summer Peak Savings (MW) | Achievable Economic TRC Potential | 0 | 0 | 0 | 0 | 0 | 0 | 0 | 0 | 0 | 0 | 0 | 0 | 0 | 0 | 0 | 0 | 0 | 0 | 0 | 0 | 0 | 0
F9_Industrial_Primary Metals_New_Space Heating_Natural Gas_Building Automation System_A_Achievable Economic TRC Potential | F9 | Industrial | Primary Metals | New | Space Heating | Natural Gas | Building Automation System | A | Incremental Winter Peak Savings (MW) | Achievable Economic TRC Potential | 0 | 0 | 0 | 0 | 0 | 0 | 0 | 0 | 0 | 0 | 0 | 0 | 0 | 0 | 0 | 0 | 0 | 0 | 0 | 0 | 0 | 0
F10_Industrial_Primary Metals_New_Space Heating_Natural Gas_Building Automation System_A_Achievable Economic TRC Potential | F10 | Industrial | Primary Metals | New | Space Heating | Natural Gas | Building Automation System | A | Cumulative Energy Savings (MWh or mTherms) | Achievable Economic TRC Potential | 0 | 0 | 0.00065928 | 0.0029592 | 0.0087822 | 0.021426 | 0.043515 | 0.079972 | 0.13604 | 0.21816 | 0.32842 | 0.47024 | 0.64242 | 0.84169 | 1.0528 | 1.2643 | 1.4614 | 1.6344 | 1.7702 | 1.8646 | 1.9188 | 1.9422
F11_Industrial_Primary Metals_New_Space Heating_Natural Gas_Building Automation System_A_Achievable Economic TRC Potential | F11 | Industrial | Primary Metals | New | Space Heating | Natural Gas | Building Automation System | A | Cumulative Summer Peak Savings (MW) | Achievable Economic TRC Potential | 0 | 0 | 0 | 0 | 0 | 0 | 0 | 0 | 0 | 0 | 0 | 0 | 0 | 0 | 0 | 0 | 0 | 0 | 0 | 0 | 0 | 0
F12_Industrial_Primary Metals_New_Space Heating_Natural Gas_Building Automation System_A_Achievable Economic TRC Potential | F12 | Industrial | Primary Metals | New | Space Heating | Natural Gas | Building Automation System | A | Cumulative Winter Peak Savings (MW) | Achievable Economic TRC Potential | 0 | 0 | 0 | 0 | 0 | 0 | 0 | 0 | 0 | 0 | 0 | 0 | 0 | 0 | 0 | 0 | 0 | 0 | 0 | 0 | 0 | 0
F13_Industrial_Primary Metals_New_Space Heating_Natural Gas_Building Automation System_A_Achievable Economic TRC Potential | F13 | Industrial | Primary Metals | New | Space Heating | Natural Gas | Building Automation System | A | Purchases (Incremental) | Achievable Economic TRC Potential | 0 | 0 | 44.365 | 154.7683 | 391.8476 | 850.7993 | 1486.4721 | 2453.2833 | 3772.7674 | 5526.1049 | 7420.0073 | 9543.6059 | 11585.9247 | 13409.5036 | 14204.4509 | 14236.7092 | 13261.0549 | 11682.8258 | 9295.6252 | 6743.9939 | 4500.43 | 3059.7592
F14_Industrial_Primary Metals_New_Space Heating_Natural Gas_Building Automation System_A_Achievable Economic TRC Potential | F14 | Industrial | Primary Metals | New | Space Heating | Natural Gas | Building Automation System | A | Purchases (Cumulative) | Achievable Economic TRC Potential | 0 | 0 | 44.365 | 199.1333 | 590.9809 | 1441.7802 | 2928.2523 | 5381.5356 | 9154.303 | 14680.4078 | 22100.4152 | 31644.021 | 43229.9457 | 56639.4493 | 70843.9002 | 85080.6094 | 98341.6644 | 109980.1251 | 119120.982 | 125473.1283 | 129122.759 | 130696.0461
F1_Industrial_Primary Metals_New_Space Heating_Natural Gas_Steam System Efficiency Improvements_A_Achievable Economic TRC Potential | F1 | Industrial | Primary Metals | New | Space Heating | Natural Gas | Steam System Efficiency Improvements | A | Original Unit Energy Savings (kWh or therms) | Achievable Economic TRC Potential | 0 | 0 | 0.13322 | 0.13322 | 0.13322 | 0.13322 | 0.13322 | 0.13322 | 0.13322 | 0.13322 | 0.13322 | 0.13322 | 0.13322 | 0.13322 | 0.13322 | 0.13322 | 0.13322 | 0.13322 | 0.13322 | 0.13322 | 0.13322 | 0.13322
F2_Industrial_Primary Metals_New_Space Heating_Natural Gas_Steam System Efficiency Improvements_A_Achievable Economic TRC Potential | F2 | Industrial | Primary Metals | New | Space Heating | Natural Gas | Steam System Efficiency Improvements | A | Original Unit Summer Peak Savings (kW) | Achievable Economic TRC Potential | 0 | 0 | 0 | 0 | 0 | 0 | 0 | 0 | 0 | 0 | 0 | 0 | 0 | 0 | 0 | 0 | 0 | 0 | 0 | 0 | 0 | 0
F3_Industrial_Primary Metals_New_Space Heating_Natural Gas_Steam System Efficiency Improvements_A_Achievable Economic TRC Potential | F3 | Industrial | Primary Metals | New | Space Heating | Natural Gas | Steam System Efficiency Improvements | A | Original Unit Winter Peak Savings (kW) | Achievable Economic TRC Potential | 0 | 0 | 0 | 0 | 0 | 0 | 0 | 0 | 0 | 0 | 0 | 0 | 0 | 0 | 0 | 0 | 0 | 0 | 0 | 0 | 0 | 0
F4_Industrial_Primary Metals_New_Space Heating_Natural Gas_Steam System Efficiency Improvements_A_Achievable Economic TRC Potential | F4 | Industrial | Primary Metals | New | Space Heating | Natural Gas | Steam System Efficiency Improvements | A | Standalone Impact on Baseline Energy (%) | Achievable Economic TRC Potential | 0% | 0% | 0.0008309% | 0.002137% | 0.004448% | 0.008129% | 0.01434% | 0.02269% | 0.03367% | 0.04689% | 0.06333% | 0.08071% | 0.09831% | 0.1134% | 0.1271% | 0.1341% | 0.134% | 0.1259% | 0.121% | 0.1155% | 0.1105% | 0.106%
F5_Industrial_Primary Metals_New_Space Heating_Natural Gas_Steam System Efficiency Improvements_A_Achievable Economic TRC Potential | F5 | Industrial | Primary Metals | New | Space Heating | Natural Gas | Steam System Efficiency Improvements | A | Standalone Impact on Baseline Summer Peak (%) | Achievable Economic TRC Potential | bar: 2019 to 2040
F6_Industrial_Primary Metals_New_Space Heating_Natural Gas_Steam System Efficiency Improvements_A_Achievable Economic TRC Potential | F6 | Industrial | Primary Metals | New | Space Heating | Natural Gas | Steam System Efficiency Improvements | A | Standalone Impact on Baseline Winter Peak (%) | Achievable Economic TRC Potential | bar: 2019 to 2040
F7_Industrial_Primary Metals_New_Space Heating_Natural Gas_Steam System Efficiency Improvements_A_Achievable Economic TRC Potential | F7 | Industrial | Primary Metals | New | Space Heating | Natural Gas | Steam System Efficiency Improvements | A | Incremental Energy Savings (MWh or mTherms) | Achievable Economic TRC Potential | 0 | 0 | 4.1888e-05 | 0.00014613 | 0.00036997 | 0.00080329 | 0.0014035 | 0.0023163 | 0.0035621 | 0.0052176 | 0.0070057 | 0.0090107 | 0.010939 | 0.012661 | 0.013411 | 0.013442 | 0.012521 | 0.011031 | 0.012807 | 0.013781 | 0.014245 | 0.013924
F8_Industrial_Primary Metals_New_Space Heating_Natural Gas_Steam System Efficiency Improvements_A_Achievable Economic TRC Potential | F8 | Industrial | Primary Metals | New | Space Heating | Natural Gas | Steam System Efficiency Improvements | A | Incremental Summer Peak Savings (MW) | Achievable Economic TRC Potential | 0 | 0 | 0 | 0 | 0 | 0 | 0 | 0 | 0 | 0 | 0 | 0 | 0 | 0 | 0 | 0 | 0 | 0 | 0 | 0 | 0 | 0
F9_Industrial_Primary Metals_New_Space Heating_Natural Gas_Steam System Efficiency Improvements_A_Achievable Economic TRC Potential | F9 | Industrial | Primary Metals | New | Space Heating | Natural Gas | Steam System Efficiency Improvements | A | Incremental Winter Peak Savings (MW) | Achievable Economic TRC Potential | 0 | 0 | 0 | 0 | 0 | 0 | 0 | 0 | 0 | 0 | 0 | 0 | 0 | 0 | 0 | 0 | 0 | 0 | 0 | 0 | 0 | 0
F10_Industrial_Primary Metals_New_Space Heating_Natural Gas_Steam System Efficiency Improvements_A_Achievable Economic TRC Potential | F10 | Industrial | Primary Metals | New | Space Heating | Natural Gas | Steam System Efficiency Improvements | A | Cumulative Energy Savings (MWh or mTherms) | Achievable Economic TRC Potential | 0 | 0 | 4.1888e-05 | 0.00018801 | 0.00055798 | 0.0013613 | 0.0027648 | 0.0050392 | 0.0084552 | 0.013303 | 0.019505 | 0.027112 | 0.035735 | 0.044834 | 0.053028 | 0.059464 | 0.062974 | 0.063023 | 0.063023 | 0.063023 | 0.063023 | 0.063023
F11_Industrial_Primary Metals_New_Space Heating_Natural Gas_Steam System Efficiency Improvements_A_Achievable Economic TRC Potential | F11 | Industrial | Primary Metals | New | Space Heating | Natural Gas | Steam System Efficiency Improvements | A | Cumulative Summer Peak Savings (MW) | Achievable Economic TRC Potential | 0 | 0 | 0 | 0 | 0 | 0 | 0 | 0 | 0 | 0 | 0 | 0 | 0 | 0 | 0 | 0 | 0 | 0 | 0 | 0 | 0 | 0
F12_Industrial_Primary Metals_New_Space Heating_Natural Gas_Steam System Efficiency Improvements_A_Achievable Economic TRC Potential | F12 | Industrial | Primary Metals | New | Space Heating | Natural Gas | Steam System Efficiency Improvements | A | Cumulative Winter Peak Savings (MW) | Achievable Economic TRC Potential | 0 | 0 | 0 | 0 | 0 | 0 | 0 | 0 | 0 | 0 | 0 | 0 | 0 | 0 | 0 | 0 | 0 | 0 | 0 | 0 | 0 | 0
F13_Industrial_Primary Metals_New_Space Heating_Natural Gas_Steam System Efficiency Improvements_A_Achievable Economic TRC Potential | F13 | Industrial | Primary Metals | New | Space Heating | Natural Gas | Steam System Efficiency Improvements | A | Purchases (Incremental) | Achievable Economic TRC Potential | 0 | 0 | 0.31442 | 1.0969 | 2.7771 | 6.0297 | 10.5348 | 17.3867 | 26.7381 | 39.1642 | 52.5865 | 67.6367 | 82.1109 | 95.0348 | 100.6687 | 100.8973 | 93.9827 | 82.7976 | 96.1317 | 103.4458 | 106.927 | 104.5175
F14_Industrial_Primary Metals_New_Space Heating_Natural Gas_Steam System Efficiency Improvements_A_Achievable Economic TRC Potential | F14 | Industrial | Primary Metals | New | Space Heating | Natural Gas | Steam System Efficiency Improvements | A | Purchases (Cumulative) | Achievable Economic TRC Potential | 0 | 0 | 0.31442 | 1.4113 | 4.1884 | 10.2181 | 20.7529 | 37.8252 | 63.4664 | 99.8535 | 146.4103 | 203.5122 | 268.2363 | 336.533 | 398.0375 | 446.3483 | 472.6944 | 473.0667 | 473.0667 | 473.0667 | 473.0667 | 473.0667
F1_Industrial_Primary Metals_New_Process_Natural Gas_Steam System Efficiency Improvements_A_Achievable Economic TRC Potential | F1 | Industrial | Primary Metals | New | Process | Natural Gas | Steam System Efficiency Improvements | A | Original Unit Energy Savings (kWh or therms) | Achievable Economic TRC Potential | 0 | 0 | 0.13402 | 0.13402 | 0.13402 | 0.13402 | 0.13402 | 0.13402 | 0.13402 | 0.13402 | 0.13402 | 0.13402 | 0.13402 | 0.13402 | 0.13402 | 0.13402 | 0.13402 | 0.13402 | 0.13402 | 0.13402 | 0.13402 | 0.13402
F2_Industrial_Primary Metals_New_Process_Natural Gas_Steam System Efficiency Improvements_A_Achievable Economic TRC Potential | F2 | Industrial | Primary Metals | New | Process | Natural Gas | Steam System Efficiency Improvements | A | Original Unit Summer Peak Savings (kW) | Achievable Economic TRC Potential | 0 | 0 | 0 | 0 | 0 | 0 | 0 | 0 | 0 | 0 | 0 | 0 | 0 | 0 | 0 | 0 | 0 | 0 | 0 | 0 | 0 | 0
F3_Industrial_Primary Metals_New_Process_Natural Gas_Steam System Efficiency Improvements_A_Achievable Economic TRC Potential | F3 | Industrial | Primary Metals | New | Process | Natural Gas | Steam System Efficiency Improvements | A | Original Unit Winter Peak Savings (kW) | Achievable Economic TRC Potential | 0 | 0 | 0 | 0 | 0 | 0 | 0 | 0 | 0 | 0 | 0 | 0 | 0 | 0 | 0 | 0 | 0 | 0 | 0 | 0 | 0 | 0
F4_Industrial_Primary Metals_New_Process_Natural Gas_Steam System Efficiency Improvements_A_Achievable Economic TRC Potential | F4 | Industrial | Primary Metals | New | Process | Natural Gas | Steam System Efficiency Improvements | A | Standalone Impact on Baseline Energy (%) | Achievable Economic TRC Potential | bar: 2019 to 2040
F5_Industrial_Primary Metals_New_Process_Natural Gas_Steam System Efficiency Improvements_A_Achievable Economic TRC Potential | F5 | Industrial | Primary Metals | New | Process | Natural Gas | Steam System Efficiency Improvements | A | Standalone Impact on Baseline Summer Peak (%) | Achievable Economic TRC Potential | bar: 2019 to 2040
F6_Industrial_Primary Metals_New_Process_Natural Gas_Steam System Efficiency Improvements_A_Achievable Economic TRC Potential | F6 | Industrial | Primary Metals | New | Process | Natural Gas | Steam System Efficiency Improvements | A | Standalone Impact on Baseline Winter Peak (%) | Achievable Economic TRC Potential | bar: 2019 to 2040
F7_Industrial_Primary Metals_New_Process_Natural Gas_Steam System Efficiency Improvements_A_Achievable Economic TRC Potential | F7 | Industrial | Primary Metals | New | Process | Natural Gas | Steam System Efficiency Improvements | A | Incremental Energy Savings (MWh or mTherms) | Achievable Economic TRC Potential | 0 | 0 | 0 | 0 | 0 | 0 | 0 | 0 | 0 | 0 | 0 | 0 | 0 | 0 | 0 | 0 | 0 | 0 | 0 | 0 | 0 | 0
F8_Industrial_Primary Metals_New_Process_Natural Gas_Steam System Efficiency Improvements_A_Achievable Economic TRC Potential | F8 | Industrial | Primary Metals | New | Process | Natural Gas | Steam System Efficiency Improvements | A | Incremental Summer Peak Savings (MW) | Achievable Economic TRC Potential | 0 | 0 | 0 | 0 | 0 | 0 | 0 | 0 | 0 | 0 | 0 | 0 | 0 | 0 | 0 | 0 | 0 | 0 | 0 | 0 | 0 | 0
F9_Industrial_Primary Metals_New_Process_Natural Gas_Steam System Efficiency Improvements_A_Achievable Economic TRC Potential | F9 | Industrial | Primary Metals | New | Process | Natural Gas | Steam System Efficiency Improvements | A | Incremental Winter Peak Savings (MW) | Achievable Economic TRC Potential | 0 | 0 | 0 | 0 | 0 | 0 | 0 | 0 | 0 | 0 | 0 | 0 | 0 | 0 | 0 | 0 | 0 | 0 | 0 | 0 | 0 | 0
F10_Industrial_Primary Metals_New_Process_Natural Gas_Steam System Efficiency Improvements_A_Achievable Economic TRC Potential | F10 | Industrial | Primary Metals | New | Process | Natural Gas | Steam System Efficiency Improvements | A | Cumulative Energy Savings (MWh or mTherms) | Achievable Economic TRC Potential | 0 | 0 | 0 | 0 | 0 | 0 | 0 | 0 | 0 | 0 | 0 | 0 | 0 | 0 | 0 | 0 | 0 | 0 | 0 | 0 | 0 | 0
F11_Industrial_Primary Metals_New_Process_Natural Gas_Steam System Efficiency Improvements_A_Achievable Economic TRC Potential | F11 | Industrial | Primary Metals | New | Process | Natural Gas | Steam System Efficiency Improvements | A | Cumulative Summer Peak Savings (MW) | Achievable Economic TRC Potential | 0 | 0 | 0 | 0 | 0 | 0 | 0 | 0 | 0 | 0 | 0 | 0 | 0 | 0 | 0 | 0 | 0 | 0 | 0 | 0 | 0 | 0
F12_Industrial_Primary Metals_New_Process_Natural Gas_Steam System Efficiency Improvements_A_Achievable Economic TRC Potential | F12 | Industrial | Primary Metals | New | Process | Natural Gas | Steam System Efficiency Improvements | A | Cumulative Winter Peak Savings (MW) | Achievable Economic TRC Potential | 0 | 0 | 0 | 0 | 0 | 0 | 0 | 0 | 0 | 0 | 0 | 0 | 0 | 0 | 0 | 0 | 0 | 0 | 0 | 0 | 0 | 0
F13_Industrial_Primary Metals_New_Process_Natural Gas_Steam System Efficiency Improvements_A_Achievable Economic TRC Potential | F13 | Industrial | Primary Metals | New | Process | Natural Gas | Steam System Efficiency Improvements | A | Purchases (Incremental) | Achievable Economic TRC Potential | 0 | 0 | 0 | 0 | 0 | 0 | 0 | 0 | 0 | 0 | 0 | 0 | 0 | 0 | 0 | 0 | 0 | 0 | 0 | 0 | 0 | 0
F14_Industrial_Primary Metals_New_Process_Natural Gas_Steam System Efficiency Improvements_A_Achievable Economic TRC Potential | F14 | Industrial | Primary Metals | New | Process | Natural Gas | Steam System Efficiency Improvements | A | Purchases (Cumulative) | Achievable Economic TRC Potential | 0 | 0 | 0 | 0 | 0 | 0 | 0 | 0 | 0 | 0 | 0 | 0 | 0 | 0 | 0 | 0 | 0 | 0 | 0 | 0 | 0 | 0
F1_Industrial_Primary Metals_New_Space Heating_Natural Gas_Strategic Energy Management_A_Achievable Economic TRC Potential | F1 | Industrial | Primary Metals | New | Space Heating | Natural Gas | Strategic Energy Management | A | Original Unit Energy Savings (kWh or therms) | Achievable Economic TRC Potential | 0 | 0 | 15.6701 | 15.6701 | 15.6701 | 15.6701 | 15.6701 | 15.6701 | 15.6701 | 15.6701 | 15.6701 | 15.6701 | 15.6701 | 15.6701 | 15.6701 | 15.6701 | 15.6701 | 15.6701 | 15.6701 | 15.6701 | 15.6701 | 15.6701
F2_Industrial_Primary Metals_New_Space Heating_Natural Gas_Strategic Energy Management_A_Achievable Economic TRC Potential | F2 | Industrial | Primary Metals | New | Space Heating | Natural Gas | Strategic Energy Management | A | Original Unit Summer Peak Savings (kW) | Achievable Economic TRC Potential | 0 | 0 | 0 | 0 | 0 | 0 | 0 | 0 | 0 | 0 | 0 | 0 | 0 | 0 | 0 | 0 | 0 | 0 | 0 | 0 | 0 | 0
F3_Industrial_Primary Metals_New_Space Heating_Natural Gas_Strategic Energy Management_A_Achievable Economic TRC Potential | F3 | Industrial | Primary Metals | New | Space Heating | Natural Gas | Strategic Energy Management | A | Original Unit Winter Peak Savings (kW) | Achievable Economic TRC Potential | 0 | 0 | 0 | 0 | 0 | 0 | 0 | 0 | 0 | 0 | 0 | 0 | 0 | 0 | 0 | 0 | 0 | 0 | 0 | 0 | 0 | 0
F4_Industrial_Primary Metals_New_Space Heating_Natural Gas_Strategic Energy Management_A_Achievable Economic TRC Potential | F4 | Industrial | Primary Metals | New | Space Heating | Natural Gas | Strategic Energy Management | A | Standalone Impact on Baseline Energy (%) | Achievable Economic TRC Potential | 0% | 0% | 0.08224% | 0.1294% | 0.173% | 0.2118% | 0.2663% | 0.2946% | 0.314% | 0.3238% | 0.3358% | 0.3429% | 0.3489% | 0.3507% | 0.3588% | 0.3626% | 0.3657% | 0.3575% | 0.3495% | 0.334% | 0.3198% | 0.3067%
F5_Industrial_Primary Metals_New_Space Heating_Natural Gas_Strategic Energy Management_A_Achievable Economic TRC Potential | F5 | Industrial | Primary Metals | New | Space Heating | Natural Gas | Strategic Energy Management | A | Standalone Impact on Baseline Summer Peak (%) | Achievable Economic TRC Potential | bar: 2019 to 2040
F6_Industrial_Primary Metals_New_Space Heating_Natural Gas_Strategic Energy Management_A_Achievable Economic TRC Potential | F6 | Industrial | Primary Metals | New | Space Heating | Natural Gas | Strategic Energy Management | A | Standalone Impact on Baseline Winter Peak (%) | Achievable Economic TRC Potential | bar: 2019 to 2040
F7_Industrial_Primary Metals_New_Space Heating_Natural Gas_Strategic Energy Management_A_Achievable Economic TRC Potential | F7 | Industrial | Primary Metals | New | Space Heating | Natural Gas | Strategic Energy Management | A | Incremental Energy Savings (MWh or mTherms) | Achievable Economic TRC Potential | 0 | 0 | 0.0041456 | 0.0072349 | 0.010317 | 0.013771 | 0.015851 | 0.018266 | 0.02065 | 0.023332 | 0.02533 | 0.027627 | 0.029894 | 0.032524 | 0.034309 | 0.036478 | 0.038646 | 0.041169 | 0.042836 | 0.04489 | 0.050249 | 0.054496
F8_Industrial_Primary Metals_New_Space Heating_Natural Gas_Strategic Energy Management_A_Achievable Economic TRC Potential | F8 | Industrial | Primary Metals | New | Space Heating | Natural Gas | Strategic Energy Management | A | Incremental Summer Peak Savings (MW) | Achievable Economic TRC Potential | 0 | 0 | 0 | 0 | 0 | 0 | 0 | 0 | 0 | 0 | 0 | 0 | 0 | 0 | 0 | 0 | 0 | 0 | 0 | 0 | 0 | 0
F9_Industrial_Primary Metals_New_Space Heating_Natural Gas_Strategic Energy Management_A_Achievable Economic TRC Potential | F9 | Industrial | Primary Metals | New | Space Heating | Natural Gas | Strategic Energy Management | A | Incremental Winter Peak Savings (MW) | Achievable Economic TRC Potential | 0 | 0 | 0 | 0 | 0 | 0 | 0 | 0 | 0 | 0 | 0 | 0 | 0 | 0 | 0 | 0 | 0 | 0 | 0 | 0 | 0 | 0
F10_Industrial_Primary Metals_New_Space Heating_Natural Gas_Strategic Energy Management_A_Achievable Economic TRC Potential | F10 | Industrial | Primary Metals | New | Space Heating | Natural Gas | Strategic Energy Management | A | Cumulative Energy Savings (MWh or mTherms) | Achievable Economic TRC Potential | 0 | 0 | 0.0041456 | 0.01138 | 0.021697 | 0.035468 | 0.051318 | 0.065438 | 0.078853 | 0.091869 | 0.10343 | 0.1152 | 0.12683 | 0.13871 | 0.14968 | 0.16083 | 0.17185 | 0.17898 | 0.18206 | 0.18232 | 0.18232 | 0.18232
F11_Industrial_Primary Metals_New_Space Heating_Natural Gas_Strategic Energy Management_A_Achievable Economic TRC Potential | F11 | Industrial | Primary Metals | New | Space Heating | Natural Gas | Strategic Energy Management | A | Cumulative Summer Peak Savings (MW) | Achievable Economic TRC Potential | 0 | 0 | 0 | 0 | 0 | 0 | 0 | 0 | 0 | 0 | 0 | 0 | 0 | 0 | 0 | 0 | 0 | 0 | 0 | 0 | 0 | 0
F12_Industrial_Primary Metals_New_Space Heating_Natural Gas_Strategic Energy Management_A_Achievable Economic TRC Potential | F12 | Industrial | Primary Metals | New | Space Heating | Natural Gas | Strategic Energy Management | A | Cumulative Winter Peak Savings (MW) | Achievable Economic TRC Potential | 0 | 0 | 0 | 0 | 0 | 0 | 0 | 0 | 0 | 0 | 0 | 0 | 0 | 0 | 0 | 0 | 0 | 0 | 0 | 0 | 0 | 0
F13_Industrial_Primary Metals_New_Space Heating_Natural Gas_Strategic Energy Management_A_Achievable Economic TRC Potential | F13 | Industrial | Primary Metals | New | Space Heating | Natural Gas | Strategic Energy Management | A | Purchases (Incremental) | Achievable Economic TRC Potential | 0 | 0 | 0.26456 | 0.4617 | 0.65836 | 0.87878 | 1.0115 | 1.1656 | 1.3178 | 1.489 | 1.6164 | 1.763 | 1.9077 | 2.0755 | 2.1894 | 2.3279 | 2.4662 | 2.6272 | 2.7336 | 2.8647 | 3.2067 | 3.4777
F14_Industrial_Primary Metals_New_Space Heating_Natural Gas_Strategic Energy Management_A_Achievable Economic TRC Potential | F14 | Industrial | Primary Metals | New | Space Heating | Natural Gas | Strategic Energy Management | A | Purchases (Cumulative) | Achievable Economic TRC Potential | 0 | 0 | 0.26456 | 0.72625 | 1.3846 | 2.2634 | 3.2749 | 4.176 | 5.0321 | 5.8627 | 6.6003 | 7.3519 | 8.0939 | 8.8517 | 9.5522 | 10.2636 | 10.9668 | 11.4218 | 11.6181 | 11.635 | 11.635 | 11.635
F1_Industrial_Primary Metals_New_Process_Natural Gas_Strategic Energy Management_A_Achievable Economic TRC Potential | F1 | Industrial | Primary Metals | New | Process | Natural Gas | Strategic Energy Management | A | Original Unit Energy Savings (kWh or therms) | Achievable Economic TRC Potential | 0 | 0 | 100.7891 | 100.7891 | 100.7891 | 100.7891 | 100.7891 | 100.7891 | 100.7891 | 100.7891 | 100.7891 | 100.7891 | 100.7891 | 100.7891 | 100.7891 | 100.7891 | 100.7891 | 100.7891 | 100.7891 | 100.7891 | 100.7891 | 100.7891
F2_Industrial_Primary Metals_New_Process_Natural Gas_Strategic Energy Management_A_Achievable Economic TRC Potential | F2 | Industrial | Primary Metals | New | Process | Natural Gas | Strategic Energy Management | A | Original Unit Summer Peak Savings (kW) | Achievable Economic TRC Potential | 0 | 0 | 0 | 0 | 0 | 0 | 0 | 0 | 0 | 0 | 0 | 0 | 0 | 0 | 0 | 0 | 0 | 0 | 0 | 0 | 0 | 0
F3_Industrial_Primary Metals_New_Process_Natural Gas_Strategic Energy Management_A_Achievable Economic TRC Potential | F3 | Industrial | Primary Metals | New | Process | Natural Gas | Strategic Energy Management | A | Original Unit Winter Peak Savings (kW) | Achievable Economic TRC Potential | 0 | 0 | 0 | 0 | 0 | 0 | 0 | 0 | 0 | 0 | 0 | 0 | 0 | 0 | 0 | 0 | 0 | 0 | 0 | 0 | 0 | 0
F4_Industrial_Primary Metals_New_Process_Natural Gas_Strategic Energy Management_A_Achievable Economic TRC Potential | F4 | Industrial | Primary Metals | New | Process | Natural Gas | Strategic Energy Management | A | Standalone Impact on Baseline Energy (%) | Achievable Economic TRC Potential | 0% | 0% | 0.08224% | 0.1294% | 0.173% | 0.2118% | 0.2663% | 0.2946% | 0.314% | 0.3238% | 0.3358% | 0.3429% | 0.3489% | 0.3507% | 0.3588% | 0.3626% | 0.3657% | 0.3575% | 0.3495% | 0.334% | 0.3198% | 0.3067%
F5_Industrial_Primary Metals_New_Process_Natural Gas_Strategic Energy Management_A_Achievable Economic TRC Potential | F5 | Industrial | Primary Metals | New | Process | Natural Gas | Strategic Energy Management | A | Standalone Impact on Baseline Summer Peak (%) | Achievable Economic TRC Potential | bar: 2019 to 2040
F6_Industrial_Primary Metals_New_Process_Natural Gas_Strategic Energy Management_A_Achievable Economic TRC Potential | F6 | Industrial | Primary Metals | New | Process | Natural Gas | Strategic Energy Management | A | Standalone Impact on Baseline Winter Peak (%) | Achievable Economic TRC Potential | bar: 2019 to 2040
F7_Industrial_Primary Metals_New_Process_Natural Gas_Strategic Energy Management_A_Achievable Economic TRC Potential | F7 | Industrial | Primary Metals | New | Process | Natural Gas | Strategic Energy Management | A | Incremental Energy Savings (MWh or mTherms) | Achievable Economic TRC Potential | 0 | 0 | 0.11299 | 0.19719 | 0.28118 | 0.37532 | 0.43202 | 0.49784 | 0.56283 | 0.63593 | 0.69037 | 0.75299 | 0.81478 | 0.88646 | 0.9351 | 0.99423 | 1.0533 | 1.1221 | 1.1675 | 1.2235 | 1.3696 | 1.4853
F8_Industrial_Primary Metals_New_Process_Natural Gas_Strategic Energy Management_A_Achievable Economic TRC Potential | F8 | Industrial | Primary Metals | New | Process | Natural Gas | Strategic Energy Management | A | Incremental Summer Peak Savings (MW) | Achievable Economic TRC Potential | 0 | 0 | 0 | 0 | 0 | 0 | 0 | 0 | 0 | 0 | 0 | 0 | 0 | 0 | 0 | 0 | 0 | 0 | 0 | 0 | 0 | 0
F9_Industrial_Primary Metals_New_Process_Natural Gas_Strategic Energy Management_A_Achievable Economic TRC Potential | F9 | Industrial | Primary Metals | New | Process | Natural Gas | Strategic Energy Management | A | Incremental Winter Peak Savings (MW) | Achievable Economic TRC Potential | 0 | 0 | 0 | 0 | 0 | 0 | 0 | 0 | 0 | 0 | 0 | 0 | 0 | 0 | 0 | 0 | 0 | 0 | 0 | 0 | 0 | 0
F10_Industrial_Primary Metals_New_Process_Natural Gas_Strategic Energy Management_A_Achievable Economic TRC Potential | F10 | Industrial | Primary Metals | New | Process | Natural Gas | Strategic Energy Management | A | Cumulative Energy Savings (MWh or mTherms) | Achievable Economic TRC Potential | 0 | 0 | 0.11299 | 0.31018 | 0.59136 | 0.96669 | 1.3987 | 1.7836 | 2.1492 | 2.5039 | 2.819 | 3.14 | 3.4569 | 3.7805 | 4.0797 | 4.3836 | 4.6839 | 4.8782 | 4.9621 | 4.9693 | 4.9693 | 4.9693
F11_Industrial_Primary Metals_New_Process_Natural Gas_Strategic Energy Management_A_Achievable Economic TRC Potential | F11 | Industrial | Primary Metals | New | Process | Natural Gas | Strategic Energy Management | A | Cumulative Summer Peak Savings (MW) | Achievable Economic TRC Potential | 0 | 0 | 0 | 0 | 0 | 0 | 0 | 0 | 0 | 0 | 0 | 0 | 0 | 0 | 0 | 0 | 0 | 0 | 0 | 0 | 0 | 0
F12_Industrial_Primary Metals_New_Process_Natural Gas_Strategic Energy Management_A_Achievable Economic TRC Potential | F12 | Industrial | Primary Metals | New | Process | Natural Gas | Strategic Energy Management | A | Cumulative Winter Peak Savings (MW) | Achievable Economic TRC Potential | 0 | 0 | 0 | 0 | 0 | 0 | 0 | 0 | 0 | 0 | 0 | 0 | 0 | 0 | 0 | 0 | 0 | 0 | 0 | 0 | 0 | 0
F13_Industrial_Primary Metals_New_Process_Natural Gas_Strategic Energy Management_A_Achievable Economic TRC Potential | F13 | Industrial | Primary Metals | New | Process | Natural Gas | Strategic Energy Management | A | Purchases (Incremental) | Achievable Economic TRC Potential | 0 | 0 | 1.1211 | 1.9565 | 2.7898 | 3.7239 | 4.2864 | 4.9394 | 5.5842 | 6.3095 | 6.8497 | 7.471 | 8.084 | 8.7952 | 9.2778 | 9.8644 | 10.4506 | 11.133 | 11.5837 | 12.1391 | 13.5883 | 14.737
F14_Industrial_Primary Metals_New_Process_Natural Gas_Strategic Energy Management_A_Achievable Economic TRC Potential | F14 | Industrial | Primary Metals | New | Process | Natural Gas | Strategic Energy Management | A | Purchases (Cumulative) | Achievable Economic TRC Potential | 0 | 0 | 1.1211 | 3.0775 | 5.8673 | 9.5912 | 13.8776 | 17.6959 | 21.3237 | 24.8433 | 27.9691 | 31.1537 | 34.2983 | 37.5093 | 40.4776 | 43.4924 | 46.4721 | 48.4 | 49.2321 | 49.3036 | 49.3036 | 49.3036
F1_Industrial_Primary Metals_New_Miscellaneous_Natural Gas_Strategic Energy Management_A_Achievable Economic TRC Potential | F1 | Industrial | Primary Metals | New | Miscellaneous | Natural Gas | Strategic Energy Management | A | Original Unit Energy Savings (kWh or therms) | Achievable Economic TRC Potential | 0 | 0 | 17.014 | 17.014 | 17.014 | 17.014 | 17.014 | 17.014 | 17.014 | 17.014 | 17.014 | 17.014 | 17.014 | 17.014 | 17.014 | 17.014 | 17.014 | 17.014 | 17.014 | 17.014 | 17.014 | 17.014
F2_Industrial_Primary Metals_New_Miscellaneous_Natural Gas_Strategic Energy Management_A_Achievable Economic TRC Potential | F2 | Industrial | Primary Metals | New | Miscellaneous | Natural Gas | Strategic Energy Management | A | Original Unit Summer Peak Savings (kW) | Achievable Economic TRC Potential | 0 | 0 | 0 | 0 | 0 | 0 | 0 | 0 | 0 | 0 | 0 | 0 | 0 | 0 | 0 | 0 | 0 | 0 | 0 | 0 | 0 | 0
F3_Industrial_Primary Metals_New_Miscellaneous_Natural Gas_Strategic Energy Management_A_Achievable Economic TRC Potential | F3 | Industrial | Primary Metals | New | Miscellaneous | Natural Gas | Strategic Energy Management | A | Original Unit Winter Peak Savings (kW) | Achievable Economic TRC Potential | 0 | 0 | 0 | 0 | 0 | 0 | 0 | 0 | 0 | 0 | 0 | 0 | 0 | 0 | 0 | 0 | 0 | 0 | 0 | 0 | 0 | 0
F4_Industrial_Primary Metals_New_Miscellaneous_Natural Gas_Strategic Energy Management_A_Achievable Economic TRC Potential | F4 | Industrial | Primary Metals | New | Miscellaneous | Natural Gas | Strategic Energy Management | A | Standalone Impact on Baseline Energy (%) | Achievable Economic TRC Potential | 0% | 0% | 0.08224% | 0.1294% | 0.173% | 0.2118% | 0.2663% | 0.2946% | 0.314% | 0.3238% | 0.3358% | 0.3429% | 0.3489% | 0.3507% | 0.3588% | 0.3626% | 0.3657% | 0.3575% | 0.3495% | 0.334% | 0.3198% | 0.3067%
F5_Industrial_Primary Metals_New_Miscellaneous_Natural Gas_Strategic Energy Management_A_Achievable Economic TRC Potential | F5 | Industrial | Primary Metals | New | Miscellaneous | Natural Gas | Strategic Energy Management | A | Standalone Impact on Baseline Summer Peak (%) | Achievable Economic TRC Potential | bar: 2019 to 2040
F6_Industrial_Primary Metals_New_Miscellaneous_Natural Gas_Strategic Energy Management_A_Achievable Economic TRC Potential | F6 | Industrial | Primary Metals | New | Miscellaneous | Natural Gas | Strategic Energy Management | A | Standalone Impact on Baseline Winter Peak (%) | Achievable Economic TRC Potential | bar: 2019 to 2040
F7_Industrial_Primary Metals_New_Miscellaneous_Natural Gas_Strategic Energy Management_A_Achievable Economic TRC Potential | F7 | Industrial | Primary Metals | New | Miscellaneous | Natural Gas | Strategic Energy Management | A | Incremental Energy Savings (MWh or mTherms) | Achievable Economic TRC Potential | 0 | 0 | 0.0047684 | 0.0083218 | 0.011866 | 0.015839 | 0.018232 | 0.02101 | 0.023752 | 0.026837 | 0.029135 | 0.031778 | 0.034385 | 0.03741 | 0.039463 | 0.041958 | 0.044452 | 0.047354 | 0.049271 | 0.051634 | 0.057798 | 0.062684
F8_Industrial_Primary Metals_New_Miscellaneous_Natural Gas_Strategic Energy Management_A_Achievable Economic TRC Potential | F8 | Industrial | Primary Metals | New | Miscellaneous | Natural Gas | Strategic Energy Management | A | Incremental Summer Peak Savings (MW) | Achievable Economic TRC Potential | 0 | 0 | 0 | 0 | 0 | 0 | 0 | 0 | 0 | 0 | 0 | 0 | 0 | 0 | 0 | 0 | 0 | 0 | 0 | 0 | 0 | 0
F9_Industrial_Primary Metals_New_Miscellaneous_Natural Gas_Strategic Energy Management_A_Achievable Economic TRC Potential | F9 | Industrial | Primary Metals | New | Miscellaneous | Natural Gas | Strategic Energy Management | A | Incremental Winter Peak Savings (MW) | Achievable Economic TRC Potential | 0 | 0 | 0 | 0 | 0 | 0 | 0 | 0 | 0 | 0 | 0 | 0 | 0 | 0 | 0 | 0 | 0 | 0 | 0 | 0 | 0 | 0
F10_Industrial_Primary Metals_New_Miscellaneous_Natural Gas_Strategic Energy Management_A_Achievable Economic TRC Potential | F10 | Industrial | Primary Metals | New | Miscellaneous | Natural Gas | Strategic Energy Management | A | Cumulative Energy Savings (MWh or mTherms) | Achievable Economic TRC Potential | 0 | 0 | 0.0047684 | 0.01309 | 0.024957 | 0.040796 | 0.059028 | 0.07527 | 0.0907 | 0.10567 | 0.11897 | 0.13251 | 0.14589 | 0.15955 | 0.17217 | 0.185 | 0.19767 | 0.20587 | 0.20941 | 0.20971 | 0.20971 | 0.20971
F11_Industrial_Primary Metals_New_Miscellaneous_Natural Gas_Strategic Energy Management_A_Achievable Economic TRC Potential | F11 | Industrial | Primary Metals | New | Miscellaneous | Natural Gas | Strategic Energy Management | A | Cumulative Summer Peak Savings (MW) | Achievable Economic TRC Potential | 0 | 0 | 0 | 0 | 0 | 0 | 0 | 0 | 0 | 0 | 0 | 0 | 0 | 0 | 0 | 0 | 0 | 0 | 0 | 0 | 0 | 0
F12_Industrial_Primary Metals_New_Miscellaneous_Natural Gas_Strategic Energy Management_A_Achievable Economic TRC Potential | F12 | Industrial | Primary Metals | New | Miscellaneous | Natural Gas | Strategic Energy Management | A | Cumulative Winter Peak Savings (MW) | Achievable Economic TRC Potential | 0 | 0 | 0 | 0 | 0 | 0 | 0 | 0 | 0 | 0 | 0 | 0 | 0 | 0 | 0 | 0 | 0 | 0 | 0 | 0 | 0 | 0
F13_Industrial_Primary Metals_New_Miscellaneous_Natural Gas_Strategic Energy Management_A_Achievable Economic TRC Potential | F13 | Industrial | Primary Metals | New | Miscellaneous | Natural Gas | Strategic Energy Management | A | Purchases (Incremental) | Achievable Economic TRC Potential | 0 | 0 | 0.28026 | 0.48911 | 0.69745 | 0.93097 | 1.0716 | 1.2349 | 1.396 | 1.5774 | 1.7124 | 1.8677 | 2.021 | 2.1988 | 2.3195 | 2.4661 | 2.6127 | 2.7832 | 2.8959 | 3.0348 | 3.3971 | 3.6842
F14_Industrial_Primary Metals_New_Miscellaneous_Natural Gas_Strategic Energy Management_A_Achievable Economic TRC Potential | F14 | Industrial | Primary Metals | New | Miscellaneous | Natural Gas | Strategic Energy Management | A | Purchases (Cumulative) | Achievable Economic TRC Potential | 0 | 0 | 0.28026 | 0.76938 | 1.4668 | 2.3978 | 3.4694 | 4.424 | 5.3309 | 6.2108 | 6.9923 | 7.7884 | 8.5746 | 9.3773 | 10.1194 | 10.8731 | 11.618 | 12.1 | 12.308 | 12.3259 | 12.3259 | 12.3259
F1_Industrial_Primary Metals_New_Space Heating_Natural Gas_Commissioning_A_Achievable Economic TRC Potential | F1 | Industrial | Primary Metals | New | Space Heating | Natural Gas | Commissioning | A | Original Unit Energy Savings (kWh or therms) | Achievable Economic TRC Potential | 0 | 0 | 20.6396 | 20.6396 | 20.6396 | 20.6396 | 20.6396 | 20.6396 | 20.6396 | 20.6396 | 20.6396 | 20.6396 | 20.6396 | 20.6396 | 20.6396 | 20.6396 | 20.6396 | 20.6396 | 20.6396 | 20.6396 | 20.6396 | 20.6396
F2_Industrial_Primary Metals_New_Space Heating_Natural Gas_Commissioning_A_Achievable Economic TRC Potential | F2 | Industrial | Primary Metals | New | Space Heating | Natural Gas | Commissioning | A | Original Unit Summer Peak Savings (kW) | Achievable Economic TRC Potential | 0 | 0 | 0 | 0 | 0 | 0 | 0 | 0 | 0 | 0 | 0 | 0 | 0 | 0 | 0 | 0 | 0 | 0 | 0 | 0 | 0 | 0
F3_Industrial_Primary Metals_New_Space Heating_Natural Gas_Commissioning_A_Achievable Economic TRC Potential | F3 | Industrial | Primary Metals | New | Space Heating | Natural Gas | Commissioning | A | Original Unit Winter Peak Savings (kW) | Achievable Economic TRC Potential | 0 | 0 | 0 | 0 | 0 | 0 | 0 | 0 | 0 | 0 | 0 | 0 | 0 | 0 | 0 | 0 | 0 | 0 | 0 | 0 | 0 | 0
F4_Industrial_Primary Metals_New_Space Heating_Natural Gas_Commissioning_A_Achievable Economic TRC Potential | F4 | Industrial | Primary Metals | New | Space Heating | Natural Gas | Commissioning | A | Standalone Impact on Baseline Energy (%) | Achievable Economic TRC Potential | bar: 2019 to 2040
F5_Industrial_Primary Metals_New_Space Heating_Natural Gas_Commissioning_A_Achievable Economic TRC Potential | F5 | Industrial | Primary Metals | New | Space Heating | Natural Gas | Commissioning | A | Standalone Impact on Baseline Summer Peak (%) | Achievable Economic TRC Potential | bar: 2019 to 2040
F6_Industrial_Primary Metals_New_Space Heating_Natural Gas_Commissioning_A_Achievable Economic TRC Potential | F6 | Industrial | Primary Metals | New | Space Heating | Natural Gas | Commissioning | A | Standalone Impact on Baseline Winter Peak (%) | Achievable Economic TRC Potential | bar: 2019 to 2040
F7_Industrial_Primary Metals_New_Space Heating_Natural Gas_Commissioning_A_Achievable Economic TRC Potential | F7 | Industrial | Primary Metals | New | Space Heating | Natural Gas | Commissioning | A | Incremental Energy Savings (MWh or mTherms) | Achievable Economic TRC Potential | 0 | 0 | 0 | 0 | 0 | 0 | 0 | 0 | 0 | 0 | 0 | 0 | 0 | 0 | 0 | 0 | 0 | 0 | 0 | 0 | 0 | 0
F8_Industrial_Primary Metals_New_Space Heating_Natural Gas_Commissioning_A_Achievable Economic TRC Potential | F8 | Industrial | Primary Metals | New | Space Heating | Natural Gas | Commissioning | A | Incremental Summer Peak Savings (MW) | Achievable Economic TRC Potential | 0 | 0 | 0 | 0 | 0 | 0 | 0 | 0 | 0 | 0 | 0 | 0 | 0 | 0 | 0 | 0 | 0 | 0 | 0 | 0 | 0 | 0
F9_Industrial_Primary Metals_New_Space Heating_Natural Gas_Commissioning_A_Achievable Economic TRC Potential | F9 | Industrial | Primary Metals | New | Space Heating | Natural Gas | Commissioning | A | Incremental Winter Peak Savings (MW) | Achievable Economic TRC Potential | 0 | 0 | 0 | 0 | 0 | 0 | 0 | 0 | 0 | 0 | 0 | 0 | 0 | 0 | 0 | 0 | 0 | 0 | 0 | 0 | 0 | 0
F10_Industrial_Primary Metals_New_Space Heating_Natural Gas_Commissioning_A_Achievable Economic TRC Potential | F10 | Industrial | Primary Metals | New | Space Heating | Natural Gas | Commissioning | A | Cumulative Energy Savings (MWh or mTherms) | Achievable Economic TRC Potential | 0 | 0 | 0 | 0 | 0 | 0 | 0 | 0 | 0 | 0 | 0 | 0 | 0 | 0 | 0 | 0 | 0 | 0 | 0 | 0 | 0 | 0
F11_Industrial_Primary Metals_New_Space Heating_Natural Gas_Commissioning_A_Achievable Economic TRC Potential | F11 | Industrial | Primary Metals | New | Space Heating | Natural Gas | Commissioning | A | Cumulative Summer Peak Savings (MW) | Achievable Economic TRC Potential | 0 | 0 | 0 | 0 | 0 | 0 | 0 | 0 | 0 | 0 | 0 | 0 | 0 | 0 | 0 | 0 | 0 | 0 | 0 | 0 | 0 | 0
F12_Industrial_Primary Metals_New_Space Heating_Natural Gas_Commissioning_A_Achievable Economic TRC Potential | F12 | Industrial | Primary Metals | New | Space Heating | Natural Gas | Commissioning | A | Cumulative Winter Peak Savings (MW) | Achievable Economic TRC Potential | 0 | 0 | 0 | 0 | 0 | 0 | 0 | 0 | 0 | 0 | 0 | 0 | 0 | 0 | 0 | 0 | 0 | 0 | 0 | 0 | 0 | 0
F13_Industrial_Primary Metals_New_Space Heating_Natural Gas_Commissioning_A_Achievable Economic TRC Potential | F13 | Industrial | Primary Metals | New | Space Heating | Natural Gas | Commissioning | A | Purchases (Incremental) | Achievable Economic TRC Potential | 0 | 0 | 0 | 0 | 0 | 0 | 0 | 0 | 0 | 0 | 0 | 0 | 0 | 0 | 0 | 0 | 0 | 0 | 0 | 0 | 0 | 0
F14_Industrial_Primary Metals_New_Space Heating_Natural Gas_Commissioning_A_Achievable Economic TRC Potential | F14 | Industrial | Primary Metals | New | Space Heating | Natural Gas | Commissioning | A | Purchases (Cumulative) | Achievable Economic TRC Potential | 0 | 0 | 0 | 0 | 0 | 0 | 0 | 0 | 0 | 0 | 0 | 0 | 0 | 0 | 0 | 0 | 0 | 0 | 0 | 0 | 0 | 0
F1_Industrial_Primary Metals_New_Process_Natural Gas_Commissioning_A_Achievable Economic TRC Potential | F1 | Industrial | Primary Metals | New | Process | Natural Gas | Commissioning | A | Original Unit Energy Savings (kWh or therms) | Achievable Economic TRC Potential | 0 | 0 | 562.5435 | 562.5435 | 562.5435 | 562.5435 | 562.5435 | 562.5435 | 562.5435 | 562.5435 | 562.5435 | 562.5435 | 562.5435 | 562.5435 | 562.5435 | 562.5435 | 562.5435 | 562.5435 | 562.5435 | 562.5435 | 562.5435 | 562.5435
F2_Industrial_Primary Metals_New_Process_Natural Gas_Commissioning_A_Achievable Economic TRC Potential | F2 | Industrial | Primary Metals | New | Process | Natural Gas | Commissioning | A | Original Unit Summer Peak Savings (kW) | Achievable Economic TRC Potential | 0 | 0 | 0 | 0 | 0 | 0 | 0 | 0 | 0 | 0 | 0 | 0 | 0 | 0 | 0 | 0 | 0 | 0 | 0 | 0 | 0 | 0
F3_Industrial_Primary Metals_New_Process_Natural Gas_Commissioning_A_Achievable Economic TRC Potential | F3 | Industrial | Primary Metals | New | Process | Natural Gas | Commissioning | A | Original Unit Winter Peak Savings (kW) | Achievable Economic TRC Potential | 0 | 0 | 0 | 0 | 0 | 0 | 0 | 0 | 0 | 0 | 0 | 0 | 0 | 0 | 0 | 0 | 0 | 0 | 0 | 0 | 0 | 0
F4_Industrial_Primary Metals_New_Process_Natural Gas_Commissioning_A_Achievable Economic TRC Potential | F4 | Industrial | Primary Metals | New | Process | Natural Gas | Commissioning | A | Standalone Impact on Baseline Energy (%) | Achievable Economic TRC Potential | bar: 2019 to 2040
F5_Industrial_Primary Metals_New_Process_Natural Gas_Commissioning_A_Achievable Economic TRC Potential | F5 | Industrial | Primary Metals | New | Process | Natural Gas | Commissioning | A | Standalone Impact on Baseline Summer Peak (%) | Achievable Economic TRC Potential | bar: 2019 to 2040
F6_Industrial_Primary Metals_New_Process_Natural Gas_Commissioning_A_Achievable Economic TRC Potential | F6 | Industrial | Primary Metals | New | Process | Natural Gas | Commissioning | A | Standalone Impact on Baseline Winter Peak (%) | Achievable Economic TRC Potential | bar: 2019 to 2040
F7_Industrial_Primary Metals_New_Process_Natural Gas_Commissioning_A_Achievable Economic TRC Potential | F7 | Industrial | Primary Metals | New | Process | Natural Gas | Commissioning | A | Incremental Energy Savings (MWh or mTherms) | Achievable Economic TRC Potential | 0 | 0 | 0 | 0 | 0 | 0 | 0 | 0 | 0 | 0 | 0 | 0 | 0 | 0 | 0 | 0 | 0 | 0 | 0 | 0 | 0 | 0
F8_Industrial_Primary Metals_New_Process_Natural Gas_Commissioning_A_Achievable Economic TRC Potential | F8 | Industrial | Primary Metals | New | Process | Natural Gas | Commissioning | A | Incremental Summer Peak Savings (MW) | Achievable Economic TRC Potential | 0 | 0 | 0 | 0 | 0 | 0 | 0 | 0 | 0 | 0 | 0 | 0 | 0 | 0 | 0 | 0 | 0 | 0 | 0 | 0 | 0 | 0
F9_Industrial_Primary Metals_New_Process_Natural Gas_Commissioning_A_Achievable Economic TRC Potential | F9 | Industrial | Primary Metals | New | Process | Natural Gas | Commissioning | A | Incremental Winter Peak Savings (MW) | Achievable Economic TRC Potential | 0 | 0 | 0 | 0 | 0 | 0 | 0 | 0 | 0 | 0 | 0 | 0 | 0 | 0 | 0 | 0 | 0 | 0 | 0 | 0 | 0 | 0
F10_Industrial_Primary Metals_New_Process_Natural Gas_Commissioning_A_Achievable Economic TRC Potential | F10 | Industrial | Primary Metals | New | Process | Natural Gas | Commissioning | A | Cumulative Energy Savings (MWh or mTherms) | Achievable Economic TRC Potential | 0 | 0 | 0 | 0 | 0 | 0 | 0 | 0 | 0 | 0 | 0 | 0 | 0 | 0 | 0 | 0 | 0 | 0 | 0 | 0 | 0 | 0
F11_Industrial_Primary Metals_New_Process_Natural Gas_Commissioning_A_Achievable Economic TRC Potential | F11 | Industrial | Primary Metals | New | Process | Natural Gas | Commissioning | A | Cumulative Summer Peak Savings (MW) | Achievable Economic TRC Potential | 0 | 0 | 0 | 0 | 0 | 0 | 0 | 0 | 0 | 0 | 0 | 0 | 0 | 0 | 0 | 0 | 0 | 0 | 0 | 0 | 0 | 0
F12_Industrial_Primary Metals_New_Process_Natural Gas_Commissioning_A_Achievable Economic TRC Potential | F12 | Industrial | Primary Metals | New | Process | Natural Gas | Commissioning | A | Cumulative Winter Peak Savings (MW) | Achievable Economic TRC Potential | 0 | 0 | 0 | 0 | 0 | 0 | 0 | 0 | 0 | 0 | 0 | 0 | 0 | 0 | 0 | 0 | 0 | 0 | 0 | 0 | 0 | 0
F13_Industrial_Primary Metals_New_Process_Natural Gas_Commissioning_A_Achievable Economic TRC Potential | F13 | Industrial | Primary Metals | New | Process | Natural Gas | Commissioning | A | Purchases (Incremental) | Achievable Economic TRC Potential | 0 | 0 | 0 | 0 | 0 | 0 | 0 | 0 | 0 | 0 | 0 | 0 | 0 | 0 | 0 | 0 | 0 | 0 | 0 | 0 | 0 | 0
F14_Industrial_Primary Metals_New_Process_Natural Gas_Commissioning_A_Achievable Economic TRC Potential | F14 | Industrial | Primary Metals | New | Process | Natural Gas | Commissioning | A | Purchases (Cumulative) | Achievable Economic TRC Potential | 0 | 0 | 0 | 0 | 0 | 0 | 0 | 0 | 0 | 0 | 0 | 0 | 0 | 0 | 0 | 0 | 0 | 0 | 0 | 0 | 0 | 0
F1_Industrial_Primary Metals_New_Space Heating_Natural Gas_Retrocommissioning_A_Achievable Economic TRC Potential | F1 | Industrial | Primary Metals | New | Space Heating | Natural Gas | Retrocommissioning | A | Original Unit Energy Savings (kWh or therms) | Achievable Economic TRC Potential | 0 | 0 | 0 | 0 | 0 | 0 | 0 | 0 | 0 | 0 | 0 | 0 | 0 | 0 | 0 | 0 | 0 | 0 | 0 | 0 | 0 | 0
F2_Industrial_Primary Metals_New_Space Heating_Natural Gas_Retrocommissioning_A_Achievable Economic TRC Potential | F2 | Industrial | Primary Metals | New | Space Heating | Natural Gas | Retrocommissioning | A | Original Unit Summer Peak Savings (kW) | Achievable Economic TRC Potential | 0 | 0 | 0 | 0 | 0 | 0 | 0 | 0 | 0 | 0 | 0 | 0 | 0 | 0 | 0 | 0 | 0 | 0 | 0 | 0 | 0 | 0
F3_Industrial_Primary Metals_New_Space Heating_Natural Gas_Retrocommissioning_A_Achievable Economic TRC Potential | F3 | Industrial | Primary Metals | New | Space Heating | Natural Gas | Retrocommissioning | A | Original Unit Winter Peak Savings (kW) | Achievable Economic TRC Potential | 0 | 0 | 0 | 0 | 0 | 0 | 0 | 0 | 0 | 0 | 0 | 0 | 0 | 0 | 0 | 0 | 0 | 0 | 0 | 0 | 0 | 0
F4_Industrial_Primary Metals_New_Space Heating_Natural Gas_Retrocommissioning_A_Achievable Economic TRC Potential | F4 | Industrial | Primary Metals | New | Space Heating | Natural Gas | Retrocommissioning | A | Standalone Impact on Baseline Energy (%) | Achievable Economic TRC Potential | bar: 2019 to 2040
F5_Industrial_Primary Metals_New_Space Heating_Natural Gas_Retrocommissioning_A_Achievable Economic TRC Potential | F5 | Industrial | Primary Metals | New | Space Heating | Natural Gas | Retrocommissioning | A | Standalone Impact on Baseline Summer Peak (%) | Achievable Economic TRC Potential | bar: 2019 to 2040
F6_Industrial_Primary Metals_New_Space Heating_Natural Gas_Retrocommissioning_A_Achievable Economic TRC Potential | F6 | Industrial | Primary Metals | New | Space Heating | Natural Gas | Retrocommissioning | A | Standalone Impact on Baseline Winter Peak (%) | Achievable Economic TRC Potential | bar: 2019 to 2040
F7_Industrial_Primary Metals_New_Space Heating_Natural Gas_Retrocommissioning_A_Achievable Economic TRC Potential | F7 | Industrial | Primary Metals | New | Space Heating | Natural Gas | Retrocommissioning | A | Incremental Energy Savings (MWh or mTherms) | Achievable Economic TRC Potential | 0 | 0 | 0 | 0 | 0 | 0 | 0 | 0 | 0 | 0 | 0 | 0 | 0 | 0 | 0 | 0 | 0 | 0 | 0 | 0 | 0 | 0
F8_Industrial_Primary Metals_New_Space Heating_Natural Gas_Retrocommissioning_A_Achievable Economic TRC Potential | F8 | Industrial | Primary Metals | New | Space Heating | Natural Gas | Retrocommissioning | A | Incremental Summer Peak Savings (MW) | Achievable Economic TRC Potential | 0 | 0 | 0 | 0 | 0 | 0 | 0 | 0 | 0 | 0 | 0 | 0 | 0 | 0 | 0 | 0 | 0 | 0 | 0 | 0 | 0 | 0
F9_Industrial_Primary Metals_New_Space Heating_Natural Gas_Retrocommissioning_A_Achievable Economic TRC Potential | F9 | Industrial | Primary Metals | New | Space Heating | Natural Gas | Retrocommissioning | A | Incremental Winter Peak Savings (MW) | Achievable Economic TRC Potential | 0 | 0 | 0 | 0 | 0 | 0 | 0 | 0 | 0 | 0 | 0 | 0 | 0 | 0 | 0 | 0 | 0 | 0 | 0 | 0 | 0 | 0
F10_Industrial_Primary Metals_New_Space Heating_Natural Gas_Retrocommissioning_A_Achievable Economic TRC Potential | F10 | Industrial | Primary Metals | New | Space Heating | Natural Gas | Retrocommissioning | A | Cumulative Energy Savings (MWh or mTherms) | Achievable Economic TRC Potential | 0 | 0 | 0 | 0 | 0 | 0 | 0 | 0 | 0 | 0 | 0 | 0 | 0 | 0 | 0 | 0 | 0 | 0 | 0 | 0 | 0 | 0
F11_Industrial_Primary Metals_New_Space Heating_Natural Gas_Retrocommissioning_A_Achievable Economic TRC Potential | F11 | Industrial | Primary Metals | New | Space Heating | Natural Gas | Retrocommissioning | A | Cumulative Summer Peak Savings (MW) | Achievable Economic TRC Potential | 0 | 0 | 0 | 0 | 0 | 0 | 0 | 0 | 0 | 0 | 0 | 0 | 0 | 0 | 0 | 0 | 0 | 0 | 0 | 0 | 0 | 0
F12_Industrial_Primary Metals_New_Space Heating_Natural Gas_Retrocommissioning_A_Achievable Economic TRC Potential | F12 | Industrial | Primary Metals | New | Space Heating | Natural Gas | Retrocommissioning | A | Cumulative Winter Peak Savings (MW) | Achievable Economic TRC Potential | 0 | 0 | 0 | 0 | 0 | 0 | 0 | 0 | 0 | 0 | 0 | 0 | 0 | 0 | 0 | 0 | 0 | 0 | 0 | 0 | 0 | 0
F13_Industrial_Primary Metals_New_Space Heating_Natural Gas_Retrocommissioning_A_Achievable Economic TRC Potential | F13 | Industrial | Primary Metals | New | Space Heating | Natural Gas | Retrocommissioning | A | Purchases (Incremental) | Achievable Economic TRC Potential | 0 | 0 | 0 | 0 | 0 | 0 | 0 | 0 | 0 | 0 | 0 | 0 | 0 | 0 | 0 | 0 | 0 | 0 | 0 | 0 | 0 | 0
F14_Industrial_Primary Metals_New_Space Heating_Natural Gas_Retrocommissioning_A_Achievable Economic TRC Potential | F14 | Industrial | Primary Metals | New | Space Heating | Natural Gas | Retrocommissioning | A | Purchases (Cumulative) | Achievable Economic TRC Potential | 0 | 0 | 0 | 0 | 0 | 0 | 0 | 0 | 0 | 0 | 0 | 0 | 0 | 0 | 0 | 0 | 0 | 0 | 0 | 0 | 0 | 0
F1_Industrial_Primary Metals_New_Process_Natural Gas_Retrocommissioning_A_Achievable Economic TRC Potential | F1 | Industrial | Primary Metals | New | Process | Natural Gas | Retrocommissioning | A | Original Unit Energy Savings (kWh or therms) | Achievable Economic TRC Potential | 0 | 0 | 0 | 0 | 0 | 0 | 0 | 0 | 0 | 0 | 0 | 0 | 0 | 0 | 0 | 0 | 0 | 0 | 0 | 0 | 0 | 0
F2_Industrial_Primary Metals_New_Process_Natural Gas_Retrocommissioning_A_Achievable Economic TRC Potential | F2 | Industrial | Primary Metals | New | Process | Natural Gas | Retrocommissioning | A | Original Unit Summer Peak Savings (kW) | Achievable Economic TRC Potential | 0 | 0 | 0 | 0 | 0 | 0 | 0 | 0 | 0 | 0 | 0 | 0 | 0 | 0 | 0 | 0 | 0 | 0 | 0 | 0 | 0 | 0
F3_Industrial_Primary Metals_New_Process_Natural Gas_Retrocommissioning_A_Achievable Economic TRC Potential | F3 | Industrial | Primary Metals | New | Process | Natural Gas | Retrocommissioning | A | Original Unit Winter Peak Savings (kW) | Achievable Economic TRC Potential | 0 | 0 | 0 | 0 | 0 | 0 | 0 | 0 | 0 | 0 | 0 | 0 | 0 | 0 | 0 | 0 | 0 | 0 | 0 | 0 | 0 | 0
F4_Industrial_Primary Metals_New_Process_Natural Gas_Retrocommissioning_A_Achievable Economic TRC Potential | F4 | Industrial | Primary Metals | New | Process | Natural Gas | Retrocommissioning | A | Standalone Impact on Baseline Energy (%) | Achievable Economic TRC Potential | bar: 2019 to 2040
F5_Industrial_Primary Metals_New_Process_Natural Gas_Retrocommissioning_A_Achievable Economic TRC Potential | F5 | Industrial | Primary Metals | New | Process | Natural Gas | Retrocommissioning | A | Standalone Impact on Baseline Summer Peak (%) | Achievable Economic TRC Potential | bar: 2019 to 2040
F6_Industrial_Primary Metals_New_Process_Natural Gas_Retrocommissioning_A_Achievable Economic TRC Potential | F6 | Industrial | Primary Metals | New | Process | Natural Gas | Retrocommissioning | A | Standalone Impact on Baseline Winter Peak (%) | Achievable Economic TRC Potential | bar: 2019 to 2040
F7_Industrial_Primary Metals_New_Process_Natural Gas_Retrocommissioning_A_Achievable Economic TRC Potential | F7 | Industrial | Primary Metals | New | Process | Natural Gas | Retrocommissioning | A | Incremental Energy Savings (MWh or mTherms) | Achievable Economic TRC Potential | 0 | 0 | 0 | 0 | 0 | 0 | 0 | 0 | 0 | 0 | 0 | 0 | 0 | 0 | 0 | 0 | 0 | 0 | 0 | 0 | 0 | 0
F8_Industrial_Primary Metals_New_Process_Natural Gas_Retrocommissioning_A_Achievable Economic TRC Potential | F8 | Industrial | Primary Metals | New | Process | Natural Gas | Retrocommissioning | A | Incremental Summer Peak Savings (MW) | Achievable Economic TRC Potential | 0 | 0 | 0 | 0 | 0 | 0 | 0 | 0 | 0 | 0 | 0 | 0 | 0 | 0 | 0 | 0 | 0 | 0 | 0 | 0 | 0 | 0
F9_Industrial_Primary Metals_New_Process_Natural Gas_Retrocommissioning_A_Achievable Economic TRC Potential | F9 | Industrial | Primary Metals | New | Process | Natural Gas | Retrocommissioning | A | Incremental Winter Peak Savings (MW) | Achievable Economic TRC Potential | 0 | 0 | 0 | 0 | 0 | 0 | 0 | 0 | 0 | 0 | 0 | 0 | 0 | 0 | 0 | 0 | 0 | 0 | 0 | 0 | 0 | 0
F10_Industrial_Primary Metals_New_Process_Natural Gas_Retrocommissioning_A_Achievable Economic TRC Potential | F10 | Industrial | Primary Metals | New | Process | Natural Gas | Retrocommissioning | A | Cumulative Energy Savings (MWh or mTherms) | Achievable Economic TRC Potential | 0 | 0 | 0 | 0 | 0 | 0 | 0 | 0 | 0 | 0 | 0 | 0 | 0 | 0 | 0 | 0 | 0 | 0 | 0 | 0 | 0 | 0
F11_Industrial_Primary Metals_New_Process_Natural Gas_Retrocommissioning_A_Achievable Economic TRC Potential | F11 | Industrial | Primary Metals | New | Process | Natural Gas | Retrocommissioning | A | Cumulative Summer Peak Savings (MW) | Achievable Economic TRC Potential | 0 | 0 | 0 | 0 | 0 | 0 | 0 | 0 | 0 | 0 | 0 | 0 | 0 | 0 | 0 | 0 | 0 | 0 | 0 | 0 | 0 | 0
F12_Industrial_Primary Metals_New_Process_Natural Gas_Retrocommissioning_A_Achievable Economic TRC Potential | F12 | Industrial | Primary Metals | New | Process | Natural Gas | Retrocommissioning | A | Cumulative Winter Peak Savings (MW) | Achievable Economic TRC Potential | 0 | 0 | 0 | 0 | 0 | 0 | 0 | 0 | 0 | 0 | 0 | 0 | 0 | 0 | 0 | 0 | 0 | 0 | 0 | 0 | 0 | 0
F13_Industrial_Primary Metals_New_Process_Natural Gas_Retrocommissioning_A_Achievable Economic TRC Potential | F13 | Industrial | Primary Metals | New | Process | Natural Gas | Retrocommissioning | A | Purchases (Incremental) | Achievable Economic TRC Potential | 0 | 0 | 0 | 0 | 0 | 0 | 0 | 0 | 0 | 0 | 0 | 0 | 0 | 0 | 0 | 0 | 0 | 0 | 0 | 0 | 0 | 0
F14_Industrial_Primary Metals_New_Process_Natural Gas_Retrocommissioning_A_Achievable Economic TRC Potential | F14 | Industrial | Primary Metals | New | Process | Natural Gas | Retrocommissioning | A | Purchases (Cumulative) | Achievable Economic TRC Potential | 0 | 0 | 0 | 0 | 0 | 0 | 0 | 0 | 0 | 0 | 0 | 0 | 0 | 0 | 0 | 0 | 0 | 0 | 0 | 0 | 0 | 0
F1_Industrial_Stone, Clay, and Glass_Existing_Space Heating_Natural Gas_Insulation - Roof/Ceiling_A_Achievable Economic TRC Potential | F1 | Industrial | Stone, Clay, and Glass | Existing | Space Heating | Natural Gas | Insulation - Roof/Ceiling | A | Original Unit Energy Savings (kWh or therms) | Achievable Economic TRC Potential | 0 | 0 | 0.083035 | 0.082838 | 0.082641 | 0.082447 | 0.082256 | 0.08207 | 0.08189 | 0.081718 | 0.081553 | 0.081398 | 0.081252 | 0.081115 | 0.080985 | 0.080863 | 0.080748 | 0.08064 | 0.080538 | 0.080442 | 0.080353 | 0.080269
F2_Industrial_Stone, Clay, and Glass_Existing_Space Heating_Natural Gas_Insulation - Roof/Ceiling_A_Achievable Economic TRC Potential | F2 | Industrial | Stone, Clay, and Glass | Existing | Space Heating | Natural Gas | Insulation - Roof/Ceiling | A | Original Unit Summer Peak Savings (kW) | Achievable Economic TRC Potential | 0 | 0 | 0 | 0 | 0 | 0 | 0 | 0 | 0 | 0 | 0 | 0 | 0 | 0 | 0 | 0 | 0 | 0 | 0 | 0 | 0 | 0
F3_Industrial_Stone, Clay, and Glass_Existing_Space Heating_Natural Gas_Insulation - Roof/Ceiling_A_Achievable Economic TRC Potential | F3 | Industrial | Stone, Clay, and Glass | Existing | Space Heating | Natural Gas | Insulation - Roof/Ceiling | A | Original Unit Winter Peak Savings (kW) | Achievable Economic TRC Potential | 0 | 0 | 0 | 0 | 0 | 0 | 0 | 0 | 0 | 0 | 0 | 0 | 0 | 0 | 0 | 0 | 0 | 0 | 0 | 0 | 0 | 0
F4_Industrial_Stone, Clay, and Glass_Existing_Space Heating_Natural Gas_Insulation - Roof/Ceiling_A_Achievable Economic TRC Potential | F4 | Industrial | Stone, Clay, and Glass | Existing | Space Heating | Natural Gas | Insulation - Roof/Ceiling | A | Standalone Impact on Baseline Energy (%) | Achievable Economic TRC Potential | 0% | 0% | 0.3143% | 0.8697% | 1.74% | 2.969% | 4.545% | 6.403% | 8.431% | 10.49% | 12.47% | 14.25% | 15.79% | 17.06% | 18.1% | 18.94% | 19.61% | 20.18% | 20.66% | 21.12% | 21.49% | 21.86%
F5_Industrial_Stone, Clay, and Glass_Existing_Space Heating_Natural Gas_Insulation - Roof/Ceiling_A_Achievable Economic TRC Potential | F5 | Industrial | Stone, Clay, and Glass | Existing | Space Heating | Natural Gas | Insulation - Roof/Ceiling | A | Standalone Impact on Baseline Summer Peak (%) | Achievable Economic TRC Potential | bar: 2019 to 2040
F6_Industrial_Stone, Clay, and Glass_Existing_Space Heating_Natural Gas_Insulation - Roof/Ceiling_A_Achievable Economic TRC Potential | F6 | Industrial | Stone, Clay, and Glass | Existing | Space Heating | Natural Gas | Insulation - Roof/Ceiling | A | Standalone Impact on Baseline Winter Peak (%) | Achievable Economic TRC Potential | bar: 2019 to 2040
F7_Industrial_Stone, Clay, and Glass_Existing_Space Heating_Natural Gas_Insulation - Roof/Ceiling_A_Achievable Economic TRC Potential | F7 | Industrial | Stone, Clay, and Glass | Existing | Space Heating | Natural Gas | Insulation - Roof/Ceiling | A | Incremental Energy Savings (MWh or mTherms) | Achievable Economic TRC Potential | 0 | 0 | 0.30812 | 0.52866 | 0.80626 | 1.1067 | 1.381 | 1.5798 | 1.6684 | 1.6361 | 1.4977 | 1.2855 | 1.0385 | 0.79245 | 0.57292 | 0.39354 | 0.25747 | 0.1608 | 0.096071 | 0.063851 | 0 | 0
F8_Industrial_Stone, Clay, and Glass_Existing_Space Heating_Natural Gas_Insulation - Roof/Ceiling_A_Achievable Economic TRC Potential | F8 | Industrial | Stone, Clay, and Glass | Existing | Space Heating | Natural Gas | Insulation - Roof/Ceiling | A | Incremental Summer Peak Savings (MW) | Achievable Economic TRC Potential | 0 | 0 | 0 | 0 | 0 | 0 | 0 | 0 | 0 | 0 | 0 | 0 | 0 | 0 | 0 | 0 | 0 | 0 | 0 | 0 | 0 | 0
F9_Industrial_Stone, Clay, and Glass_Existing_Space Heating_Natural Gas_Insulation - Roof/Ceiling_A_Achievable Economic TRC Potential | F9 | Industrial | Stone, Clay, and Glass | Existing | Space Heating | Natural Gas | Insulation - Roof/Ceiling | A | Incremental Winter Peak Savings (MW) | Achievable Economic TRC Potential | 0 | 0 | 0 | 0 | 0 | 0 | 0 | 0 | 0 | 0 | 0 | 0 | 0 | 0 | 0 | 0 | 0 | 0 | 0 | 0 | 0 | 0
F10_Industrial_Stone, Clay, and Glass_Existing_Space Heating_Natural Gas_Insulation - Roof/Ceiling_A_Achievable Economic TRC Potential | F10 | Industrial | Stone, Clay, and Glass | Existing | Space Heating | Natural Gas | Insulation - Roof/Ceiling | A | Cumulative Energy Savings (MWh or mTherms) | Achievable Economic TRC Potential | 0 | 0 | 0.30812 | 0.83604 | 1.6403 | 2.7431 | 4.1178 | 5.6883 | 7.3442 | 8.9649 | 10.4446 | 11.7102 | 12.7277 | 13.4985 | 14.0499 | 14.4222 | 14.6592 | 14.8004 | 14.8778 | 14.924 | 14.9073 | 14.8917
F11_Industrial_Stone, Clay, and Glass_Existing_Space Heating_Natural Gas_Insulation - Roof/Ceiling_A_Achievable Economic TRC Potential | F11 | Industrial | Stone, Clay, and Glass | Existing | Space Heating | Natural Gas | Insulation - Roof/Ceiling | A | Cumulative Summer Peak Savings (MW) | Achievable Economic TRC Potential | 0 | 0 | 0 | 0 | 0 | 0 | 0 | 0 | 0 | 0 | 0 | 0 | 0 | 0 | 0 | 0 | 0 | 0 | 0 | 0 | 0 | 0
F12_Industrial_Stone, Clay, and Glass_Existing_Space Heating_Natural Gas_Insulation - Roof/Ceiling_A_Achievable Economic TRC Potential | F12 | Industrial | Stone, Clay, and Glass | Existing | Space Heating | Natural Gas | Insulation - Roof/Ceiling | A | Cumulative Winter Peak Savings (MW) | Achievable Economic TRC Potential | 0 | 0 | 0 | 0 | 0 | 0 | 0 | 0 | 0 | 0 | 0 | 0 | 0 | 0 | 0 | 0 | 0 | 0 | 0 | 0 | 0 | 0
F13_Industrial_Stone, Clay, and Glass_Existing_Space Heating_Natural Gas_Insulation - Roof/Ceiling_A_Achievable Economic TRC Potential | F13 | Industrial | Stone, Clay, and Glass | Existing | Space Heating | Natural Gas | Insulation - Roof/Ceiling | A | Purchases (Incremental) | Achievable Economic TRC Potential | 0 | 0 | 3710.717 | 6381.7935 | 9756.0751 | 13423.0137 | 16789.2867 | 19249.7856 | 20373.1153 | 20021.8546 | 18364.8736 | 15792.2081 | 12781.1177 | 9769.475 | 7074.4474 | 4866.7319 | 3188.5485 | 1994.0923 | 1192.8678 | 793.746 | 0 | 0
F14_Industrial_Stone, Clay, and Glass_Existing_Space Heating_Natural Gas_Insulation - Roof/Ceiling_A_Achievable Economic TRC Potential | F14 | Industrial | Stone, Clay, and Glass | Existing | Space Heating | Natural Gas | Insulation - Roof/Ceiling | A | Purchases (Cumulative) | Achievable Economic TRC Potential | 0 | 0 | 3710.717 | 10092.5105 | 19848.5856 | 33271.5992 | 50060.8859 | 69310.6715 | 89683.7868 | 109705.6414 | 128070.515 | 143862.7231 | 156643.8408 | 166413.3158 | 173487.7632 | 178354.4952 | 181543.0437 | 183537.136 | 184730.0037 | 185523.7497 | 185523.7497 | 185523.7497
F1_Industrial_Stone, Clay, and Glass_Existing_Space Heating_Natural Gas_Insulation - Wall Cavity_A_Achievable Economic TRC Potential | F1 | Industrial | Stone, Clay, and Glass | Existing | Space Heating | Natural Gas | Insulation - Wall Cavity | A | Original Unit Energy Savings (kWh or therms) | Achievable Economic TRC Potential | 0 | 0 | 0.018165 | 0.018122 | 0.018079 | 0.018037 | 0.017995 | 0.017954 | 0.017915 | 0.017877 | 0.017841 | 0.017807 | 0.017775 | 0.017745 | 0.017717 | 0.01769 | 0.017665 | 0.017641 | 0.017619 | 0.017598 | 0.017579 | 0.01756
F2_Industrial_Stone, Clay, and Glass_Existing_Space Heating_Natural Gas_Insulation - Wall Cavity_A_Achievable Economic TRC Potential | F2 | Industrial | Stone, Clay, and Glass | Existing | Space Heating | Natural Gas | Insulation - Wall Cavity | A | Original Unit Summer Peak Savings (kW) | Achievable Economic TRC Potential | 0 | 0 | 0 | 0 | 0 | 0 | 0 | 0 | 0 | 0 | 0 | 0 | 0 | 0 | 0 | 0 | 0 | 0 | 0 | 0 | 0 | 0
F3_Industrial_Stone, Clay, and Glass_Existing_Space Heating_Natural Gas_Insulation - Wall Cavity_A_Achievable Economic TRC Potential | F3 | Industrial | Stone, Clay, and Glass | Existing | Space Heating | Natural Gas | Insulation - Wall Cavity | A | Original Unit Winter Peak Savings (kW) | Achievable Economic TRC Potential | 0 | 0 | 0 | 0 | 0 | 0 | 0 | 0 | 0 | 0 | 0 | 0 | 0 | 0 | 0 | 0 | 0 | 0 | 0 | 0 | 0 | 0
F4_Industrial_Stone, Clay, and Glass_Existing_Space Heating_Natural Gas_Insulation - Wall Cavity_A_Achievable Economic TRC Potential | F4 | Industrial | Stone, Clay, and Glass | Existing | Space Heating | Natural Gas | Insulation - Wall Cavity | A | Standalone Impact on Baseline Energy (%) | Achievable Economic TRC Potential | 0% | 0% | 0.06875% | 0.1903% | 0.3808% | 0.6494% | 0.9943% | 1.401% | 1.844% | 2.296% | 2.727% | 3.117% | 3.453% | 3.733% | 3.96% | 4.143% | 4.291% | 4.414% | 4.521% | 4.62% | 4.701% | 4.783%
F5_Industrial_Stone, Clay, and Glass_Existing_Space Heating_Natural Gas_Insulation - Wall Cavity_A_Achievable Economic TRC Potential | F5 | Industrial | Stone, Clay, and Glass | Existing | Space Heating | Natural Gas | Insulation - Wall Cavity | A | Standalone Impact on Baseline Summer Peak (%) | Achievable Economic TRC Potential | bar: 2019 to 2040
F6_Industrial_Stone, Clay, and Glass_Existing_Space Heating_Natural Gas_Insulation - Wall Cavity_A_Achievable Economic TRC Potential | F6 | Industrial | Stone, Clay, and Glass | Existing | Space Heating | Natural Gas | Insulation - Wall Cavity | A | Standalone Impact on Baseline Winter Peak (%) | Achievable Economic TRC Potential | bar: 2019 to 2040
F7_Industrial_Stone, Clay, and Glass_Existing_Space Heating_Natural Gas_Insulation - Wall Cavity_A_Achievable Economic TRC Potential | F7 | Industrial | Stone, Clay, and Glass | Existing | Space Heating | Natural Gas | Insulation - Wall Cavity | A | Incremental Energy Savings (MWh or mTherms) | Achievable Economic TRC Potential | 0 | 0 | 0.067407 | 0.11565 | 0.17638 | 0.24211 | 0.30212 | 0.34561 | 0.36498 | 0.35793 | 0.32765 | 0.28122 | 0.22719 | 0.17336 | 0.12534 | 0.086093 | 0.056325 | 0.035178 | 0.021017 | 0.013968 | 0 | 0
F8_Industrial_Stone, Clay, and Glass_Existing_Space Heating_Natural Gas_Insulation - Wall Cavity_A_Achievable Economic TRC Potential | F8 | Industrial | Stone, Clay, and Glass | Existing | Space Heating | Natural Gas | Insulation - Wall Cavity | A | Incremental Summer Peak Savings (MW) | Achievable Economic TRC Potential | 0 | 0 | 0 | 0 | 0 | 0 | 0 | 0 | 0 | 0 | 0 | 0 | 0 | 0 | 0 | 0 | 0 | 0 | 0 | 0 | 0 | 0
F9_Industrial_Stone, Clay, and Glass_Existing_Space Heating_Natural Gas_Insulation - Wall Cavity_A_Achievable Economic TRC Potential | F9 | Industrial | Stone, Clay, and Glass | Existing | Space Heating | Natural Gas | Insulation - Wall Cavity | A | Incremental Winter Peak Savings (MW) | Achievable Economic TRC Potential | 0 | 0 | 0 | 0 | 0 | 0 | 0 | 0 | 0 | 0 | 0 | 0 | 0 | 0 | 0 | 0 | 0 | 0 | 0 | 0 | 0 | 0
F10_Industrial_Stone, Clay, and Glass_Existing_Space Heating_Natural Gas_Insulation - Wall Cavity_A_Achievable Economic TRC Potential | F10 | Industrial | Stone, Clay, and Glass | Existing | Space Heating | Natural Gas | Insulation - Wall Cavity | A | Cumulative Energy Savings (MWh or mTherms) | Achievable Economic TRC Potential | 0 | 0 | 0.067407 | 0.1829 | 0.35885 | 0.60011 | 0.90084 | 1.2444 | 1.6067 | 1.9612 | 2.2849 | 2.5618 | 2.7844 | 2.953 | 3.0736 | 3.1551 | 3.2069 | 3.2378 | 3.2548 | 3.2649 | 3.2612 | 3.2578
F11_Industrial_Stone, Clay, and Glass_Existing_Space Heating_Natural Gas_Insulation - Wall Cavity_A_Achievable Economic TRC Potential | F11 | Industrial | Stone, Clay, and Glass | Existing | Space Heating | Natural Gas | Insulation - Wall Cavity | A | Cumulative Summer Peak Savings (MW) | Achievable Economic TRC Potential | 0 | 0 | 0 | 0 | 0 | 0 | 0 | 0 | 0 | 0 | 0 | 0 | 0 | 0 | 0 | 0 | 0 | 0 | 0 | 0 | 0 | 0
F12_Industrial_Stone, Clay, and Glass_Existing_Space Heating_Natural Gas_Insulation - Wall Cavity_A_Achievable Economic TRC Potential | F12 | Industrial | Stone, Clay, and Glass | Existing | Space Heating | Natural Gas | Insulation - Wall Cavity | A | Cumulative Winter Peak Savings (MW) | Achievable Economic TRC Potential | 0 | 0 | 0 | 0 | 0 | 0 | 0 | 0 | 0 | 0 | 0 | 0 | 0 | 0 | 0 | 0 | 0 | 0 | 0 | 0 | 0 | 0
F13_Industrial_Stone, Clay, and Glass_Existing_Space Heating_Natural Gas_Insulation - Wall Cavity_A_Achievable Economic TRC Potential | F13 | Industrial | Stone, Clay, and Glass | Existing | Space Heating | Natural Gas | Insulation - Wall Cavity | A | Purchases (Incremental) | Achievable Economic TRC Potential | 0 | 0 | 3710.717 | 6381.7935 | 9756.0751 | 13423.0137 | 16789.2867 | 19249.7856 | 20373.1153 | 20021.8546 | 18364.8736 | 15792.2081 | 12781.1177 | 9769.475 | 7074.4474 | 4866.7319 | 3188.5485 | 1994.0923 | 1192.8678 | 793.746 | 0 | 0
F14_Industrial_Stone, Clay, and Glass_Existing_Space Heating_Natural Gas_Insulation - Wall Cavity_A_Achievable Economic TRC Potential | F14 | Industrial | Stone, Clay, and Glass | Existing | Space Heating | Natural Gas | Insulation - Wall Cavity | A | Purchases (Cumulative) | Achievable Economic TRC Potential | 0 | 0 | 3710.717 | 10092.5105 | 19848.5856 | 33271.5992 | 50060.8859 | 69310.6715 | 89683.7868 | 109705.6414 | 128070.515 | 143862.7231 | 156643.8408 | 166413.3158 | 173487.7632 | 178354.4952 | 181543.0437 | 183537.136 | 184730.0037 | 185523.7497 | 185523.7497 | 185523.7497
F1_Industrial_Stone, Clay, and Glass_Existing_Space Heating_Natural Gas_Insulation - Ducting_A_Achievable Economic TRC Potential | F1 | Industrial | Stone, Clay, and Glass | Existing | Space Heating | Natural Gas | Insulation - Ducting | A | Original Unit Energy Savings (kWh or therms) | Achievable Economic TRC Potential | 0 | 0 | 0.0014398 | 0.0014319 | 0.0014239 | 0.0014161 | 0.0014083 | 0.0014008 | 0.0013935 | 0.0013865 | 0.0013799 | 0.0013736 | 0.0013677 | 0.0013622 | 0.001357 | 0.0013521 | 0.0013475 | 0.0013431 | 0.001339 | 0.0013352 | 0.0013316 | 0.0013281
F2_Industrial_Stone, Clay, and Glass_Existing_Space Heating_Natural Gas_Insulation - Ducting_A_Achievable Economic TRC Potential | F2 | Industrial | Stone, Clay, and Glass | Existing | Space Heating | Natural Gas | Insulation - Ducting | A | Original Unit Summer Peak Savings (kW) | Achievable Economic TRC Potential | 0 | 0 | 0 | 0 | 0 | 0 | 0 | 0 | 0 | 0 | 0 | 0 | 0 | 0 | 0 | 0 | 0 | 0 | 0 | 0 | 0 | 0
F3_Industrial_Stone, Clay, and Glass_Existing_Space Heating_Natural Gas_Insulation - Ducting_A_Achievable Economic TRC Potential | F3 | Industrial | Stone, Clay, and Glass | Existing | Space Heating | Natural Gas | Insulation - Ducting | A | Original Unit Winter Peak Savings (kW) | Achievable Economic TRC Potential | 0 | 0 | 0 | 0 | 0 | 0 | 0 | 0 | 0 | 0 | 0 | 0 | 0 | 0 | 0 | 0 | 0 | 0 | 0 | 0 | 0 | 0
F4_Industrial_Stone, Clay, and Glass_Existing_Space Heating_Natural Gas_Insulation - Ducting_A_Achievable Economic TRC Potential | F4 | Industrial | Stone, Clay, and Glass | Existing | Space Heating | Natural Gas | Insulation - Ducting | A | Standalone Impact on Baseline Energy (%) | Achievable Economic TRC Potential | bar: 2019 to 2040
F5_Industrial_Stone, Clay, and Glass_Existing_Space Heating_Natural Gas_Insulation - Ducting_A_Achievable Economic TRC Potential | F5 | Industrial | Stone, Clay, and Glass | Existing | Space Heating | Natural Gas | Insulation - Ducting | A | Standalone Impact on Baseline Summer Peak (%) | Achievable Economic TRC Potential | bar: 2019 to 2040
F6_Industrial_Stone, Clay, and Glass_Existing_Space Heating_Natural Gas_Insulation - Ducting_A_Achievable Economic TRC Potential | F6 | Industrial | Stone, Clay, and Glass | Existing | Space Heating | Natural Gas | Insulation - Ducting | A | Standalone Impact on Baseline Winter Peak (%) | Achievable Economic TRC Potential | bar: 2019 to 2040
F7_Industrial_Stone, Clay, and Glass_Existing_Space Heating_Natural Gas_Insulation - Ducting_A_Achievable Economic TRC Potential | F7 | Industrial | Stone, Clay, and Glass | Existing | Space Heating | Natural Gas | Insulation - Ducting | A | Incremental Energy Savings (MWh or mTherms) | Achievable Economic TRC Potential | 0 | 0 | 0 | 0 | 0 | 0 | 0 | 0 | 0 | 0 | 0 | 0 | 0 | 0 | 0 | 0 | 0 | 0 | 0 | 0 | 0 | 0
F8_Industrial_Stone, Clay, and Glass_Existing_Space Heating_Natural Gas_Insulation - Ducting_A_Achievable Economic TRC Potential | F8 | Industrial | Stone, Clay, and Glass | Existing | Space Heating | Natural Gas | Insulation - Ducting | A | Incremental Summer Peak Savings (MW) | Achievable Economic TRC Potential | 0 | 0 | 0 | 0 | 0 | 0 | 0 | 0 | 0 | 0 | 0 | 0 | 0 | 0 | 0 | 0 | 0 | 0 | 0 | 0 | 0 | 0
F9_Industrial_Stone, Clay, and Glass_Existing_Space Heating_Natural Gas_Insulation - Ducting_A_Achievable Economic TRC Potential | F9 | Industrial | Stone, Clay, and Glass | Existing | Space Heating | Natural Gas | Insulation - Ducting | A | Incremental Winter Peak Savings (MW) | Achievable Economic TRC Potential | 0 | 0 | 0 | 0 | 0 | 0 | 0 | 0 | 0 | 0 | 0 | 0 | 0 | 0 | 0 | 0 | 0 | 0 | 0 | 0 | 0 | 0
F10_Industrial_Stone, Clay, and Glass_Existing_Space Heating_Natural Gas_Insulation - Ducting_A_Achievable Economic TRC Potential | F10 | Industrial | Stone, Clay, and Glass | Existing | Space Heating | Natural Gas | Insulation - Ducting | A | Cumulative Energy Savings (MWh or mTherms) | Achievable Economic TRC Potential | 0 | 0 | 0 | 0 | 0 | 0 | 0 | 0 | 0 | 0 | 0 | 0 | 0 | 0 | 0 | 0 | 0 | 0 | 0 | 0 | 0 | 0
F11_Industrial_Stone, Clay, and Glass_Existing_Space Heating_Natural Gas_Insulation - Ducting_A_Achievable Economic TRC Potential | F11 | Industrial | Stone, Clay, and Glass | Existing | Space Heating | Natural Gas | Insulation - Ducting | A | Cumulative Summer Peak Savings (MW) | Achievable Economic TRC Potential | 0 | 0 | 0 | 0 | 0 | 0 | 0 | 0 | 0 | 0 | 0 | 0 | 0 | 0 | 0 | 0 | 0 | 0 | 0 | 0 | 0 | 0
F12_Industrial_Stone, Clay, and Glass_Existing_Space Heating_Natural Gas_Insulation - Ducting_A_Achievable Economic TRC Potential | F12 | Industrial | Stone, Clay, and Glass | Existing | Space Heating | Natural Gas | Insulation - Ducting | A | Cumulative Winter Peak Savings (MW) | Achievable Economic TRC Potential | 0 | 0 | 0 | 0 | 0 | 0 | 0 | 0 | 0 | 0 | 0 | 0 | 0 | 0 | 0 | 0 | 0 | 0 | 0 | 0 | 0 | 0
F13_Industrial_Stone, Clay, and Glass_Existing_Space Heating_Natural Gas_Insulation - Ducting_A_Achievable Economic TRC Potential | F13 | Industrial | Stone, Clay, and Glass | Existing | Space Heating | Natural Gas | Insulation - Ducting | A | Purchases (Incremental) | Achievable Economic TRC Potential | 0 | 0 | 0 | 0 | 0 | 0 | 0 | 0 | 0 | 0 | 0 | 0 | 0 | 0 | 0 | 0 | 0 | 0 | 0 | 0 | 0 | 0
F14_Industrial_Stone, Clay, and Glass_Existing_Space Heating_Natural Gas_Insulation - Ducting_A_Achievable Economic TRC Potential | F14 | Industrial | Stone, Clay, and Glass | Existing | Space Heating | Natural Gas | Insulation - Ducting | A | Purchases (Cumulative) | Achievable Economic TRC Potential | 0 | 0 | 0 | 0 | 0 | 0 | 0 | 0 | 0 | 0 | 0 | 0 | 0 | 0 | 0 | 0 | 0 | 0 | 0 | 0 | 0 | 0
F1_Industrial_Stone, Clay, and Glass_Existing_Space Heating_Natural Gas_HVAC - Duct Repair and Sealing_A_Achievable Economic TRC Potential | F1 | Industrial | Stone, Clay, and Glass | Existing | Space Heating | Natural Gas | HVAC - Duct Repair and Sealing | A | Original Unit Energy Savings (kWh or therms) | Achievable Economic TRC Potential | 0 | 0 | 0.0040723 | 0.0040498 | 0.0040273 | 0.004005 | 0.0039832 | 0.0039618 | 0.0039412 | 0.0039215 | 0.0039027 | 0.003885 | 0.0038683 | 0.0038527 | 0.0038379 | 0.0038241 | 0.003811 | 0.0037987 | 0.0037871 | 0.0037763 | 0.003766 | 0.0037564
F2_Industrial_Stone, Clay, and Glass_Existing_Space Heating_Natural Gas_HVAC - Duct Repair and Sealing_A_Achievable Economic TRC Potential | F2 | Industrial | Stone, Clay, and Glass | Existing | Space Heating | Natural Gas | HVAC - Duct Repair and Sealing | A | Original Unit Summer Peak Savings (kW) | Achievable Economic TRC Potential | 0 | 0 | 0 | 0 | 0 | 0 | 0 | 0 | 0 | 0 | 0 | 0 | 0 | 0 | 0 | 0 | 0 | 0 | 0 | 0 | 0 | 0
F3_Industrial_Stone, Clay, and Glass_Existing_Space Heating_Natural Gas_HVAC - Duct Repair and Sealing_A_Achievable Economic TRC Potential | F3 | Industrial | Stone, Clay, and Glass | Existing | Space Heating | Natural Gas | HVAC - Duct Repair and Sealing | A | Original Unit Winter Peak Savings (kW) | Achievable Economic TRC Potential | 0 | 0 | 0 | 0 | 0 | 0 | 0 | 0 | 0 | 0 | 0 | 0 | 0 | 0 | 0 | 0 | 0 | 0 | 0 | 0 | 0 | 0