F7_Industrial_Agriculture_Existing_Space Heating_Natural Gas_Retrocommissioning_A_Achievable Economic UCT Potential | F7 | Industrial | Agriculture | Existing | Space Heating | Natural Gas | Retrocommissioning | A | Incremental Energy Savings (MWh or mTherms) | Achievable Economic UCT Potential | 0 | 0 | 0.13106 | 0.1285 | 0.12598 | 0.12352 | 0.12111 | 0.11875 | 0.11645 | 0.1142 | 0.112 | 0.10986 | 0.10777 | 0.10574 | 0.10375 | 0.10181 | 0.099908 | 0.098054 | 0.096242 | 0.09447 | 0.092738 | 0.091043
F8_Industrial_Agriculture_Existing_Space Heating_Natural Gas_Retrocommissioning_A_Achievable Economic UCT Potential | F8 | Industrial | Agriculture | Existing | Space Heating | Natural Gas | Retrocommissioning | A | Incremental Summer Peak Savings (MW) | Achievable Economic UCT Potential | 0 | 0 | 0 | 0 | 0 | 0 | 0 | 0 | 0 | 0 | 0 | 0 | 0 | 0 | 0 | 0 | 0 | 0 | 0 | 0 | 0 | 0
F9_Industrial_Agriculture_Existing_Space Heating_Natural Gas_Retrocommissioning_A_Achievable Economic UCT Potential | F9 | Industrial | Agriculture | Existing | Space Heating | Natural Gas | Retrocommissioning | A | Incremental Winter Peak Savings (MW) | Achievable Economic UCT Potential | 0 | 0 | 0 | 0 | 0 | 0 | 0 | 0 | 0 | 0 | 0 | 0 | 0 | 0 | 0 | 0 | 0 | 0 | 0 | 0 | 0 | 0
F10_Industrial_Agriculture_Existing_Space Heating_Natural Gas_Retrocommissioning_A_Achievable Economic UCT Potential | F10 | Industrial | Agriculture | Existing | Space Heating | Natural Gas | Retrocommissioning | A | Cumulative Energy Savings (MWh or mTherms) | Achievable Economic UCT Potential | 0 | 0 | 0.13106 | 0.25925 | 0.38461 | 0.50722 | 0.62716 | 0.74449 | 0.8593 | 0.97169 | 1.0817 | 1.1895 | 1.2952 | 1.3987 | 1.5002 | 1.5998 | 1.6974 | 1.7932 | 1.8872 | 1.9794 | 2.0699 | 2.1588
F11_Industrial_Agriculture_Existing_Space Heating_Natural Gas_Retrocommissioning_A_Achievable Economic UCT Potential | F11 | Industrial | Agriculture | Existing | Space Heating | Natural Gas | Retrocommissioning | A | Cumulative Summer Peak Savings (MW) | Achievable Economic UCT Potential | 0 | 0 | 0 | 0 | 0 | 0 | 0 | 0 | 0 | 0 | 0 | 0 | 0 | 0 | 0 | 0 | 0 | 0 | 0 | 0 | 0 | 0
F12_Industrial_Agriculture_Existing_Space Heating_Natural Gas_Retrocommissioning_A_Achievable Economic UCT Potential | F12 | Industrial | Agriculture | Existing | Space Heating | Natural Gas | Retrocommissioning | A | Cumulative Winter Peak Savings (MW) | Achievable Economic UCT Potential | 0 | 0 | 0 | 0 | 0 | 0 | 0 | 0 | 0 | 0 | 0 | 0 | 0 | 0 | 0 | 0 | 0 | 0 | 0 | 0 | 0 | 0
F13_Industrial_Agriculture_Existing_Space Heating_Natural Gas_Retrocommissioning_A_Achievable Economic UCT Potential | F13 | Industrial | Agriculture | Existing | Space Heating | Natural Gas | Retrocommissioning | A | Purchases (Incremental) | Achievable Economic UCT Potential | 0 | 0 | 248.2395 | 243.9596 | 239.7534 | 235.6197 | 231.5573 | 227.5649 | 223.6414 | 219.7855 | 215.9961 | 212.272 | 208.6121 | 205.0154 | 201.4806 | 198.0068 | 194.5929 | 191.2379 | 187.9407 | 184.7003 | 181.5158 | 178.3862
F14_Industrial_Agriculture_Existing_Space Heating_Natural Gas_Retrocommissioning_A_Achievable Economic UCT Potential | F14 | Industrial | Agriculture | Existing | Space Heating | Natural Gas | Retrocommissioning | A | Purchases (Cumulative) | Achievable Economic UCT Potential | 0 | 0 | 248.2395 | 492.1991 | 731.9525 | 967.5721 | 1199.1294 | 1426.6943 | 1650.3357 | 1870.1212 | 2086.1173 | 2298.3893 | 2507.0014 | 2712.0168 | 2913.4974 | 3111.5043 | 3306.0972 | 3497.3351 | 3685.2757 | 3869.9761 | 4051.4919 | 4229.8781
F1_Industrial_Agriculture_Existing_Process_Natural Gas_Retrocommissioning_A_Achievable Economic UCT Potential | F1 | Industrial | Agriculture | Existing | Process | Natural Gas | Retrocommissioning | A | Original Unit Energy Savings (kWh or therms) | Achievable Economic UCT Potential | 0 | 0 | 0 | 0 | 0 | 0 | 0 | 0 | 0 | 0 | 0 | 0 | 0 | 0 | 0 | 0 | 0 | 0 | 0 | 0 | 0 | 0
F2_Industrial_Agriculture_Existing_Process_Natural Gas_Retrocommissioning_A_Achievable Economic UCT Potential | F2 | Industrial | Agriculture | Existing | Process | Natural Gas | Retrocommissioning | A | Original Unit Summer Peak Savings (kW) | Achievable Economic UCT Potential | 0 | 0 | 0 | 0 | 0 | 0 | 0 | 0 | 0 | 0 | 0 | 0 | 0 | 0 | 0 | 0 | 0 | 0 | 0 | 0 | 0 | 0
F3_Industrial_Agriculture_Existing_Process_Natural Gas_Retrocommissioning_A_Achievable Economic UCT Potential | F3 | Industrial | Agriculture | Existing | Process | Natural Gas | Retrocommissioning | A | Original Unit Winter Peak Savings (kW) | Achievable Economic UCT Potential | 0 | 0 | 0 | 0 | 0 | 0 | 0 | 0 | 0 | 0 | 0 | 0 | 0 | 0 | 0 | 0 | 0 | 0 | 0 | 0 | 0 | 0
F4_Industrial_Agriculture_Existing_Process_Natural Gas_Retrocommissioning_A_Achievable Economic UCT Potential | F4 | Industrial | Agriculture | Existing | Process | Natural Gas | Retrocommissioning | A | Standalone Impact on Baseline Energy (%) | Achievable Economic UCT Potential | bar: 2019 to 2040
F5_Industrial_Agriculture_Existing_Process_Natural Gas_Retrocommissioning_A_Achievable Economic UCT Potential | F5 | Industrial | Agriculture | Existing | Process | Natural Gas | Retrocommissioning | A | Standalone Impact on Baseline Summer Peak (%) | Achievable Economic UCT Potential | bar: 2019 to 2040
F6_Industrial_Agriculture_Existing_Process_Natural Gas_Retrocommissioning_A_Achievable Economic UCT Potential | F6 | Industrial | Agriculture | Existing | Process | Natural Gas | Retrocommissioning | A | Standalone Impact on Baseline Winter Peak (%) | Achievable Economic UCT Potential | bar: 2019 to 2040
F7_Industrial_Agriculture_Existing_Process_Natural Gas_Retrocommissioning_A_Achievable Economic UCT Potential | F7 | Industrial | Agriculture | Existing | Process | Natural Gas | Retrocommissioning | A | Incremental Energy Savings (MWh or mTherms) | Achievable Economic UCT Potential | 0 | 0 | 0 | 0 | 0 | 0 | 0 | 0 | 0 | 0 | 0 | 0 | 0 | 0 | 0 | 0 | 0 | 0 | 0 | 0 | 0 | 0
F8_Industrial_Agriculture_Existing_Process_Natural Gas_Retrocommissioning_A_Achievable Economic UCT Potential | F8 | Industrial | Agriculture | Existing | Process | Natural Gas | Retrocommissioning | A | Incremental Summer Peak Savings (MW) | Achievable Economic UCT Potential | 0 | 0 | 0 | 0 | 0 | 0 | 0 | 0 | 0 | 0 | 0 | 0 | 0 | 0 | 0 | 0 | 0 | 0 | 0 | 0 | 0 | 0
F9_Industrial_Agriculture_Existing_Process_Natural Gas_Retrocommissioning_A_Achievable Economic UCT Potential | F9 | Industrial | Agriculture | Existing | Process | Natural Gas | Retrocommissioning | A | Incremental Winter Peak Savings (MW) | Achievable Economic UCT Potential | 0 | 0 | 0 | 0 | 0 | 0 | 0 | 0 | 0 | 0 | 0 | 0 | 0 | 0 | 0 | 0 | 0 | 0 | 0 | 0 | 0 | 0
F10_Industrial_Agriculture_Existing_Process_Natural Gas_Retrocommissioning_A_Achievable Economic UCT Potential | F10 | Industrial | Agriculture | Existing | Process | Natural Gas | Retrocommissioning | A | Cumulative Energy Savings (MWh or mTherms) | Achievable Economic UCT Potential | 0 | 0 | 0 | 0 | 0 | 0 | 0 | 0 | 0 | 0 | 0 | 0 | 0 | 0 | 0 | 0 | 0 | 0 | 0 | 0 | 0 | 0
F11_Industrial_Agriculture_Existing_Process_Natural Gas_Retrocommissioning_A_Achievable Economic UCT Potential | F11 | Industrial | Agriculture | Existing | Process | Natural Gas | Retrocommissioning | A | Cumulative Summer Peak Savings (MW) | Achievable Economic UCT Potential | 0 | 0 | 0 | 0 | 0 | 0 | 0 | 0 | 0 | 0 | 0 | 0 | 0 | 0 | 0 | 0 | 0 | 0 | 0 | 0 | 0 | 0
F12_Industrial_Agriculture_Existing_Process_Natural Gas_Retrocommissioning_A_Achievable Economic UCT Potential | F12 | Industrial | Agriculture | Existing | Process | Natural Gas | Retrocommissioning | A | Cumulative Winter Peak Savings (MW) | Achievable Economic UCT Potential | 0 | 0 | 0 | 0 | 0 | 0 | 0 | 0 | 0 | 0 | 0 | 0 | 0 | 0 | 0 | 0 | 0 | 0 | 0 | 0 | 0 | 0
F13_Industrial_Agriculture_Existing_Process_Natural Gas_Retrocommissioning_A_Achievable Economic UCT Potential | F13 | Industrial | Agriculture | Existing | Process | Natural Gas | Retrocommissioning | A | Purchases (Incremental) | Achievable Economic UCT Potential | 0 | 0 | 248.2395 | 243.9596 | 239.7534 | 235.6197 | 231.5573 | 227.5649 | 223.6414 | 219.7855 | 215.9961 | 212.272 | 208.6121 | 205.0154 | 201.4806 | 198.0068 | 194.5929 | 191.2379 | 187.9407 | 184.7003 | 181.5158 | 178.3862
F14_Industrial_Agriculture_Existing_Process_Natural Gas_Retrocommissioning_A_Achievable Economic UCT Potential | F14 | Industrial | Agriculture | Existing | Process | Natural Gas | Retrocommissioning | A | Purchases (Cumulative) | Achievable Economic UCT Potential | 0 | 0 | 248.2395 | 492.1991 | 731.9525 | 967.5721 | 1199.1294 | 1426.6943 | 1650.3357 | 1870.1212 | 2086.1173 | 2298.3893 | 2507.0014 | 2712.0168 | 2913.4974 | 3111.5043 | 3306.0972 | 3497.3351 | 3685.2757 | 3869.9761 | 4051.4919 | 4229.8781
F1_Industrial_Agriculture_New_Space Heating_Natural Gas_Insulation - Roof/Ceiling_A_Achievable Economic UCT Potential | F1 | Industrial | Agriculture | New | Space Heating | Natural Gas | Insulation - Roof/Ceiling | A | Original Unit Energy Savings (kWh or therms) | Achievable Economic UCT Potential | 0 | 0 | 0.078976 | 0.078976 | 0.078976 | 0.078976 | 0.078976 | 0.078976 | 0.078976 | 0.078976 | 0.078976 | 0.078976 | 0.078976 | 0.078976 | 0.078976 | 0.078976 | 0.078976 | 0.078976 | 0.078976 | 0.078976 | 0.078976 | 0.078976
F2_Industrial_Agriculture_New_Space Heating_Natural Gas_Insulation - Roof/Ceiling_A_Achievable Economic UCT Potential | F2 | Industrial | Agriculture | New | Space Heating | Natural Gas | Insulation - Roof/Ceiling | A | Original Unit Summer Peak Savings (kW) | Achievable Economic UCT Potential | 0 | 0 | 0 | 0 | 0 | 0 | 0 | 0 | 0 | 0 | 0 | 0 | 0 | 0 | 0 | 0 | 0 | 0 | 0 | 0 | 0 | 0
F3_Industrial_Agriculture_New_Space Heating_Natural Gas_Insulation - Roof/Ceiling_A_Achievable Economic UCT Potential | F3 | Industrial | Agriculture | New | Space Heating | Natural Gas | Insulation - Roof/Ceiling | A | Original Unit Winter Peak Savings (kW) | Achievable Economic UCT Potential | 0 | 0 | 0 | 0 | 0 | 0 | 0 | 0 | 0 | 0 | 0 | 0 | 0 | 0 | 0 | 0 | 0 | 0 | 0 | 0 | 0 | 0
F4_Industrial_Agriculture_New_Space Heating_Natural Gas_Insulation - Roof/Ceiling_A_Achievable Economic UCT Potential | F4 | Industrial | Agriculture | New | Space Heating | Natural Gas | Insulation - Roof/Ceiling | A | Standalone Impact on Baseline Energy (%) | Achievable Economic UCT Potential | bar: 2019 to 2040
F5_Industrial_Agriculture_New_Space Heating_Natural Gas_Insulation - Roof/Ceiling_A_Achievable Economic UCT Potential | F5 | Industrial | Agriculture | New | Space Heating | Natural Gas | Insulation - Roof/Ceiling | A | Standalone Impact on Baseline Summer Peak (%) | Achievable Economic UCT Potential | bar: 2019 to 2040
F6_Industrial_Agriculture_New_Space Heating_Natural Gas_Insulation - Roof/Ceiling_A_Achievable Economic UCT Potential | F6 | Industrial | Agriculture | New | Space Heating | Natural Gas | Insulation - Roof/Ceiling | A | Standalone Impact on Baseline Winter Peak (%) | Achievable Economic UCT Potential | bar: 2019 to 2040
F7_Industrial_Agriculture_New_Space Heating_Natural Gas_Insulation - Roof/Ceiling_A_Achievable Economic UCT Potential | F7 | Industrial | Agriculture | New | Space Heating | Natural Gas | Insulation - Roof/Ceiling | A | Incremental Energy Savings (MWh or mTherms) | Achievable Economic UCT Potential | 0 | 0 | 0 | 0 | 0 | 0 | 0 | 0 | 0 | 0 | 0 | 0 | 0 | 0 | 0 | 0 | 0 | 0 | 0 | 0 | 0 | 0
F8_Industrial_Agriculture_New_Space Heating_Natural Gas_Insulation - Roof/Ceiling_A_Achievable Economic UCT Potential | F8 | Industrial | Agriculture | New | Space Heating | Natural Gas | Insulation - Roof/Ceiling | A | Incremental Summer Peak Savings (MW) | Achievable Economic UCT Potential | 0 | 0 | 0 | 0 | 0 | 0 | 0 | 0 | 0 | 0 | 0 | 0 | 0 | 0 | 0 | 0 | 0 | 0 | 0 | 0 | 0 | 0
F9_Industrial_Agriculture_New_Space Heating_Natural Gas_Insulation - Roof/Ceiling_A_Achievable Economic UCT Potential | F9 | Industrial | Agriculture | New | Space Heating | Natural Gas | Insulation - Roof/Ceiling | A | Incremental Winter Peak Savings (MW) | Achievable Economic UCT Potential | 0 | 0 | 0 | 0 | 0 | 0 | 0 | 0 | 0 | 0 | 0 | 0 | 0 | 0 | 0 | 0 | 0 | 0 | 0 | 0 | 0 | 0
F10_Industrial_Agriculture_New_Space Heating_Natural Gas_Insulation - Roof/Ceiling_A_Achievable Economic UCT Potential | F10 | Industrial | Agriculture | New | Space Heating | Natural Gas | Insulation - Roof/Ceiling | A | Cumulative Energy Savings (MWh or mTherms) | Achievable Economic UCT Potential | 0 | 0 | 0 | 0 | 0 | 0 | 0 | 0 | 0 | 0 | 0 | 0 | 0 | 0 | 0 | 0 | 0 | 0 | 0 | 0 | 0 | 0
F11_Industrial_Agriculture_New_Space Heating_Natural Gas_Insulation - Roof/Ceiling_A_Achievable Economic UCT Potential | F11 | Industrial | Agriculture | New | Space Heating | Natural Gas | Insulation - Roof/Ceiling | A | Cumulative Summer Peak Savings (MW) | Achievable Economic UCT Potential | 0 | 0 | 0 | 0 | 0 | 0 | 0 | 0 | 0 | 0 | 0 | 0 | 0 | 0 | 0 | 0 | 0 | 0 | 0 | 0 | 0 | 0
F12_Industrial_Agriculture_New_Space Heating_Natural Gas_Insulation - Roof/Ceiling_A_Achievable Economic UCT Potential | F12 | Industrial | Agriculture | New | Space Heating | Natural Gas | Insulation - Roof/Ceiling | A | Cumulative Winter Peak Savings (MW) | Achievable Economic UCT Potential | 0 | 0 | 0 | 0 | 0 | 0 | 0 | 0 | 0 | 0 | 0 | 0 | 0 | 0 | 0 | 0 | 0 | 0 | 0 | 0 | 0 | 0
F13_Industrial_Agriculture_New_Space Heating_Natural Gas_Insulation - Roof/Ceiling_A_Achievable Economic UCT Potential | F13 | Industrial | Agriculture | New | Space Heating | Natural Gas | Insulation - Roof/Ceiling | A | Purchases (Incremental) | Achievable Economic UCT Potential | 0 | 0 | 0 | 0 | 0 | 0 | 0 | 0 | 0 | 0 | 0 | 0 | 0 | 0 | 0 | 0 | 0 | 0 | 0 | 0 | 0 | 0
F14_Industrial_Agriculture_New_Space Heating_Natural Gas_Insulation - Roof/Ceiling_A_Achievable Economic UCT Potential | F14 | Industrial | Agriculture | New | Space Heating | Natural Gas | Insulation - Roof/Ceiling | A | Purchases (Cumulative) | Achievable Economic UCT Potential | 0 | 0 | 0 | 0 | 0 | 0 | 0 | 0 | 0 | 0 | 0 | 0 | 0 | 0 | 0 | 0 | 0 | 0 | 0 | 0 | 0 | 0
F1_Industrial_Agriculture_New_Space Heating_Natural Gas_Insulation - Wall Cavity_A_Achievable Economic UCT Potential | F1 | Industrial | Agriculture | New | Space Heating | Natural Gas | Insulation - Wall Cavity | A | Original Unit Energy Savings (kWh or therms) | Achievable Economic UCT Potential | 0 | 0 | 0.017277 | 0.017277 | 0.017277 | 0.017277 | 0.017277 | 0.017277 | 0.017277 | 0.017277 | 0.017277 | 0.017277 | 0.017277 | 0.017277 | 0.017277 | 0.017277 | 0.017277 | 0.017277 | 0.017277 | 0.017277 | 0.017277 | 0.017277
F2_Industrial_Agriculture_New_Space Heating_Natural Gas_Insulation - Wall Cavity_A_Achievable Economic UCT Potential | F2 | Industrial | Agriculture | New | Space Heating | Natural Gas | Insulation - Wall Cavity | A | Original Unit Summer Peak Savings (kW) | Achievable Economic UCT Potential | 0 | 0 | 0 | 0 | 0 | 0 | 0 | 0 | 0 | 0 | 0 | 0 | 0 | 0 | 0 | 0 | 0 | 0 | 0 | 0 | 0 | 0
F3_Industrial_Agriculture_New_Space Heating_Natural Gas_Insulation - Wall Cavity_A_Achievable Economic UCT Potential | F3 | Industrial | Agriculture | New | Space Heating | Natural Gas | Insulation - Wall Cavity | A | Original Unit Winter Peak Savings (kW) | Achievable Economic UCT Potential | 0 | 0 | 0 | 0 | 0 | 0 | 0 | 0 | 0 | 0 | 0 | 0 | 0 | 0 | 0 | 0 | 0 | 0 | 0 | 0 | 0 | 0
F4_Industrial_Agriculture_New_Space Heating_Natural Gas_Insulation - Wall Cavity_A_Achievable Economic UCT Potential | F4 | Industrial | Agriculture | New | Space Heating | Natural Gas | Insulation - Wall Cavity | A | Standalone Impact on Baseline Energy (%) | Achievable Economic UCT Potential | bar: 2019 to 2040
F5_Industrial_Agriculture_New_Space Heating_Natural Gas_Insulation - Wall Cavity_A_Achievable Economic UCT Potential | F5 | Industrial | Agriculture | New | Space Heating | Natural Gas | Insulation - Wall Cavity | A | Standalone Impact on Baseline Summer Peak (%) | Achievable Economic UCT Potential | bar: 2019 to 2040
F6_Industrial_Agriculture_New_Space Heating_Natural Gas_Insulation - Wall Cavity_A_Achievable Economic UCT Potential | F6 | Industrial | Agriculture | New | Space Heating | Natural Gas | Insulation - Wall Cavity | A | Standalone Impact on Baseline Winter Peak (%) | Achievable Economic UCT Potential | bar: 2019 to 2040
F7_Industrial_Agriculture_New_Space Heating_Natural Gas_Insulation - Wall Cavity_A_Achievable Economic UCT Potential | F7 | Industrial | Agriculture | New | Space Heating | Natural Gas | Insulation - Wall Cavity | A | Incremental Energy Savings (MWh or mTherms) | Achievable Economic UCT Potential | 0 | 0 | 0 | 0 | 0 | 0 | 0 | 0 | 0 | 0 | 0 | 0 | 0 | 0 | 0 | 0 | 0 | 0 | 0 | 0 | 0 | 0
F8_Industrial_Agriculture_New_Space Heating_Natural Gas_Insulation - Wall Cavity_A_Achievable Economic UCT Potential | F8 | Industrial | Agriculture | New | Space Heating | Natural Gas | Insulation - Wall Cavity | A | Incremental Summer Peak Savings (MW) | Achievable Economic UCT Potential | 0 | 0 | 0 | 0 | 0 | 0 | 0 | 0 | 0 | 0 | 0 | 0 | 0 | 0 | 0 | 0 | 0 | 0 | 0 | 0 | 0 | 0
F9_Industrial_Agriculture_New_Space Heating_Natural Gas_Insulation - Wall Cavity_A_Achievable Economic UCT Potential | F9 | Industrial | Agriculture | New | Space Heating | Natural Gas | Insulation - Wall Cavity | A | Incremental Winter Peak Savings (MW) | Achievable Economic UCT Potential | 0 | 0 | 0 | 0 | 0 | 0 | 0 | 0 | 0 | 0 | 0 | 0 | 0 | 0 | 0 | 0 | 0 | 0 | 0 | 0 | 0 | 0
F10_Industrial_Agriculture_New_Space Heating_Natural Gas_Insulation - Wall Cavity_A_Achievable Economic UCT Potential | F10 | Industrial | Agriculture | New | Space Heating | Natural Gas | Insulation - Wall Cavity | A | Cumulative Energy Savings (MWh or mTherms) | Achievable Economic UCT Potential | 0 | 0 | 0 | 0 | 0 | 0 | 0 | 0 | 0 | 0 | 0 | 0 | 0 | 0 | 0 | 0 | 0 | 0 | 0 | 0 | 0 | 0
F11_Industrial_Agriculture_New_Space Heating_Natural Gas_Insulation - Wall Cavity_A_Achievable Economic UCT Potential | F11 | Industrial | Agriculture | New | Space Heating | Natural Gas | Insulation - Wall Cavity | A | Cumulative Summer Peak Savings (MW) | Achievable Economic UCT Potential | 0 | 0 | 0 | 0 | 0 | 0 | 0 | 0 | 0 | 0 | 0 | 0 | 0 | 0 | 0 | 0 | 0 | 0 | 0 | 0 | 0 | 0
F12_Industrial_Agriculture_New_Space Heating_Natural Gas_Insulation - Wall Cavity_A_Achievable Economic UCT Potential | F12 | Industrial | Agriculture | New | Space Heating | Natural Gas | Insulation - Wall Cavity | A | Cumulative Winter Peak Savings (MW) | Achievable Economic UCT Potential | 0 | 0 | 0 | 0 | 0 | 0 | 0 | 0 | 0 | 0 | 0 | 0 | 0 | 0 | 0 | 0 | 0 | 0 | 0 | 0 | 0 | 0
F13_Industrial_Agriculture_New_Space Heating_Natural Gas_Insulation - Wall Cavity_A_Achievable Economic UCT Potential | F13 | Industrial | Agriculture | New | Space Heating | Natural Gas | Insulation - Wall Cavity | A | Purchases (Incremental) | Achievable Economic UCT Potential | 0 | 0 | 0 | 0 | 0 | 0 | 0 | 0 | 0 | 0 | 0 | 0 | 0 | 0 | 0 | 0 | 0 | 0 | 0 | 0 | 0 | 0
F14_Industrial_Agriculture_New_Space Heating_Natural Gas_Insulation - Wall Cavity_A_Achievable Economic UCT Potential | F14 | Industrial | Agriculture | New | Space Heating | Natural Gas | Insulation - Wall Cavity | A | Purchases (Cumulative) | Achievable Economic UCT Potential | 0 | 0 | 0 | 0 | 0 | 0 | 0 | 0 | 0 | 0 | 0 | 0 | 0 | 0 | 0 | 0 | 0 | 0 | 0 | 0 | 0 | 0
F1_Industrial_Agriculture_New_Space Heating_Natural Gas_Insulation - Ducting_A_Achievable Economic UCT Potential | F1 | Industrial | Agriculture | New | Space Heating | Natural Gas | Insulation - Ducting | A | Original Unit Energy Savings (kWh or therms) | Achievable Economic UCT Potential | 0 | 0 | 0.0012737 | 0.0012737 | 0.0012737 | 0.0012737 | 0.0012737 | 0.0012737 | 0.0012737 | 0.0012737 | 0.0012737 | 0.0012737 | 0.0012737 | 0.0012737 | 0.0012737 | 0.0012737 | 0.0012737 | 0.0012737 | 0.0012737 | 0.0012737 | 0.0012737 | 0.0012737
F2_Industrial_Agriculture_New_Space Heating_Natural Gas_Insulation - Ducting_A_Achievable Economic UCT Potential | F2 | Industrial | Agriculture | New | Space Heating | Natural Gas | Insulation - Ducting | A | Original Unit Summer Peak Savings (kW) | Achievable Economic UCT Potential | 0 | 0 | 0 | 0 | 0 | 0 | 0 | 0 | 0 | 0 | 0 | 0 | 0 | 0 | 0 | 0 | 0 | 0 | 0 | 0 | 0 | 0
F3_Industrial_Agriculture_New_Space Heating_Natural Gas_Insulation - Ducting_A_Achievable Economic UCT Potential | F3 | Industrial | Agriculture | New | Space Heating | Natural Gas | Insulation - Ducting | A | Original Unit Winter Peak Savings (kW) | Achievable Economic UCT Potential | 0 | 0 | 0 | 0 | 0 | 0 | 0 | 0 | 0 | 0 | 0 | 0 | 0 | 0 | 0 | 0 | 0 | 0 | 0 | 0 | 0 | 0
F4_Industrial_Agriculture_New_Space Heating_Natural Gas_Insulation - Ducting_A_Achievable Economic UCT Potential | F4 | Industrial | Agriculture | New | Space Heating | Natural Gas | Insulation - Ducting | A | Standalone Impact on Baseline Energy (%) | Achievable Economic UCT Potential | bar: 2019 to 2040
F5_Industrial_Agriculture_New_Space Heating_Natural Gas_Insulation - Ducting_A_Achievable Economic UCT Potential | F5 | Industrial | Agriculture | New | Space Heating | Natural Gas | Insulation - Ducting | A | Standalone Impact on Baseline Summer Peak (%) | Achievable Economic UCT Potential | bar: 2019 to 2040
F6_Industrial_Agriculture_New_Space Heating_Natural Gas_Insulation - Ducting_A_Achievable Economic UCT Potential | F6 | Industrial | Agriculture | New | Space Heating | Natural Gas | Insulation - Ducting | A | Standalone Impact on Baseline Winter Peak (%) | Achievable Economic UCT Potential | bar: 2019 to 2040
F7_Industrial_Agriculture_New_Space Heating_Natural Gas_Insulation - Ducting_A_Achievable Economic UCT Potential | F7 | Industrial | Agriculture | New | Space Heating | Natural Gas | Insulation - Ducting | A | Incremental Energy Savings (MWh or mTherms) | Achievable Economic UCT Potential | 0 | 0 | 0 | 0 | 0 | 0 | 0 | 0 | 0 | 0 | 0 | 0 | 0 | 0 | 0 | 0 | 0 | 0 | 0 | 0 | 0 | 0
F8_Industrial_Agriculture_New_Space Heating_Natural Gas_Insulation - Ducting_A_Achievable Economic UCT Potential | F8 | Industrial | Agriculture | New | Space Heating | Natural Gas | Insulation - Ducting | A | Incremental Summer Peak Savings (MW) | Achievable Economic UCT Potential | 0 | 0 | 0 | 0 | 0 | 0 | 0 | 0 | 0 | 0 | 0 | 0 | 0 | 0 | 0 | 0 | 0 | 0 | 0 | 0 | 0 | 0
F9_Industrial_Agriculture_New_Space Heating_Natural Gas_Insulation - Ducting_A_Achievable Economic UCT Potential | F9 | Industrial | Agriculture | New | Space Heating | Natural Gas | Insulation - Ducting | A | Incremental Winter Peak Savings (MW) | Achievable Economic UCT Potential | 0 | 0 | 0 | 0 | 0 | 0 | 0 | 0 | 0 | 0 | 0 | 0 | 0 | 0 | 0 | 0 | 0 | 0 | 0 | 0 | 0 | 0
F10_Industrial_Agriculture_New_Space Heating_Natural Gas_Insulation - Ducting_A_Achievable Economic UCT Potential | F10 | Industrial | Agriculture | New | Space Heating | Natural Gas | Insulation - Ducting | A | Cumulative Energy Savings (MWh or mTherms) | Achievable Economic UCT Potential | 0 | 0 | 0 | 0 | 0 | 0 | 0 | 0 | 0 | 0 | 0 | 0 | 0 | 0 | 0 | 0 | 0 | 0 | 0 | 0 | 0 | 0
F11_Industrial_Agriculture_New_Space Heating_Natural Gas_Insulation - Ducting_A_Achievable Economic UCT Potential | F11 | Industrial | Agriculture | New | Space Heating | Natural Gas | Insulation - Ducting | A | Cumulative Summer Peak Savings (MW) | Achievable Economic UCT Potential | 0 | 0 | 0 | 0 | 0 | 0 | 0 | 0 | 0 | 0 | 0 | 0 | 0 | 0 | 0 | 0 | 0 | 0 | 0 | 0 | 0 | 0
F12_Industrial_Agriculture_New_Space Heating_Natural Gas_Insulation - Ducting_A_Achievable Economic UCT Potential | F12 | Industrial | Agriculture | New | Space Heating | Natural Gas | Insulation - Ducting | A | Cumulative Winter Peak Savings (MW) | Achievable Economic UCT Potential | 0 | 0 | 0 | 0 | 0 | 0 | 0 | 0 | 0 | 0 | 0 | 0 | 0 | 0 | 0 | 0 | 0 | 0 | 0 | 0 | 0 | 0
F13_Industrial_Agriculture_New_Space Heating_Natural Gas_Insulation - Ducting_A_Achievable Economic UCT Potential | F13 | Industrial | Agriculture | New | Space Heating | Natural Gas | Insulation - Ducting | A | Purchases (Incremental) | Achievable Economic UCT Potential | 0 | 0 | 0 | 0 | 0 | 0 | 0 | 0 | 0 | 0 | 0 | 0 | 0 | 0 | 0 | 0 | 0 | 0 | 0 | 0 | 0 | 0
F14_Industrial_Agriculture_New_Space Heating_Natural Gas_Insulation - Ducting_A_Achievable Economic UCT Potential | F14 | Industrial | Agriculture | New | Space Heating | Natural Gas | Insulation - Ducting | A | Purchases (Cumulative) | Achievable Economic UCT Potential | 0 | 0 | 0 | 0 | 0 | 0 | 0 | 0 | 0 | 0 | 0 | 0 | 0 | 0 | 0 | 0 | 0 | 0 | 0 | 0 | 0 | 0
F1_Industrial_Agriculture_New_Space Heating_Natural Gas_HVAC - Duct Repair and Sealing_A_Achievable Economic UCT Potential | F1 | Industrial | Agriculture | New | Space Heating | Natural Gas | HVAC - Duct Repair and Sealing | A | Original Unit Energy Savings (kWh or therms) | Achievable Economic UCT Potential | 0 | 0 | 0.0036023 | 0.0036023 | 0.0036023 | 0.0036023 | 0.0036023 | 0.0036023 | 0.0036023 | 0.0036023 | 0.0036023 | 0.0036023 | 0.0036023 | 0.0036023 | 0.0036023 | 0.0036023 | 0.0036023 | 0.0036023 | 0.0036023 | 0.0036023 | 0.0036023 | 0.0036023
F2_Industrial_Agriculture_New_Space Heating_Natural Gas_HVAC - Duct Repair and Sealing_A_Achievable Economic UCT Potential | F2 | Industrial | Agriculture | New | Space Heating | Natural Gas | HVAC - Duct Repair and Sealing | A | Original Unit Summer Peak Savings (kW) | Achievable Economic UCT Potential | 0 | 0 | 0 | 0 | 0 | 0 | 0 | 0 | 0 | 0 | 0 | 0 | 0 | 0 | 0 | 0 | 0 | 0 | 0 | 0 | 0 | 0
F3_Industrial_Agriculture_New_Space Heating_Natural Gas_HVAC - Duct Repair and Sealing_A_Achievable Economic UCT Potential | F3 | Industrial | Agriculture | New | Space Heating | Natural Gas | HVAC - Duct Repair and Sealing | A | Original Unit Winter Peak Savings (kW) | Achievable Economic UCT Potential | 0 | 0 | 0 | 0 | 0 | 0 | 0 | 0 | 0 | 0 | 0 | 0 | 0 | 0 | 0 | 0 | 0 | 0 | 0 | 0 | 0 | 0
F4_Industrial_Agriculture_New_Space Heating_Natural Gas_HVAC - Duct Repair and Sealing_A_Achievable Economic UCT Potential | F4 | Industrial | Agriculture | New | Space Heating | Natural Gas | HVAC - Duct Repair and Sealing | A | Standalone Impact on Baseline Energy (%) | Achievable Economic UCT Potential | bar: 2019 to 2040
F5_Industrial_Agriculture_New_Space Heating_Natural Gas_HVAC - Duct Repair and Sealing_A_Achievable Economic UCT Potential | F5 | Industrial | Agriculture | New | Space Heating | Natural Gas | HVAC - Duct Repair and Sealing | A | Standalone Impact on Baseline Summer Peak (%) | Achievable Economic UCT Potential | bar: 2019 to 2040
F6_Industrial_Agriculture_New_Space Heating_Natural Gas_HVAC - Duct Repair and Sealing_A_Achievable Economic UCT Potential | F6 | Industrial | Agriculture | New | Space Heating | Natural Gas | HVAC - Duct Repair and Sealing | A | Standalone Impact on Baseline Winter Peak (%) | Achievable Economic UCT Potential | bar: 2019 to 2040
F7_Industrial_Agriculture_New_Space Heating_Natural Gas_HVAC - Duct Repair and Sealing_A_Achievable Economic UCT Potential | F7 | Industrial | Agriculture | New | Space Heating | Natural Gas | HVAC - Duct Repair and Sealing | A | Incremental Energy Savings (MWh or mTherms) | Achievable Economic UCT Potential | 0 | 0 | 0 | 0 | 0 | 0 | 0 | 0 | 0 | 0 | 0 | 0 | 0 | 0 | 0 | 0 | 0 | 0 | 0 | 0 | 0 | 0
F8_Industrial_Agriculture_New_Space Heating_Natural Gas_HVAC - Duct Repair and Sealing_A_Achievable Economic UCT Potential | F8 | Industrial | Agriculture | New | Space Heating | Natural Gas | HVAC - Duct Repair and Sealing | A | Incremental Summer Peak Savings (MW) | Achievable Economic UCT Potential | 0 | 0 | 0 | 0 | 0 | 0 | 0 | 0 | 0 | 0 | 0 | 0 | 0 | 0 | 0 | 0 | 0 | 0 | 0 | 0 | 0 | 0
F9_Industrial_Agriculture_New_Space Heating_Natural Gas_HVAC - Duct Repair and Sealing_A_Achievable Economic UCT Potential | F9 | Industrial | Agriculture | New | Space Heating | Natural Gas | HVAC - Duct Repair and Sealing | A | Incremental Winter Peak Savings (MW) | Achievable Economic UCT Potential | 0 | 0 | 0 | 0 | 0 | 0 | 0 | 0 | 0 | 0 | 0 | 0 | 0 | 0 | 0 | 0 | 0 | 0 | 0 | 0 | 0 | 0
F10_Industrial_Agriculture_New_Space Heating_Natural Gas_HVAC - Duct Repair and Sealing_A_Achievable Economic UCT Potential | F10 | Industrial | Agriculture | New | Space Heating | Natural Gas | HVAC - Duct Repair and Sealing | A | Cumulative Energy Savings (MWh or mTherms) | Achievable Economic UCT Potential | 0 | 0 | 0 | 0 | 0 | 0 | 0 | 0 | 0 | 0 | 0 | 0 | 0 | 0 | 0 | 0 | 0 | 0 | 0 | 0 | 0 | 0
F11_Industrial_Agriculture_New_Space Heating_Natural Gas_HVAC - Duct Repair and Sealing_A_Achievable Economic UCT Potential | F11 | Industrial | Agriculture | New | Space Heating | Natural Gas | HVAC - Duct Repair and Sealing | A | Cumulative Summer Peak Savings (MW) | Achievable Economic UCT Potential | 0 | 0 | 0 | 0 | 0 | 0 | 0 | 0 | 0 | 0 | 0 | 0 | 0 | 0 | 0 | 0 | 0 | 0 | 0 | 0 | 0 | 0
F12_Industrial_Agriculture_New_Space Heating_Natural Gas_HVAC - Duct Repair and Sealing_A_Achievable Economic UCT Potential | F12 | Industrial | Agriculture | New | Space Heating | Natural Gas | HVAC - Duct Repair and Sealing | A | Cumulative Winter Peak Savings (MW) | Achievable Economic UCT Potential | 0 | 0 | 0 | 0 | 0 | 0 | 0 | 0 | 0 | 0 | 0 | 0 | 0 | 0 | 0 | 0 | 0 | 0 | 0 | 0 | 0 | 0
F13_Industrial_Agriculture_New_Space Heating_Natural Gas_HVAC - Duct Repair and Sealing_A_Achievable Economic UCT Potential | F13 | Industrial | Agriculture | New | Space Heating | Natural Gas | HVAC - Duct Repair and Sealing | A | Purchases (Incremental) | Achievable Economic UCT Potential | 0 | 0 | 0 | 0 | 0 | 0 | 0 | 0 | 0 | 0 | 0 | 0 | 0 | 0 | 0 | 0 | 0 | 0 | 0 | 0 | 0 | 0
F14_Industrial_Agriculture_New_Space Heating_Natural Gas_HVAC - Duct Repair and Sealing_A_Achievable Economic UCT Potential | F14 | Industrial | Agriculture | New | Space Heating | Natural Gas | HVAC - Duct Repair and Sealing | A | Purchases (Cumulative) | Achievable Economic UCT Potential | 0 | 0 | 0 | 0 | 0 | 0 | 0 | 0 | 0 | 0 | 0 | 0 | 0 | 0 | 0 | 0 | 0 | 0 | 0 | 0 | 0 | 0
F1_Industrial_Agriculture_New_Space Heating_Natural Gas_Windows - High Efficiency_A_Achievable Economic UCT Potential | F1 | Industrial | Agriculture | New | Space Heating | Natural Gas | Windows - High Efficiency | A | Original Unit Energy Savings (kWh or therms) | Achievable Economic UCT Potential | 0 | 0 | 0.0073878 | 0.0073878 | 0.0073878 | 0.0073878 | 0.0073878 | 0.0073878 | 0.0073878 | 0.0073878 | 0.0073878 | 0.0073878 | 0.0073878 | 0.0073878 | 0.0073878 | 0.0073878 | 0.0073878 | 0.0073878 | 0.0073878 | 0.0073878 | 0.0073878 | 0.0073878
F2_Industrial_Agriculture_New_Space Heating_Natural Gas_Windows - High Efficiency_A_Achievable Economic UCT Potential | F2 | Industrial | Agriculture | New | Space Heating | Natural Gas | Windows - High Efficiency | A | Original Unit Summer Peak Savings (kW) | Achievable Economic UCT Potential | 0 | 0 | 0 | 0 | 0 | 0 | 0 | 0 | 0 | 0 | 0 | 0 | 0 | 0 | 0 | 0 | 0 | 0 | 0 | 0 | 0 | 0
F3_Industrial_Agriculture_New_Space Heating_Natural Gas_Windows - High Efficiency_A_Achievable Economic UCT Potential | F3 | Industrial | Agriculture | New | Space Heating | Natural Gas | Windows - High Efficiency | A | Original Unit Winter Peak Savings (kW) | Achievable Economic UCT Potential | 0 | 0 | 0 | 0 | 0 | 0 | 0 | 0 | 0 | 0 | 0 | 0 | 0 | 0 | 0 | 0 | 0 | 0 | 0 | 0 | 0 | 0
F4_Industrial_Agriculture_New_Space Heating_Natural Gas_Windows - High Efficiency_A_Achievable Economic UCT Potential | F4 | Industrial | Agriculture | New | Space Heating | Natural Gas | Windows - High Efficiency | A | Standalone Impact on Baseline Energy (%) | Achievable Economic UCT Potential | bar: 2019 to 2040
F5_Industrial_Agriculture_New_Space Heating_Natural Gas_Windows - High Efficiency_A_Achievable Economic UCT Potential | F5 | Industrial | Agriculture | New | Space Heating | Natural Gas | Windows - High Efficiency | A | Standalone Impact on Baseline Summer Peak (%) | Achievable Economic UCT Potential | bar: 2019 to 2040
F6_Industrial_Agriculture_New_Space Heating_Natural Gas_Windows - High Efficiency_A_Achievable Economic UCT Potential | F6 | Industrial | Agriculture | New | Space Heating | Natural Gas | Windows - High Efficiency | A | Standalone Impact on Baseline Winter Peak (%) | Achievable Economic UCT Potential | bar: 2019 to 2040
F7_Industrial_Agriculture_New_Space Heating_Natural Gas_Windows - High Efficiency_A_Achievable Economic UCT Potential | F7 | Industrial | Agriculture | New | Space Heating | Natural Gas | Windows - High Efficiency | A | Incremental Energy Savings (MWh or mTherms) | Achievable Economic UCT Potential | 0 | 0 | 0 | 0 | 0 | 0 | 0 | 0 | 0 | 0 | 0 | 0 | 0 | 0 | 0 | 0 | 0 | 0 | 0 | 0 | 0 | 0
F8_Industrial_Agriculture_New_Space Heating_Natural Gas_Windows - High Efficiency_A_Achievable Economic UCT Potential | F8 | Industrial | Agriculture | New | Space Heating | Natural Gas | Windows - High Efficiency | A | Incremental Summer Peak Savings (MW) | Achievable Economic UCT Potential | 0 | 0 | 0 | 0 | 0 | 0 | 0 | 0 | 0 | 0 | 0 | 0 | 0 | 0 | 0 | 0 | 0 | 0 | 0 | 0 | 0 | 0
F9_Industrial_Agriculture_New_Space Heating_Natural Gas_Windows - High Efficiency_A_Achievable Economic UCT Potential | F9 | Industrial | Agriculture | New | Space Heating | Natural Gas | Windows - High Efficiency | A | Incremental Winter Peak Savings (MW) | Achievable Economic UCT Potential | 0 | 0 | 0 | 0 | 0 | 0 | 0 | 0 | 0 | 0 | 0 | 0 | 0 | 0 | 0 | 0 | 0 | 0 | 0 | 0 | 0 | 0
F10_Industrial_Agriculture_New_Space Heating_Natural Gas_Windows - High Efficiency_A_Achievable Economic UCT Potential | F10 | Industrial | Agriculture | New | Space Heating | Natural Gas | Windows - High Efficiency | A | Cumulative Energy Savings (MWh or mTherms) | Achievable Economic UCT Potential | 0 | 0 | 0 | 0 | 0 | 0 | 0 | 0 | 0 | 0 | 0 | 0 | 0 | 0 | 0 | 0 | 0 | 0 | 0 | 0 | 0 | 0
F11_Industrial_Agriculture_New_Space Heating_Natural Gas_Windows - High Efficiency_A_Achievable Economic UCT Potential | F11 | Industrial | Agriculture | New | Space Heating | Natural Gas | Windows - High Efficiency | A | Cumulative Summer Peak Savings (MW) | Achievable Economic UCT Potential | 0 | 0 | 0 | 0 | 0 | 0 | 0 | 0 | 0 | 0 | 0 | 0 | 0 | 0 | 0 | 0 | 0 | 0 | 0 | 0 | 0 | 0
F12_Industrial_Agriculture_New_Space Heating_Natural Gas_Windows - High Efficiency_A_Achievable Economic UCT Potential | F12 | Industrial | Agriculture | New | Space Heating | Natural Gas | Windows - High Efficiency | A | Cumulative Winter Peak Savings (MW) | Achievable Economic UCT Potential | 0 | 0 | 0 | 0 | 0 | 0 | 0 | 0 | 0 | 0 | 0 | 0 | 0 | 0 | 0 | 0 | 0 | 0 | 0 | 0 | 0 | 0
F13_Industrial_Agriculture_New_Space Heating_Natural Gas_Windows - High Efficiency_A_Achievable Economic UCT Potential | F13 | Industrial | Agriculture | New | Space Heating | Natural Gas | Windows - High Efficiency | A | Purchases (Incremental) | Achievable Economic UCT Potential | 0 | 0 | 0 | 0 | 0 | 0 | 0 | 0 | 0 | 0 | 0 | 0 | 0 | 0 | 0 | 0 | 0 | 0 | 0 | 0 | 0 | 0
F14_Industrial_Agriculture_New_Space Heating_Natural Gas_Windows - High Efficiency_A_Achievable Economic UCT Potential | F14 | Industrial | Agriculture | New | Space Heating | Natural Gas | Windows - High Efficiency | A | Purchases (Cumulative) | Achievable Economic UCT Potential | 0 | 0 | 0 | 0 | 0 | 0 | 0 | 0 | 0 | 0 | 0 | 0 | 0 | 0 | 0 | 0 | 0 | 0 | 0 | 0 | 0 | 0
F1_Industrial_Agriculture_New_Space Heating_Natural Gas_Gas Boiler - Maintenance_A_Achievable Economic UCT Potential | F1 | Industrial | Agriculture | New | Space Heating | Natural Gas | Gas Boiler - Maintenance | A | Original Unit Energy Savings (kWh or therms) | Achievable Economic UCT Potential | 0 | 0 | 1.1147 | 1.1147 | 1.1147 | 1.1147 | 1.1147 | 1.1147 | 1.1147 | 1.1147 | 1.1147 | 1.1147 | 1.1147 | 1.1147 | 1.1147 | 1.1147 | 1.1147 | 1.1147 | 1.1147 | 1.1147 | 1.1147 | 1.1147
F2_Industrial_Agriculture_New_Space Heating_Natural Gas_Gas Boiler - Maintenance_A_Achievable Economic UCT Potential | F2 | Industrial | Agriculture | New | Space Heating | Natural Gas | Gas Boiler - Maintenance | A | Original Unit Summer Peak Savings (kW) | Achievable Economic UCT Potential | 0 | 0 | 0 | 0 | 0 | 0 | 0 | 0 | 0 | 0 | 0 | 0 | 0 | 0 | 0 | 0 | 0 | 0 | 0 | 0 | 0 | 0
F3_Industrial_Agriculture_New_Space Heating_Natural Gas_Gas Boiler - Maintenance_A_Achievable Economic UCT Potential | F3 | Industrial | Agriculture | New | Space Heating | Natural Gas | Gas Boiler - Maintenance | A | Original Unit Winter Peak Savings (kW) | Achievable Economic UCT Potential | 0 | 0 | 0 | 0 | 0 | 0 | 0 | 0 | 0 | 0 | 0 | 0 | 0 | 0 | 0 | 0 | 0 | 0 | 0 | 0 | 0 | 0
F4_Industrial_Agriculture_New_Space Heating_Natural Gas_Gas Boiler - Maintenance_A_Achievable Economic UCT Potential | F4 | Industrial | Agriculture | New | Space Heating | Natural Gas | Gas Boiler - Maintenance | A | Standalone Impact on Baseline Energy (%) | Achievable Economic UCT Potential | 0% | 0% | 0.002102% | 0.002678% | 0.002898% | 0.002333% | 0.00205% | 0.001805% | 0.001597% | 0.001413% | 0.001302% | 0.001194% | 0.001103% | 0.001014% | 0.0009612% | 0.000904% | 0.0008533% | 0.000801% | 0.0007699% | 0.0007346% | 0.0007033% | 0.0006747%
F5_Industrial_Agriculture_New_Space Heating_Natural Gas_Gas Boiler - Maintenance_A_Achievable Economic UCT Potential | F5 | Industrial | Agriculture | New | Space Heating | Natural Gas | Gas Boiler - Maintenance | A | Standalone Impact on Baseline Summer Peak (%) | Achievable Economic UCT Potential | bar: 2019 to 2040
F6_Industrial_Agriculture_New_Space Heating_Natural Gas_Gas Boiler - Maintenance_A_Achievable Economic UCT Potential | F6 | Industrial | Agriculture | New | Space Heating | Natural Gas | Gas Boiler - Maintenance | A | Standalone Impact on Baseline Winter Peak (%) | Achievable Economic UCT Potential | bar: 2019 to 2040
F7_Industrial_Agriculture_New_Space Heating_Natural Gas_Gas Boiler - Maintenance_A_Achievable Economic UCT Potential | F7 | Industrial | Agriculture | New | Space Heating | Natural Gas | Gas Boiler - Maintenance | A | Incremental Energy Savings (MWh or mTherms) | Achievable Economic UCT Potential | 0 | 0 | 0.0011695 | 0.0014306 | 0.0014122 | 0.001468 | 0.0014805 | 0.0014763 | 0.001468 | 0.0014805 | 0.0014763 | 0.0026375 | 0.0029111 | 0.0028885 | 0.005275 | 0.0058222 | 0.005777 | 0.01055 | 0.011644 | 0.011554 | 0.021399 | 0.023339
F8_Industrial_Agriculture_New_Space Heating_Natural Gas_Gas Boiler - Maintenance_A_Achievable Economic UCT Potential | F8 | Industrial | Agriculture | New | Space Heating | Natural Gas | Gas Boiler - Maintenance | A | Incremental Summer Peak Savings (MW) | Achievable Economic UCT Potential | 0 | 0 | 0 | 0 | 0 | 0 | 0 | 0 | 0 | 0 | 0 | 0 | 0 | 0 | 0 | 0 | 0 | 0 | 0 | 0 | 0 | 0
F9_Industrial_Agriculture_New_Space Heating_Natural Gas_Gas Boiler - Maintenance_A_Achievable Economic UCT Potential | F9 | Industrial | Agriculture | New | Space Heating | Natural Gas | Gas Boiler - Maintenance | A | Incremental Winter Peak Savings (MW) | Achievable Economic UCT Potential | 0 | 0 | 0 | 0 | 0 | 0 | 0 | 0 | 0 | 0 | 0 | 0 | 0 | 0 | 0 | 0 | 0 | 0 | 0 | 0 | 0 | 0
F10_Industrial_Agriculture_New_Space Heating_Natural Gas_Gas Boiler - Maintenance_A_Achievable Economic UCT Potential | F10 | Industrial | Agriculture | New | Space Heating | Natural Gas | Gas Boiler - Maintenance | A | Cumulative Energy Savings (MWh or mTherms) | Achievable Economic UCT Potential | 0 | 0 | 0.0011695 | 0.0026001 | 0.0040122 | 0.0043108 | 0.0043607 | 0.0044248 | 0.0044248 | 0.0044248 | 0.0044248 | 0.0044248 | 0.0044248 | 0.0044248 | 0.0044248 | 0.0044248 | 0.0044248 | 0.0044248 | 0.0044248 | 0.0044248 | 0.0044248 | 0.0044248
F11_Industrial_Agriculture_New_Space Heating_Natural Gas_Gas Boiler - Maintenance_A_Achievable Economic UCT Potential | F11 | Industrial | Agriculture | New | Space Heating | Natural Gas | Gas Boiler - Maintenance | A | Cumulative Summer Peak Savings (MW) | Achievable Economic UCT Potential | 0 | 0 | 0 | 0 | 0 | 0 | 0 | 0 | 0 | 0 | 0 | 0 | 0 | 0 | 0 | 0 | 0 | 0 | 0 | 0 | 0 | 0
F12_Industrial_Agriculture_New_Space Heating_Natural Gas_Gas Boiler - Maintenance_A_Achievable Economic UCT Potential | F12 | Industrial | Agriculture | New | Space Heating | Natural Gas | Gas Boiler - Maintenance | A | Cumulative Winter Peak Savings (MW) | Achievable Economic UCT Potential | 0 | 0 | 0 | 0 | 0 | 0 | 0 | 0 | 0 | 0 | 0 | 0 | 0 | 0 | 0 | 0 | 0 | 0 | 0 | 0 | 0 | 0
F13_Industrial_Agriculture_New_Space Heating_Natural Gas_Gas Boiler - Maintenance_A_Achievable Economic UCT Potential | F13 | Industrial | Agriculture | New | Space Heating | Natural Gas | Gas Boiler - Maintenance | A | Purchases (Incremental) | Achievable Economic UCT Potential | 0 | 0 | 1.0491 | 1.2833 | 1.2668 | 1.3169 | 1.3281 | 1.3244 | 1.3169 | 1.3281 | 1.3244 | 2.3661 | 2.6115 | 2.5912 | 4.7321 | 5.2229 | 5.1824 | 9.4642 | 10.4458 | 10.3647 | 19.1962 | 20.9364
F14_Industrial_Agriculture_New_Space Heating_Natural Gas_Gas Boiler - Maintenance_A_Achievable Economic UCT Potential | F14 | Industrial | Agriculture | New | Space Heating | Natural Gas | Gas Boiler - Maintenance | A | Purchases (Cumulative) | Achievable Economic UCT Potential | 0 | 0 | 1.0491 | 2.3325 | 3.5993 | 3.8671 | 3.9119 | 3.9694 | 3.9694 | 3.9694 | 3.9694 | 3.9694 | 3.9694 | 3.9694 | 3.9694 | 3.9694 | 3.9694 | 3.9694 | 3.9694 | 3.9694 | 3.9694 | 3.9694
F1_Industrial_Agriculture_New_Process_Natural Gas_Gas Boiler - Maintenance_A_Achievable Economic UCT Potential | F1 | Industrial | Agriculture | New | Process | Natural Gas | Gas Boiler - Maintenance | A | Original Unit Energy Savings (kWh or therms) | Achievable Economic UCT Potential | 0 | 0 | 1.5559 | 1.5559 | 1.5559 | 1.5559 | 1.5559 | 1.5559 | 1.5559 | 1.5559 | 1.5559 | 1.5559 | 1.5559 | 1.5559 | 1.5559 | 1.5559 | 1.5559 | 1.5559 | 1.5559 | 1.5559 | 1.5559 | 1.5559
F2_Industrial_Agriculture_New_Process_Natural Gas_Gas Boiler - Maintenance_A_Achievable Economic UCT Potential | F2 | Industrial | Agriculture | New | Process | Natural Gas | Gas Boiler - Maintenance | A | Original Unit Summer Peak Savings (kW) | Achievable Economic UCT Potential | 0 | 0 | 0 | 0 | 0 | 0 | 0 | 0 | 0 | 0 | 0 | 0 | 0 | 0 | 0 | 0 | 0 | 0 | 0 | 0 | 0 | 0
F3_Industrial_Agriculture_New_Process_Natural Gas_Gas Boiler - Maintenance_A_Achievable Economic UCT Potential | F3 | Industrial | Agriculture | New | Process | Natural Gas | Gas Boiler - Maintenance | A | Original Unit Winter Peak Savings (kW) | Achievable Economic UCT Potential | 0 | 0 | 0 | 0 | 0 | 0 | 0 | 0 | 0 | 0 | 0 | 0 | 0 | 0 | 0 | 0 | 0 | 0 | 0 | 0 | 0 | 0
F4_Industrial_Agriculture_New_Process_Natural Gas_Gas Boiler - Maintenance_A_Achievable Economic UCT Potential | F4 | Industrial | Agriculture | New | Process | Natural Gas | Gas Boiler - Maintenance | A | Standalone Impact on Baseline Energy (%) | Achievable Economic UCT Potential | 0% | 0% | 0.01118% | 0.01424% | 0.01541% | 0.0124% | 0.0109% | 0.0096% | 0.008491% | 0.007515% | 0.006922% | 0.006347% | 0.005865% | 0.005391% | 0.005111% | 0.004807% | 0.004537% | 0.004259% | 0.004093% | 0.003906% | 0.00374% | 0.003587%
F5_Industrial_Agriculture_New_Process_Natural Gas_Gas Boiler - Maintenance_A_Achievable Economic UCT Potential | F5 | Industrial | Agriculture | New | Process | Natural Gas | Gas Boiler - Maintenance | A | Standalone Impact on Baseline Summer Peak (%) | Achievable Economic UCT Potential | bar: 2019 to 2040
F6_Industrial_Agriculture_New_Process_Natural Gas_Gas Boiler - Maintenance_A_Achievable Economic UCT Potential | F6 | Industrial | Agriculture | New | Process | Natural Gas | Gas Boiler - Maintenance | A | Standalone Impact on Baseline Winter Peak (%) | Achievable Economic UCT Potential | bar: 2019 to 2040
F7_Industrial_Agriculture_New_Process_Natural Gas_Gas Boiler - Maintenance_A_Achievable Economic UCT Potential | F7 | Industrial | Agriculture | New | Process | Natural Gas | Gas Boiler - Maintenance | A | Incremental Energy Savings (MWh or mTherms) | Achievable Economic UCT Potential | 0 | 0 | 0.013502 | 0.016517 | 0.016304 | 0.016949 | 0.017093 | 0.017045 | 0.016949 | 0.017093 | 0.017045 | 0.030451 | 0.03361 | 0.033349 | 0.060903 | 0.06722 | 0.066698 | 0.12181 | 0.13444 | 0.1334 | 0.24706 | 0.26945
F8_Industrial_Agriculture_New_Process_Natural Gas_Gas Boiler - Maintenance_A_Achievable Economic UCT Potential | F8 | Industrial | Agriculture | New | Process | Natural Gas | Gas Boiler - Maintenance | A | Incremental Summer Peak Savings (MW) | Achievable Economic UCT Potential | 0 | 0 | 0 | 0 | 0 | 0 | 0 | 0 | 0 | 0 | 0 | 0 | 0 | 0 | 0 | 0 | 0 | 0 | 0 | 0 | 0 | 0
F9_Industrial_Agriculture_New_Process_Natural Gas_Gas Boiler - Maintenance_A_Achievable Economic UCT Potential | F9 | Industrial | Agriculture | New | Process | Natural Gas | Gas Boiler - Maintenance | A | Incremental Winter Peak Savings (MW) | Achievable Economic UCT Potential | 0 | 0 | 0 | 0 | 0 | 0 | 0 | 0 | 0 | 0 | 0 | 0 | 0 | 0 | 0 | 0 | 0 | 0 | 0 | 0 | 0 | 0
F10_Industrial_Agriculture_New_Process_Natural Gas_Gas Boiler - Maintenance_A_Achievable Economic UCT Potential | F10 | Industrial | Agriculture | New | Process | Natural Gas | Gas Boiler - Maintenance | A | Cumulative Energy Savings (MWh or mTherms) | Achievable Economic UCT Potential | 0 | 0 | 0.013502 | 0.030019 | 0.046323 | 0.04977 | 0.050346 | 0.051087 | 0.051087 | 0.051087 | 0.051087 | 0.051087 | 0.051087 | 0.051087 | 0.051087 | 0.051087 | 0.051087 | 0.051087 | 0.051087 | 0.051087 | 0.051087 | 0.051087
F11_Industrial_Agriculture_New_Process_Natural Gas_Gas Boiler - Maintenance_A_Achievable Economic UCT Potential | F11 | Industrial | Agriculture | New | Process | Natural Gas | Gas Boiler - Maintenance | A | Cumulative Summer Peak Savings (MW) | Achievable Economic UCT Potential | 0 | 0 | 0 | 0 | 0 | 0 | 0 | 0 | 0 | 0 | 0 | 0 | 0 | 0 | 0 | 0 | 0 | 0 | 0 | 0 | 0 | 0
F12_Industrial_Agriculture_New_Process_Natural Gas_Gas Boiler - Maintenance_A_Achievable Economic UCT Potential | F12 | Industrial | Agriculture | New | Process | Natural Gas | Gas Boiler - Maintenance | A | Cumulative Winter Peak Savings (MW) | Achievable Economic UCT Potential | 0 | 0 | 0 | 0 | 0 | 0 | 0 | 0 | 0 | 0 | 0 | 0 | 0 | 0 | 0 | 0 | 0 | 0 | 0 | 0 | 0 | 0
F13_Industrial_Agriculture_New_Process_Natural Gas_Gas Boiler - Maintenance_A_Achievable Economic UCT Potential | F13 | Industrial | Agriculture | New | Process | Natural Gas | Gas Boiler - Maintenance | A | Purchases (Incremental) | Achievable Economic UCT Potential | 0 | 0 | 8.6783 | 10.6157 | 10.4791 | 10.8936 | 10.9862 | 10.955 | 10.8936 | 10.9862 | 10.955 | 19.5719 | 21.6018 | 21.4341 | 39.1438 | 43.2037 | 42.8683 | 78.2875 | 86.4074 | 85.7366 | 158.7903 | 173.1852
F14_Industrial_Agriculture_New_Process_Natural Gas_Gas Boiler - Maintenance_A_Achievable Economic UCT Potential | F14 | Industrial | Agriculture | New | Process | Natural Gas | Gas Boiler - Maintenance | A | Purchases (Cumulative) | Achievable Economic UCT Potential | 0 | 0 | 8.6783 | 19.294 | 29.7731 | 31.9883 | 32.3589 | 32.8348 | 32.8348 | 32.8348 | 32.8348 | 32.8348 | 32.8348 | 32.8348 | 32.8348 | 32.8348 | 32.8348 | 32.8348 | 32.8348 | 32.8348 | 32.8348 | 32.8348
F1_Industrial_Agriculture_New_Space Heating_Natural Gas_Gas Furnace - Maintenance_A_Achievable Economic UCT Potential | F1 | Industrial | Agriculture | New | Space Heating | Natural Gas | Gas Furnace - Maintenance | A | Original Unit Energy Savings (kWh or therms) | Achievable Economic UCT Potential | 0 | 0 | 0.0083129 | 0.0083129 | 0.0083129 | 0.0083129 | 0.0083129 | 0.0083129 | 0.0083129 | 0.0083129 | 0.0083129 | 0.0083129 | 0.0083129 | 0.0083129 | 0.0083129 | 0.0083129 | 0.0083129 | 0.0083129 | 0.0083129 | 0.0083129 | 0.0083129 | 0.0083129
F2_Industrial_Agriculture_New_Space Heating_Natural Gas_Gas Furnace - Maintenance_A_Achievable Economic UCT Potential | F2 | Industrial | Agriculture | New | Space Heating | Natural Gas | Gas Furnace - Maintenance | A | Original Unit Summer Peak Savings (kW) | Achievable Economic UCT Potential | 0 | 0 | 0 | 0 | 0 | 0 | 0 | 0 | 0 | 0 | 0 | 0 | 0 | 0 | 0 | 0 | 0 | 0 | 0 | 0 | 0 | 0
F3_Industrial_Agriculture_New_Space Heating_Natural Gas_Gas Furnace - Maintenance_A_Achievable Economic UCT Potential | F3 | Industrial | Agriculture | New | Space Heating | Natural Gas | Gas Furnace - Maintenance | A | Original Unit Winter Peak Savings (kW) | Achievable Economic UCT Potential | 0 | 0 | 0 | 0 | 0 | 0 | 0 | 0 | 0 | 0 | 0 | 0 | 0 | 0 | 0 | 0 | 0 | 0 | 0 | 0 | 0 | 0
F4_Industrial_Agriculture_New_Space Heating_Natural Gas_Gas Furnace - Maintenance_A_Achievable Economic UCT Potential | F4 | Industrial | Agriculture | New | Space Heating | Natural Gas | Gas Furnace - Maintenance | A | Standalone Impact on Baseline Energy (%) | Achievable Economic UCT Potential | 0% | 0% | 3.169e-05% | 4.037e-05% | 4.369e-05% | 3.517e-05% | 3.091e-05% | 2.721e-05% | 2.407e-05% | 2.13e-05% | 1.962e-05% | 1.799e-05% | 1.663e-05% | 1.528e-05% | 1.449e-05% | 1.363e-05% | 1.286e-05% | 1.207e-05% | 1.16e-05% | 1.107e-05% | 1.06e-05% | 1.017e-05%
F5_Industrial_Agriculture_New_Space Heating_Natural Gas_Gas Furnace - Maintenance_A_Achievable Economic UCT Potential | F5 | Industrial | Agriculture | New | Space Heating | Natural Gas | Gas Furnace - Maintenance | A | Standalone Impact on Baseline Summer Peak (%) | Achievable Economic UCT Potential | bar: 2019 to 2040
F6_Industrial_Agriculture_New_Space Heating_Natural Gas_Gas Furnace - Maintenance_A_Achievable Economic UCT Potential | F6 | Industrial | Agriculture | New | Space Heating | Natural Gas | Gas Furnace - Maintenance | A | Standalone Impact on Baseline Winter Peak (%) | Achievable Economic UCT Potential | bar: 2019 to 2040
F7_Industrial_Agriculture_New_Space Heating_Natural Gas_Gas Furnace - Maintenance_A_Achievable Economic UCT Potential | F7 | Industrial | Agriculture | New | Space Heating | Natural Gas | Gas Furnace - Maintenance | A | Incremental Energy Savings (MWh or mTherms) | Achievable Economic UCT Potential | 0 | 0 | 1.7628e-05 | 2.1563e-05 | 2.1286e-05 | 2.2128e-05 | 2.2316e-05 | 2.2253e-05 | 2.2128e-05 | 2.2316e-05 | 2.2253e-05 | 3.9756e-05 | 4.388e-05 | 4.3539e-05 | 7.9512e-05 | 8.7759e-05 | 8.7078e-05 | 0.00015902 | 0.00017552 | 0.00017416 | 0.00032255 | 0.00035179
F8_Industrial_Agriculture_New_Space Heating_Natural Gas_Gas Furnace - Maintenance_A_Achievable Economic UCT Potential | F8 | Industrial | Agriculture | New | Space Heating | Natural Gas | Gas Furnace - Maintenance | A | Incremental Summer Peak Savings (MW) | Achievable Economic UCT Potential | 0 | 0 | 0 | 0 | 0 | 0 | 0 | 0 | 0 | 0 | 0 | 0 | 0 | 0 | 0 | 0 | 0 | 0 | 0 | 0 | 0 | 0
F9_Industrial_Agriculture_New_Space Heating_Natural Gas_Gas Furnace - Maintenance_A_Achievable Economic UCT Potential | F9 | Industrial | Agriculture | New | Space Heating | Natural Gas | Gas Furnace - Maintenance | A | Incremental Winter Peak Savings (MW) | Achievable Economic UCT Potential | 0 | 0 | 0 | 0 | 0 | 0 | 0 | 0 | 0 | 0 | 0 | 0 | 0 | 0 | 0 | 0 | 0 | 0 | 0 | 0 | 0 | 0
F10_Industrial_Agriculture_New_Space Heating_Natural Gas_Gas Furnace - Maintenance_A_Achievable Economic UCT Potential | F10 | Industrial | Agriculture | New | Space Heating | Natural Gas | Gas Furnace - Maintenance | A | Cumulative Energy Savings (MWh or mTherms) | Achievable Economic UCT Potential | 0 | 0 | 1.7628e-05 | 3.9192e-05 | 6.0478e-05 | 6.4978e-05 | 6.573e-05 | 6.6697e-05 | 6.6697e-05 | 6.6697e-05 | 6.6697e-05 | 6.6697e-05 | 6.6697e-05 | 6.6697e-05 | 6.6697e-05 | 6.6697e-05 | 6.6697e-05 | 6.6697e-05 | 6.6697e-05 | 6.6697e-05 | 6.6697e-05 | 6.6697e-05
F11_Industrial_Agriculture_New_Space Heating_Natural Gas_Gas Furnace - Maintenance_A_Achievable Economic UCT Potential | F11 | Industrial | Agriculture | New | Space Heating | Natural Gas | Gas Furnace - Maintenance | A | Cumulative Summer Peak Savings (MW) | Achievable Economic UCT Potential | 0 | 0 | 0 | 0 | 0 | 0 | 0 | 0 | 0 | 0 | 0 | 0 | 0 | 0 | 0 | 0 | 0 | 0 | 0 | 0 | 0 | 0
F12_Industrial_Agriculture_New_Space Heating_Natural Gas_Gas Furnace - Maintenance_A_Achievable Economic UCT Potential | F12 | Industrial | Agriculture | New | Space Heating | Natural Gas | Gas Furnace - Maintenance | A | Cumulative Winter Peak Savings (MW) | Achievable Economic UCT Potential | 0 | 0 | 0 | 0 | 0 | 0 | 0 | 0 | 0 | 0 | 0 | 0 | 0 | 0 | 0 | 0 | 0 | 0 | 0 | 0 | 0 | 0
F13_Industrial_Agriculture_New_Space Heating_Natural Gas_Gas Furnace - Maintenance_A_Achievable Economic UCT Potential | F13 | Industrial | Agriculture | New | Space Heating | Natural Gas | Gas Furnace - Maintenance | A | Purchases (Incremental) | Achievable Economic UCT Potential | 0 | 0 | 2.1206 | 2.594 | 2.5606 | 2.6619 | 2.6845 | 2.6769 | 2.6619 | 2.6845 | 2.6769 | 4.7825 | 5.2785 | 5.2375 | 9.5649 | 10.557 | 10.475 | 19.1299 | 21.114 | 20.9501 | 38.801 | 42.3185
F14_Industrial_Agriculture_New_Space Heating_Natural Gas_Gas Furnace - Maintenance_A_Achievable Economic UCT Potential | F14 | Industrial | Agriculture | New | Space Heating | Natural Gas | Gas Furnace - Maintenance | A | Purchases (Cumulative) | Achievable Economic UCT Potential | 0 | 0 | 2.1206 | 4.7146 | 7.2752 | 7.8165 | 7.907 | 8.0233 | 8.0233 | 8.0233 | 8.0233 | 8.0233 | 8.0233 | 8.0233 | 8.0233 | 8.0233 | 8.0233 | 8.0233 | 8.0233 | 8.0233 | 8.0233 | 8.0233
F1_Industrial_Agriculture_New_Space Heating_Natural Gas_Gas Boiler - Hot Water Reset_A_Achievable Economic UCT Potential | F1 | Industrial | Agriculture | New | Space Heating | Natural Gas | Gas Boiler - Hot Water Reset | A | Original Unit Energy Savings (kWh or therms) | Achievable Economic UCT Potential | 0 | 0 | 4.0536 | 4.0536 | 4.0536 | 4.0536 | 4.0536 | 4.0536 | 4.0536 | 4.0536 | 4.0536 | 4.0536 | 4.0536 | 4.0536 | 4.0536 | 4.0536 | 4.0536 | 4.0536 | 4.0536 | 4.0536 | 4.0536 | 4.0536
F2_Industrial_Agriculture_New_Space Heating_Natural Gas_Gas Boiler - Hot Water Reset_A_Achievable Economic UCT Potential | F2 | Industrial | Agriculture | New | Space Heating | Natural Gas | Gas Boiler - Hot Water Reset | A | Original Unit Summer Peak Savings (kW) | Achievable Economic UCT Potential | 0 | 0 | 0 | 0 | 0 | 0 | 0 | 0 | 0 | 0 | 0 | 0 | 0 | 0 | 0 | 0 | 0 | 0 | 0 | 0 | 0 | 0
F3_Industrial_Agriculture_New_Space Heating_Natural Gas_Gas Boiler - Hot Water Reset_A_Achievable Economic UCT Potential | F3 | Industrial | Agriculture | New | Space Heating | Natural Gas | Gas Boiler - Hot Water Reset | A | Original Unit Winter Peak Savings (kW) | Achievable Economic UCT Potential | 0 | 0 | 0 | 0 | 0 | 0 | 0 | 0 | 0 | 0 | 0 | 0 | 0 | 0 | 0 | 0 | 0 | 0 | 0 | 0 | 0 | 0
F4_Industrial_Agriculture_New_Space Heating_Natural Gas_Gas Boiler - Hot Water Reset_A_Achievable Economic UCT Potential | F4 | Industrial | Agriculture | New | Space Heating | Natural Gas | Gas Boiler - Hot Water Reset | A | Standalone Impact on Baseline Energy (%) | Achievable Economic UCT Potential | 0% | 0% | 0.007431% | 0.01338% | 0.02055% | 0.02836% | 0.03942% | 0.05149% | 0.06451% | 0.07646% | 0.08869% | 0.097% | 0.1018% | 0.1016% | 0.101% | 0.09722% | 0.09271% | 0.08738% | 0.08398% | 0.08013% | 0.07672% | 0.07359%
F5_Industrial_Agriculture_New_Space Heating_Natural Gas_Gas Boiler - Hot Water Reset_A_Achievable Economic UCT Potential | F5 | Industrial | Agriculture | New | Space Heating | Natural Gas | Gas Boiler - Hot Water Reset | A | Standalone Impact on Baseline Summer Peak (%) | Achievable Economic UCT Potential | bar: 2019 to 2040
F6_Industrial_Agriculture_New_Space Heating_Natural Gas_Gas Boiler - Hot Water Reset_A_Achievable Economic UCT Potential | F6 | Industrial | Agriculture | New | Space Heating | Natural Gas | Gas Boiler - Hot Water Reset | A | Standalone Impact on Baseline Winter Peak (%) | Achievable Economic UCT Potential | bar: 2019 to 2040
F7_Industrial_Agriculture_New_Space Heating_Natural Gas_Gas Boiler - Hot Water Reset_A_Achievable Economic UCT Potential | F7 | Industrial | Agriculture | New | Space Heating | Natural Gas | Gas Boiler - Hot Water Reset | A | Incremental Energy Savings (MWh or mTherms) | Achievable Economic UCT Potential | 0 | 0 | 0.0041335 | 0.0088574 | 0.015456 | 0.023949 | 0.031443 | 0.042361 | 0.052536 | 0.06064 | 0.062039 | 0.058165 | 0.048704 | 0.035069 | 0.02148 | 0.010996 | 0.0049287 | 0.0019093 | 0.0041335 | 0.0088574 | 0.015456 | 0.023949
F8_Industrial_Agriculture_New_Space Heating_Natural Gas_Gas Boiler - Hot Water Reset_A_Achievable Economic UCT Potential | F8 | Industrial | Agriculture | New | Space Heating | Natural Gas | Gas Boiler - Hot Water Reset | A | Incremental Summer Peak Savings (MW) | Achievable Economic UCT Potential | 0 | 0 | 0 | 0 | 0 | 0 | 0 | 0 | 0 | 0 | 0 | 0 | 0 | 0 | 0 | 0 | 0 | 0 | 0 | 0 | 0 | 0
F9_Industrial_Agriculture_New_Space Heating_Natural Gas_Gas Boiler - Hot Water Reset_A_Achievable Economic UCT Potential | F9 | Industrial | Agriculture | New | Space Heating | Natural Gas | Gas Boiler - Hot Water Reset | A | Incremental Winter Peak Savings (MW) | Achievable Economic UCT Potential | 0 | 0 | 0 | 0 | 0 | 0 | 0 | 0 | 0 | 0 | 0 | 0 | 0 | 0 | 0 | 0 | 0 | 0 | 0 | 0 | 0 | 0
F10_Industrial_Agriculture_New_Space Heating_Natural Gas_Gas Boiler - Hot Water Reset_A_Achievable Economic UCT Potential | F10 | Industrial | Agriculture | New | Space Heating | Natural Gas | Gas Boiler - Hot Water Reset | A | Cumulative Energy Savings (MWh or mTherms) | Achievable Economic UCT Potential | 0 | 0 | 0.0041335 | 0.012991 | 0.028447 | 0.052395 | 0.083838 | 0.1262 | 0.17873 | 0.23938 | 0.30141 | 0.35958 | 0.40828 | 0.44335 | 0.46483 | 0.47583 | 0.48076 | 0.48267 | 0.48267 | 0.48267 | 0.48267 | 0.48267
F11_Industrial_Agriculture_New_Space Heating_Natural Gas_Gas Boiler - Hot Water Reset_A_Achievable Economic UCT Potential | F11 | Industrial | Agriculture | New | Space Heating | Natural Gas | Gas Boiler - Hot Water Reset | A | Cumulative Summer Peak Savings (MW) | Achievable Economic UCT Potential | 0 | 0 | 0 | 0 | 0 | 0 | 0 | 0 | 0 | 0 | 0 | 0 | 0 | 0 | 0 | 0 | 0 | 0 | 0 | 0 | 0 | 0
F12_Industrial_Agriculture_New_Space Heating_Natural Gas_Gas Boiler - Hot Water Reset_A_Achievable Economic UCT Potential | F12 | Industrial | Agriculture | New | Space Heating | Natural Gas | Gas Boiler - Hot Water Reset | A | Cumulative Winter Peak Savings (MW) | Achievable Economic UCT Potential | 0 | 0 | 0 | 0 | 0 | 0 | 0 | 0 | 0 | 0 | 0 | 0 | 0 | 0 | 0 | 0 | 0 | 0 | 0 | 0 | 0 | 0
F13_Industrial_Agriculture_New_Space Heating_Natural Gas_Gas Boiler - Hot Water Reset_A_Achievable Economic UCT Potential | F13 | Industrial | Agriculture | New | Space Heating | Natural Gas | Gas Boiler - Hot Water Reset | A | Purchases (Incremental) | Achievable Economic UCT Potential | 0 | 0 | 1.0197 | 2.1851 | 3.8128 | 5.908 | 7.7568 | 10.4502 | 12.9605 | 14.9597 | 15.3047 | 14.349 | 12.015 | 8.6513 | 5.299 | 2.7127 | 1.2159 | 0.47101 | 1.0197 | 2.1851 | 3.8128 | 5.908
F14_Industrial_Agriculture_New_Space Heating_Natural Gas_Gas Boiler - Hot Water Reset_A_Achievable Economic UCT Potential | F14 | Industrial | Agriculture | New | Space Heating | Natural Gas | Gas Boiler - Hot Water Reset | A | Purchases (Cumulative) | Achievable Economic UCT Potential | 0 | 0 | 1.0197 | 3.2048 | 7.0176 | 12.9256 | 20.6824 | 31.1326 | 44.0931 | 59.0528 | 74.3576 | 88.7066 | 100.7216 | 109.3729 | 114.6719 | 117.3846 | 118.6005 | 119.0715 | 119.0715 | 119.0715 | 119.0715 | 119.0715
F1_Industrial_Agriculture_New_Process_Natural Gas_Gas Boiler - Hot Water Reset_A_Achievable Economic UCT Potential | F1 | Industrial | Agriculture | New | Process | Natural Gas | Gas Boiler - Hot Water Reset | A | Original Unit Energy Savings (kWh or therms) | Achievable Economic UCT Potential | 0 | 0 | 2.8289 | 2.8289 | 2.8289 | 2.8289 | 2.8289 | 2.8289 | 2.8289 | 2.8289 | 2.8289 | 2.8289 | 2.8289 | 2.8289 | 2.8289 | 2.8289 | 2.8289 | 2.8289 | 2.8289 | 2.8289 | 2.8289 | 2.8289
F2_Industrial_Agriculture_New_Process_Natural Gas_Gas Boiler - Hot Water Reset_A_Achievable Economic UCT Potential | F2 | Industrial | Agriculture | New | Process | Natural Gas | Gas Boiler - Hot Water Reset | A | Original Unit Summer Peak Savings (kW) | Achievable Economic UCT Potential | 0 | 0 | 0 | 0 | 0 | 0 | 0 | 0 | 0 | 0 | 0 | 0 | 0 | 0 | 0 | 0 | 0 | 0 | 0 | 0 | 0 | 0
F3_Industrial_Agriculture_New_Process_Natural Gas_Gas Boiler - Hot Water Reset_A_Achievable Economic UCT Potential | F3 | Industrial | Agriculture | New | Process | Natural Gas | Gas Boiler - Hot Water Reset | A | Original Unit Winter Peak Savings (kW) | Achievable Economic UCT Potential | 0 | 0 | 0 | 0 | 0 | 0 | 0 | 0 | 0 | 0 | 0 | 0 | 0 | 0 | 0 | 0 | 0 | 0 | 0 | 0 | 0 | 0
F4_Industrial_Agriculture_New_Process_Natural Gas_Gas Boiler - Hot Water Reset_A_Achievable Economic UCT Potential | F4 | Industrial | Agriculture | New | Process | Natural Gas | Gas Boiler - Hot Water Reset | A | Standalone Impact on Baseline Energy (%) | Achievable Economic UCT Potential | 0% | 0% | 0.01976% | 0.03558% | 0.05463% | 0.07539% | 0.1048% | 0.1369% | 0.1715% | 0.2033% | 0.2358% | 0.2579% | 0.2706% | 0.2701% | 0.2684% | 0.2584% | 0.2465% | 0.2323% | 0.2233% | 0.213% | 0.204% | 0.1956%
F5_Industrial_Agriculture_New_Process_Natural Gas_Gas Boiler - Hot Water Reset_A_Achievable Economic UCT Potential | F5 | Industrial | Agriculture | New | Process | Natural Gas | Gas Boiler - Hot Water Reset | A | Standalone Impact on Baseline Summer Peak (%) | Achievable Economic UCT Potential | bar: 2019 to 2040
F6_Industrial_Agriculture_New_Process_Natural Gas_Gas Boiler - Hot Water Reset_A_Achievable Economic UCT Potential | F6 | Industrial | Agriculture | New | Process | Natural Gas | Gas Boiler - Hot Water Reset | A | Standalone Impact on Baseline Winter Peak (%) | Achievable Economic UCT Potential | bar: 2019 to 2040
F7_Industrial_Agriculture_New_Process_Natural Gas_Gas Boiler - Hot Water Reset_A_Achievable Economic UCT Potential | F7 | Industrial | Agriculture | New | Process | Natural Gas | Gas Boiler - Hot Water Reset | A | Incremental Energy Savings (MWh or mTherms) | Achievable Economic UCT Potential | 0 | 0 | 0.023862 | 0.051131 | 0.089221 | 0.13825 | 0.18151 | 0.24454 | 0.30328 | 0.35006 | 0.35813 | 0.33577 | 0.28115 | 0.20244 | 0.124 | 0.063478 | 0.028452 | 0.011022 | 0.023862 | 0.051131 | 0.089221 | 0.13825
F8_Industrial_Agriculture_New_Process_Natural Gas_Gas Boiler - Hot Water Reset_A_Achievable Economic UCT Potential | F8 | Industrial | Agriculture | New | Process | Natural Gas | Gas Boiler - Hot Water Reset | A | Incremental Summer Peak Savings (MW) | Achievable Economic UCT Potential | 0 | 0 | 0 | 0 | 0 | 0 | 0 | 0 | 0 | 0 | 0 | 0 | 0 | 0 | 0 | 0 | 0 | 0 | 0 | 0 | 0 | 0
F9_Industrial_Agriculture_New_Process_Natural Gas_Gas Boiler - Hot Water Reset_A_Achievable Economic UCT Potential | F9 | Industrial | Agriculture | New | Process | Natural Gas | Gas Boiler - Hot Water Reset | A | Incremental Winter Peak Savings (MW) | Achievable Economic UCT Potential | 0 | 0 | 0 | 0 | 0 | 0 | 0 | 0 | 0 | 0 | 0 | 0 | 0 | 0 | 0 | 0 | 0 | 0 | 0 | 0 | 0 | 0
F10_Industrial_Agriculture_New_Process_Natural Gas_Gas Boiler - Hot Water Reset_A_Achievable Economic UCT Potential | F10 | Industrial | Agriculture | New | Process | Natural Gas | Gas Boiler - Hot Water Reset | A | Cumulative Energy Savings (MWh or mTherms) | Achievable Economic UCT Potential | 0 | 0 | 0.023862 | 0.074993 | 0.16421 | 0.30246 | 0.48397 | 0.72851 | 1.0318 | 1.3819 | 1.74 | 2.0758 | 2.3569 | 2.5594 | 2.6834 | 2.7468 | 2.7753 | 2.7863 | 2.7863 | 2.7863 | 2.7863 | 2.7863
F11_Industrial_Agriculture_New_Process_Natural Gas_Gas Boiler - Hot Water Reset_A_Achievable Economic UCT Potential | F11 | Industrial | Agriculture | New | Process | Natural Gas | Gas Boiler - Hot Water Reset | A | Cumulative Summer Peak Savings (MW) | Achievable Economic UCT Potential | 0 | 0 | 0 | 0 | 0 | 0 | 0 | 0 | 0 | 0 | 0 | 0 | 0 | 0 | 0 | 0 | 0 | 0 | 0 | 0 | 0 | 0
F12_Industrial_Agriculture_New_Process_Natural Gas_Gas Boiler - Hot Water Reset_A_Achievable Economic UCT Potential | F12 | Industrial | Agriculture | New | Process | Natural Gas | Gas Boiler - Hot Water Reset | A | Cumulative Winter Peak Savings (MW) | Achievable Economic UCT Potential | 0 | 0 | 0 | 0 | 0 | 0 | 0 | 0 | 0 | 0 | 0 | 0 | 0 | 0 | 0 | 0 | 0 | 0 | 0 | 0 | 0 | 0
F13_Industrial_Agriculture_New_Process_Natural Gas_Gas Boiler - Hot Water Reset_A_Achievable Economic UCT Potential | F13 | Industrial | Agriculture | New | Process | Natural Gas | Gas Boiler - Hot Water Reset | A | Purchases (Incremental) | Achievable Economic UCT Potential | 0 | 0 | 8.4351 | 18.0749 | 31.5396 | 48.8707 | 64.1638 | 86.4435 | 107.2089 | 123.7463 | 126.6002 | 118.6943 | 99.3877 | 71.5633 | 43.8333 | 22.4393 | 10.0577 | 3.8961 | 8.4351 | 18.0749 | 31.5396 | 48.8707
F14_Industrial_Agriculture_New_Process_Natural Gas_Gas Boiler - Hot Water Reset_A_Achievable Economic UCT Potential | F14 | Industrial | Agriculture | New | Process | Natural Gas | Gas Boiler - Hot Water Reset | A | Purchases (Cumulative) | Achievable Economic UCT Potential | 0 | 0 | 8.4351 | 26.51 | 58.0496 | 106.9203 | 171.084 | 257.5275 | 364.7364 | 488.4827 | 615.0828 | 733.7771 | 833.1648 | 904.7282 | 948.5614 | 971.0007 | 981.0584 | 984.9546 | 984.9546 | 984.9546 | 984.9546 | 984.9546
F1_Industrial_Agriculture_New_Space Heating_Natural Gas_Steam Trap Maintenance_A_Achievable Economic UCT Potential | F1 | Industrial | Agriculture | New | Space Heating | Natural Gas | Steam Trap Maintenance | A | Original Unit Energy Savings (kWh or therms) | Achievable Economic UCT Potential | 0 | 0 | 1.432 | 1.432 | 1.432 | 1.432 | 1.432 | 1.432 | 1.432 | 1.432 | 1.432 | 1.432 | 1.432 | 1.432 | 1.432 | 1.432 | 1.432 | 1.432 | 1.432 | 1.432 | 1.432 | 1.432
F2_Industrial_Agriculture_New_Space Heating_Natural Gas_Steam Trap Maintenance_A_Achievable Economic UCT Potential | F2 | Industrial | Agriculture | New | Space Heating | Natural Gas | Steam Trap Maintenance | A | Original Unit Summer Peak Savings (kW) | Achievable Economic UCT Potential | 0 | 0 | 0 | 0 | 0 | 0 | 0 | 0 | 0 | 0 | 0 | 0 | 0 | 0 | 0 | 0 | 0 | 0 | 0 | 0 | 0 | 0
F3_Industrial_Agriculture_New_Space Heating_Natural Gas_Steam Trap Maintenance_A_Achievable Economic UCT Potential | F3 | Industrial | Agriculture | New | Space Heating | Natural Gas | Steam Trap Maintenance | A | Original Unit Winter Peak Savings (kW) | Achievable Economic UCT Potential | 0 | 0 | 0 | 0 | 0 | 0 | 0 | 0 | 0 | 0 | 0 | 0 | 0 | 0 | 0 | 0 | 0 | 0 | 0 | 0 | 0 | 0
F4_Industrial_Agriculture_New_Space Heating_Natural Gas_Steam Trap Maintenance_A_Achievable Economic UCT Potential | F4 | Industrial | Agriculture | New | Space Heating | Natural Gas | Steam Trap Maintenance | A | Standalone Impact on Baseline Energy (%) | Achievable Economic UCT Potential | bar: 2019 to 2040
F5_Industrial_Agriculture_New_Space Heating_Natural Gas_Steam Trap Maintenance_A_Achievable Economic UCT Potential | F5 | Industrial | Agriculture | New | Space Heating | Natural Gas | Steam Trap Maintenance | A | Standalone Impact on Baseline Summer Peak (%) | Achievable Economic UCT Potential | bar: 2019 to 2040
F6_Industrial_Agriculture_New_Space Heating_Natural Gas_Steam Trap Maintenance_A_Achievable Economic UCT Potential | F6 | Industrial | Agriculture | New | Space Heating | Natural Gas | Steam Trap Maintenance | A | Standalone Impact on Baseline Winter Peak (%) | Achievable Economic UCT Potential | bar: 2019 to 2040
F7_Industrial_Agriculture_New_Space Heating_Natural Gas_Steam Trap Maintenance_A_Achievable Economic UCT Potential | F7 | Industrial | Agriculture | New | Space Heating | Natural Gas | Steam Trap Maintenance | A | Incremental Energy Savings (MWh or mTherms) | Achievable Economic UCT Potential | 0 | 0 | 0 | 0 | 0 | 0 | 0 | 0 | 0 | 0 | 0 | 0 | 0 | 0 | 0 | 0 | 0 | 0 | 0 | 0 | 0 | 0
F8_Industrial_Agriculture_New_Space Heating_Natural Gas_Steam Trap Maintenance_A_Achievable Economic UCT Potential | F8 | Industrial | Agriculture | New | Space Heating | Natural Gas | Steam Trap Maintenance | A | Incremental Summer Peak Savings (MW) | Achievable Economic UCT Potential | 0 | 0 | 0 | 0 | 0 | 0 | 0 | 0 | 0 | 0 | 0 | 0 | 0 | 0 | 0 | 0 | 0 | 0 | 0 | 0 | 0 | 0
F9_Industrial_Agriculture_New_Space Heating_Natural Gas_Steam Trap Maintenance_A_Achievable Economic UCT Potential | F9 | Industrial | Agriculture | New | Space Heating | Natural Gas | Steam Trap Maintenance | A | Incremental Winter Peak Savings (MW) | Achievable Economic UCT Potential | 0 | 0 | 0 | 0 | 0 | 0 | 0 | 0 | 0 | 0 | 0 | 0 | 0 | 0 | 0 | 0 | 0 | 0 | 0 | 0 | 0 | 0
F10_Industrial_Agriculture_New_Space Heating_Natural Gas_Steam Trap Maintenance_A_Achievable Economic UCT Potential | F10 | Industrial | Agriculture | New | Space Heating | Natural Gas | Steam Trap Maintenance | A | Cumulative Energy Savings (MWh or mTherms) | Achievable Economic UCT Potential | 0 | 0 | 0 | 0 | 0 | 0 | 0 | 0 | 0 | 0 | 0 | 0 | 0 | 0 | 0 | 0 | 0 | 0 | 0 | 0 | 0 | 0
F11_Industrial_Agriculture_New_Space Heating_Natural Gas_Steam Trap Maintenance_A_Achievable Economic UCT Potential | F11 | Industrial | Agriculture | New | Space Heating | Natural Gas | Steam Trap Maintenance | A | Cumulative Summer Peak Savings (MW) | Achievable Economic UCT Potential | 0 | 0 | 0 | 0 | 0 | 0 | 0 | 0 | 0 | 0 | 0 | 0 | 0 | 0 | 0 | 0 | 0 | 0 | 0 | 0 | 0 | 0
F12_Industrial_Agriculture_New_Space Heating_Natural Gas_Steam Trap Maintenance_A_Achievable Economic UCT Potential | F12 | Industrial | Agriculture | New | Space Heating | Natural Gas | Steam Trap Maintenance | A | Cumulative Winter Peak Savings (MW) | Achievable Economic UCT Potential | 0 | 0 | 0 | 0 | 0 | 0 | 0 | 0 | 0 | 0 | 0 | 0 | 0 | 0 | 0 | 0 | 0 | 0 | 0 | 0 | 0 | 0
F13_Industrial_Agriculture_New_Space Heating_Natural Gas_Steam Trap Maintenance_A_Achievable Economic UCT Potential | F13 | Industrial | Agriculture | New | Space Heating | Natural Gas | Steam Trap Maintenance | A | Purchases (Incremental) | Achievable Economic UCT Potential | 0 | 0 | 0 | 0 | 0 | 0 | 0 | 0 | 0 | 0 | 0 | 0 | 0 | 0 | 0 | 0 | 0 | 0 | 0 | 0 | 0 | 0
F14_Industrial_Agriculture_New_Space Heating_Natural Gas_Steam Trap Maintenance_A_Achievable Economic UCT Potential | F14 | Industrial | Agriculture | New | Space Heating | Natural Gas | Steam Trap Maintenance | A | Purchases (Cumulative) | Achievable Economic UCT Potential | 0 | 0 | 0 | 0 | 0 | 0 | 0 | 0 | 0 | 0 | 0 | 0 | 0 | 0 | 0 | 0 | 0 | 0 | 0 | 0 | 0 | 0
F1_Industrial_Agriculture_New_Process_Natural Gas_Steam Trap Maintenance_A_Achievable Economic UCT Potential | F1 | Industrial | Agriculture | New | Process | Natural Gas | Steam Trap Maintenance | A | Original Unit Energy Savings (kWh or therms) | Achievable Economic UCT Potential | 0 | 0 | 1.9988 | 1.9988 | 1.9988 | 1.9988 | 1.9988 | 1.9988 | 1.9988 | 1.9988 | 1.9988 | 1.9988 | 1.9988 | 1.9988 | 1.9988 | 1.9988 | 1.9988 | 1.9988 | 1.9988 | 1.9988 | 1.9988 | 1.9988
F2_Industrial_Agriculture_New_Process_Natural Gas_Steam Trap Maintenance_A_Achievable Economic UCT Potential | F2 | Industrial | Agriculture | New | Process | Natural Gas | Steam Trap Maintenance | A | Original Unit Summer Peak Savings (kW) | Achievable Economic UCT Potential | 0 | 0 | 0 | 0 | 0 | 0 | 0 | 0 | 0 | 0 | 0 | 0 | 0 | 0 | 0 | 0 | 0 | 0 | 0 | 0 | 0 | 0
F3_Industrial_Agriculture_New_Process_Natural Gas_Steam Trap Maintenance_A_Achievable Economic UCT Potential | F3 | Industrial | Agriculture | New | Process | Natural Gas | Steam Trap Maintenance | A | Original Unit Winter Peak Savings (kW) | Achievable Economic UCT Potential | 0 | 0 | 0 | 0 | 0 | 0 | 0 | 0 | 0 | 0 | 0 | 0 | 0 | 0 | 0 | 0 | 0 | 0 | 0 | 0 | 0 | 0
F4_Industrial_Agriculture_New_Process_Natural Gas_Steam Trap Maintenance_A_Achievable Economic UCT Potential | F4 | Industrial | Agriculture | New | Process | Natural Gas | Steam Trap Maintenance | A | Standalone Impact on Baseline Energy (%) | Achievable Economic UCT Potential | bar: 2019 to 2040
F5_Industrial_Agriculture_New_Process_Natural Gas_Steam Trap Maintenance_A_Achievable Economic UCT Potential | F5 | Industrial | Agriculture | New | Process | Natural Gas | Steam Trap Maintenance | A | Standalone Impact on Baseline Summer Peak (%) | Achievable Economic UCT Potential | bar: 2019 to 2040
F6_Industrial_Agriculture_New_Process_Natural Gas_Steam Trap Maintenance_A_Achievable Economic UCT Potential | F6 | Industrial | Agriculture | New | Process | Natural Gas | Steam Trap Maintenance | A | Standalone Impact on Baseline Winter Peak (%) | Achievable Economic UCT Potential | bar: 2019 to 2040
F7_Industrial_Agriculture_New_Process_Natural Gas_Steam Trap Maintenance_A_Achievable Economic UCT Potential | F7 | Industrial | Agriculture | New | Process | Natural Gas | Steam Trap Maintenance | A | Incremental Energy Savings (MWh or mTherms) | Achievable Economic UCT Potential | 0 | 0 | 0 | 0 | 0 | 0 | 0 | 0 | 0 | 0 | 0 | 0 | 0 | 0 | 0 | 0 | 0 | 0 | 0 | 0 | 0 | 0
F8_Industrial_Agriculture_New_Process_Natural Gas_Steam Trap Maintenance_A_Achievable Economic UCT Potential | F8 | Industrial | Agriculture | New | Process | Natural Gas | Steam Trap Maintenance | A | Incremental Summer Peak Savings (MW) | Achievable Economic UCT Potential | 0 | 0 | 0 | 0 | 0 | 0 | 0 | 0 | 0 | 0 | 0 | 0 | 0 | 0 | 0 | 0 | 0 | 0 | 0 | 0 | 0 | 0
F9_Industrial_Agriculture_New_Process_Natural Gas_Steam Trap Maintenance_A_Achievable Economic UCT Potential | F9 | Industrial | Agriculture | New | Process | Natural Gas | Steam Trap Maintenance | A | Incremental Winter Peak Savings (MW) | Achievable Economic UCT Potential | 0 | 0 | 0 | 0 | 0 | 0 | 0 | 0 | 0 | 0 | 0 | 0 | 0 | 0 | 0 | 0 | 0 | 0 | 0 | 0 | 0 | 0
F10_Industrial_Agriculture_New_Process_Natural Gas_Steam Trap Maintenance_A_Achievable Economic UCT Potential | F10 | Industrial | Agriculture | New | Process | Natural Gas | Steam Trap Maintenance | A | Cumulative Energy Savings (MWh or mTherms) | Achievable Economic UCT Potential | 0 | 0 | 0 | 0 | 0 | 0 | 0 | 0 | 0 | 0 | 0 | 0 | 0 | 0 | 0 | 0 | 0 | 0 | 0 | 0 | 0 | 0
F11_Industrial_Agriculture_New_Process_Natural Gas_Steam Trap Maintenance_A_Achievable Economic UCT Potential | F11 | Industrial | Agriculture | New | Process | Natural Gas | Steam Trap Maintenance | A | Cumulative Summer Peak Savings (MW) | Achievable Economic UCT Potential | 0 | 0 | 0 | 0 | 0 | 0 | 0 | 0 | 0 | 0 | 0 | 0 | 0 | 0 | 0 | 0 | 0 | 0 | 0 | 0 | 0 | 0
F12_Industrial_Agriculture_New_Process_Natural Gas_Steam Trap Maintenance_A_Achievable Economic UCT Potential | F12 | Industrial | Agriculture | New | Process | Natural Gas | Steam Trap Maintenance | A | Cumulative Winter Peak Savings (MW) | Achievable Economic UCT Potential | 0 | 0 | 0 | 0 | 0 | 0 | 0 | 0 | 0 | 0 | 0 | 0 | 0 | 0 | 0 | 0 | 0 | 0 | 0 | 0 | 0 | 0
F13_Industrial_Agriculture_New_Process_Natural Gas_Steam Trap Maintenance_A_Achievable Economic UCT Potential | F13 | Industrial | Agriculture | New | Process | Natural Gas | Steam Trap Maintenance | A | Purchases (Incremental) | Achievable Economic UCT Potential | 0 | 0 | 0 | 0 | 0 | 0 | 0 | 0 | 0 | 0 | 0 | 0 | 0 | 0 | 0 | 0 | 0 | 0 | 0 | 0 | 0 | 0
F14_Industrial_Agriculture_New_Process_Natural Gas_Steam Trap Maintenance_A_Achievable Economic UCT Potential | F14 | Industrial | Agriculture | New | Process | Natural Gas | Steam Trap Maintenance | A | Purchases (Cumulative) | Achievable Economic UCT Potential | 0 | 0 | 0 | 0 | 0 | 0 | 0 | 0 | 0 | 0 | 0 | 0 | 0 | 0 | 0 | 0 | 0 | 0 | 0 | 0 | 0 | 0
F1_Industrial_Agriculture_New_Space Heating_Natural Gas_Gas Boiler - High Turndown_A_Achievable Economic UCT Potential | F1 | Industrial | Agriculture | New | Space Heating | Natural Gas | Gas Boiler - High Turndown | A | Original Unit Energy Savings (kWh or therms) | Achievable Economic UCT Potential | 0 | 0 | 1.5201 | 1.5201 | 1.5201 | 1.5201 | 1.5201 | 1.5201 | 1.5201 | 1.5201 | 1.5201 | 1.5201 | 1.5201 | 1.5201 | 1.5201 | 1.5201 | 1.5201 | 1.5201 | 1.5201 | 1.5201 | 1.5201 | 1.5201
F2_Industrial_Agriculture_New_Space Heating_Natural Gas_Gas Boiler - High Turndown_A_Achievable Economic UCT Potential | F2 | Industrial | Agriculture | New | Space Heating | Natural Gas | Gas Boiler - High Turndown | A | Original Unit Summer Peak Savings (kW) | Achievable Economic UCT Potential | 0 | 0 | 0 | 0 | 0 | 0 | 0 | 0 | 0 | 0 | 0 | 0 | 0 | 0 | 0 | 0 | 0 | 0 | 0 | 0 | 0 | 0
F3_Industrial_Agriculture_New_Space Heating_Natural Gas_Gas Boiler - High Turndown_A_Achievable Economic UCT Potential | F3 | Industrial | Agriculture | New | Space Heating | Natural Gas | Gas Boiler - High Turndown | A | Original Unit Winter Peak Savings (kW) | Achievable Economic UCT Potential | 0 | 0 | 0 | 0 | 0 | 0 | 0 | 0 | 0 | 0 | 0 | 0 | 0 | 0 | 0 | 0 | 0 | 0 | 0 | 0 | 0 | 0
F4_Industrial_Agriculture_New_Space Heating_Natural Gas_Gas Boiler - High Turndown_A_Achievable Economic UCT Potential | F4 | Industrial | Agriculture | New | Space Heating | Natural Gas | Gas Boiler - High Turndown | A | Standalone Impact on Baseline Energy (%) | Achievable Economic UCT Potential | 0% | 0% | 0.004253% | 0.00669% | 0.008944% | 0.01095% | 0.01377% | 0.01578% | 0.01702% | 0.01751% | 0.01809% | 0.01815% | 0.01803% | 0.01758% | 0.01746% | 0.01707% | 0.01662% | 0.01561% | 0.015% | 0.01431% | 0.0137% | 0.01314%
F5_Industrial_Agriculture_New_Space Heating_Natural Gas_Gas Boiler - High Turndown_A_Achievable Economic UCT Potential | F5 | Industrial | Agriculture | New | Space Heating | Natural Gas | Gas Boiler - High Turndown | A | Standalone Impact on Baseline Summer Peak (%) | Achievable Economic UCT Potential | bar: 2019 to 2040
F6_Industrial_Agriculture_New_Space Heating_Natural Gas_Gas Boiler - High Turndown_A_Achievable Economic UCT Potential | F6 | Industrial | Agriculture | New | Space Heating | Natural Gas | Gas Boiler - High Turndown | A | Standalone Impact on Baseline Winter Peak (%) | Achievable Economic UCT Potential | bar: 2019 to 2040
F7_Industrial_Agriculture_New_Space Heating_Natural Gas_Gas Boiler - High Turndown_A_Achievable Economic UCT Potential | F7 | Industrial | Agriculture | New | Space Heating | Natural Gas | Gas Boiler - High Turndown | A | Incremental Energy Savings (MWh or mTherms) | Achievable Economic UCT Potential | 0 | 0 | 0.0023657 | 0.0041285 | 0.005887 | 0.0078581 | 0.0090451 | 0.0093808 | 0.0084843 | 0.007669 | 0.0066605 | 0.0058117 | 0.0050309 | 0.0043787 | 0.0036952 | 0.0031431 | 0.0026639 | 0.0023657 | 0.0041285 | 0.005887 | 0.0078581 | 0.0090451
F8_Industrial_Agriculture_New_Space Heating_Natural Gas_Gas Boiler - High Turndown_A_Achievable Economic UCT Potential | F8 | Industrial | Agriculture | New | Space Heating | Natural Gas | Gas Boiler - High Turndown | A | Incremental Summer Peak Savings (MW) | Achievable Economic UCT Potential | 0 | 0 | 0 | 0 | 0 | 0 | 0 | 0 | 0 | 0 | 0 | 0 | 0 | 0 | 0 | 0 | 0 | 0 | 0 | 0 | 0 | 0
F9_Industrial_Agriculture_New_Space Heating_Natural Gas_Gas Boiler - High Turndown_A_Achievable Economic UCT Potential | F9 | Industrial | Agriculture | New | Space Heating | Natural Gas | Gas Boiler - High Turndown | A | Incremental Winter Peak Savings (MW) | Achievable Economic UCT Potential | 0 | 0 | 0 | 0 | 0 | 0 | 0 | 0 | 0 | 0 | 0 | 0 | 0 | 0 | 0 | 0 | 0 | 0 | 0 | 0 | 0 | 0
F10_Industrial_Agriculture_New_Space Heating_Natural Gas_Gas Boiler - High Turndown_A_Achievable Economic UCT Potential | F10 | Industrial | Agriculture | New | Space Heating | Natural Gas | Gas Boiler - High Turndown | A | Cumulative Energy Savings (MWh or mTherms) | Achievable Economic UCT Potential | 0 | 0 | 0.0023657 | 0.0064942 | 0.012381 | 0.020239 | 0.029284 | 0.038665 | 0.04715 | 0.054819 | 0.061479 | 0.067291 | 0.072322 | 0.0767 | 0.080396 | 0.083539 | 0.086202 | 0.086202 | 0.086202 | 0.086202 | 0.086202 | 0.086202
F11_Industrial_Agriculture_New_Space Heating_Natural Gas_Gas Boiler - High Turndown_A_Achievable Economic UCT Potential | F11 | Industrial | Agriculture | New | Space Heating | Natural Gas | Gas Boiler - High Turndown | A | Cumulative Summer Peak Savings (MW) | Achievable Economic UCT Potential | 0 | 0 | 0 | 0 | 0 | 0 | 0 | 0 | 0 | 0 | 0 | 0 | 0 | 0 | 0 | 0 | 0 | 0 | 0 | 0 | 0 | 0
F12_Industrial_Agriculture_New_Space Heating_Natural Gas_Gas Boiler - High Turndown_A_Achievable Economic UCT Potential | F12 | Industrial | Agriculture | New | Space Heating | Natural Gas | Gas Boiler - High Turndown | A | Cumulative Winter Peak Savings (MW) | Achievable Economic UCT Potential | 0 | 0 | 0 | 0 | 0 | 0 | 0 | 0 | 0 | 0 | 0 | 0 | 0 | 0 | 0 | 0 | 0 | 0 | 0 | 0 | 0 | 0
F13_Industrial_Agriculture_New_Space Heating_Natural Gas_Gas Boiler - High Turndown_A_Achievable Economic UCT Potential | F13 | Industrial | Agriculture | New | Space Heating | Natural Gas | Gas Boiler - High Turndown | A | Purchases (Incremental) | Achievable Economic UCT Potential | 0 | 0 | 1.5563 | 2.716 | 3.8728 | 5.1695 | 5.9504 | 6.1712 | 5.5814 | 5.0451 | 4.3816 | 3.8232 | 3.3096 | 2.8806 | 2.4309 | 2.0677 | 1.7525 | 1.5563 | 2.716 | 3.8728 | 5.1695 | 5.9504
F14_Industrial_Agriculture_New_Space Heating_Natural Gas_Gas Boiler - High Turndown_A_Achievable Economic UCT Potential | F14 | Industrial | Agriculture | New | Space Heating | Natural Gas | Gas Boiler - High Turndown | A | Purchases (Cumulative) | Achievable Economic UCT Potential | 0 | 0 | 1.5563 | 4.2722 | 8.145 | 13.3145 | 19.2649 | 25.4361 | 31.0175 | 36.0626 | 40.4442 | 44.2675 | 47.5771 | 50.4576 | 52.8886 | 54.9563 | 56.7087 | 56.7087 | 56.7087 | 56.7087 | 56.7087 | 56.7087
F1_Industrial_Agriculture_New_Process_Natural Gas_Gas Boiler - High Turndown_A_Achievable Economic UCT Potential | F1 | Industrial | Agriculture | New | Process | Natural Gas | Gas Boiler - High Turndown | A | Original Unit Energy Savings (kWh or therms) | Achievable Economic UCT Potential | 0 | 0 | 2.1216 | 2.1216 | 2.1216 | 2.1216 | 2.1216 | 2.1216 | 2.1216 | 2.1216 | 2.1216 | 2.1216 | 2.1216 | 2.1216 | 2.1216 | 2.1216 | 2.1216 | 2.1216 | 2.1216 | 2.1216 | 2.1216 | 2.1216
F2_Industrial_Agriculture_New_Process_Natural Gas_Gas Boiler - High Turndown_A_Achievable Economic UCT Potential | F2 | Industrial | Agriculture | New | Process | Natural Gas | Gas Boiler - High Turndown | A | Original Unit Summer Peak Savings (kW) | Achievable Economic UCT Potential | 0 | 0 | 0 | 0 | 0 | 0 | 0 | 0 | 0 | 0 | 0 | 0 | 0 | 0 | 0 | 0 | 0 | 0 | 0 | 0 | 0 | 0
F3_Industrial_Agriculture_New_Process_Natural Gas_Gas Boiler - High Turndown_A_Achievable Economic UCT Potential | F3 | Industrial | Agriculture | New | Process | Natural Gas | Gas Boiler - High Turndown | A | Original Unit Winter Peak Savings (kW) | Achievable Economic UCT Potential | 0 | 0 | 0 | 0 | 0 | 0 | 0 | 0 | 0 | 0 | 0 | 0 | 0 | 0 | 0 | 0 | 0 | 0 | 0 | 0 | 0 | 0
F4_Industrial_Agriculture_New_Process_Natural Gas_Gas Boiler - High Turndown_A_Achievable Economic UCT Potential | F4 | Industrial | Agriculture | New | Process | Natural Gas | Gas Boiler - High Turndown | A | Standalone Impact on Baseline Energy (%) | Achievable Economic UCT Potential | 0% | 0% | 0.02261% | 0.03557% | 0.04756% | 0.05824% | 0.07321% | 0.08388% | 0.09048% | 0.0931% | 0.09618% | 0.09652% | 0.09587% | 0.09345% | 0.09286% | 0.09075% | 0.08839% | 0.08297% | 0.07974% | 0.0761% | 0.07285% | 0.06988%
F5_Industrial_Agriculture_New_Process_Natural Gas_Gas Boiler - High Turndown_A_Achievable Economic UCT Potential | F5 | Industrial | Agriculture | New | Process | Natural Gas | Gas Boiler - High Turndown | A | Standalone Impact on Baseline Summer Peak (%) | Achievable Economic UCT Potential | bar: 2019 to 2040
F6_Industrial_Agriculture_New_Process_Natural Gas_Gas Boiler - High Turndown_A_Achievable Economic UCT Potential | F6 | Industrial | Agriculture | New | Process | Natural Gas | Gas Boiler - High Turndown | A | Standalone Impact on Baseline Winter Peak (%) | Achievable Economic UCT Potential | bar: 2019 to 2040
F7_Industrial_Agriculture_New_Process_Natural Gas_Gas Boiler - High Turndown_A_Achievable Economic UCT Potential | F7 | Industrial | Agriculture | New | Process | Natural Gas | Gas Boiler - High Turndown | A | Incremental Energy Savings (MWh or mTherms) | Achievable Economic UCT Potential | 0 | 0 | 0.027313 | 0.047666 | 0.067969 | 0.090725 | 0.10443 | 0.10831 | 0.097955 | 0.088542 | 0.076898 | 0.067099 | 0.058084 | 0.050555 | 0.042663 | 0.036289 | 0.030756 | 0.027313 | 0.047666 | 0.067969 | 0.090725 | 0.10443
F8_Industrial_Agriculture_New_Process_Natural Gas_Gas Boiler - High Turndown_A_Achievable Economic UCT Potential | F8 | Industrial | Agriculture | New | Process | Natural Gas | Gas Boiler - High Turndown | A | Incremental Summer Peak Savings (MW) | Achievable Economic UCT Potential | 0 | 0 | 0 | 0 | 0 | 0 | 0 | 0 | 0 | 0 | 0 | 0 | 0 | 0 | 0 | 0 | 0 | 0 | 0 | 0 | 0 | 0
F9_Industrial_Agriculture_New_Process_Natural Gas_Gas Boiler - High Turndown_A_Achievable Economic UCT Potential | F9 | Industrial | Agriculture | New | Process | Natural Gas | Gas Boiler - High Turndown | A | Incremental Winter Peak Savings (MW) | Achievable Economic UCT Potential | 0 | 0 | 0 | 0 | 0 | 0 | 0 | 0 | 0 | 0 | 0 | 0 | 0 | 0 | 0 | 0 | 0 | 0 | 0 | 0 | 0 | 0
F10_Industrial_Agriculture_New_Process_Natural Gas_Gas Boiler - High Turndown_A_Achievable Economic UCT Potential | F10 | Industrial | Agriculture | New | Process | Natural Gas | Gas Boiler - High Turndown | A | Cumulative Energy Savings (MWh or mTherms) | Achievable Economic UCT Potential | 0 | 0 | 0.027313 | 0.074978 | 0.14295 | 0.23367 | 0.3381 | 0.44641 | 0.54436 | 0.63291 | 0.7098 | 0.7769 | 0.83499 | 0.88554 | 0.9282 | 0.96449 | 0.99525 | 0.99525 | 0.99525 | 0.99525 | 0.99525 | 0.99525
F11_Industrial_Agriculture_New_Process_Natural Gas_Gas Boiler - High Turndown_A_Achievable Economic UCT Potential | F11 | Industrial | Agriculture | New | Process | Natural Gas | Gas Boiler - High Turndown | A | Cumulative Summer Peak Savings (MW) | Achievable Economic UCT Potential | 0 | 0 | 0 | 0 | 0 | 0 | 0 | 0 | 0 | 0 | 0 | 0 | 0 | 0 | 0 | 0 | 0 | 0 | 0 | 0 | 0 | 0
F12_Industrial_Agriculture_New_Process_Natural Gas_Gas Boiler - High Turndown_A_Achievable Economic UCT Potential | F12 | Industrial | Agriculture | New | Process | Natural Gas | Gas Boiler - High Turndown | A | Cumulative Winter Peak Savings (MW) | Achievable Economic UCT Potential | 0 | 0 | 0 | 0 | 0 | 0 | 0 | 0 | 0 | 0 | 0 | 0 | 0 | 0 | 0 | 0 | 0 | 0 | 0 | 0 | 0 | 0
F13_Industrial_Agriculture_New_Process_Natural Gas_Gas Boiler - High Turndown_A_Achievable Economic UCT Potential | F13 | Industrial | Agriculture | New | Process | Natural Gas | Gas Boiler - High Turndown | A | Purchases (Incremental) | Achievable Economic UCT Potential | 0 | 0 | 12.8733 | 22.4663 | 32.0358 | 42.7617 | 49.2213 | 51.048 | 46.1694 | 41.7328 | 36.2446 | 31.6257 | 27.3767 | 23.828 | 20.1085 | 17.1039 | 14.4962 | 12.8733 | 22.4663 | 32.0358 | 42.7617 | 49.2213
F14_Industrial_Agriculture_New_Process_Natural Gas_Gas Boiler - High Turndown_A_Achievable Economic UCT Potential | F14 | Industrial | Agriculture | New | Process | Natural Gas | Gas Boiler - High Turndown | A | Purchases (Cumulative) | Achievable Economic UCT Potential | 0 | 0 | 12.8733 | 35.3396 | 67.3754 | 110.1371 | 159.3584 | 210.4064 | 256.5758 | 298.3086 | 334.5532 | 366.1789 | 393.5555 | 417.3835 | 437.4921 | 454.596 | 469.0922 | 469.0922 | 469.0922 | 469.0922 | 469.0922 | 469.0922
F1_Industrial_Agriculture_New_Space Heating_Natural Gas_Gas Boiler - Burner Control Optimization_A_Achievable Economic UCT Potential | F1 | Industrial | Agriculture | New | Space Heating | Natural Gas | Gas Boiler - Burner Control Optimization | A | Original Unit Energy Savings (kWh or therms) | Achievable Economic UCT Potential | 0 | 0 | 0.44083 | 0.44083 | 0.44083 | 0.44083 | 0.44083 | 0.44083 | 0.44083 | 0.44083 | 0.44083 | 0.44083 | 0.44083 | 0.44083 | 0.44083 | 0.44083 | 0.44083 | 0.44083 | 0.44083 | 0.44083 | 0.44083 | 0.44083
F2_Industrial_Agriculture_New_Space Heating_Natural Gas_Gas Boiler - Burner Control Optimization_A_Achievable Economic UCT Potential | F2 | Industrial | Agriculture | New | Space Heating | Natural Gas | Gas Boiler - Burner Control Optimization | A | Original Unit Summer Peak Savings (kW) | Achievable Economic UCT Potential | 0 | 0 | 0 | 0 | 0 | 0 | 0 | 0 | 0 | 0 | 0 | 0 | 0 | 0 | 0 | 0 | 0 | 0 | 0 | 0 | 0 | 0
F3_Industrial_Agriculture_New_Space Heating_Natural Gas_Gas Boiler - Burner Control Optimization_A_Achievable Economic UCT Potential | F3 | Industrial | Agriculture | New | Space Heating | Natural Gas | Gas Boiler - Burner Control Optimization | A | Original Unit Winter Peak Savings (kW) | Achievable Economic UCT Potential | 0 | 0 | 0 | 0 | 0 | 0 | 0 | 0 | 0 | 0 | 0 | 0 | 0 | 0 | 0 | 0 | 0 | 0 | 0 | 0 | 0 | 0
F4_Industrial_Agriculture_New_Space Heating_Natural Gas_Gas Boiler - Burner Control Optimization_A_Achievable Economic UCT Potential | F4 | Industrial | Agriculture | New | Space Heating | Natural Gas | Gas Boiler - Burner Control Optimization | A | Standalone Impact on Baseline Energy (%) | Achievable Economic UCT Potential | 0% | 0% | 0.0003327% | 0.0007136% | 0.001546% | 0.002989% | 0.005444% | 0.00871% | 0.01278% | 0.01723% | 0.02224% | 0.02677% | 0.03069% | 0.03341% | 0.03596% | 0.03716% | 0.03753% | 0.03695% | 0.03666% | 0.03571% | 0.0346% | 0.03342%
F5_Industrial_Agriculture_New_Space Heating_Natural Gas_Gas Boiler - Burner Control Optimization_A_Achievable Economic UCT Potential | F5 | Industrial | Agriculture | New | Space Heating | Natural Gas | Gas Boiler - Burner Control Optimization | A | Standalone Impact on Baseline Summer Peak (%) | Achievable Economic UCT Potential | bar: 2019 to 2040
F6_Industrial_Agriculture_New_Space Heating_Natural Gas_Gas Boiler - Burner Control Optimization_A_Achievable Economic UCT Potential | F6 | Industrial | Agriculture | New | Space Heating | Natural Gas | Gas Boiler - Burner Control Optimization | A | Standalone Impact on Baseline Winter Peak (%) | Achievable Economic UCT Potential | bar: 2019 to 2040
F7_Industrial_Agriculture_New_Space Heating_Natural Gas_Gas Boiler - Burner Control Optimization_A_Achievable Economic UCT Potential | F7 | Industrial | Agriculture | New | Space Heating | Natural Gas | Gas Boiler - Burner Control Optimization | A | Incremental Energy Savings (MWh or mTherms) | Achievable Economic UCT Potential | 0 | 0 | 0.00018506 | 0.00050768 | 0.0014478 | 0.003382 | 0.0060557 | 0.0097695 | 0.014057 | 0.01853 | 0.021664 | 0.023629 | 0.023863 | 0.022717 | 0.019735 | 0.01632 | 0.01274 | 0.0095001 | 0.0065898 | 0.0043946 | 0.002794 | 0.0019722
F8_Industrial_Agriculture_New_Space Heating_Natural Gas_Gas Boiler - Burner Control Optimization_A_Achievable Economic UCT Potential | F8 | Industrial | Agriculture | New | Space Heating | Natural Gas | Gas Boiler - Burner Control Optimization | A | Incremental Summer Peak Savings (MW) | Achievable Economic UCT Potential | 0 | 0 | 0 | 0 | 0 | 0 | 0 | 0 | 0 | 0 | 0 | 0 | 0 | 0 | 0 | 0 | 0 | 0 | 0 | 0 | 0 | 0
F9_Industrial_Agriculture_New_Space Heating_Natural Gas_Gas Boiler - Burner Control Optimization_A_Achievable Economic UCT Potential | F9 | Industrial | Agriculture | New | Space Heating | Natural Gas | Gas Boiler - Burner Control Optimization | A | Incremental Winter Peak Savings (MW) | Achievable Economic UCT Potential | 0 | 0 | 0 | 0 | 0 | 0 | 0 | 0 | 0 | 0 | 0 | 0 | 0 | 0 | 0 | 0 | 0 | 0 | 0 | 0 | 0 | 0
F10_Industrial_Agriculture_New_Space Heating_Natural Gas_Gas Boiler - Burner Control Optimization_A_Achievable Economic UCT Potential | F10 | Industrial | Agriculture | New | Space Heating | Natural Gas | Gas Boiler - Burner Control Optimization | A | Cumulative Energy Savings (MWh or mTherms) | Achievable Economic UCT Potential | 0 | 0 | 0.00018506 | 0.00069274 | 0.0021406 | 0.0055226 | 0.011578 | 0.021348 | 0.035405 | 0.053935 | 0.075598 | 0.099227 | 0.12309 | 0.14581 | 0.16554 | 0.18186 | 0.1946 | 0.2041 | 0.21069 | 0.21509 | 0.2177 | 0.21916
F11_Industrial_Agriculture_New_Space Heating_Natural Gas_Gas Boiler - Burner Control Optimization_A_Achievable Economic UCT Potential | F11 | Industrial | Agriculture | New | Space Heating | Natural Gas | Gas Boiler - Burner Control Optimization | A | Cumulative Summer Peak Savings (MW) | Achievable Economic UCT Potential | 0 | 0 | 0 | 0 | 0 | 0 | 0 | 0 | 0 | 0 | 0 | 0 | 0 | 0 | 0 | 0 | 0 | 0 | 0 | 0 | 0 | 0
F12_Industrial_Agriculture_New_Space Heating_Natural Gas_Gas Boiler - Burner Control Optimization_A_Achievable Economic UCT Potential | F12 | Industrial | Agriculture | New | Space Heating | Natural Gas | Gas Boiler - Burner Control Optimization | A | Cumulative Winter Peak Savings (MW) | Achievable Economic UCT Potential | 0 | 0 | 0 | 0 | 0 | 0 | 0 | 0 | 0 | 0 | 0 | 0 | 0 | 0 | 0 | 0 | 0 | 0 | 0 | 0 | 0 | 0
F13_Industrial_Agriculture_New_Space Heating_Natural Gas_Gas Boiler - Burner Control Optimization_A_Achievable Economic UCT Potential | F13 | Industrial | Agriculture | New | Space Heating | Natural Gas | Gas Boiler - Burner Control Optimization | A | Purchases (Incremental) | Achievable Economic UCT Potential | 0 | 0 | 0.41981 | 1.1516 | 3.2844 | 7.672 | 13.737 | 22.1618 | 31.8879 | 42.0345 | 49.1435 | 53.601 | 54.1328 | 51.533 | 44.7679 | 37.021 | 28.8996 | 21.5506 | 14.9488 | 9.969 | 6.3381 | 4.4738
F14_Industrial_Agriculture_New_Space Heating_Natural Gas_Gas Boiler - Burner Control Optimization_A_Achievable Economic UCT Potential | F14 | Industrial | Agriculture | New | Space Heating | Natural Gas | Gas Boiler - Burner Control Optimization | A | Purchases (Cumulative) | Achievable Economic UCT Potential | 0 | 0 | 0.41981 | 1.5715 | 4.8558 | 12.5279 | 26.2649 | 48.4267 | 80.3145 | 122.349 | 171.4925 | 225.0935 | 279.2263 | 330.7593 | 375.5272 | 412.5483 | 441.4479 | 462.9985 | 477.9473 | 487.9163 | 493.8346 | 497.1567
F1_Industrial_Agriculture_New_Process_Natural Gas_Gas Boiler - Burner Control Optimization_A_Achievable Economic UCT Potential | F1 | Industrial | Agriculture | New | Process | Natural Gas | Gas Boiler - Burner Control Optimization | A | Original Unit Energy Savings (kWh or therms) | Achievable Economic UCT Potential | 0 | 0 | 0.61528 | 0.61528 | 0.61528 | 0.61528 | 0.61528 | 0.61528 | 0.61528 | 0.61528 | 0.61528 | 0.61528 | 0.61528 | 0.61528 | 0.61528 | 0.61528 | 0.61528 | 0.61528 | 0.61528 | 0.61528 | 0.61528 | 0.61528
F2_Industrial_Agriculture_New_Process_Natural Gas_Gas Boiler - Burner Control Optimization_A_Achievable Economic UCT Potential | F2 | Industrial | Agriculture | New | Process | Natural Gas | Gas Boiler - Burner Control Optimization | A | Original Unit Summer Peak Savings (kW) | Achievable Economic UCT Potential | 0 | 0 | 0 | 0 | 0 | 0 | 0 | 0 | 0 | 0 | 0 | 0 | 0 | 0 | 0 | 0 | 0 | 0 | 0 | 0 | 0 | 0
F3_Industrial_Agriculture_New_Process_Natural Gas_Gas Boiler - Burner Control Optimization_A_Achievable Economic UCT Potential | F3 | Industrial | Agriculture | New | Process | Natural Gas | Gas Boiler - Burner Control Optimization | A | Original Unit Winter Peak Savings (kW) | Achievable Economic UCT Potential | 0 | 0 | 0 | 0 | 0 | 0 | 0 | 0 | 0 | 0 | 0 | 0 | 0 | 0 | 0 | 0 | 0 | 0 | 0 | 0 | 0 | 0
F4_Industrial_Agriculture_New_Process_Natural Gas_Gas Boiler - Burner Control Optimization_A_Achievable Economic UCT Potential | F4 | Industrial | Agriculture | New | Process | Natural Gas | Gas Boiler - Burner Control Optimization | A | Standalone Impact on Baseline Energy (%) | Achievable Economic UCT Potential | 0% | 0% | 0.001769% | 0.003794% | 0.008222% | 0.01589% | 0.02895% | 0.04631% | 0.06794% | 0.0916% | 0.1183% | 0.1423% | 0.1632% | 0.1776% | 0.1912% | 0.1976% | 0.1995% | 0.1965% | 0.1949% | 0.1899% | 0.184% | 0.1777%
F5_Industrial_Agriculture_New_Process_Natural Gas_Gas Boiler - Burner Control Optimization_A_Achievable Economic UCT Potential | F5 | Industrial | Agriculture | New | Process | Natural Gas | Gas Boiler - Burner Control Optimization | A | Standalone Impact on Baseline Summer Peak (%) | Achievable Economic UCT Potential | bar: 2019 to 2040
F6_Industrial_Agriculture_New_Process_Natural Gas_Gas Boiler - Burner Control Optimization_A_Achievable Economic UCT Potential | F6 | Industrial | Agriculture | New | Process | Natural Gas | Gas Boiler - Burner Control Optimization | A | Standalone Impact on Baseline Winter Peak (%) | Achievable Economic UCT Potential | bar: 2019 to 2040
F7_Industrial_Agriculture_New_Process_Natural Gas_Gas Boiler - Burner Control Optimization_A_Achievable Economic UCT Potential | F7 | Industrial | Agriculture | New | Process | Natural Gas | Gas Boiler - Burner Control Optimization | A | Incremental Energy Savings (MWh or mTherms) | Achievable Economic UCT Potential | 0 | 0 | 0.0021366 | 0.0058614 | 0.016716 | 0.039047 | 0.069915 | 0.11279 | 0.1623 | 0.21394 | 0.25012 | 0.27281 | 0.27551 | 0.26228 | 0.22785 | 0.18842 | 0.14709 | 0.10968 | 0.076083 | 0.050738 | 0.032258 | 0.02277
F8_Industrial_Agriculture_New_Process_Natural Gas_Gas Boiler - Burner Control Optimization_A_Achievable Economic UCT Potential | F8 | Industrial | Agriculture | New | Process | Natural Gas | Gas Boiler - Burner Control Optimization | A | Incremental Summer Peak Savings (MW) | Achievable Economic UCT Potential | 0 | 0 | 0 | 0 | 0 | 0 | 0 | 0 | 0 | 0 | 0 | 0 | 0 | 0 | 0 | 0 | 0 | 0 | 0 | 0 | 0 | 0
F9_Industrial_Agriculture_New_Process_Natural Gas_Gas Boiler - Burner Control Optimization_A_Achievable Economic UCT Potential | F9 | Industrial | Agriculture | New | Process | Natural Gas | Gas Boiler - Burner Control Optimization | A | Incremental Winter Peak Savings (MW) | Achievable Economic UCT Potential | 0 | 0 | 0 | 0 | 0 | 0 | 0 | 0 | 0 | 0 | 0 | 0 | 0 | 0 | 0 | 0 | 0 | 0 | 0 | 0 | 0 | 0
F10_Industrial_Agriculture_New_Process_Natural Gas_Gas Boiler - Burner Control Optimization_A_Achievable Economic UCT Potential | F10 | Industrial | Agriculture | New | Process | Natural Gas | Gas Boiler - Burner Control Optimization | A | Cumulative Energy Savings (MWh or mTherms) | Achievable Economic UCT Potential | 0 | 0 | 0.0021366 | 0.007998 | 0.024714 | 0.063761 | 0.13368 | 0.24647 | 0.40877 | 0.6227 | 0.87282 | 1.1456 | 1.4211 | 1.6834 | 1.9113 | 2.0997 | 2.2468 | 2.3565 | 2.4325 | 2.4833 | 2.5134 | 2.5303
F11_Industrial_Agriculture_New_Process_Natural Gas_Gas Boiler - Burner Control Optimization_A_Achievable Economic UCT Potential | F11 | Industrial | Agriculture | New | Process | Natural Gas | Gas Boiler - Burner Control Optimization | A | Cumulative Summer Peak Savings (MW) | Achievable Economic UCT Potential | 0 | 0 | 0 | 0 | 0 | 0 | 0 | 0 | 0 | 0 | 0 | 0 | 0 | 0 | 0 | 0 | 0 | 0 | 0 | 0 | 0 | 0
F12_Industrial_Agriculture_New_Process_Natural Gas_Gas Boiler - Burner Control Optimization_A_Achievable Economic UCT Potential | F12 | Industrial | Agriculture | New | Process | Natural Gas | Gas Boiler - Burner Control Optimization | A | Cumulative Winter Peak Savings (MW) | Achievable Economic UCT Potential | 0 | 0 | 0 | 0 | 0 | 0 | 0 | 0 | 0 | 0 | 0 | 0 | 0 | 0 | 0 | 0 | 0 | 0 | 0 | 0 | 0 | 0
F13_Industrial_Agriculture_New_Process_Natural Gas_Gas Boiler - Burner Control Optimization_A_Achievable Economic UCT Potential | F13 | Industrial | Agriculture | New | Process | Natural Gas | Gas Boiler - Burner Control Optimization | A | Purchases (Incremental) | Achievable Economic UCT Potential | 0 | 0 | 3.4726 | 9.5264 | 27.1682 | 63.4627 | 113.6323 | 183.3213 | 263.7752 | 347.7073 | 406.513 | 443.3853 | 447.784 | 426.279 | 370.3185 | 306.2366 | 239.0565 | 178.2661 | 123.6556 | 82.4629 | 52.4288 | 37.0069
F14_Industrial_Agriculture_New_Process_Natural Gas_Gas Boiler - Burner Control Optimization_A_Achievable Economic UCT Potential | F14 | Industrial | Agriculture | New | Process | Natural Gas | Gas Boiler - Burner Control Optimization | A | Purchases (Cumulative) | Achievable Economic UCT Potential | 0 | 0 | 3.4726 | 12.999 | 40.1672 | 103.6299 | 217.2621 | 400.5834 | 664.3585 | 1012.0658 | 1418.5788 | 1861.9642 | 2309.7482 | 2736.0272 | 3106.3457 | 3412.5822 | 3651.6388 | 3829.9048 | 3953.5604 | 4036.0233 | 4084.9795 | 4112.46
F1_Industrial_Agriculture_New_Space Heating_Natural Gas_HVAC - Demand Controlled Ventilation_A_Achievable Economic UCT Potential | F1 | Industrial | Agriculture | New | Space Heating | Natural Gas | HVAC - Demand Controlled Ventilation | A | Original Unit Energy Savings (kWh or therms) | Achievable Economic UCT Potential | 0 | 0 | 0.067787 | 0.067787 | 0.067787 | 0.067787 | 0.067787 | 0.067787 | 0.067787 | 0.067787 | 0.067787 | 0.067787 | 0.067787 | 0.067787 | 0.067787 | 0.067787 | 0.067787 | 0.067787 | 0.067787 | 0.067787 | 0.067787 | 0.067787
F2_Industrial_Agriculture_New_Space Heating_Natural Gas_HVAC - Demand Controlled Ventilation_A_Achievable Economic UCT Potential | F2 | Industrial | Agriculture | New | Space Heating | Natural Gas | HVAC - Demand Controlled Ventilation | A | Original Unit Summer Peak Savings (kW) | Achievable Economic UCT Potential | 0 | 0 | 0 | 0 | 0 | 0 | 0 | 0 | 0 | 0 | 0 | 0 | 0 | 0 | 0 | 0 | 0 | 0 | 0 | 0 | 0 | 0
F3_Industrial_Agriculture_New_Space Heating_Natural Gas_HVAC - Demand Controlled Ventilation_A_Achievable Economic UCT Potential | F3 | Industrial | Agriculture | New | Space Heating | Natural Gas | HVAC - Demand Controlled Ventilation | A | Original Unit Winter Peak Savings (kW) | Achievable Economic UCT Potential | 0 | 0 | 0 | 0 | 0 | 0 | 0 | 0 | 0 | 0 | 0 | 0 | 0 | 0 | 0 | 0 | 0 | 0 | 0 | 0 | 0 | 0
F4_Industrial_Agriculture_New_Space Heating_Natural Gas_HVAC - Demand Controlled Ventilation_A_Achievable Economic UCT Potential | F4 | Industrial | Agriculture | New | Space Heating | Natural Gas | HVAC - Demand Controlled Ventilation | A | Standalone Impact on Baseline Energy (%) | Achievable Economic UCT Potential | 0% | 0% | 0.0396% | 0.06229% | 0.08329% | 0.102% | 0.1282% | 0.1509% | 0.173% | 0.1928% | 0.2172% | 0.2387% | 0.2602% | 0.2788% | 0.3039% | 0.3254% | 0.3467% | 0.3611% | 0.38% | 0.3931% | 0.4043% | 0.4146%
F5_Industrial_Agriculture_New_Space Heating_Natural Gas_HVAC - Demand Controlled Ventilation_A_Achievable Economic UCT Potential | F5 | Industrial | Agriculture | New | Space Heating | Natural Gas | HVAC - Demand Controlled Ventilation | A | Standalone Impact on Baseline Summer Peak (%) | Achievable Economic UCT Potential | bar: 2019 to 2040
F6_Industrial_Agriculture_New_Space Heating_Natural Gas_HVAC - Demand Controlled Ventilation_A_Achievable Economic UCT Potential | F6 | Industrial | Agriculture | New | Space Heating | Natural Gas | HVAC - Demand Controlled Ventilation | A | Standalone Impact on Baseline Winter Peak (%) | Achievable Economic UCT Potential | bar: 2019 to 2040
F7_Industrial_Agriculture_New_Space Heating_Natural Gas_HVAC - Demand Controlled Ventilation_A_Achievable Economic UCT Potential | F7 | Industrial | Agriculture | New | Space Heating | Natural Gas | HVAC - Demand Controlled Ventilation | A | Incremental Energy Savings (MWh or mTherms) | Achievable Economic UCT Potential | 0 | 0 | 0.022028 | 0.038443 | 0.054818 | 0.073172 | 0.084225 | 0.097056 | 0.10973 | 0.12398 | 0.13459 | 0.1468 | 0.15885 | 0.17282 | 0.1823 | 0.19383 | 0.20535 | 0.21876 | 0.22761 | 0.23853 | 0.24914 | 0.25973
F8_Industrial_Agriculture_New_Space Heating_Natural Gas_HVAC - Demand Controlled Ventilation_A_Achievable Economic UCT Potential | F8 | Industrial | Agriculture | New | Space Heating | Natural Gas | HVAC - Demand Controlled Ventilation | A | Incremental Summer Peak Savings (MW) | Achievable Economic UCT Potential | 0 | 0 | 0 | 0 | 0 | 0 | 0 | 0 | 0 | 0 | 0 | 0 | 0 | 0 | 0 | 0 | 0 | 0 | 0 | 0 | 0 | 0
F9_Industrial_Agriculture_New_Space Heating_Natural Gas_HVAC - Demand Controlled Ventilation_A_Achievable Economic UCT Potential | F9 | Industrial | Agriculture | New | Space Heating | Natural Gas | HVAC - Demand Controlled Ventilation | A | Incremental Winter Peak Savings (MW) | Achievable Economic UCT Potential | 0 | 0 | 0 | 0 | 0 | 0 | 0 | 0 | 0 | 0 | 0 | 0 | 0 | 0 | 0 | 0 | 0 | 0 | 0 | 0 | 0 | 0
F10_Industrial_Agriculture_New_Space Heating_Natural Gas_HVAC - Demand Controlled Ventilation_A_Achievable Economic UCT Potential | F10 | Industrial | Agriculture | New | Space Heating | Natural Gas | HVAC - Demand Controlled Ventilation | A | Cumulative Energy Savings (MWh or mTherms) | Achievable Economic UCT Potential | 0 | 0 | 0.022028 | 0.060471 | 0.11529 | 0.18846 | 0.27269 | 0.36974 | 0.47947 | 0.60345 | 0.73804 | 0.88484 | 1.0437 | 1.2165 | 1.3988 | 1.5926 | 1.798 | 1.9947 | 2.1839 | 2.3676 | 2.5436 | 2.7191
F11_Industrial_Agriculture_New_Space Heating_Natural Gas_HVAC - Demand Controlled Ventilation_A_Achievable Economic UCT Potential | F11 | Industrial | Agriculture | New | Space Heating | Natural Gas | HVAC - Demand Controlled Ventilation | A | Cumulative Summer Peak Savings (MW) | Achievable Economic UCT Potential | 0 | 0 | 0 | 0 | 0 | 0 | 0 | 0 | 0 | 0 | 0 | 0 | 0 | 0 | 0 | 0 | 0 | 0 | 0 | 0 | 0 | 0
F12_Industrial_Agriculture_New_Space Heating_Natural Gas_HVAC - Demand Controlled Ventilation_A_Achievable Economic UCT Potential | F12 | Industrial | Agriculture | New | Space Heating | Natural Gas | HVAC - Demand Controlled Ventilation | A | Cumulative Winter Peak Savings (MW) | Achievable Economic UCT Potential | 0 | 0 | 0 | 0 | 0 | 0 | 0 | 0 | 0 | 0 | 0 | 0 | 0 | 0 | 0 | 0 | 0 | 0 | 0 | 0 | 0 | 0
F13_Industrial_Agriculture_New_Space Heating_Natural Gas_HVAC - Demand Controlled Ventilation_A_Achievable Economic UCT Potential | F13 | Industrial | Agriculture | New | Space Heating | Natural Gas | HVAC - Demand Controlled Ventilation | A | Purchases (Incremental) | Achievable Economic UCT Potential | 0 | 0 | 324.9615 | 567.1192 | 808.6823 | 1079.4366 | 1242.496 | 1431.7861 | 1618.6906 | 1828.9294 | 1985.514 | 2165.6079 | 2343.3131 | 2549.4562 | 2689.3663 | 2859.4075 | 3029.32 | 3227.1211 | 3357.7746 | 3518.7706 | 3675.3818 | 3831.5303
F14_Industrial_Agriculture_New_Space Heating_Natural Gas_HVAC - Demand Controlled Ventilation_A_Achievable Economic UCT Potential | F14 | Industrial | Agriculture | New | Space Heating | Natural Gas | HVAC - Demand Controlled Ventilation | A | Purchases (Cumulative) | Achievable Economic UCT Potential | 0 | 0 | 324.9615 | 892.0807 | 1700.763 | 2780.1996 | 4022.6956 | 5454.4816 | 7073.1722 | 8902.1016 | 10887.6156 | 13053.2235 | 15396.5366 | 17945.9928 | 20635.359 | 23494.7665 | 26524.0865 | 29426.2462 | 32216.9016 | 34926.9898 | 37522.9349 | 40111.9693
F1_Industrial_Agriculture_New_Space Heating_Natural Gas_Gas Boiler - Stack Economizer_A_Achievable Economic UCT Potential | F1 | Industrial | Agriculture | New | Space Heating | Natural Gas | Gas Boiler - Stack Economizer | A | Original Unit Energy Savings (kWh or therms) | Achievable Economic UCT Potential | 0 | 0 | 1.1097 | 1.1097 | 1.1097 | 1.1097 | 1.1097 | 1.1097 | 1.1097 | 1.1097 | 1.1097 | 1.1097 | 1.1097 | 1.1097 | 1.1097 | 1.1097 | 1.1097 | 1.1097 | 1.1097 | 1.1097 | 1.1097 | 1.1097
F2_Industrial_Agriculture_New_Space Heating_Natural Gas_Gas Boiler - Stack Economizer_A_Achievable Economic UCT Potential | F2 | Industrial | Agriculture | New | Space Heating | Natural Gas | Gas Boiler - Stack Economizer | A | Original Unit Summer Peak Savings (kW) | Achievable Economic UCT Potential | 0 | 0 | 0 | 0 | 0 | 0 | 0 | 0 | 0 | 0 | 0 | 0 | 0 | 0 | 0 | 0 | 0 | 0 | 0 | 0 | 0 | 0
F3_Industrial_Agriculture_New_Space Heating_Natural Gas_Gas Boiler - Stack Economizer_A_Achievable Economic UCT Potential | F3 | Industrial | Agriculture | New | Space Heating | Natural Gas | Gas Boiler - Stack Economizer | A | Original Unit Winter Peak Savings (kW) | Achievable Economic UCT Potential | 0 | 0 | 0 | 0 | 0 | 0 | 0 | 0 | 0 | 0 | 0 | 0 | 0 | 0 | 0 | 0 | 0 | 0 | 0 | 0 | 0 | 0
F4_Industrial_Agriculture_New_Space Heating_Natural Gas_Gas Boiler - Stack Economizer_A_Achievable Economic UCT Potential | F4 | Industrial | Agriculture | New | Space Heating | Natural Gas | Gas Boiler - Stack Economizer | A | Standalone Impact on Baseline Energy (%) | Achievable Economic UCT Potential | 0% | 0% | 0.008279% | 0.01302% | 0.01741% | 0.02132% | 0.0268% | 0.03071% | 0.03313% | 0.03409% | 0.03521% | 0.03534% | 0.0351% | 0.03421% | 0.034% | 0.03323% | 0.03236% | 0.03038% | 0.0292% | 0.02786% | 0.02667% | 0.02559%
F5_Industrial_Agriculture_New_Space Heating_Natural Gas_Gas Boiler - Stack Economizer_A_Achievable Economic UCT Potential | F5 | Industrial | Agriculture | New | Space Heating | Natural Gas | Gas Boiler - Stack Economizer | A | Standalone Impact on Baseline Summer Peak (%) | Achievable Economic UCT Potential | bar: 2019 to 2040
F6_Industrial_Agriculture_New_Space Heating_Natural Gas_Gas Boiler - Stack Economizer_A_Achievable Economic UCT Potential | F6 | Industrial | Agriculture | New | Space Heating | Natural Gas | Gas Boiler - Stack Economizer | A | Standalone Impact on Baseline Winter Peak (%) | Achievable Economic UCT Potential | bar: 2019 to 2040
F7_Industrial_Agriculture_New_Space Heating_Natural Gas_Gas Boiler - Stack Economizer_A_Achievable Economic UCT Potential | F7 | Industrial | Agriculture | New | Space Heating | Natural Gas | Gas Boiler - Stack Economizer | A | Incremental Energy Savings (MWh or mTherms) | Achievable Economic UCT Potential | 0 | 0 | 0.0046051 | 0.0080368 | 0.01146 | 0.015297 | 0.017608 | 0.018261 | 0.016516 | 0.014929 | 0.012966 | 0.011313 | 0.0097934 | 0.008524 | 0.0071934 | 0.0061186 | 0.0051857 | 0.0046051 | 0.0080368 | 0.01146 | 0.015297 | 0.017608
F8_Industrial_Agriculture_New_Space Heating_Natural Gas_Gas Boiler - Stack Economizer_A_Achievable Economic UCT Potential | F8 | Industrial | Agriculture | New | Space Heating | Natural Gas | Gas Boiler - Stack Economizer | A | Incremental Summer Peak Savings (MW) | Achievable Economic UCT Potential | 0 | 0 | 0 | 0 | 0 | 0 | 0 | 0 | 0 | 0 | 0 | 0 | 0 | 0 | 0 | 0 | 0 | 0 | 0 | 0 | 0 | 0
F9_Industrial_Agriculture_New_Space Heating_Natural Gas_Gas Boiler - Stack Economizer_A_Achievable Economic UCT Potential | F9 | Industrial | Agriculture | New | Space Heating | Natural Gas | Gas Boiler - Stack Economizer | A | Incremental Winter Peak Savings (MW) | Achievable Economic UCT Potential | 0 | 0 | 0 | 0 | 0 | 0 | 0 | 0 | 0 | 0 | 0 | 0 | 0 | 0 | 0 | 0 | 0 | 0 | 0 | 0 | 0 | 0
F10_Industrial_Agriculture_New_Space Heating_Natural Gas_Gas Boiler - Stack Economizer_A_Achievable Economic UCT Potential | F10 | Industrial | Agriculture | New | Space Heating | Natural Gas | Gas Boiler - Stack Economizer | A | Cumulative Energy Savings (MWh or mTherms) | Achievable Economic UCT Potential | 0 | 0 | 0.0046051 | 0.012642 | 0.024102 | 0.039399 | 0.057007 | 0.075268 | 0.091784 | 0.10671 | 0.11968 | 0.13099 | 0.14079 | 0.14931 | 0.1565 | 0.16262 | 0.16781 | 0.16781 | 0.16781 | 0.16781 | 0.16781 | 0.16781
F11_Industrial_Agriculture_New_Space Heating_Natural Gas_Gas Boiler - Stack Economizer_A_Achievable Economic UCT Potential | F11 | Industrial | Agriculture | New | Space Heating | Natural Gas | Gas Boiler - Stack Economizer | A | Cumulative Summer Peak Savings (MW) | Achievable Economic UCT Potential | 0 | 0 | 0 | 0 | 0 | 0 | 0 | 0 | 0 | 0 | 0 | 0 | 0 | 0 | 0 | 0 | 0 | 0 | 0 | 0 | 0 | 0
F12_Industrial_Agriculture_New_Space Heating_Natural Gas_Gas Boiler - Stack Economizer_A_Achievable Economic UCT Potential | F12 | Industrial | Agriculture | New | Space Heating | Natural Gas | Gas Boiler - Stack Economizer | A | Cumulative Winter Peak Savings (MW) | Achievable Economic UCT Potential | 0 | 0 | 0 | 0 | 0 | 0 | 0 | 0 | 0 | 0 | 0 | 0 | 0 | 0 | 0 | 0 | 0 | 0 | 0 | 0 | 0 | 0
F13_Industrial_Agriculture_New_Space Heating_Natural Gas_Gas Boiler - Stack Economizer_A_Achievable Economic UCT Potential | F13 | Industrial | Agriculture | New | Space Heating | Natural Gas | Gas Boiler - Stack Economizer | A | Purchases (Incremental) | Achievable Economic UCT Potential | 0 | 0 | 4.15 | 7.2426 | 10.3275 | 13.7853 | 15.8677 | 16.4566 | 14.8838 | 13.4536 | 11.6843 | 10.1953 | 8.8255 | 7.6815 | 6.4825 | 5.5139 | 4.6732 | 4.15 | 7.2426 | 10.3275 | 13.7853 | 15.8677
F14_Industrial_Agriculture_New_Space Heating_Natural Gas_Gas Boiler - Stack Economizer_A_Achievable Economic UCT Potential | F14 | Industrial | Agriculture | New | Space Heating | Natural Gas | Gas Boiler - Stack Economizer | A | Purchases (Cumulative) | Achievable Economic UCT Potential | 0 | 0 | 4.15 | 11.3926 | 21.7201 | 35.5054 | 51.3731 | 67.8296 | 82.7134 | 96.167 | 107.8513 | 118.0466 | 126.8722 | 134.5537 | 141.0362 | 146.5501 | 151.2233 | 151.2233 | 151.2233 | 151.2233 | 151.2233 | 151.2233
F1_Industrial_Agriculture_New_Process_Natural Gas_Gas Boiler - Stack Economizer_A_Achievable Economic UCT Potential | F1 | Industrial | Agriculture | New | Process | Natural Gas | Gas Boiler - Stack Economizer | A | Original Unit Energy Savings (kWh or therms) | Achievable Economic UCT Potential | 0 | 0 | 2.0368 | 2.0368 | 2.0368 | 2.0368 | 2.0368 | 2.0368 | 2.0368 | 2.0368 | 2.0368 | 2.0368 | 2.0368 | 2.0368 | 2.0368 | 2.0368 | 2.0368 | 2.0368 | 2.0368 | 2.0368 | 2.0368 | 2.0368
F2_Industrial_Agriculture_New_Process_Natural Gas_Gas Boiler - Stack Economizer_A_Achievable Economic UCT Potential | F2 | Industrial | Agriculture | New | Process | Natural Gas | Gas Boiler - Stack Economizer | A | Original Unit Summer Peak Savings (kW) | Achievable Economic UCT Potential | 0 | 0 | 0 | 0 | 0 | 0 | 0 | 0 | 0 | 0 | 0 | 0 | 0 | 0 | 0 | 0 | 0 | 0 | 0 | 0 | 0 | 0
F3_Industrial_Agriculture_New_Process_Natural Gas_Gas Boiler - Stack Economizer_A_Achievable Economic UCT Potential | F3 | Industrial | Agriculture | New | Process | Natural Gas | Gas Boiler - Stack Economizer | A | Original Unit Winter Peak Savings (kW) | Achievable Economic UCT Potential | 0 | 0 | 0 | 0 | 0 | 0 | 0 | 0 | 0 | 0 | 0 | 0 | 0 | 0 | 0 | 0 | 0 | 0 | 0 | 0 | 0 | 0
F4_Industrial_Agriculture_New_Process_Natural Gas_Gas Boiler - Stack Economizer_A_Achievable Economic UCT Potential | F4 | Industrial | Agriculture | New | Process | Natural Gas | Gas Boiler - Stack Economizer | A | Standalone Impact on Baseline Energy (%) | Achievable Economic UCT Potential | 0% | 0% | 0.05789% | 0.09106% | 0.1217% | 0.1491% | 0.1874% | 0.2147% | 0.2316% | 0.2383% | 0.2462% | 0.2471% | 0.2454% | 0.2392% | 0.2377% | 0.2323% | 0.2263% | 0.2124% | 0.2041% | 0.1948% | 0.1865% | 0.1789%
F5_Industrial_Agriculture_New_Process_Natural Gas_Gas Boiler - Stack Economizer_A_Achievable Economic UCT Potential | F5 | Industrial | Agriculture | New | Process | Natural Gas | Gas Boiler - Stack Economizer | A | Standalone Impact on Baseline Summer Peak (%) | Achievable Economic UCT Potential | bar: 2019 to 2040
F6_Industrial_Agriculture_New_Process_Natural Gas_Gas Boiler - Stack Economizer_A_Achievable Economic UCT Potential | F6 | Industrial | Agriculture | New | Process | Natural Gas | Gas Boiler - Stack Economizer | A | Standalone Impact on Baseline Winter Peak (%) | Achievable Economic UCT Potential | bar: 2019 to 2040
F7_Industrial_Agriculture_New_Process_Natural Gas_Gas Boiler - Stack Economizer_A_Achievable Economic UCT Potential | F7 | Industrial | Agriculture | New | Process | Natural Gas | Gas Boiler - Stack Economizer | A | Incremental Energy Savings (MWh or mTherms) | Achievable Economic UCT Potential | 0 | 0 | 0.06992 | 0.12202 | 0.174 | 0.23226 | 0.26734 | 0.27726 | 0.25077 | 0.22667 | 0.19686 | 0.17177 | 0.14869 | 0.12942 | 0.10922 | 0.092899 | 0.078735 | 0.06992 | 0.12202 | 0.174 | 0.23226 | 0.26734
F8_Industrial_Agriculture_New_Process_Natural Gas_Gas Boiler - Stack Economizer_A_Achievable Economic UCT Potential | F8 | Industrial | Agriculture | New | Process | Natural Gas | Gas Boiler - Stack Economizer | A | Incremental Summer Peak Savings (MW) | Achievable Economic UCT Potential | 0 | 0 | 0 | 0 | 0 | 0 | 0 | 0 | 0 | 0 | 0 | 0 | 0 | 0 | 0 | 0 | 0 | 0 | 0 | 0 | 0 | 0
F9_Industrial_Agriculture_New_Process_Natural Gas_Gas Boiler - Stack Economizer_A_Achievable Economic UCT Potential | F9 | Industrial | Agriculture | New | Process | Natural Gas | Gas Boiler - Stack Economizer | A | Incremental Winter Peak Savings (MW) | Achievable Economic UCT Potential | 0 | 0 | 0 | 0 | 0 | 0 | 0 | 0 | 0 | 0 | 0 | 0 | 0 | 0 | 0 | 0 | 0 | 0 | 0 | 0 | 0 | 0
F10_Industrial_Agriculture_New_Process_Natural Gas_Gas Boiler - Stack Economizer_A_Achievable Economic UCT Potential | F10 | Industrial | Agriculture | New | Process | Natural Gas | Gas Boiler - Stack Economizer | A | Cumulative Energy Savings (MWh or mTherms) | Achievable Economic UCT Potential | 0 | 0 | 0.06992 | 0.19194 | 0.36594 | 0.5982 | 0.86554 | 1.1428 | 1.3936 | 1.6202 | 1.8171 | 1.9889 | 2.1376 | 2.267 | 2.3762 | 2.4691 | 2.5478 | 2.5478 | 2.5478 | 2.5478 | 2.5478 | 2.5478
F11_Industrial_Agriculture_New_Process_Natural Gas_Gas Boiler - Stack Economizer_A_Achievable Economic UCT Potential | F11 | Industrial | Agriculture | New | Process | Natural Gas | Gas Boiler - Stack Economizer | A | Cumulative Summer Peak Savings (MW) | Achievable Economic UCT Potential | 0 | 0 | 0 | 0 | 0 | 0 | 0 | 0 | 0 | 0 | 0 | 0 | 0 | 0 | 0 | 0 | 0 | 0 | 0 | 0 | 0 | 0
F12_Industrial_Agriculture_New_Process_Natural Gas_Gas Boiler - Stack Economizer_A_Achievable Economic UCT Potential | F12 | Industrial | Agriculture | New | Process | Natural Gas | Gas Boiler - Stack Economizer | A | Cumulative Winter Peak Savings (MW) | Achievable Economic UCT Potential | 0 | 0 | 0 | 0 | 0 | 0 | 0 | 0 | 0 | 0 | 0 | 0 | 0 | 0 | 0 | 0 | 0 | 0 | 0 | 0 | 0 | 0
F13_Industrial_Agriculture_New_Process_Natural Gas_Gas Boiler - Stack Economizer_A_Achievable Economic UCT Potential | F13 | Industrial | Agriculture | New | Process | Natural Gas | Gas Boiler - Stack Economizer | A | Purchases (Incremental) | Achievable Economic UCT Potential | 0 | 0 | 34.3288 | 59.9102 | 85.4288 | 114.0312 | 131.2567 | 136.1279 | 123.1184 | 111.2874 | 96.6523 | 84.3352 | 73.0045 | 63.5414 | 53.6227 | 45.6105 | 38.6566 | 34.3288 | 59.9102 | 85.4288 | 114.0312 | 131.2567
F14_Industrial_Agriculture_New_Process_Natural Gas_Gas Boiler - Stack Economizer_A_Achievable Economic UCT Potential | F14 | Industrial | Agriculture | New | Process | Natural Gas | Gas Boiler - Stack Economizer | A | Purchases (Cumulative) | Achievable Economic UCT Potential | 0 | 0 | 34.3288 | 94.239 | 179.6678 | 293.6991 | 424.9558 | 561.0837 | 684.2021 | 795.4895 | 892.1417 | 976.4769 | 1049.4814 | 1113.0228 | 1166.6455 | 1212.256 | 1250.9127 | 1250.9127 | 1250.9127 | 1250.9127 | 1250.9127 | 1250.9127
F1_Industrial_Agriculture_New_Space Heating_Natural Gas_Gas Furnace Tube Inserts_A_Achievable Economic UCT Potential | F1 | Industrial | Agriculture | New | Space Heating | Natural Gas | Gas Furnace Tube Inserts | A | Original Unit Energy Savings (kWh or therms) | Achievable Economic UCT Potential | 0 | 0 | 0.077933 | 0.077933 | 0.077933 | 0.077933 | 0.077933 | 0.077933 | 0.077933 | 0.077933 | 0.077933 | 0.077933 | 0.077933 | 0.077933 | 0.077933 | 0.077933 | 0.077933 | 0.077933 | 0.077933 | 0.077933 | 0.077933 | 0.077933
F2_Industrial_Agriculture_New_Space Heating_Natural Gas_Gas Furnace Tube Inserts_A_Achievable Economic UCT Potential | F2 | Industrial | Agriculture | New | Space Heating | Natural Gas | Gas Furnace Tube Inserts | A | Original Unit Summer Peak Savings (kW) | Achievable Economic UCT Potential | 0 | 0 | 0 | 0 | 0 | 0 | 0 | 0 | 0 | 0 | 0 | 0 | 0 | 0 | 0 | 0 | 0 | 0 | 0 | 0 | 0 | 0
F3_Industrial_Agriculture_New_Space Heating_Natural Gas_Gas Furnace Tube Inserts_A_Achievable Economic UCT Potential | F3 | Industrial | Agriculture | New | Space Heating | Natural Gas | Gas Furnace Tube Inserts | A | Original Unit Winter Peak Savings (kW) | Achievable Economic UCT Potential | 0 | 0 | 0 | 0 | 0 | 0 | 0 | 0 | 0 | 0 | 0 | 0 | 0 | 0 | 0 | 0 | 0 | 0 | 0 | 0 | 0 | 0
F4_Industrial_Agriculture_New_Space Heating_Natural Gas_Gas Furnace Tube Inserts_A_Achievable Economic UCT Potential | F4 | Industrial | Agriculture | New | Space Heating | Natural Gas | Gas Furnace Tube Inserts | A | Standalone Impact on Baseline Energy (%) | Achievable Economic UCT Potential | bar: 2019 to 2040
F5_Industrial_Agriculture_New_Space Heating_Natural Gas_Gas Furnace Tube Inserts_A_Achievable Economic UCT Potential | F5 | Industrial | Agriculture | New | Space Heating | Natural Gas | Gas Furnace Tube Inserts | A | Standalone Impact on Baseline Summer Peak (%) | Achievable Economic UCT Potential | bar: 2019 to 2040
F6_Industrial_Agriculture_New_Space Heating_Natural Gas_Gas Furnace Tube Inserts_A_Achievable Economic UCT Potential | F6 | Industrial | Agriculture | New | Space Heating | Natural Gas | Gas Furnace Tube Inserts | A | Standalone Impact on Baseline Winter Peak (%) | Achievable Economic UCT Potential | bar: 2019 to 2040
F7_Industrial_Agriculture_New_Space Heating_Natural Gas_Gas Furnace Tube Inserts_A_Achievable Economic UCT Potential | F7 | Industrial | Agriculture | New | Space Heating | Natural Gas | Gas Furnace Tube Inserts | A | Incremental Energy Savings (MWh or mTherms) | Achievable Economic UCT Potential | 0 | 0 | 0 | 0 | 0 | 0 | 0 | 0 | 0 | 0 | 0 | 0 | 0 | 0 | 0 | 0 | 0 | 0 | 0 | 0 | 0 | 0
F8_Industrial_Agriculture_New_Space Heating_Natural Gas_Gas Furnace Tube Inserts_A_Achievable Economic UCT Potential | F8 | Industrial | Agriculture | New | Space Heating | Natural Gas | Gas Furnace Tube Inserts | A | Incremental Summer Peak Savings (MW) | Achievable Economic UCT Potential | 0 | 0 | 0 | 0 | 0 | 0 | 0 | 0 | 0 | 0 | 0 | 0 | 0 | 0 | 0 | 0 | 0 | 0 | 0 | 0 | 0 | 0
F9_Industrial_Agriculture_New_Space Heating_Natural Gas_Gas Furnace Tube Inserts_A_Achievable Economic UCT Potential | F9 | Industrial | Agriculture | New | Space Heating | Natural Gas | Gas Furnace Tube Inserts | A | Incremental Winter Peak Savings (MW) | Achievable Economic UCT Potential | 0 | 0 | 0 | 0 | 0 | 0 | 0 | 0 | 0 | 0 | 0 | 0 | 0 | 0 | 0 | 0 | 0 | 0 | 0 | 0 | 0 | 0
F10_Industrial_Agriculture_New_Space Heating_Natural Gas_Gas Furnace Tube Inserts_A_Achievable Economic UCT Potential | F10 | Industrial | Agriculture | New | Space Heating | Natural Gas | Gas Furnace Tube Inserts | A | Cumulative Energy Savings (MWh or mTherms) | Achievable Economic UCT Potential | 0 | 0 | 0 | 0 | 0 | 0 | 0 | 0 | 0 | 0 | 0 | 0 | 0 | 0 | 0 | 0 | 0 | 0 | 0 | 0 | 0 | 0
F11_Industrial_Agriculture_New_Space Heating_Natural Gas_Gas Furnace Tube Inserts_A_Achievable Economic UCT Potential | F11 | Industrial | Agriculture | New | Space Heating | Natural Gas | Gas Furnace Tube Inserts | A | Cumulative Summer Peak Savings (MW) | Achievable Economic UCT Potential | 0 | 0 | 0 | 0 | 0 | 0 | 0 | 0 | 0 | 0 | 0 | 0 | 0 | 0 | 0 | 0 | 0 | 0 | 0 | 0 | 0 | 0
F12_Industrial_Agriculture_New_Space Heating_Natural Gas_Gas Furnace Tube Inserts_A_Achievable Economic UCT Potential | F12 | Industrial | Agriculture | New | Space Heating | Natural Gas | Gas Furnace Tube Inserts | A | Cumulative Winter Peak Savings (MW) | Achievable Economic UCT Potential | 0 | 0 | 0 | 0 | 0 | 0 | 0 | 0 | 0 | 0 | 0 | 0 | 0 | 0 | 0 | 0 | 0 | 0 | 0 | 0 | 0 | 0
F13_Industrial_Agriculture_New_Space Heating_Natural Gas_Gas Furnace Tube Inserts_A_Achievable Economic UCT Potential | F13 | Industrial | Agriculture | New | Space Heating | Natural Gas | Gas Furnace Tube Inserts | A | Purchases (Incremental) | Achievable Economic UCT Potential | 0 | 0 | 0 | 0 | 0 | 0 | 0 | 0 | 0 | 0 | 0 | 0 | 0 | 0 | 0 | 0 | 0 | 0 | 0 | 0 | 0 | 0
F14_Industrial_Agriculture_New_Space Heating_Natural Gas_Gas Furnace Tube Inserts_A_Achievable Economic UCT Potential | F14 | Industrial | Agriculture | New | Space Heating | Natural Gas | Gas Furnace Tube Inserts | A | Purchases (Cumulative) | Achievable Economic UCT Potential | 0 | 0 | 0 | 0 | 0 | 0 | 0 | 0 | 0 | 0 | 0 | 0 | 0 | 0 | 0 | 0 | 0 | 0 | 0 | 0 | 0 | 0
F1_Industrial_Agriculture_New_Space Heating_Natural Gas_Space Heating - Heat Recovery Ventilator_A_Achievable Economic UCT Potential | F1 | Industrial | Agriculture | New | Space Heating | Natural Gas | Space Heating - Heat Recovery Ventilator | A | Original Unit Energy Savings (kWh or therms) | Achievable Economic UCT Potential | 0 | 0 | 0.012707 | 0.012707 | 0.012707 | 0.012707 | 0.012707 | 0.012707 | 0.012707 | 0.012707 | 0.012707 | 0.012707 | 0.012707 | 0.012707 | 0.012707 | 0.012707 | 0.012707 | 0.012707 | 0.012707 | 0.012707 | 0.012707 | 0.012707
F2_Industrial_Agriculture_New_Space Heating_Natural Gas_Space Heating - Heat Recovery Ventilator_A_Achievable Economic UCT Potential | F2 | Industrial | Agriculture | New | Space Heating | Natural Gas | Space Heating - Heat Recovery Ventilator | A | Original Unit Summer Peak Savings (kW) | Achievable Economic UCT Potential | 0 | 0 | 0 | 0 | 0 | 0 | 0 | 0 | 0 | 0 | 0 | 0 | 0 | 0 | 0 | 0 | 0 | 0 | 0 | 0 | 0 | 0
F3_Industrial_Agriculture_New_Space Heating_Natural Gas_Space Heating - Heat Recovery Ventilator_A_Achievable Economic UCT Potential | F3 | Industrial | Agriculture | New | Space Heating | Natural Gas | Space Heating - Heat Recovery Ventilator | A | Original Unit Winter Peak Savings (kW) | Achievable Economic UCT Potential | 0 | 0 | 0 | 0 | 0 | 0 | 0 | 0 | 0 | 0 | 0 | 0 | 0 | 0 | 0 | 0 | 0 | 0 | 0 | 0 | 0 | 0
F4_Industrial_Agriculture_New_Space Heating_Natural Gas_Space Heating - Heat Recovery Ventilator_A_Achievable Economic UCT Potential | F4 | Industrial | Agriculture | New | Space Heating | Natural Gas | Space Heating - Heat Recovery Ventilator | A | Standalone Impact on Baseline Energy (%) | Achievable Economic UCT Potential | bar: 2019 to 2040
F5_Industrial_Agriculture_New_Space Heating_Natural Gas_Space Heating - Heat Recovery Ventilator_A_Achievable Economic UCT Potential | F5 | Industrial | Agriculture | New | Space Heating | Natural Gas | Space Heating - Heat Recovery Ventilator | A | Standalone Impact on Baseline Summer Peak (%) | Achievable Economic UCT Potential | bar: 2019 to 2040
F6_Industrial_Agriculture_New_Space Heating_Natural Gas_Space Heating - Heat Recovery Ventilator_A_Achievable Economic UCT Potential | F6 | Industrial | Agriculture | New | Space Heating | Natural Gas | Space Heating - Heat Recovery Ventilator | A | Standalone Impact on Baseline Winter Peak (%) | Achievable Economic UCT Potential | bar: 2019 to 2040
F7_Industrial_Agriculture_New_Space Heating_Natural Gas_Space Heating - Heat Recovery Ventilator_A_Achievable Economic UCT Potential | F7 | Industrial | Agriculture | New | Space Heating | Natural Gas | Space Heating - Heat Recovery Ventilator | A | Incremental Energy Savings (MWh or mTherms) | Achievable Economic UCT Potential | 0 | 0 | 0 | 0 | 0 | 0 | 0 | 0 | 0 | 0 | 0 | 0 | 0 | 0 | 0 | 0 | 0 | 0 | 0 | 0 | 0 | 0
F8_Industrial_Agriculture_New_Space Heating_Natural Gas_Space Heating - Heat Recovery Ventilator_A_Achievable Economic UCT Potential | F8 | Industrial | Agriculture | New | Space Heating | Natural Gas | Space Heating - Heat Recovery Ventilator | A | Incremental Summer Peak Savings (MW) | Achievable Economic UCT Potential | 0 | 0 | 0 | 0 | 0 | 0 | 0 | 0 | 0 | 0 | 0 | 0 | 0 | 0 | 0 | 0 | 0 | 0 | 0 | 0 | 0 | 0
F9_Industrial_Agriculture_New_Space Heating_Natural Gas_Space Heating - Heat Recovery Ventilator_A_Achievable Economic UCT Potential | F9 | Industrial | Agriculture | New | Space Heating | Natural Gas | Space Heating - Heat Recovery Ventilator | A | Incremental Winter Peak Savings (MW) | Achievable Economic UCT Potential | 0 | 0 | 0 | 0 | 0 | 0 | 0 | 0 | 0 | 0 | 0 | 0 | 0 | 0 | 0 | 0 | 0 | 0 | 0 | 0 | 0 | 0
F10_Industrial_Agriculture_New_Space Heating_Natural Gas_Space Heating - Heat Recovery Ventilator_A_Achievable Economic UCT Potential | F10 | Industrial | Agriculture | New | Space Heating | Natural Gas | Space Heating - Heat Recovery Ventilator | A | Cumulative Energy Savings (MWh or mTherms) | Achievable Economic UCT Potential | 0 | 0 | 0 | 0 | 0 | 0 | 0 | 0 | 0 | 0 | 0 | 0 | 0 | 0 | 0 | 0 | 0 | 0 | 0 | 0 | 0 | 0
F11_Industrial_Agriculture_New_Space Heating_Natural Gas_Space Heating - Heat Recovery Ventilator_A_Achievable Economic UCT Potential | F11 | Industrial | Agriculture | New | Space Heating | Natural Gas | Space Heating - Heat Recovery Ventilator | A | Cumulative Summer Peak Savings (MW) | Achievable Economic UCT Potential | 0 | 0 | 0 | 0 | 0 | 0 | 0 | 0 | 0 | 0 | 0 | 0 | 0 | 0 | 0 | 0 | 0 | 0 | 0 | 0 | 0 | 0
F12_Industrial_Agriculture_New_Space Heating_Natural Gas_Space Heating - Heat Recovery Ventilator_A_Achievable Economic UCT Potential | F12 | Industrial | Agriculture | New | Space Heating | Natural Gas | Space Heating - Heat Recovery Ventilator | A | Cumulative Winter Peak Savings (MW) | Achievable Economic UCT Potential | 0 | 0 | 0 | 0 | 0 | 0 | 0 | 0 | 0 | 0 | 0 | 0 | 0 | 0 | 0 | 0 | 0 | 0 | 0 | 0 | 0 | 0
F13_Industrial_Agriculture_New_Space Heating_Natural Gas_Space Heating - Heat Recovery Ventilator_A_Achievable Economic UCT Potential | F13 | Industrial | Agriculture | New | Space Heating | Natural Gas | Space Heating - Heat Recovery Ventilator | A | Purchases (Incremental) | Achievable Economic UCT Potential | 0 | 0 | 0 | 0 | 0 | 0 | 0 | 0 | 0 | 0 | 0 | 0 | 0 | 0 | 0 | 0 | 0 | 0 | 0 | 0 | 0 | 0
F14_Industrial_Agriculture_New_Space Heating_Natural Gas_Space Heating - Heat Recovery Ventilator_A_Achievable Economic UCT Potential | F14 | Industrial | Agriculture | New | Space Heating | Natural Gas | Space Heating - Heat Recovery Ventilator | A | Purchases (Cumulative) | Achievable Economic UCT Potential | 0 | 0 | 0 | 0 | 0 | 0 | 0 | 0 | 0 | 0 | 0 | 0 | 0 | 0 | 0 | 0 | 0 | 0 | 0 | 0 | 0 | 0
F1_Industrial_Agriculture_New_Space Heating_Natural Gas_Thermostat - Programmable_A_Achievable Economic UCT Potential | F1 | Industrial | Agriculture | New | Space Heating | Natural Gas | Thermostat - Programmable | A | Original Unit Energy Savings (kWh or therms) | Achievable Economic UCT Potential | 0 | 0 | 0.0061474 | 0.0061474 | 0.0061474 | 0.0061474 | 0.0061474 | 0.0061474 | 0.0061474 | 0.0061474 | 0.0061474 | 0.0061474 | 0.0061474 | 0.0061474 | 0.0061474 | 0.0061474 | 0.0061474 | 0.0061474 | 0.0061474 | 0.0061474 | 0.0061474 | 0.0061474
F2_Industrial_Agriculture_New_Space Heating_Natural Gas_Thermostat - Programmable_A_Achievable Economic UCT Potential | F2 | Industrial | Agriculture | New | Space Heating | Natural Gas | Thermostat - Programmable | A | Original Unit Summer Peak Savings (kW) | Achievable Economic UCT Potential | 0 | 0 | 0 | 0 | 0 | 0 | 0 | 0 | 0 | 0 | 0 | 0 | 0 | 0 | 0 | 0 | 0 | 0 | 0 | 0 | 0 | 0
F3_Industrial_Agriculture_New_Space Heating_Natural Gas_Thermostat - Programmable_A_Achievable Economic UCT Potential | F3 | Industrial | Agriculture | New | Space Heating | Natural Gas | Thermostat - Programmable | A | Original Unit Winter Peak Savings (kW) | Achievable Economic UCT Potential | 0 | 0 | 0 | 0 | 0 | 0 | 0 | 0 | 0 | 0 | 0 | 0 | 0 | 0 | 0 | 0 | 0 | 0 | 0 | 0 | 0 | 0
F4_Industrial_Agriculture_New_Space Heating_Natural Gas_Thermostat - Programmable_A_Achievable Economic UCT Potential | F4 | Industrial | Agriculture | New | Space Heating | Natural Gas | Thermostat - Programmable | A | Standalone Impact on Baseline Energy (%) | Achievable Economic UCT Potential | bar: 2019 to 2040
F5_Industrial_Agriculture_New_Space Heating_Natural Gas_Thermostat - Programmable_A_Achievable Economic UCT Potential | F5 | Industrial | Agriculture | New | Space Heating | Natural Gas | Thermostat - Programmable | A | Standalone Impact on Baseline Summer Peak (%) | Achievable Economic UCT Potential | bar: 2019 to 2040
F6_Industrial_Agriculture_New_Space Heating_Natural Gas_Thermostat - Programmable_A_Achievable Economic UCT Potential | F6 | Industrial | Agriculture | New | Space Heating | Natural Gas | Thermostat - Programmable | A | Standalone Impact on Baseline Winter Peak (%) | Achievable Economic UCT Potential | bar: 2019 to 2040
F7_Industrial_Agriculture_New_Space Heating_Natural Gas_Thermostat - Programmable_A_Achievable Economic UCT Potential | F7 | Industrial | Agriculture | New | Space Heating | Natural Gas | Thermostat - Programmable | A | Incremental Energy Savings (MWh or mTherms) | Achievable Economic UCT Potential | 0 | 0 | 0 | 0 | 0 | 0 | 0 | 0 | 0 | 0 | 0 | 0 | 0 | 0 | 0 | 0 | 0 | 0 | 0 | 0 | 0 | 0
F8_Industrial_Agriculture_New_Space Heating_Natural Gas_Thermostat - Programmable_A_Achievable Economic UCT Potential | F8 | Industrial | Agriculture | New | Space Heating | Natural Gas | Thermostat - Programmable | A | Incremental Summer Peak Savings (MW) | Achievable Economic UCT Potential | 0 | 0 | 0 | 0 | 0 | 0 | 0 | 0 | 0 | 0 | 0 | 0 | 0 | 0 | 0 | 0 | 0 | 0 | 0 | 0 | 0 | 0
F9_Industrial_Agriculture_New_Space Heating_Natural Gas_Thermostat - Programmable_A_Achievable Economic UCT Potential | F9 | Industrial | Agriculture | New | Space Heating | Natural Gas | Thermostat - Programmable | A | Incremental Winter Peak Savings (MW) | Achievable Economic UCT Potential | 0 | 0 | 0 | 0 | 0 | 0 | 0 | 0 | 0 | 0 | 0 | 0 | 0 | 0 | 0 | 0 | 0 | 0 | 0 | 0 | 0 | 0
F10_Industrial_Agriculture_New_Space Heating_Natural Gas_Thermostat - Programmable_A_Achievable Economic UCT Potential | F10 | Industrial | Agriculture | New | Space Heating | Natural Gas | Thermostat - Programmable | A | Cumulative Energy Savings (MWh or mTherms) | Achievable Economic UCT Potential | 0 | 0 | 0 | 0 | 0 | 0 | 0 | 0 | 0 | 0 | 0 | 0 | 0 | 0 | 0 | 0 | 0 | 0 | 0 | 0 | 0 | 0
F11_Industrial_Agriculture_New_Space Heating_Natural Gas_Thermostat - Programmable_A_Achievable Economic UCT Potential | F11 | Industrial | Agriculture | New | Space Heating | Natural Gas | Thermostat - Programmable | A | Cumulative Summer Peak Savings (MW) | Achievable Economic UCT Potential | 0 | 0 | 0 | 0 | 0 | 0 | 0 | 0 | 0 | 0 | 0 | 0 | 0 | 0 | 0 | 0 | 0 | 0 | 0 | 0 | 0 | 0
F12_Industrial_Agriculture_New_Space Heating_Natural Gas_Thermostat - Programmable_A_Achievable Economic UCT Potential | F12 | Industrial | Agriculture | New | Space Heating | Natural Gas | Thermostat - Programmable | A | Cumulative Winter Peak Savings (MW) | Achievable Economic UCT Potential | 0 | 0 | 0 | 0 | 0 | 0 | 0 | 0 | 0 | 0 | 0 | 0 | 0 | 0 | 0 | 0 | 0 | 0 | 0 | 0 | 0 | 0
F13_Industrial_Agriculture_New_Space Heating_Natural Gas_Thermostat - Programmable_A_Achievable Economic UCT Potential | F13 | Industrial | Agriculture | New | Space Heating | Natural Gas | Thermostat - Programmable | A | Purchases (Incremental) | Achievable Economic UCT Potential | 0 | 0 | 0 | 0 | 0 | 0 | 0 | 0 | 0 | 0 | 0 | 0 | 0 | 0 | 0 | 0 | 0 | 0 | 0 | 0 | 0 | 0
F14_Industrial_Agriculture_New_Space Heating_Natural Gas_Thermostat - Programmable_A_Achievable Economic UCT Potential | F14 | Industrial | Agriculture | New | Space Heating | Natural Gas | Thermostat - Programmable | A | Purchases (Cumulative) | Achievable Economic UCT Potential | 0 | 0 | 0 | 0 | 0 | 0 | 0 | 0 | 0 | 0 | 0 | 0 | 0 | 0 | 0 | 0 | 0 | 0 | 0 | 0 | 0 | 0
F1_Industrial_Agriculture_New_Space Heating_Natural Gas_ENERGY STAR Connected Thermostat_A_Achievable Economic UCT Potential | F1 | Industrial | Agriculture | New | Space Heating | Natural Gas | ENERGY STAR Connected Thermostat | A | Original Unit Energy Savings (kWh or therms) | Achievable Economic UCT Potential | 0 | 0 | 0.01486 | 0.01486 | 0.01486 | 0.01486 | 0.01486 | 0.01486 | 0.01486 | 0.01486 | 0.01486 | 0.01486 | 0.01486 | 0.01486 | 0.01486 | 0.01486 | 0.01486 | 0.01486 | 0.01486 | 0.01486 | 0.01486 | 0.01486
F2_Industrial_Agriculture_New_Space Heating_Natural Gas_ENERGY STAR Connected Thermostat_A_Achievable Economic UCT Potential | F2 | Industrial | Agriculture | New | Space Heating | Natural Gas | ENERGY STAR Connected Thermostat | A | Original Unit Summer Peak Savings (kW) | Achievable Economic UCT Potential | 0 | 0 | 0 | 0 | 0 | 0 | 0 | 0 | 0 | 0 | 0 | 0 | 0 | 0 | 0 | 0 | 0 | 0 | 0 | 0 | 0 | 0
F3_Industrial_Agriculture_New_Space Heating_Natural Gas_ENERGY STAR Connected Thermostat_A_Achievable Economic UCT Potential | F3 | Industrial | Agriculture | New | Space Heating | Natural Gas | ENERGY STAR Connected Thermostat | A | Original Unit Winter Peak Savings (kW) | Achievable Economic UCT Potential | 0 | 0 | 0 | 0 | 0 | 0 | 0 | 0 | 0 | 0 | 0 | 0 | 0 | 0 | 0 | 0 | 0 | 0 | 0 | 0 | 0 | 0
F4_Industrial_Agriculture_New_Space Heating_Natural Gas_ENERGY STAR Connected Thermostat_A_Achievable Economic UCT Potential | F4 | Industrial | Agriculture | New | Space Heating | Natural Gas | ENERGY STAR Connected Thermostat | A | Standalone Impact on Baseline Energy (%) | Achievable Economic UCT Potential | bar: 2019 to 2040
F5_Industrial_Agriculture_New_Space Heating_Natural Gas_ENERGY STAR Connected Thermostat_A_Achievable Economic UCT Potential | F5 | Industrial | Agriculture | New | Space Heating | Natural Gas | ENERGY STAR Connected Thermostat | A | Standalone Impact on Baseline Summer Peak (%) | Achievable Economic UCT Potential | bar: 2019 to 2040
F6_Industrial_Agriculture_New_Space Heating_Natural Gas_ENERGY STAR Connected Thermostat_A_Achievable Economic UCT Potential | F6 | Industrial | Agriculture | New | Space Heating | Natural Gas | ENERGY STAR Connected Thermostat | A | Standalone Impact on Baseline Winter Peak (%) | Achievable Economic UCT Potential | bar: 2019 to 2040
F7_Industrial_Agriculture_New_Space Heating_Natural Gas_ENERGY STAR Connected Thermostat_A_Achievable Economic UCT Potential | F7 | Industrial | Agriculture | New | Space Heating | Natural Gas | ENERGY STAR Connected Thermostat | A | Incremental Energy Savings (MWh or mTherms) | Achievable Economic UCT Potential | 0 | 0 | 0 | 0 | 0 | 0 | 0 | 0 | 0 | 0 | 0 | 0 | 0 | 0 | 0 | 0 | 0 | 0 | 0 | 0 | 0 | 0
F8_Industrial_Agriculture_New_Space Heating_Natural Gas_ENERGY STAR Connected Thermostat_A_Achievable Economic UCT Potential | F8 | Industrial | Agriculture | New | Space Heating | Natural Gas | ENERGY STAR Connected Thermostat | A | Incremental Summer Peak Savings (MW) | Achievable Economic UCT Potential | 0 | 0 | 0 | 0 | 0 | 0 | 0 | 0 | 0 | 0 | 0 | 0 | 0 | 0 | 0 | 0 | 0 | 0 | 0 | 0 | 0 | 0
F9_Industrial_Agriculture_New_Space Heating_Natural Gas_ENERGY STAR Connected Thermostat_A_Achievable Economic UCT Potential | F9 | Industrial | Agriculture | New | Space Heating | Natural Gas | ENERGY STAR Connected Thermostat | A | Incremental Winter Peak Savings (MW) | Achievable Economic UCT Potential | 0 | 0 | 0 | 0 | 0 | 0 | 0 | 0 | 0 | 0 | 0 | 0 | 0 | 0 | 0 | 0 | 0 | 0 | 0 | 0 | 0 | 0
F10_Industrial_Agriculture_New_Space Heating_Natural Gas_ENERGY STAR Connected Thermostat_A_Achievable Economic UCT Potential | F10 | Industrial | Agriculture | New | Space Heating | Natural Gas | ENERGY STAR Connected Thermostat | A | Cumulative Energy Savings (MWh or mTherms) | Achievable Economic UCT Potential | 0 | 0 | 0 | 0 | 0 | 0 | 0 | 0 | 0 | 0 | 0 | 0 | 0 | 0 | 0 | 0 | 0 | 0 | 0 | 0 | 0 | 0
F11_Industrial_Agriculture_New_Space Heating_Natural Gas_ENERGY STAR Connected Thermostat_A_Achievable Economic UCT Potential | F11 | Industrial | Agriculture | New | Space Heating | Natural Gas | ENERGY STAR Connected Thermostat | A | Cumulative Summer Peak Savings (MW) | Achievable Economic UCT Potential | 0 | 0 | 0 | 0 | 0 | 0 | 0 | 0 | 0 | 0 | 0 | 0 | 0 | 0 | 0 | 0 | 0 | 0 | 0 | 0 | 0 | 0
F12_Industrial_Agriculture_New_Space Heating_Natural Gas_ENERGY STAR Connected Thermostat_A_Achievable Economic UCT Potential | F12 | Industrial | Agriculture | New | Space Heating | Natural Gas | ENERGY STAR Connected Thermostat | A | Cumulative Winter Peak Savings (MW) | Achievable Economic UCT Potential | 0 | 0 | 0 | 0 | 0 | 0 | 0 | 0 | 0 | 0 | 0 | 0 | 0 | 0 | 0 | 0 | 0 | 0 | 0 | 0 | 0 | 0
F13_Industrial_Agriculture_New_Space Heating_Natural Gas_ENERGY STAR Connected Thermostat_A_Achievable Economic UCT Potential | F13 | Industrial | Agriculture | New | Space Heating | Natural Gas | ENERGY STAR Connected Thermostat | A | Purchases (Incremental) | Achievable Economic UCT Potential | 0 | 0 | 0 | 0 | 0 | 0 | 0 | 0 | 0 | 0 | 0 | 0 | 0 | 0 | 0 | 0 | 0 | 0 | 0 | 0 | 0 | 0
F14_Industrial_Agriculture_New_Space Heating_Natural Gas_ENERGY STAR Connected Thermostat_A_Achievable Economic UCT Potential | F14 | Industrial | Agriculture | New | Space Heating | Natural Gas | ENERGY STAR Connected Thermostat | A | Purchases (Cumulative) | Achievable Economic UCT Potential | 0 | 0 | 0 | 0 | 0 | 0 | 0 | 0 | 0 | 0 | 0 | 0 | 0 | 0 | 0 | 0 | 0 | 0 | 0 | 0 | 0 | 0
F1_Industrial_Agriculture_New_Space Heating_Natural Gas_Destratification Fans (HVLS)_A_Achievable Economic UCT Potential | F1 | Industrial | Agriculture | New | Space Heating | Natural Gas | Destratification Fans (HVLS) | A | Original Unit Energy Savings (kWh or therms) | Achievable Economic UCT Potential | 0 | 0 | 0.01486 | 0.01486 | 0.01486 | 0.01486 | 0.01486 | 0.01486 | 0.01486 | 0.01486 | 0.01486 | 0.01486 | 0.01486 | 0.01486 | 0.01486 | 0.01486 | 0.01486 | 0.01486 | 0.01486 | 0.01486 | 0.01486 | 0.01486
F2_Industrial_Agriculture_New_Space Heating_Natural Gas_Destratification Fans (HVLS)_A_Achievable Economic UCT Potential | F2 | Industrial | Agriculture | New | Space Heating | Natural Gas | Destratification Fans (HVLS) | A | Original Unit Summer Peak Savings (kW) | Achievable Economic UCT Potential | 0 | 0 | 0 | 0 | 0 | 0 | 0 | 0 | 0 | 0 | 0 | 0 | 0 | 0 | 0 | 0 | 0 | 0 | 0 | 0 | 0 | 0
F3_Industrial_Agriculture_New_Space Heating_Natural Gas_Destratification Fans (HVLS)_A_Achievable Economic UCT Potential | F3 | Industrial | Agriculture | New | Space Heating | Natural Gas | Destratification Fans (HVLS) | A | Original Unit Winter Peak Savings (kW) | Achievable Economic UCT Potential | 0 | 0 | 0 | 0 | 0 | 0 | 0 | 0 | 0 | 0 | 0 | 0 | 0 | 0 | 0 | 0 | 0 | 0 | 0 | 0 | 0 | 0
F4_Industrial_Agriculture_New_Space Heating_Natural Gas_Destratification Fans (HVLS)_A_Achievable Economic UCT Potential | F4 | Industrial | Agriculture | New | Space Heating | Natural Gas | Destratification Fans (HVLS) | A | Standalone Impact on Baseline Energy (%) | Achievable Economic UCT Potential | bar: 2019 to 2040
F5_Industrial_Agriculture_New_Space Heating_Natural Gas_Destratification Fans (HVLS)_A_Achievable Economic UCT Potential | F5 | Industrial | Agriculture | New | Space Heating | Natural Gas | Destratification Fans (HVLS) | A | Standalone Impact on Baseline Summer Peak (%) | Achievable Economic UCT Potential | bar: 2019 to 2040
F6_Industrial_Agriculture_New_Space Heating_Natural Gas_Destratification Fans (HVLS)_A_Achievable Economic UCT Potential | F6 | Industrial | Agriculture | New | Space Heating | Natural Gas | Destratification Fans (HVLS) | A | Standalone Impact on Baseline Winter Peak (%) | Achievable Economic UCT Potential | bar: 2019 to 2040
F7_Industrial_Agriculture_New_Space Heating_Natural Gas_Destratification Fans (HVLS)_A_Achievable Economic UCT Potential | F7 | Industrial | Agriculture | New | Space Heating | Natural Gas | Destratification Fans (HVLS) | A | Incremental Energy Savings (MWh or mTherms) | Achievable Economic UCT Potential | 0 | 0 | 0 | 0 | 0 | 0 | 0 | 0 | 0 | 0 | 0 | 0 | 0 | 0 | 0 | 0 | 0 | 0 | 0 | 0 | 0 | 0
F8_Industrial_Agriculture_New_Space Heating_Natural Gas_Destratification Fans (HVLS)_A_Achievable Economic UCT Potential | F8 | Industrial | Agriculture | New | Space Heating | Natural Gas | Destratification Fans (HVLS) | A | Incremental Summer Peak Savings (MW) | Achievable Economic UCT Potential | 0 | 0 | 0 | 0 | 0 | 0 | 0 | 0 | 0 | 0 | 0 | 0 | 0 | 0 | 0 | 0 | 0 | 0 | 0 | 0 | 0 | 0
F9_Industrial_Agriculture_New_Space Heating_Natural Gas_Destratification Fans (HVLS)_A_Achievable Economic UCT Potential | F9 | Industrial | Agriculture | New | Space Heating | Natural Gas | Destratification Fans (HVLS) | A | Incremental Winter Peak Savings (MW) | Achievable Economic UCT Potential | 0 | 0 | 0 | 0 | 0 | 0 | 0 | 0 | 0 | 0 | 0 | 0 | 0 | 0 | 0 | 0 | 0 | 0 | 0 | 0 | 0 | 0
F10_Industrial_Agriculture_New_Space Heating_Natural Gas_Destratification Fans (HVLS)_A_Achievable Economic UCT Potential | F10 | Industrial | Agriculture | New | Space Heating | Natural Gas | Destratification Fans (HVLS) | A | Cumulative Energy Savings (MWh or mTherms) | Achievable Economic UCT Potential | 0 | 0 | 0 | 0 | 0 | 0 | 0 | 0 | 0 | 0 | 0 | 0 | 0 | 0 | 0 | 0 | 0 | 0 | 0 | 0 | 0 | 0
F11_Industrial_Agriculture_New_Space Heating_Natural Gas_Destratification Fans (HVLS)_A_Achievable Economic UCT Potential | F11 | Industrial | Agriculture | New | Space Heating | Natural Gas | Destratification Fans (HVLS) | A | Cumulative Summer Peak Savings (MW) | Achievable Economic UCT Potential | 0 | 0 | 0 | 0 | 0 | 0 | 0 | 0 | 0 | 0 | 0 | 0 | 0 | 0 | 0 | 0 | 0 | 0 | 0 | 0 | 0 | 0
F12_Industrial_Agriculture_New_Space Heating_Natural Gas_Destratification Fans (HVLS)_A_Achievable Economic UCT Potential | F12 | Industrial | Agriculture | New | Space Heating | Natural Gas | Destratification Fans (HVLS) | A | Cumulative Winter Peak Savings (MW) | Achievable Economic UCT Potential | 0 | 0 | 0 | 0 | 0 | 0 | 0 | 0 | 0 | 0 | 0 | 0 | 0 | 0 | 0 | 0 | 0 | 0 | 0 | 0 | 0 | 0
F13_Industrial_Agriculture_New_Space Heating_Natural Gas_Destratification Fans (HVLS)_A_Achievable Economic UCT Potential | F13 | Industrial | Agriculture | New | Space Heating | Natural Gas | Destratification Fans (HVLS) | A | Purchases (Incremental) | Achievable Economic UCT Potential | 0 | 0 | 0 | 0 | 0 | 0 | 0 | 0 | 0 | 0 | 0 | 0 | 0 | 0 | 0 | 0 | 0 | 0 | 0 | 0 | 0 | 0
F14_Industrial_Agriculture_New_Space Heating_Natural Gas_Destratification Fans (HVLS)_A_Achievable Economic UCT Potential | F14 | Industrial | Agriculture | New | Space Heating | Natural Gas | Destratification Fans (HVLS) | A | Purchases (Cumulative) | Achievable Economic UCT Potential | 0 | 0 | 0 | 0 | 0 | 0 | 0 | 0 | 0 | 0 | 0 | 0 | 0 | 0 | 0 | 0 | 0 | 0 | 0 | 0 | 0 | 0
F1_Industrial_Agriculture_New_Space Heating_Natural Gas_Gas Boiler - Insulate Steam Lines/Condensate Tank_A_Achievable Economic UCT Potential | F1 | Industrial | Agriculture | New | Space Heating | Natural Gas | Gas Boiler - Insulate Steam Lines/Condensate Tank | A | Original Unit Energy Savings (kWh or therms) | Achievable Economic UCT Potential | 0 | 0 | 12.0724 | 12.0724 | 12.0724 | 12.0724 | 12.0724 | 12.0724 | 12.0724 | 12.0724 | 12.0724 | 12.0724 | 12.0724 | 12.0724 | 12.0724 | 12.0724 | 12.0724 | 12.0724 | 12.0724 | 12.0724 | 12.0724 | 12.0724
F2_Industrial_Agriculture_New_Space Heating_Natural Gas_Gas Boiler - Insulate Steam Lines/Condensate Tank_A_Achievable Economic UCT Potential | F2 | Industrial | Agriculture | New | Space Heating | Natural Gas | Gas Boiler - Insulate Steam Lines/Condensate Tank | A | Original Unit Summer Peak Savings (kW) | Achievable Economic UCT Potential | 0 | 0 | 0 | 0 | 0 | 0 | 0 | 0 | 0 | 0 | 0 | 0 | 0 | 0 | 0 | 0 | 0 | 0 | 0 | 0 | 0 | 0
F3_Industrial_Agriculture_New_Space Heating_Natural Gas_Gas Boiler - Insulate Steam Lines/Condensate Tank_A_Achievable Economic UCT Potential | F3 | Industrial | Agriculture | New | Space Heating | Natural Gas | Gas Boiler - Insulate Steam Lines/Condensate Tank | A | Original Unit Winter Peak Savings (kW) | Achievable Economic UCT Potential | 0 | 0 | 0 | 0 | 0 | 0 | 0 | 0 | 0 | 0 | 0 | 0 | 0 | 0 | 0 | 0 | 0 | 0 | 0 | 0 | 0 | 0
F4_Industrial_Agriculture_New_Space Heating_Natural Gas_Gas Boiler - Insulate Steam Lines/Condensate Tank_A_Achievable Economic UCT Potential | F4 | Industrial | Agriculture | New | Space Heating | Natural Gas | Gas Boiler - Insulate Steam Lines/Condensate Tank | A | Standalone Impact on Baseline Energy (%) | Achievable Economic UCT Potential | 0% | 0% | 0.005147% | 0.008096% | 0.01082% | 0.01326% | 0.01666% | 0.01961% | 0.02249% | 0.02505% | 0.02822% | 0.03102% | 0.03382% | 0.03623% | 0.03949% | 0.04229% | 0.04506% | 0.04745% | 0.05075% | 0.05357% | 0.05644% | 0.05929%
F5_Industrial_Agriculture_New_Space Heating_Natural Gas_Gas Boiler - Insulate Steam Lines/Condensate Tank_A_Achievable Economic UCT Potential | F5 | Industrial | Agriculture | New | Space Heating | Natural Gas | Gas Boiler - Insulate Steam Lines/Condensate Tank | A | Standalone Impact on Baseline Summer Peak (%) | Achievable Economic UCT Potential | bar: 2019 to 2040
F6_Industrial_Agriculture_New_Space Heating_Natural Gas_Gas Boiler - Insulate Steam Lines/Condensate Tank_A_Achievable Economic UCT Potential | F6 | Industrial | Agriculture | New | Space Heating | Natural Gas | Gas Boiler - Insulate Steam Lines/Condensate Tank | A | Standalone Impact on Baseline Winter Peak (%) | Achievable Economic UCT Potential | bar: 2019 to 2040
F7_Industrial_Agriculture_New_Space Heating_Natural Gas_Gas Boiler - Insulate Steam Lines/Condensate Tank_A_Achievable Economic UCT Potential | F7 | Industrial | Agriculture | New | Space Heating | Natural Gas | Gas Boiler - Insulate Steam Lines/Condensate Tank | A | Incremental Energy Savings (MWh or mTherms) | Achievable Economic UCT Potential | 0 | 0 | 0.0028629 | 0.0049963 | 0.0071245 | 0.0095098 | 0.010946 | 0.012614 | 0.014261 | 0.016113 | 0.017492 | 0.019079 | 0.020645 | 0.022461 | 0.023693 | 0.025191 | 0.026688 | 0.028431 | 0.029582 | 0.031 | 0.03238 | 0.033756
F8_Industrial_Agriculture_New_Space Heating_Natural Gas_Gas Boiler - Insulate Steam Lines/Condensate Tank_A_Achievable Economic UCT Potential | F8 | Industrial | Agriculture | New | Space Heating | Natural Gas | Gas Boiler - Insulate Steam Lines/Condensate Tank | A | Incremental Summer Peak Savings (MW) | Achievable Economic UCT Potential | 0 | 0 | 0 | 0 | 0 | 0 | 0 | 0 | 0 | 0 | 0 | 0 | 0 | 0 | 0 | 0 | 0 | 0 | 0 | 0 | 0 | 0
F9_Industrial_Agriculture_New_Space Heating_Natural Gas_Gas Boiler - Insulate Steam Lines/Condensate Tank_A_Achievable Economic UCT Potential | F9 | Industrial | Agriculture | New | Space Heating | Natural Gas | Gas Boiler - Insulate Steam Lines/Condensate Tank | A | Incremental Winter Peak Savings (MW) | Achievable Economic UCT Potential | 0 | 0 | 0 | 0 | 0 | 0 | 0 | 0 | 0 | 0 | 0 | 0 | 0 | 0 | 0 | 0 | 0 | 0 | 0 | 0 | 0 | 0
F10_Industrial_Agriculture_New_Space Heating_Natural Gas_Gas Boiler - Insulate Steam Lines/Condensate Tank_A_Achievable Economic UCT Potential | F10 | Industrial | Agriculture | New | Space Heating | Natural Gas | Gas Boiler - Insulate Steam Lines/Condensate Tank | A | Cumulative Energy Savings (MWh or mTherms) | Achievable Economic UCT Potential | 0 | 0 | 0.0028629 | 0.0078592 | 0.014984 | 0.024494 | 0.03544 | 0.048054 | 0.062315 | 0.078428 | 0.09592 | 0.115 | 0.13564 | 0.1581 | 0.1818 | 0.20699 | 0.23368 | 0.26211 | 0.29169 | 0.32269 | 0.35507 | 0.38883
F11_Industrial_Agriculture_New_Space Heating_Natural Gas_Gas Boiler - Insulate Steam Lines/Condensate Tank_A_Achievable Economic UCT Potential | F11 | Industrial | Agriculture | New | Space Heating | Natural Gas | Gas Boiler - Insulate Steam Lines/Condensate Tank | A | Cumulative Summer Peak Savings (MW) | Achievable Economic UCT Potential | 0 | 0 | 0 | 0 | 0 | 0 | 0 | 0 | 0 | 0 | 0 | 0 | 0 | 0 | 0 | 0 | 0 | 0 | 0 | 0 | 0 | 0
F12_Industrial_Agriculture_New_Space Heating_Natural Gas_Gas Boiler - Insulate Steam Lines/Condensate Tank_A_Achievable Economic UCT Potential | F12 | Industrial | Agriculture | New | Space Heating | Natural Gas | Gas Boiler - Insulate Steam Lines/Condensate Tank | A | Cumulative Winter Peak Savings (MW) | Achievable Economic UCT Potential | 0 | 0 | 0 | 0 | 0 | 0 | 0 | 0 | 0 | 0 | 0 | 0 | 0 | 0 | 0 | 0 | 0 | 0 | 0 | 0 | 0 | 0
F13_Industrial_Agriculture_New_Space Heating_Natural Gas_Gas Boiler - Insulate Steam Lines/Condensate Tank_A_Achievable Economic UCT Potential | F13 | Industrial | Agriculture | New | Space Heating | Natural Gas | Gas Boiler - Insulate Steam Lines/Condensate Tank | A | Purchases (Incremental) | Achievable Economic UCT Potential | 0 | 0 | 0.23714 | 0.41386 | 0.59015 | 0.78773 | 0.90673 | 1.0449 | 1.1813 | 1.3347 | 1.449 | 1.5804 | 1.7101 | 1.8605 | 1.9626 | 2.0867 | 2.2107 | 2.355 | 2.4504 | 2.5679 | 2.6822 | 2.7961
F14_Industrial_Agriculture_New_Space Heating_Natural Gas_Gas Boiler - Insulate Steam Lines/Condensate Tank_A_Achievable Economic UCT Potential | F14 | Industrial | Agriculture | New | Space Heating | Natural Gas | Gas Boiler - Insulate Steam Lines/Condensate Tank | A | Purchases (Cumulative) | Achievable Economic UCT Potential | 0 | 0 | 0.23714 | 0.65101 | 1.2412 | 2.0289 | 2.9356 | 3.9805 | 5.1617 | 6.4964 | 7.9454 | 9.5258 | 11.2358 | 13.0963 | 15.0589 | 17.1456 | 19.3563 | 21.7113 | 24.1617 | 26.7296 | 29.4117 | 32.2078
F1_Industrial_Agriculture_New_Process_Natural Gas_Gas Boiler - Insulate Steam Lines/Condensate Tank_A_Achievable Economic UCT Potential | F1 | Industrial | Agriculture | New | Process | Natural Gas | Gas Boiler - Insulate Steam Lines/Condensate Tank | A | Original Unit Energy Savings (kWh or therms) | Achievable Economic UCT Potential | 0 | 0 | 16.8499 | 16.8499 | 16.8499 | 16.8499 | 16.8499 | 16.8499 | 16.8499 | 16.8499 | 16.8499 | 16.8499 | 16.8499 | 16.8499 | 16.8499 | 16.8499 | 16.8499 | 16.8499 | 16.8499 | 16.8499 | 16.8499 | 16.8499
F2_Industrial_Agriculture_New_Process_Natural Gas_Gas Boiler - Insulate Steam Lines/Condensate Tank_A_Achievable Economic UCT Potential | F2 | Industrial | Agriculture | New | Process | Natural Gas | Gas Boiler - Insulate Steam Lines/Condensate Tank | A | Original Unit Summer Peak Savings (kW) | Achievable Economic UCT Potential | 0 | 0 | 0 | 0 | 0 | 0 | 0 | 0 | 0 | 0 | 0 | 0 | 0 | 0 | 0 | 0 | 0 | 0 | 0 | 0 | 0 | 0
F3_Industrial_Agriculture_New_Process_Natural Gas_Gas Boiler - Insulate Steam Lines/Condensate Tank_A_Achievable Economic UCT Potential | F3 | Industrial | Agriculture | New | Process | Natural Gas | Gas Boiler - Insulate Steam Lines/Condensate Tank | A | Original Unit Winter Peak Savings (kW) | Achievable Economic UCT Potential | 0 | 0 | 0 | 0 | 0 | 0 | 0 | 0 | 0 | 0 | 0 | 0 | 0 | 0 | 0 | 0 | 0 | 0 | 0 | 0 | 0 | 0
F4_Industrial_Agriculture_New_Process_Natural Gas_Gas Boiler - Insulate Steam Lines/Condensate Tank_A_Achievable Economic UCT Potential | F4 | Industrial | Agriculture | New | Process | Natural Gas | Gas Boiler - Insulate Steam Lines/Condensate Tank | A | Standalone Impact on Baseline Energy (%) | Achievable Economic UCT Potential | 0% | 0% | 0.02737% | 0.04305% | 0.05755% | 0.07048% | 0.0886% | 0.1043% | 0.1196% | 0.1332% | 0.1501% | 0.1649% | 0.1798% | 0.1926% | 0.21% | 0.2249% | 0.2396% | 0.2523% | 0.2698% | 0.2849% | 0.3001% | 0.3152%
F5_Industrial_Agriculture_New_Process_Natural Gas_Gas Boiler - Insulate Steam Lines/Condensate Tank_A_Achievable Economic UCT Potential | F5 | Industrial | Agriculture | New | Process | Natural Gas | Gas Boiler - Insulate Steam Lines/Condensate Tank | A | Standalone Impact on Baseline Summer Peak (%) | Achievable Economic UCT Potential | bar: 2019 to 2040
F6_Industrial_Agriculture_New_Process_Natural Gas_Gas Boiler - Insulate Steam Lines/Condensate Tank_A_Achievable Economic UCT Potential | F6 | Industrial | Agriculture | New | Process | Natural Gas | Gas Boiler - Insulate Steam Lines/Condensate Tank | A | Standalone Impact on Baseline Winter Peak (%) | Achievable Economic UCT Potential | bar: 2019 to 2040
F7_Industrial_Agriculture_New_Process_Natural Gas_Gas Boiler - Insulate Steam Lines/Condensate Tank_A_Achievable Economic UCT Potential | F7 | Industrial | Agriculture | New | Process | Natural Gas | Gas Boiler - Insulate Steam Lines/Condensate Tank | A | Incremental Energy Savings (MWh or mTherms) | Achievable Economic UCT Potential | 0 | 0 | 0.033054 | 0.057685 | 0.082256 | 0.1098 | 0.12638 | 0.14564 | 0.16465 | 0.18603 | 0.20196 | 0.22028 | 0.23835 | 0.25932 | 0.27355 | 0.29085 | 0.30813 | 0.32825 | 0.34154 | 0.35791 | 0.37384 | 0.38973
F8_Industrial_Agriculture_New_Process_Natural Gas_Gas Boiler - Insulate Steam Lines/Condensate Tank_A_Achievable Economic UCT Potential | F8 | Industrial | Agriculture | New | Process | Natural Gas | Gas Boiler - Insulate Steam Lines/Condensate Tank | A | Incremental Summer Peak Savings (MW) | Achievable Economic UCT Potential | 0 | 0 | 0 | 0 | 0 | 0 | 0 | 0 | 0 | 0 | 0 | 0 | 0 | 0 | 0 | 0 | 0 | 0 | 0 | 0 | 0 | 0
F9_Industrial_Agriculture_New_Process_Natural Gas_Gas Boiler - Insulate Steam Lines/Condensate Tank_A_Achievable Economic UCT Potential | F9 | Industrial | Agriculture | New | Process | Natural Gas | Gas Boiler - Insulate Steam Lines/Condensate Tank | A | Incremental Winter Peak Savings (MW) | Achievable Economic UCT Potential | 0 | 0 | 0 | 0 | 0 | 0 | 0 | 0 | 0 | 0 | 0 | 0 | 0 | 0 | 0 | 0 | 0 | 0 | 0 | 0 | 0 | 0
F10_Industrial_Agriculture_New_Process_Natural Gas_Gas Boiler - Insulate Steam Lines/Condensate Tank_A_Achievable Economic UCT Potential | F10 | Industrial | Agriculture | New | Process | Natural Gas | Gas Boiler - Insulate Steam Lines/Condensate Tank | A | Cumulative Energy Savings (MWh or mTherms) | Achievable Economic UCT Potential | 0 | 0 | 0.033054 | 0.090739 | 0.17299 | 0.28279 | 0.40917 | 0.55481 | 0.71945 | 0.90548 | 1.1074 | 1.3277 | 1.5661 | 1.8254 | 2.0989 | 2.3898 | 2.6979 | 3.0262 | 3.3677 | 3.7256 | 4.0995 | 4.4892
F11_Industrial_Agriculture_New_Process_Natural Gas_Gas Boiler - Insulate Steam Lines/Condensate Tank_A_Achievable Economic UCT Potential | F11 | Industrial | Agriculture | New | Process | Natural Gas | Gas Boiler - Insulate Steam Lines/Condensate Tank | A | Cumulative Summer Peak Savings (MW) | Achievable Economic UCT Potential | 0 | 0 | 0 | 0 | 0 | 0 | 0 | 0 | 0 | 0 | 0 | 0 | 0 | 0 | 0 | 0 | 0 | 0 | 0 | 0 | 0 | 0
F12_Industrial_Agriculture_New_Process_Natural Gas_Gas Boiler - Insulate Steam Lines/Condensate Tank_A_Achievable Economic UCT Potential | F12 | Industrial | Agriculture | New | Process | Natural Gas | Gas Boiler - Insulate Steam Lines/Condensate Tank | A | Cumulative Winter Peak Savings (MW) | Achievable Economic UCT Potential | 0 | 0 | 0 | 0 | 0 | 0 | 0 | 0 | 0 | 0 | 0 | 0 | 0 | 0 | 0 | 0 | 0 | 0 | 0 | 0 | 0 | 0
F13_Industrial_Agriculture_New_Process_Natural Gas_Gas Boiler - Insulate Steam Lines/Condensate Tank_A_Achievable Economic UCT Potential | F13 | Industrial | Agriculture | New | Process | Natural Gas | Gas Boiler - Insulate Steam Lines/Condensate Tank | A | Purchases (Incremental) | Achievable Economic UCT Potential | 0 | 0 | 1.9617 | 3.4235 | 4.8817 | 6.5161 | 7.5004 | 8.6431 | 9.7713 | 11.0405 | 11.9857 | 13.0728 | 14.1456 | 15.39 | 16.2345 | 17.261 | 18.2867 | 19.4807 | 20.2694 | 21.2413 | 22.1867 | 23.1293
F14_Industrial_Agriculture_New_Process_Natural Gas_Gas Boiler - Insulate Steam Lines/Condensate Tank_A_Achievable Economic UCT Potential | F14 | Industrial | Agriculture | New | Process | Natural Gas | Gas Boiler - Insulate Steam Lines/Condensate Tank | A | Purchases (Cumulative) | Achievable Economic UCT Potential | 0 | 0 | 1.9617 | 5.3851 | 10.2668 | 16.7829 | 24.2833 | 32.9264 | 42.6977 | 53.7381 | 65.7238 | 78.7967 | 92.9422 | 108.3322 | 124.5668 | 141.8278 | 160.1145 | 179.5952 | 199.8646 | 221.1059 | 243.2926 | 266.4219
F1_Industrial_Agriculture_New_Space Heating_Natural Gas_Gas Boiler - Insulate Hot Water Lines_A_Achievable Economic UCT Potential | F1 | Industrial | Agriculture | New | Space Heating | Natural Gas | Gas Boiler - Insulate Hot Water Lines | A | Original Unit Energy Savings (kWh or therms) | Achievable Economic UCT Potential | 0 | 0 | 13.6456 | 13.6456 | 13.6456 | 13.6456 | 13.6456 | 13.6456 | 13.6456 | 13.6456 | 13.6456 | 13.6456 | 13.6456 | 13.6456 | 13.6456 | 13.6456 | 13.6456 | 13.6456 | 13.6456 | 13.6456 | 13.6456 | 13.6456
F2_Industrial_Agriculture_New_Space Heating_Natural Gas_Gas Boiler - Insulate Hot Water Lines_A_Achievable Economic UCT Potential | F2 | Industrial | Agriculture | New | Space Heating | Natural Gas | Gas Boiler - Insulate Hot Water Lines | A | Original Unit Summer Peak Savings (kW) | Achievable Economic UCT Potential | 0 | 0 | 0 | 0 | 0 | 0 | 0 | 0 | 0 | 0 | 0 | 0 | 0 | 0 | 0 | 0 | 0 | 0 | 0 | 0 | 0 | 0
F3_Industrial_Agriculture_New_Space Heating_Natural Gas_Gas Boiler - Insulate Hot Water Lines_A_Achievable Economic UCT Potential | F3 | Industrial | Agriculture | New | Space Heating | Natural Gas | Gas Boiler - Insulate Hot Water Lines | A | Original Unit Winter Peak Savings (kW) | Achievable Economic UCT Potential | 0 | 0 | 0 | 0 | 0 | 0 | 0 | 0 | 0 | 0 | 0 | 0 | 0 | 0 | 0 | 0 | 0 | 0 | 0 | 0 | 0 | 0
F4_Industrial_Agriculture_New_Space Heating_Natural Gas_Gas Boiler - Insulate Hot Water Lines_A_Achievable Economic UCT Potential | F4 | Industrial | Agriculture | New | Space Heating | Natural Gas | Gas Boiler - Insulate Hot Water Lines | A | Standalone Impact on Baseline Energy (%) | Achievable Economic UCT Potential | 0% | 0% | 0.005818% | 0.009151% | 0.01224% | 0.01498% | 0.01883% | 0.02216% | 0.02542% | 0.02832% | 0.0319% | 0.03507% | 0.03822% | 0.04095% | 0.04464% | 0.0478% | 0.05094% | 0.05363% | 0.05736% | 0.06056% | 0.06379% | 0.06701%
F5_Industrial_Agriculture_New_Space Heating_Natural Gas_Gas Boiler - Insulate Hot Water Lines_A_Achievable Economic UCT Potential | F5 | Industrial | Agriculture | New | Space Heating | Natural Gas | Gas Boiler - Insulate Hot Water Lines | A | Standalone Impact on Baseline Summer Peak (%) | Achievable Economic UCT Potential | bar: 2019 to 2040
F6_Industrial_Agriculture_New_Space Heating_Natural Gas_Gas Boiler - Insulate Hot Water Lines_A_Achievable Economic UCT Potential | F6 | Industrial | Agriculture | New | Space Heating | Natural Gas | Gas Boiler - Insulate Hot Water Lines | A | Standalone Impact on Baseline Winter Peak (%) | Achievable Economic UCT Potential | bar: 2019 to 2040
F7_Industrial_Agriculture_New_Space Heating_Natural Gas_Gas Boiler - Insulate Hot Water Lines_A_Achievable Economic UCT Potential | F7 | Industrial | Agriculture | New | Space Heating | Natural Gas | Gas Boiler - Insulate Hot Water Lines | A | Incremental Energy Savings (MWh or mTherms) | Achievable Economic UCT Potential | 0 | 0 | 0.003236 | 0.0056474 | 0.0080529 | 0.010749 | 0.012373 | 0.014258 | 0.016119 | 0.018213 | 0.019772 | 0.021565 | 0.023335 | 0.025388 | 0.026781 | 0.028474 | 0.030166 | 0.032136 | 0.033437 | 0.03504 | 0.0366 | 0.038155
F8_Industrial_Agriculture_New_Space Heating_Natural Gas_Gas Boiler - Insulate Hot Water Lines_A_Achievable Economic UCT Potential | F8 | Industrial | Agriculture | New | Space Heating | Natural Gas | Gas Boiler - Insulate Hot Water Lines | A | Incremental Summer Peak Savings (MW) | Achievable Economic UCT Potential | 0 | 0 | 0 | 0 | 0 | 0 | 0 | 0 | 0 | 0 | 0 | 0 | 0 | 0 | 0 | 0 | 0 | 0 | 0 | 0 | 0 | 0
F9_Industrial_Agriculture_New_Space Heating_Natural Gas_Gas Boiler - Insulate Hot Water Lines_A_Achievable Economic UCT Potential | F9 | Industrial | Agriculture | New | Space Heating | Natural Gas | Gas Boiler - Insulate Hot Water Lines | A | Incremental Winter Peak Savings (MW) | Achievable Economic UCT Potential | 0 | 0 | 0 | 0 | 0 | 0 | 0 | 0 | 0 | 0 | 0 | 0 | 0 | 0 | 0 | 0 | 0 | 0 | 0 | 0 | 0 | 0
F10_Industrial_Agriculture_New_Space Heating_Natural Gas_Gas Boiler - Insulate Hot Water Lines_A_Achievable Economic UCT Potential | F10 | Industrial | Agriculture | New | Space Heating | Natural Gas | Gas Boiler - Insulate Hot Water Lines | A | Cumulative Energy Savings (MWh or mTherms) | Achievable Economic UCT Potential | 0 | 0 | 0.003236 | 0.0088834 | 0.016936 | 0.027685 | 0.040058 | 0.054316 | 0.070435 | 0.088648 | 0.10842 | 0.12998 | 0.15332 | 0.17871 | 0.20549 | 0.23396 | 0.26413 | 0.29626 | 0.3297 | 0.36474 | 0.40134 | 0.4395
F11_Industrial_Agriculture_New_Space Heating_Natural Gas_Gas Boiler - Insulate Hot Water Lines_A_Achievable Economic UCT Potential | F11 | Industrial | Agriculture | New | Space Heating | Natural Gas | Gas Boiler - Insulate Hot Water Lines | A | Cumulative Summer Peak Savings (MW) | Achievable Economic UCT Potential | 0 | 0 | 0 | 0 | 0 | 0 | 0 | 0 | 0 | 0 | 0 | 0 | 0 | 0 | 0 | 0 | 0 | 0 | 0 | 0 | 0 | 0
F12_Industrial_Agriculture_New_Space Heating_Natural Gas_Gas Boiler - Insulate Hot Water Lines_A_Achievable Economic UCT Potential | F12 | Industrial | Agriculture | New | Space Heating | Natural Gas | Gas Boiler - Insulate Hot Water Lines | A | Cumulative Winter Peak Savings (MW) | Achievable Economic UCT Potential | 0 | 0 | 0 | 0 | 0 | 0 | 0 | 0 | 0 | 0 | 0 | 0 | 0 | 0 | 0 | 0 | 0 | 0 | 0 | 0 | 0 | 0
F13_Industrial_Agriculture_New_Space Heating_Natural Gas_Gas Boiler - Insulate Hot Water Lines_A_Achievable Economic UCT Potential | F13 | Industrial | Agriculture | New | Space Heating | Natural Gas | Gas Boiler - Insulate Hot Water Lines | A | Purchases (Incremental) | Achievable Economic UCT Potential | 0 | 0 | 0.23714 | 0.41386 | 0.59015 | 0.78773 | 0.90673 | 1.0449 | 1.1813 | 1.3347 | 1.449 | 1.5804 | 1.7101 | 1.8605 | 1.9626 | 2.0867 | 2.2107 | 2.355 | 2.4504 | 2.5679 | 2.6822 | 2.7961
F14_Industrial_Agriculture_New_Space Heating_Natural Gas_Gas Boiler - Insulate Hot Water Lines_A_Achievable Economic UCT Potential | F14 | Industrial | Agriculture | New | Space Heating | Natural Gas | Gas Boiler - Insulate Hot Water Lines | A | Purchases (Cumulative) | Achievable Economic UCT Potential | 0 | 0 | 0.23714 | 0.65101 | 1.2412 | 2.0289 | 2.9356 | 3.9805 | 5.1617 | 6.4964 | 7.9454 | 9.5258 | 11.2358 | 13.0963 | 15.0589 | 17.1456 | 19.3563 | 21.7113 | 24.1617 | 26.7296 | 29.4117 | 32.2078
F1_Industrial_Agriculture_New_Process_Natural Gas_Gas Boiler - Insulate Hot Water Lines_A_Achievable Economic UCT Potential | F1 | Industrial | Agriculture | New | Process | Natural Gas | Gas Boiler - Insulate Hot Water Lines | A | Original Unit Energy Savings (kWh or therms) | Achievable Economic UCT Potential | 0 | 0 | 19.0457 | 19.0457 | 19.0457 | 19.0457 | 19.0457 | 19.0457 | 19.0457 | 19.0457 | 19.0457 | 19.0457 | 19.0457 | 19.0457 | 19.0457 | 19.0457 | 19.0457 | 19.0457 | 19.0457 | 19.0457 | 19.0457 | 19.0457
F2_Industrial_Agriculture_New_Process_Natural Gas_Gas Boiler - Insulate Hot Water Lines_A_Achievable Economic UCT Potential | F2 | Industrial | Agriculture | New | Process | Natural Gas | Gas Boiler - Insulate Hot Water Lines | A | Original Unit Summer Peak Savings (kW) | Achievable Economic UCT Potential | 0 | 0 | 0 | 0 | 0 | 0 | 0 | 0 | 0 | 0 | 0 | 0 | 0 | 0 | 0 | 0 | 0 | 0 | 0 | 0 | 0 | 0
F3_Industrial_Agriculture_New_Process_Natural Gas_Gas Boiler - Insulate Hot Water Lines_A_Achievable Economic UCT Potential | F3 | Industrial | Agriculture | New | Process | Natural Gas | Gas Boiler - Insulate Hot Water Lines | A | Original Unit Winter Peak Savings (kW) | Achievable Economic UCT Potential | 0 | 0 | 0 | 0 | 0 | 0 | 0 | 0 | 0 | 0 | 0 | 0 | 0 | 0 | 0 | 0 | 0 | 0 | 0 | 0 | 0 | 0
F4_Industrial_Agriculture_New_Process_Natural Gas_Gas Boiler - Insulate Hot Water Lines_A_Achievable Economic UCT Potential | F4 | Industrial | Agriculture | New | Process | Natural Gas | Gas Boiler - Insulate Hot Water Lines | A | Standalone Impact on Baseline Energy (%) | Achievable Economic UCT Potential | 0% | 0% | 0.03093% | 0.04866% | 0.06505% | 0.07967% | 0.1001% | 0.1178% | 0.1352% | 0.1506% | 0.1696% | 0.1864% | 0.2032% | 0.2177% | 0.2373% | 0.2542% | 0.2708% | 0.2852% | 0.305% | 0.322% | 0.3392% | 0.3563%
F5_Industrial_Agriculture_New_Process_Natural Gas_Gas Boiler - Insulate Hot Water Lines_A_Achievable Economic UCT Potential | F5 | Industrial | Agriculture | New | Process | Natural Gas | Gas Boiler - Insulate Hot Water Lines | A | Standalone Impact on Baseline Summer Peak (%) | Achievable Economic UCT Potential | bar: 2019 to 2040
F6_Industrial_Agriculture_New_Process_Natural Gas_Gas Boiler - Insulate Hot Water Lines_A_Achievable Economic UCT Potential | F6 | Industrial | Agriculture | New | Process | Natural Gas | Gas Boiler - Insulate Hot Water Lines | A | Standalone Impact on Baseline Winter Peak (%) | Achievable Economic UCT Potential | bar: 2019 to 2040
F7_Industrial_Agriculture_New_Process_Natural Gas_Gas Boiler - Insulate Hot Water Lines_A_Achievable Economic UCT Potential | F7 | Industrial | Agriculture | New | Process | Natural Gas | Gas Boiler - Insulate Hot Water Lines | A | Incremental Energy Savings (MWh or mTherms) | Achievable Economic UCT Potential | 0 | 0 | 0.037361 | 0.065202 | 0.092975 | 0.1241 | 0.14285 | 0.16461 | 0.1861 | 0.21027 | 0.22828 | 0.24898 | 0.26941 | 0.29311 | 0.3092 | 0.32875 | 0.34828 | 0.37102 | 0.38605 | 0.40456 | 0.42256 | 0.44051
F8_Industrial_Agriculture_New_Process_Natural Gas_Gas Boiler - Insulate Hot Water Lines_A_Achievable Economic UCT Potential | F8 | Industrial | Agriculture | New | Process | Natural Gas | Gas Boiler - Insulate Hot Water Lines | A | Incremental Summer Peak Savings (MW) | Achievable Economic UCT Potential | 0 | 0 | 0 | 0 | 0 | 0 | 0 | 0 | 0 | 0 | 0 | 0 | 0 | 0 | 0 | 0 | 0 | 0 | 0 | 0 | 0 | 0
F9_Industrial_Agriculture_New_Process_Natural Gas_Gas Boiler - Insulate Hot Water Lines_A_Achievable Economic UCT Potential | F9 | Industrial | Agriculture | New | Process | Natural Gas | Gas Boiler - Insulate Hot Water Lines | A | Incremental Winter Peak Savings (MW) | Achievable Economic UCT Potential | 0 | 0 | 0 | 0 | 0 | 0 | 0 | 0 | 0 | 0 | 0 | 0 | 0 | 0 | 0 | 0 | 0 | 0 | 0 | 0 | 0 | 0
F10_Industrial_Agriculture_New_Process_Natural Gas_Gas Boiler - Insulate Hot Water Lines_A_Achievable Economic UCT Potential | F10 | Industrial | Agriculture | New | Process | Natural Gas | Gas Boiler - Insulate Hot Water Lines | A | Cumulative Energy Savings (MWh or mTherms) | Achievable Economic UCT Potential | 0 | 0 | 0.037361 | 0.10256 | 0.19554 | 0.31964 | 0.46249 | 0.62711 | 0.81321 | 1.0235 | 1.2518 | 1.5007 | 1.7702 | 2.0633 | 2.3725 | 2.7012 | 3.0495 | 3.4205 | 3.8066 | 4.2111 | 4.6337 | 5.0742
F11_Industrial_Agriculture_New_Process_Natural Gas_Gas Boiler - Insulate Hot Water Lines_A_Achievable Economic UCT Potential | F11 | Industrial | Agriculture | New | Process | Natural Gas | Gas Boiler - Insulate Hot Water Lines | A | Cumulative Summer Peak Savings (MW) | Achievable Economic UCT Potential | 0 | 0 | 0 | 0 | 0 | 0 | 0 | 0 | 0 | 0 | 0 | 0 | 0 | 0 | 0 | 0 | 0 | 0 | 0 | 0 | 0 | 0
F12_Industrial_Agriculture_New_Process_Natural Gas_Gas Boiler - Insulate Hot Water Lines_A_Achievable Economic UCT Potential | F12 | Industrial | Agriculture | New | Process | Natural Gas | Gas Boiler - Insulate Hot Water Lines | A | Cumulative Winter Peak Savings (MW) | Achievable Economic UCT Potential | 0 | 0 | 0 | 0 | 0 | 0 | 0 | 0 | 0 | 0 | 0 | 0 | 0 | 0 | 0 | 0 | 0 | 0 | 0 | 0 | 0 | 0
F13_Industrial_Agriculture_New_Process_Natural Gas_Gas Boiler - Insulate Hot Water Lines_A_Achievable Economic UCT Potential | F13 | Industrial | Agriculture | New | Process | Natural Gas | Gas Boiler - Insulate Hot Water Lines | A | Purchases (Incremental) | Achievable Economic UCT Potential | 0 | 0 | 1.9617 | 3.4235 | 4.8817 | 6.5161 | 7.5004 | 8.6431 | 9.7713 | 11.0405 | 11.9857 | 13.0728 | 14.1456 | 15.39 | 16.2345 | 17.261 | 18.2867 | 19.4807 | 20.2694 | 21.2413 | 22.1867 | 23.1293
F14_Industrial_Agriculture_New_Process_Natural Gas_Gas Boiler - Insulate Hot Water Lines_A_Achievable Economic UCT Potential | F14 | Industrial | Agriculture | New | Process | Natural Gas | Gas Boiler - Insulate Hot Water Lines | A | Purchases (Cumulative) | Achievable Economic UCT Potential | 0 | 0 | 1.9617 | 5.3851 | 10.2668 | 16.7829 | 24.2833 | 32.9264 | 42.6977 | 53.7381 | 65.7238 | 78.7967 | 92.9422 | 108.3322 | 124.5668 | 141.8278 | 160.1145 | 179.5952 | 199.8646 | 221.1059 | 243.2926 | 266.4219
F1_Industrial_Agriculture_New_Process_Natural Gas_Process - Insulate Heated Process Fluids_A_Achievable Economic UCT Potential | F1 | Industrial | Agriculture | New | Process | Natural Gas | Process - Insulate Heated Process Fluids | A | Original Unit Energy Savings (kWh or therms) | Achievable Economic UCT Potential | 0 | 0 | 13.6092 | 13.6092 | 13.6092 | 13.6092 | 13.6092 | 13.6092 | 13.6092 | 13.6092 | 13.6092 | 13.6092 | 13.6092 | 13.6092 | 13.6092 | 13.6092 | 13.6092 | 13.6092 | 13.6092 | 13.6092 | 13.6092 | 13.6092
F2_Industrial_Agriculture_New_Process_Natural Gas_Process - Insulate Heated Process Fluids_A_Achievable Economic UCT Potential | F2 | Industrial | Agriculture | New | Process | Natural Gas | Process - Insulate Heated Process Fluids | A | Original Unit Summer Peak Savings (kW) | Achievable Economic UCT Potential | 0 | 0 | 0 | 0 | 0 | 0 | 0 | 0 | 0 | 0 | 0 | 0 | 0 | 0 | 0 | 0 | 0 | 0 | 0 | 0 | 0 | 0
F3_Industrial_Agriculture_New_Process_Natural Gas_Process - Insulate Heated Process Fluids_A_Achievable Economic UCT Potential | F3 | Industrial | Agriculture | New | Process | Natural Gas | Process - Insulate Heated Process Fluids | A | Original Unit Winter Peak Savings (kW) | Achievable Economic UCT Potential | 0 | 0 | 0 | 0 | 0 | 0 | 0 | 0 | 0 | 0 | 0 | 0 | 0 | 0 | 0 | 0 | 0 | 0 | 0 | 0 | 0 | 0
F4_Industrial_Agriculture_New_Process_Natural Gas_Process - Insulate Heated Process Fluids_A_Achievable Economic UCT Potential | F4 | Industrial | Agriculture | New | Process | Natural Gas | Process - Insulate Heated Process Fluids | A | Standalone Impact on Baseline Energy (%) | Achievable Economic UCT Potential | 0% | 0% | 0.04835% | 0.07605% | 0.1017% | 0.1245% | 0.1565% | 0.1794% | 0.1935% | 0.1991% | 0.2056% | 0.2064% | 0.205% | 0.1998% | 0.1985% | 0.194% | 0.189% | 0.1821% | 0.175% | 0.167% | 0.1599% | 0.1534%
F5_Industrial_Agriculture_New_Process_Natural Gas_Process - Insulate Heated Process Fluids_A_Achievable Economic UCT Potential | F5 | Industrial | Agriculture | New | Process | Natural Gas | Process - Insulate Heated Process Fluids | A | Standalone Impact on Baseline Summer Peak (%) | Achievable Economic UCT Potential | bar: 2019 to 2040
F6_Industrial_Agriculture_New_Process_Natural Gas_Process - Insulate Heated Process Fluids_A_Achievable Economic UCT Potential | F6 | Industrial | Agriculture | New | Process | Natural Gas | Process - Insulate Heated Process Fluids | A | Standalone Impact on Baseline Winter Peak (%) | Achievable Economic UCT Potential | bar: 2019 to 2040
F7_Industrial_Agriculture_New_Process_Natural Gas_Process - Insulate Heated Process Fluids_A_Achievable Economic UCT Potential | F7 | Industrial | Agriculture | New | Process | Natural Gas | Process - Insulate Heated Process Fluids | A | Incremental Energy Savings (MWh or mTherms) | Achievable Economic UCT Potential | 0 | 0 | 0.058398 | 0.10192 | 0.14533 | 0.19398 | 0.22329 | 0.23157 | 0.20944 | 0.18932 | 0.16442 | 0.14347 | 0.12419 | 0.10809 | 0.09122 | 0.07759 | 0.065761 | 0.056044 | 0.00039774 | 0.00014886 | 5.3006e-05 | 1.8019e-05
F8_Industrial_Agriculture_New_Process_Natural Gas_Process - Insulate Heated Process Fluids_A_Achievable Economic UCT Potential | F8 | Industrial | Agriculture | New | Process | Natural Gas | Process - Insulate Heated Process Fluids | A | Incremental Summer Peak Savings (MW) | Achievable Economic UCT Potential | 0 | 0 | 0 | 0 | 0 | 0 | 0 | 0 | 0 | 0 | 0 | 0 | 0 | 0 | 0 | 0 | 0 | 0 | 0 | 0 | 0 | 0
F9_Industrial_Agriculture_New_Process_Natural Gas_Process - Insulate Heated Process Fluids_A_Achievable Economic UCT Potential | F9 | Industrial | Agriculture | New | Process | Natural Gas | Process - Insulate Heated Process Fluids | A | Incremental Winter Peak Savings (MW) | Achievable Economic UCT Potential | 0 | 0 | 0 | 0 | 0 | 0 | 0 | 0 | 0 | 0 | 0 | 0 | 0 | 0 | 0 | 0 | 0 | 0 | 0 | 0 | 0 | 0
F10_Industrial_Agriculture_New_Process_Natural Gas_Process - Insulate Heated Process Fluids_A_Achievable Economic UCT Potential | F10 | Industrial | Agriculture | New | Process | Natural Gas | Process - Insulate Heated Process Fluids | A | Cumulative Energy Savings (MWh or mTherms) | Achievable Economic UCT Potential | 0 | 0 | 0.058398 | 0.16031 | 0.30564 | 0.49963 | 0.72291 | 0.95449 | 1.1639 | 1.3532 | 1.5177 | 1.6611 | 1.7853 | 1.8934 | 1.9846 | 2.0622 | 2.128 | 2.184 | 2.1844 | 2.1846 | 2.1846 | 2.1847
F11_Industrial_Agriculture_New_Process_Natural Gas_Process - Insulate Heated Process Fluids_A_Achievable Economic UCT Potential | F11 | Industrial | Agriculture | New | Process | Natural Gas | Process - Insulate Heated Process Fluids | A | Cumulative Summer Peak Savings (MW) | Achievable Economic UCT Potential | 0 | 0 | 0 | 0 | 0 | 0 | 0 | 0 | 0 | 0 | 0 | 0 | 0 | 0 | 0 | 0 | 0 | 0 | 0 | 0 | 0 | 0
F12_Industrial_Agriculture_New_Process_Natural Gas_Process - Insulate Heated Process Fluids_A_Achievable Economic UCT Potential | F12 | Industrial | Agriculture | New | Process | Natural Gas | Process - Insulate Heated Process Fluids | A | Cumulative Winter Peak Savings (MW) | Achievable Economic UCT Potential | 0 | 0 | 0 | 0 | 0 | 0 | 0 | 0 | 0 | 0 | 0 | 0 | 0 | 0 | 0 | 0 | 0 | 0 | 0 | 0 | 0 | 0
F13_Industrial_Agriculture_New_Process_Natural Gas_Process - Insulate Heated Process Fluids_A_Achievable Economic UCT Potential | F13 | Industrial | Agriculture | New | Process | Natural Gas | Process - Insulate Heated Process Fluids | A | Purchases (Incremental) | Achievable Economic UCT Potential | 0 | 0 | 4.2911 | 7.4888 | 10.6786 | 14.2539 | 16.4071 | 17.016 | 15.3898 | 13.9109 | 12.0815 | 10.5419 | 9.1256 | 7.9427 | 6.7028 | 5.7013 | 4.8321 | 4.1181 | 0.029226 | 0.010938 | 0.0038949 | 0.001324
F14_Industrial_Agriculture_New_Process_Natural Gas_Process - Insulate Heated Process Fluids_A_Achievable Economic UCT Potential | F14 | Industrial | Agriculture | New | Process | Natural Gas | Process - Insulate Heated Process Fluids | A | Purchases (Cumulative) | Achievable Economic UCT Potential | 0 | 0 | 4.2911 | 11.7799 | 22.4585 | 36.7124 | 53.1195 | 70.1355 | 85.5253 | 99.4362 | 111.5177 | 122.0596 | 131.1852 | 139.1278 | 145.8307 | 151.532 | 156.3641 | 160.4822 | 160.5114 | 160.5223 | 160.5262 | 160.5275
F1_Industrial_Agriculture_New_Process_Natural Gas_Process Heat Recovery_A_Achievable Economic UCT Potential | F1 | Industrial | Agriculture | New | Process | Natural Gas | Process Heat Recovery | A | Original Unit Energy Savings (kWh or therms) | Achievable Economic UCT Potential | 0 | 0 | 0.13629 | 0.13629 | 0.13629 | 0.13629 | 0.13629 | 0.13629 | 0.13629 | 0.13629 | 0.13629 | 0.13629 | 0.13629 | 0.13629 | 0.13629 | 0.13629 | 0.13629 | 0.13629 | 0.13629 | 0.13629 | 0.13629 | 0.13629
F2_Industrial_Agriculture_New_Process_Natural Gas_Process Heat Recovery_A_Achievable Economic UCT Potential | F2 | Industrial | Agriculture | New | Process | Natural Gas | Process Heat Recovery | A | Original Unit Summer Peak Savings (kW) | Achievable Economic UCT Potential | 0 | 0 | 0 | 0 | 0 | 0 | 0 | 0 | 0 | 0 | 0 | 0 | 0 | 0 | 0 | 0 | 0 | 0 | 0 | 0 | 0 | 0
F3_Industrial_Agriculture_New_Process_Natural Gas_Process Heat Recovery_A_Achievable Economic UCT Potential | F3 | Industrial | Agriculture | New | Process | Natural Gas | Process Heat Recovery | A | Original Unit Winter Peak Savings (kW) | Achievable Economic UCT Potential | 0 | 0 | 0 | 0 | 0 | 0 | 0 | 0 | 0 | 0 | 0 | 0 | 0 | 0 | 0 | 0 | 0 | 0 | 0 | 0 | 0 | 0
F4_Industrial_Agriculture_New_Process_Natural Gas_Process Heat Recovery_A_Achievable Economic UCT Potential | F4 | Industrial | Agriculture | New | Process | Natural Gas | Process Heat Recovery | A | Standalone Impact on Baseline Energy (%) | Achievable Economic UCT Potential | bar: 2019 to 2040
F5_Industrial_Agriculture_New_Process_Natural Gas_Process Heat Recovery_A_Achievable Economic UCT Potential | F5 | Industrial | Agriculture | New | Process | Natural Gas | Process Heat Recovery | A | Standalone Impact on Baseline Summer Peak (%) | Achievable Economic UCT Potential | bar: 2019 to 2040
F6_Industrial_Agriculture_New_Process_Natural Gas_Process Heat Recovery_A_Achievable Economic UCT Potential | F6 | Industrial | Agriculture | New | Process | Natural Gas | Process Heat Recovery | A | Standalone Impact on Baseline Winter Peak (%) | Achievable Economic UCT Potential | bar: 2019 to 2040
F7_Industrial_Agriculture_New_Process_Natural Gas_Process Heat Recovery_A_Achievable Economic UCT Potential | F7 | Industrial | Agriculture | New | Process | Natural Gas | Process Heat Recovery | A | Incremental Energy Savings (MWh or mTherms) | Achievable Economic UCT Potential | 0 | 0 | 0 | 0 | 0 | 0 | 0 | 0 | 0 | 0 | 0 | 0 | 0 | 0 | 0 | 0 | 0 | 0 | 0 | 0 | 0 | 0
F8_Industrial_Agriculture_New_Process_Natural Gas_Process Heat Recovery_A_Achievable Economic UCT Potential | F8 | Industrial | Agriculture | New | Process | Natural Gas | Process Heat Recovery | A | Incremental Summer Peak Savings (MW) | Achievable Economic UCT Potential | 0 | 0 | 0 | 0 | 0 | 0 | 0 | 0 | 0 | 0 | 0 | 0 | 0 | 0 | 0 | 0 | 0 | 0 | 0 | 0 | 0 | 0
F9_Industrial_Agriculture_New_Process_Natural Gas_Process Heat Recovery_A_Achievable Economic UCT Potential | F9 | Industrial | Agriculture | New | Process | Natural Gas | Process Heat Recovery | A | Incremental Winter Peak Savings (MW) | Achievable Economic UCT Potential | 0 | 0 | 0 | 0 | 0 | 0 | 0 | 0 | 0 | 0 | 0 | 0 | 0 | 0 | 0 | 0 | 0 | 0 | 0 | 0 | 0 | 0
F10_Industrial_Agriculture_New_Process_Natural Gas_Process Heat Recovery_A_Achievable Economic UCT Potential | F10 | Industrial | Agriculture | New | Process | Natural Gas | Process Heat Recovery | A | Cumulative Energy Savings (MWh or mTherms) | Achievable Economic UCT Potential | 0 | 0 | 0 | 0 | 0 | 0 | 0 | 0 | 0 | 0 | 0 | 0 | 0 | 0 | 0 | 0 | 0 | 0 | 0 | 0 | 0 | 0
F11_Industrial_Agriculture_New_Process_Natural Gas_Process Heat Recovery_A_Achievable Economic UCT Potential | F11 | Industrial | Agriculture | New | Process | Natural Gas | Process Heat Recovery | A | Cumulative Summer Peak Savings (MW) | Achievable Economic UCT Potential | 0 | 0 | 0 | 0 | 0 | 0 | 0 | 0 | 0 | 0 | 0 | 0 | 0 | 0 | 0 | 0 | 0 | 0 | 0 | 0 | 0 | 0
F12_Industrial_Agriculture_New_Process_Natural Gas_Process Heat Recovery_A_Achievable Economic UCT Potential | F12 | Industrial | Agriculture | New | Process | Natural Gas | Process Heat Recovery | A | Cumulative Winter Peak Savings (MW) | Achievable Economic UCT Potential | 0 | 0 | 0 | 0 | 0 | 0 | 0 | 0 | 0 | 0 | 0 | 0 | 0 | 0 | 0 | 0 | 0 | 0 | 0 | 0 | 0 | 0
F13_Industrial_Agriculture_New_Process_Natural Gas_Process Heat Recovery_A_Achievable Economic UCT Potential | F13 | Industrial | Agriculture | New | Process | Natural Gas | Process Heat Recovery | A | Purchases (Incremental) | Achievable Economic UCT Potential | 0 | 0 | 0 | 0 | 0 | 0 | 0 | 0 | 0 | 0 | 0 | 0 | 0 | 0 | 0 | 0 | 0 | 0 | 0 | 0 | 0 | 0
F14_Industrial_Agriculture_New_Process_Natural Gas_Process Heat Recovery_A_Achievable Economic UCT Potential | F14 | Industrial | Agriculture | New | Process | Natural Gas | Process Heat Recovery | A | Purchases (Cumulative) | Achievable Economic UCT Potential | 0 | 0 | 0 | 0 | 0 | 0 | 0 | 0 | 0 | 0 | 0 | 0 | 0 | 0 | 0 | 0 | 0 | 0 | 0 | 0 | 0 | 0
F1_Industrial_Agriculture_New_Space Heating_Natural Gas_Building Automation System_A_Achievable Economic UCT Potential | F1 | Industrial | Agriculture | New | Space Heating | Natural Gas | Building Automation System | A | Original Unit Energy Savings (kWh or therms) | Achievable Economic UCT Potential | 0 | 0 | 0.01486 | 0.01486 | 0.01486 | 0.01486 | 0.01486 | 0.01486 | 0.01486 | 0.01486 | 0.01486 | 0.01486 | 0.01486 | 0.01486 | 0.01486 | 0.01486 | 0.01486 | 0.01486 | 0.01486 | 0.01486 | 0.01486 | 0.01486
F2_Industrial_Agriculture_New_Space Heating_Natural Gas_Building Automation System_A_Achievable Economic UCT Potential | F2 | Industrial | Agriculture | New | Space Heating | Natural Gas | Building Automation System | A | Original Unit Summer Peak Savings (kW) | Achievable Economic UCT Potential | 0 | 0 | 0 | 0 | 0 | 0 | 0 | 0 | 0 | 0 | 0 | 0 | 0 | 0 | 0 | 0 | 0 | 0 | 0 | 0 | 0 | 0
F3_Industrial_Agriculture_New_Space Heating_Natural Gas_Building Automation System_A_Achievable Economic UCT Potential | F3 | Industrial | Agriculture | New | Space Heating | Natural Gas | Building Automation System | A | Original Unit Winter Peak Savings (kW) | Achievable Economic UCT Potential | 0 | 0 | 0 | 0 | 0 | 0 | 0 | 0 | 0 | 0 | 0 | 0 | 0 | 0 | 0 | 0 | 0 | 0 | 0 | 0 | 0 | 0
F4_Industrial_Agriculture_New_Space Heating_Natural Gas_Building Automation System_A_Achievable Economic UCT Potential | F4 | Industrial | Agriculture | New | Space Heating | Natural Gas | Building Automation System | A | Standalone Impact on Baseline Energy (%) | Achievable Economic UCT Potential | 0% | 0% | 0.01308% | 0.03364% | 0.07001% | 0.128% | 0.2258% | 0.3601% | 0.5418% | 0.7689% | 1.066% | 1.4% | 1.767% | 2.128% | 2.523% | 2.85% | 3.11% | 3.265% | 3.398% | 3.416% | 3.365% | 3.268%
F5_Industrial_Agriculture_New_Space Heating_Natural Gas_Building Automation System_A_Achievable Economic UCT Potential | F5 | Industrial | Agriculture | New | Space Heating | Natural Gas | Building Automation System | A | Standalone Impact on Baseline Summer Peak (%) | Achievable Economic UCT Potential | bar: 2019 to 2040
F6_Industrial_Agriculture_New_Space Heating_Natural Gas_Building Automation System_A_Achievable Economic UCT Potential | F6 | Industrial | Agriculture | New | Space Heating | Natural Gas | Building Automation System | A | Standalone Impact on Baseline Winter Peak (%) | Achievable Economic UCT Potential | bar: 2019 to 2040
F7_Industrial_Agriculture_New_Space Heating_Natural Gas_Building Automation System_A_Achievable Economic UCT Potential | F7 | Industrial | Agriculture | New | Space Heating | Natural Gas | Building Automation System | A | Incremental Energy Savings (MWh or mTherms) | Achievable Economic UCT Potential | 0 | 0 | 0.0072748 | 0.025378 | 0.064254 | 0.13951 | 0.24375 | 0.40228 | 0.61865 | 0.90615 | 1.2167 | 1.5649 | 1.8998 | 2.1988 | 2.3292 | 2.3345 | 2.1745 | 1.9157 | 1.5243 | 1.1059 | 0.73797 | 0.50173
F8_Industrial_Agriculture_New_Space Heating_Natural Gas_Building Automation System_A_Achievable Economic UCT Potential | F8 | Industrial | Agriculture | New | Space Heating | Natural Gas | Building Automation System | A | Incremental Summer Peak Savings (MW) | Achievable Economic UCT Potential | 0 | 0 | 0 | 0 | 0 | 0 | 0 | 0 | 0 | 0 | 0 | 0 | 0 | 0 | 0 | 0 | 0 | 0 | 0 | 0 | 0 | 0
F9_Industrial_Agriculture_New_Space Heating_Natural Gas_Building Automation System_A_Achievable Economic UCT Potential | F9 | Industrial | Agriculture | New | Space Heating | Natural Gas | Building Automation System | A | Incremental Winter Peak Savings (MW) | Achievable Economic UCT Potential | 0 | 0 | 0 | 0 | 0 | 0 | 0 | 0 | 0 | 0 | 0 | 0 | 0 | 0 | 0 | 0 | 0 | 0 | 0 | 0 | 0 | 0
F10_Industrial_Agriculture_New_Space Heating_Natural Gas_Building Automation System_A_Achievable Economic UCT Potential | F10 | Industrial | Agriculture | New | Space Heating | Natural Gas | Building Automation System | A | Cumulative Energy Savings (MWh or mTherms) | Achievable Economic UCT Potential | 0 | 0 | 0.0072748 | 0.032653 | 0.096907 | 0.23642 | 0.48017 | 0.88245 | 1.5011 | 2.4072 | 3.624 | 5.1889 | 7.0887 | 9.2876 | 11.6168 | 13.9513 | 16.1258 | 18.0342 | 19.5331 | 20.5747 | 21.1732 | 21.4311
F11_Industrial_Agriculture_New_Space Heating_Natural Gas_Building Automation System_A_Achievable Economic UCT Potential | F11 | Industrial | Agriculture | New | Space Heating | Natural Gas | Building Automation System | A | Cumulative Summer Peak Savings (MW) | Achievable Economic UCT Potential | 0 | 0 | 0 | 0 | 0 | 0 | 0 | 0 | 0 | 0 | 0 | 0 | 0 | 0 | 0 | 0 | 0 | 0 | 0 | 0 | 0 | 0
F12_Industrial_Agriculture_New_Space Heating_Natural Gas_Building Automation System_A_Achievable Economic UCT Potential | F12 | Industrial | Agriculture | New | Space Heating | Natural Gas | Building Automation System | A | Cumulative Winter Peak Savings (MW) | Achievable Economic UCT Potential | 0 | 0 | 0 | 0 | 0 | 0 | 0 | 0 | 0 | 0 | 0 | 0 | 0 | 0 | 0 | 0 | 0 | 0 | 0 | 0 | 0 | 0
F13_Industrial_Agriculture_New_Space Heating_Natural Gas_Building Automation System_A_Achievable Economic UCT Potential | F13 | Industrial | Agriculture | New | Space Heating | Natural Gas | Building Automation System | A | Purchases (Incremental) | Achievable Economic UCT Potential | 0 | 0 | 489.5435 | 1707.7815 | 4323.8203 | 9388.0962 | 16402.3914 | 27070.6155 | 41630.3868 | 60977.4901 | 81875.6488 | 105308.3763 | 127844.2272 | 147966.4049 | 156738.2058 | 157094.158 | 146328.3567 | 128913.4765 | 102572.0472 | 74416.2173 | 49659.7389 | 33762.7387
F14_Industrial_Agriculture_New_Space Heating_Natural Gas_Building Automation System_A_Achievable Economic UCT Potential | F14 | Industrial | Agriculture | New | Space Heating | Natural Gas | Building Automation System | A | Purchases (Cumulative) | Achievable Economic UCT Potential | 0 | 0 | 489.5435 | 2197.325 | 6521.1453 | 15909.2416 | 32311.633 | 59382.2486 | 101012.6354 | 161990.1255 | 243865.7744 | 349174.1506 | 477018.3779 | 624984.7828 | 781722.9886 | 938817.1466 | 1085145.5033 | 1213569.4363 | 1314433.7019 | 1384526.0989 | 1424797.7416 | 1442158.0888
F1_Industrial_Agriculture_New_Space Heating_Natural Gas_Steam System Efficiency Improvements_A_Achievable Economic UCT Potential | F1 | Industrial | Agriculture | New | Space Heating | Natural Gas | Steam System Efficiency Improvements | A | Original Unit Energy Savings (kWh or therms) | Achievable Economic UCT Potential | 0 | 0 | 0.13322 | 0.13322 | 0.13322 | 0.13322 | 0.13322 | 0.13322 | 0.13322 | 0.13322 | 0.13322 | 0.13322 | 0.13322 | 0.13322 | 0.13322 | 0.13322 | 0.13322 | 0.13322 | 0.13322 | 0.13322 | 0.13322 | 0.13322
F2_Industrial_Agriculture_New_Space Heating_Natural Gas_Steam System Efficiency Improvements_A_Achievable Economic UCT Potential | F2 | Industrial | Agriculture | New | Space Heating | Natural Gas | Steam System Efficiency Improvements | A | Original Unit Summer Peak Savings (kW) | Achievable Economic UCT Potential | 0 | 0 | 0 | 0 | 0 | 0 | 0 | 0 | 0 | 0 | 0 | 0 | 0 | 0 | 0 | 0 | 0 | 0 | 0 | 0 | 0 | 0
F3_Industrial_Agriculture_New_Space Heating_Natural Gas_Steam System Efficiency Improvements_A_Achievable Economic UCT Potential | F3 | Industrial | Agriculture | New | Space Heating | Natural Gas | Steam System Efficiency Improvements | A | Original Unit Winter Peak Savings (kW) | Achievable Economic UCT Potential | 0 | 0 | 0 | 0 | 0 | 0 | 0 | 0 | 0 | 0 | 0 | 0 | 0 | 0 | 0 | 0 | 0 | 0 | 0 | 0 | 0 | 0
F4_Industrial_Agriculture_New_Space Heating_Natural Gas_Steam System Efficiency Improvements_A_Achievable Economic UCT Potential | F4 | Industrial | Agriculture | New | Space Heating | Natural Gas | Steam System Efficiency Improvements | A | Standalone Impact on Baseline Energy (%) | Achievable Economic UCT Potential | 0% | 0% | 0.0008309% | 0.002137% | 0.004448% | 0.008129% | 0.01434% | 0.02269% | 0.03367% | 0.04689% | 0.06333% | 0.08071% | 0.09831% | 0.1134% | 0.1271% | 0.1341% | 0.134% | 0.1259% | 0.121% | 0.1155% | 0.1105% | 0.106%
F5_Industrial_Agriculture_New_Space Heating_Natural Gas_Steam System Efficiency Improvements_A_Achievable Economic UCT Potential | F5 | Industrial | Agriculture | New | Space Heating | Natural Gas | Steam System Efficiency Improvements | A | Standalone Impact on Baseline Summer Peak (%) | Achievable Economic UCT Potential | bar: 2019 to 2040
F6_Industrial_Agriculture_New_Space Heating_Natural Gas_Steam System Efficiency Improvements_A_Achievable Economic UCT Potential | F6 | Industrial | Agriculture | New | Space Heating | Natural Gas | Steam System Efficiency Improvements | A | Standalone Impact on Baseline Winter Peak (%) | Achievable Economic UCT Potential | bar: 2019 to 2040
F7_Industrial_Agriculture_New_Space Heating_Natural Gas_Steam System Efficiency Improvements_A_Achievable Economic UCT Potential | F7 | Industrial | Agriculture | New | Space Heating | Natural Gas | Steam System Efficiency Improvements | A | Incremental Energy Savings (MWh or mTherms) | Achievable Economic UCT Potential | 0 | 0 | 0.00046221 | 0.0016124 | 0.0040824 | 0.0088639 | 0.015487 | 0.025559 | 0.039306 | 0.057573 | 0.077304 | 0.099428 | 0.12071 | 0.1397 | 0.14799 | 0.14832 | 0.13816 | 0.12172 | 0.14132 | 0.15207 | 0.15719 | 0.15364
F8_Industrial_Agriculture_New_Space Heating_Natural Gas_Steam System Efficiency Improvements_A_Achievable Economic UCT Potential | F8 | Industrial | Agriculture | New | Space Heating | Natural Gas | Steam System Efficiency Improvements | A | Incremental Summer Peak Savings (MW) | Achievable Economic UCT Potential | 0 | 0 | 0 | 0 | 0 | 0 | 0 | 0 | 0 | 0 | 0 | 0 | 0 | 0 | 0 | 0 | 0 | 0 | 0 | 0 | 0 | 0
F9_Industrial_Agriculture_New_Space Heating_Natural Gas_Steam System Efficiency Improvements_A_Achievable Economic UCT Potential | F9 | Industrial | Agriculture | New | Space Heating | Natural Gas | Steam System Efficiency Improvements | A | Incremental Winter Peak Savings (MW) | Achievable Economic UCT Potential | 0 | 0 | 0 | 0 | 0 | 0 | 0 | 0 | 0 | 0 | 0 | 0 | 0 | 0 | 0 | 0 | 0 | 0 | 0 | 0 | 0 | 0
F10_Industrial_Agriculture_New_Space Heating_Natural Gas_Steam System Efficiency Improvements_A_Achievable Economic UCT Potential | F10 | Industrial | Agriculture | New | Space Heating | Natural Gas | Steam System Efficiency Improvements | A | Cumulative Energy Savings (MWh or mTherms) | Achievable Economic UCT Potential | 0 | 0 | 0.00046221 | 0.0020746 | 0.006157 | 0.015021 | 0.030507 | 0.055604 | 0.093298 | 0.14679 | 0.21523 | 0.29917 | 0.39432 | 0.49472 | 0.58513 | 0.65615 | 0.69488 | 0.69543 | 0.69543 | 0.69543 | 0.69543 | 0.69543
F11_Industrial_Agriculture_New_Space Heating_Natural Gas_Steam System Efficiency Improvements_A_Achievable Economic UCT Potential | F11 | Industrial | Agriculture | New | Space Heating | Natural Gas | Steam System Efficiency Improvements | A | Cumulative Summer Peak Savings (MW) | Achievable Economic UCT Potential | 0 | 0 | 0 | 0 | 0 | 0 | 0 | 0 | 0 | 0 | 0 | 0 | 0 | 0 | 0 | 0 | 0 | 0 | 0 | 0 | 0 | 0
F12_Industrial_Agriculture_New_Space Heating_Natural Gas_Steam System Efficiency Improvements_A_Achievable Economic UCT Potential | F12 | Industrial | Agriculture | New | Space Heating | Natural Gas | Steam System Efficiency Improvements | A | Cumulative Winter Peak Savings (MW) | Achievable Economic UCT Potential | 0 | 0 | 0 | 0 | 0 | 0 | 0 | 0 | 0 | 0 | 0 | 0 | 0 | 0 | 0 | 0 | 0 | 0 | 0 | 0 | 0 | 0
F13_Industrial_Agriculture_New_Space Heating_Natural Gas_Steam System Efficiency Improvements_A_Achievable Economic UCT Potential | F13 | Industrial | Agriculture | New | Space Heating | Natural Gas | Steam System Efficiency Improvements | A | Purchases (Incremental) | Achievable Economic UCT Potential | 0 | 0 | 3.4695 | 12.1033 | 30.6434 | 66.5346 | 116.2458 | 191.8528 | 295.0396 | 432.1549 | 580.2627 | 746.3333 | 906.0477 | 1048.656 | 1110.8228 | 1113.3455 | 1037.047 | 913.6256 | 1060.7593 | 1141.4663 | 1179.8801 | 1153.2927
F14_Industrial_Agriculture_New_Space Heating_Natural Gas_Steam System Efficiency Improvements_A_Achievable Economic UCT Potential | F14 | Industrial | Agriculture | New | Space Heating | Natural Gas | Steam System Efficiency Improvements | A | Purchases (Cumulative) | Achievable Economic UCT Potential | 0 | 0 | 3.4695 | 15.5727 | 46.2162 | 112.7507 | 228.9965 | 417.3798 | 700.3162 | 1101.8277 | 1615.5558 | 2245.6434 | 2959.8383 | 3713.4547 | 4392.1226 | 4925.2054 | 5215.919 | 5220.0274 | 5220.0274 | 5220.0274 | 5220.0274 | 5220.0274
F1_Industrial_Agriculture_New_Process_Natural Gas_Steam System Efficiency Improvements_A_Achievable Economic UCT Potential | F1 | Industrial | Agriculture | New | Process | Natural Gas | Steam System Efficiency Improvements | A | Original Unit Energy Savings (kWh or therms) | Achievable Economic UCT Potential | 0 | 0 | 0.18594 | 0.18594 | 0.18594 | 0.18594 | 0.18594 | 0.18594 | 0.18594 | 0.18594 | 0.18594 | 0.18594 | 0.18594 | 0.18594 | 0.18594 | 0.18594 | 0.18594 | 0.18594 | 0.18594 | 0.18594 | 0.18594 | 0.18594
F2_Industrial_Agriculture_New_Process_Natural Gas_Steam System Efficiency Improvements_A_Achievable Economic UCT Potential | F2 | Industrial | Agriculture | New | Process | Natural Gas | Steam System Efficiency Improvements | A | Original Unit Summer Peak Savings (kW) | Achievable Economic UCT Potential | 0 | 0 | 0 | 0 | 0 | 0 | 0 | 0 | 0 | 0 | 0 | 0 | 0 | 0 | 0 | 0 | 0 | 0 | 0 | 0 | 0 | 0
F3_Industrial_Agriculture_New_Process_Natural Gas_Steam System Efficiency Improvements_A_Achievable Economic UCT Potential | F3 | Industrial | Agriculture | New | Process | Natural Gas | Steam System Efficiency Improvements | A | Original Unit Winter Peak Savings (kW) | Achievable Economic UCT Potential | 0 | 0 | 0 | 0 | 0 | 0 | 0 | 0 | 0 | 0 | 0 | 0 | 0 | 0 | 0 | 0 | 0 | 0 | 0 | 0 | 0 | 0
F4_Industrial_Agriculture_New_Process_Natural Gas_Steam System Efficiency Improvements_A_Achievable Economic UCT Potential | F4 | Industrial | Agriculture | New | Process | Natural Gas | Steam System Efficiency Improvements | A | Standalone Impact on Baseline Energy (%) | Achievable Economic UCT Potential | bar: 2019 to 2040
F5_Industrial_Agriculture_New_Process_Natural Gas_Steam System Efficiency Improvements_A_Achievable Economic UCT Potential | F5 | Industrial | Agriculture | New | Process | Natural Gas | Steam System Efficiency Improvements | A | Standalone Impact on Baseline Summer Peak (%) | Achievable Economic UCT Potential | bar: 2019 to 2040
F6_Industrial_Agriculture_New_Process_Natural Gas_Steam System Efficiency Improvements_A_Achievable Economic UCT Potential | F6 | Industrial | Agriculture | New | Process | Natural Gas | Steam System Efficiency Improvements | A | Standalone Impact on Baseline Winter Peak (%) | Achievable Economic UCT Potential | bar: 2019 to 2040
F7_Industrial_Agriculture_New_Process_Natural Gas_Steam System Efficiency Improvements_A_Achievable Economic UCT Potential | F7 | Industrial | Agriculture | New | Process | Natural Gas | Steam System Efficiency Improvements | A | Incremental Energy Savings (MWh or mTherms) | Achievable Economic UCT Potential | 0 | 0 | 0 | 0 | 0 | 0 | 0 | 0 | 0 | 0 | 0 | 0 | 0 | 0 | 0 | 0 | 0 | 0 | 0 | 0 | 0 | 0
F8_Industrial_Agriculture_New_Process_Natural Gas_Steam System Efficiency Improvements_A_Achievable Economic UCT Potential | F8 | Industrial | Agriculture | New | Process | Natural Gas | Steam System Efficiency Improvements | A | Incremental Summer Peak Savings (MW) | Achievable Economic UCT Potential | 0 | 0 | 0 | 0 | 0 | 0 | 0 | 0 | 0 | 0 | 0 | 0 | 0 | 0 | 0 | 0 | 0 | 0 | 0 | 0 | 0 | 0
F9_Industrial_Agriculture_New_Process_Natural Gas_Steam System Efficiency Improvements_A_Achievable Economic UCT Potential | F9 | Industrial | Agriculture | New | Process | Natural Gas | Steam System Efficiency Improvements | A | Incremental Winter Peak Savings (MW) | Achievable Economic UCT Potential | 0 | 0 | 0 | 0 | 0 | 0 | 0 | 0 | 0 | 0 | 0 | 0 | 0 | 0 | 0 | 0 | 0 | 0 | 0 | 0 | 0 | 0
F10_Industrial_Agriculture_New_Process_Natural Gas_Steam System Efficiency Improvements_A_Achievable Economic UCT Potential | F10 | Industrial | Agriculture | New | Process | Natural Gas | Steam System Efficiency Improvements | A | Cumulative Energy Savings (MWh or mTherms) | Achievable Economic UCT Potential | 0 | 0 | 0 | 0 | 0 | 0 | 0 | 0 | 0 | 0 | 0 | 0 | 0 | 0 | 0 | 0 | 0 | 0 | 0 | 0 | 0 | 0
F11_Industrial_Agriculture_New_Process_Natural Gas_Steam System Efficiency Improvements_A_Achievable Economic UCT Potential | F11 | Industrial | Agriculture | New | Process | Natural Gas | Steam System Efficiency Improvements | A | Cumulative Summer Peak Savings (MW) | Achievable Economic UCT Potential | 0 | 0 | 0 | 0 | 0 | 0 | 0 | 0 | 0 | 0 | 0 | 0 | 0 | 0 | 0 | 0 | 0 | 0 | 0 | 0 | 0 | 0
F12_Industrial_Agriculture_New_Process_Natural Gas_Steam System Efficiency Improvements_A_Achievable Economic UCT Potential | F12 | Industrial | Agriculture | New | Process | Natural Gas | Steam System Efficiency Improvements | A | Cumulative Winter Peak Savings (MW) | Achievable Economic UCT Potential | 0 | 0 | 0 | 0 | 0 | 0 | 0 | 0 | 0 | 0 | 0 | 0 | 0 | 0 | 0 | 0 | 0 | 0 | 0 | 0 | 0 | 0
F13_Industrial_Agriculture_New_Process_Natural Gas_Steam System Efficiency Improvements_A_Achievable Economic UCT Potential | F13 | Industrial | Agriculture | New | Process | Natural Gas | Steam System Efficiency Improvements | A | Purchases (Incremental) | Achievable Economic UCT Potential | 0 | 0 | 0 | 0 | 0 | 0 | 0 | 0 | 0 | 0 | 0 | 0 | 0 | 0 | 0 | 0 | 0 | 0 | 0 | 0 | 0 | 0
F14_Industrial_Agriculture_New_Process_Natural Gas_Steam System Efficiency Improvements_A_Achievable Economic UCT Potential | F14 | Industrial | Agriculture | New | Process | Natural Gas | Steam System Efficiency Improvements | A | Purchases (Cumulative) | Achievable Economic UCT Potential | 0 | 0 | 0 | 0 | 0 | 0 | 0 | 0 | 0 | 0 | 0 | 0 | 0 | 0 | 0 | 0 | 0 | 0 | 0 | 0 | 0 | 0
F1_Industrial_Agriculture_New_Space Heating_Natural Gas_Strategic Energy Management_A_Achievable Economic UCT Potential | F1 | Industrial | Agriculture | New | Space Heating | Natural Gas | Strategic Energy Management | A | Original Unit Energy Savings (kWh or therms) | Achievable Economic UCT Potential | 0 | 0 | 3.9186 | 3.9186 | 3.9186 | 3.9186 | 3.9186 | 3.9186 | 3.9186 | 3.9186 | 3.9186 | 3.9186 | 3.9186 | 3.9186 | 3.9186 | 3.9186 | 3.9186 | 3.9186 | 3.9186 | 3.9186 | 3.9186 | 3.9186
F2_Industrial_Agriculture_New_Space Heating_Natural Gas_Strategic Energy Management_A_Achievable Economic UCT Potential | F2 | Industrial | Agriculture | New | Space Heating | Natural Gas | Strategic Energy Management | A | Original Unit Summer Peak Savings (kW) | Achievable Economic UCT Potential | 0 | 0 | 0 | 0 | 0 | 0 | 0 | 0 | 0 | 0 | 0 | 0 | 0 | 0 | 0 | 0 | 0 | 0 | 0 | 0 | 0 | 0
F3_Industrial_Agriculture_New_Space Heating_Natural Gas_Strategic Energy Management_A_Achievable Economic UCT Potential | F3 | Industrial | Agriculture | New | Space Heating | Natural Gas | Strategic Energy Management | A | Original Unit Winter Peak Savings (kW) | Achievable Economic UCT Potential | 0 | 0 | 0 | 0 | 0 | 0 | 0 | 0 | 0 | 0 | 0 | 0 | 0 | 0 | 0 | 0 | 0 | 0 | 0 | 0 | 0 | 0
F4_Industrial_Agriculture_New_Space Heating_Natural Gas_Strategic Energy Management_A_Achievable Economic UCT Potential | F4 | Industrial | Agriculture | New | Space Heating | Natural Gas | Strategic Energy Management | A | Standalone Impact on Baseline Energy (%) | Achievable Economic UCT Potential | 0% | 0% | 0.08224% | 0.1294% | 0.173% | 0.2118% | 0.2663% | 0.2946% | 0.314% | 0.3238% | 0.3358% | 0.3429% | 0.3489% | 0.3507% | 0.3588% | 0.3626% | 0.3657% | 0.3575% | 0.3495% | 0.334% | 0.3198% | 0.3067%
F5_Industrial_Agriculture_New_Space Heating_Natural Gas_Strategic Energy Management_A_Achievable Economic UCT Potential | F5 | Industrial | Agriculture | New | Space Heating | Natural Gas | Strategic Energy Management | A | Standalone Impact on Baseline Summer Peak (%) | Achievable Economic UCT Potential | bar: 2019 to 2040
F6_Industrial_Agriculture_New_Space Heating_Natural Gas_Strategic Energy Management_A_Achievable Economic UCT Potential | F6 | Industrial | Agriculture | New | Space Heating | Natural Gas | Strategic Energy Management | A | Standalone Impact on Baseline Winter Peak (%) | Achievable Economic UCT Potential | bar: 2019 to 2040
F7_Industrial_Agriculture_New_Space Heating_Natural Gas_Strategic Energy Management_A_Achievable Economic UCT Potential | F7 | Industrial | Agriculture | New | Space Heating | Natural Gas | Strategic Energy Management | A | Incremental Energy Savings (MWh or mTherms) | Achievable Economic UCT Potential | 0 | 0 | 0.045744 | 0.079833 | 0.11384 | 0.15195 | 0.1749 | 0.20155 | 0.22786 | 0.25746 | 0.2795 | 0.30485 | 0.32987 | 0.35888 | 0.37858 | 0.40252 | 0.42643 | 0.45428 | 0.47267 | 0.49533 | 0.55447 | 0.60134
F8_Industrial_Agriculture_New_Space Heating_Natural Gas_Strategic Energy Management_A_Achievable Economic UCT Potential | F8 | Industrial | Agriculture | New | Space Heating | Natural Gas | Strategic Energy Management | A | Incremental Summer Peak Savings (MW) | Achievable Economic UCT Potential | 0 | 0 | 0 | 0 | 0 | 0 | 0 | 0 | 0 | 0 | 0 | 0 | 0 | 0 | 0 | 0 | 0 | 0 | 0 | 0 | 0 | 0
F9_Industrial_Agriculture_New_Space Heating_Natural Gas_Strategic Energy Management_A_Achievable Economic UCT Potential | F9 | Industrial | Agriculture | New | Space Heating | Natural Gas | Strategic Energy Management | A | Incremental Winter Peak Savings (MW) | Achievable Economic UCT Potential | 0 | 0 | 0 | 0 | 0 | 0 | 0 | 0 | 0 | 0 | 0 | 0 | 0 | 0 | 0 | 0 | 0 | 0 | 0 | 0 | 0 | 0
F10_Industrial_Agriculture_New_Space Heating_Natural Gas_Strategic Energy Management_A_Achievable Economic UCT Potential | F10 | Industrial | Agriculture | New | Space Heating | Natural Gas | Strategic Energy Management | A | Cumulative Energy Savings (MWh or mTherms) | Achievable Economic UCT Potential | 0 | 0 | 0.045744 | 0.12558 | 0.23941 | 0.39137 | 0.56627 | 0.72208 | 0.8701 | 1.0137 | 1.1413 | 1.2712 | 1.3995 | 1.5306 | 1.6517 | 1.7747 | 1.8963 | 1.9749 | 2.0089 | 2.0118 | 2.0118 | 2.0118
F11_Industrial_Agriculture_New_Space Heating_Natural Gas_Strategic Energy Management_A_Achievable Economic UCT Potential | F11 | Industrial | Agriculture | New | Space Heating | Natural Gas | Strategic Energy Management | A | Cumulative Summer Peak Savings (MW) | Achievable Economic UCT Potential | 0 | 0 | 0 | 0 | 0 | 0 | 0 | 0 | 0 | 0 | 0 | 0 | 0 | 0 | 0 | 0 | 0 | 0 | 0 | 0 | 0 | 0
F12_Industrial_Agriculture_New_Space Heating_Natural Gas_Strategic Energy Management_A_Achievable Economic UCT Potential | F12 | Industrial | Agriculture | New | Space Heating | Natural Gas | Strategic Energy Management | A | Cumulative Winter Peak Savings (MW) | Achievable Economic UCT Potential | 0 | 0 | 0 | 0 | 0 | 0 | 0 | 0 | 0 | 0 | 0 | 0 | 0 | 0 | 0 | 0 | 0 | 0 | 0 | 0 | 0 | 0
F13_Industrial_Agriculture_New_Space Heating_Natural Gas_Strategic Energy Management_A_Achievable Economic UCT Potential | F13 | Industrial | Agriculture | New | Space Heating | Natural Gas | Strategic Energy Management | A | Purchases (Incremental) | Achievable Economic UCT Potential | 0 | 0 | 11.6738 | 20.3729 | 29.0507 | 38.7772 | 44.6349 | 51.4348 | 58.1491 | 65.7016 | 71.3267 | 77.7963 | 84.1801 | 91.5855 | 96.6116 | 102.7201 | 108.8239 | 115.9297 | 120.6232 | 126.4067 | 141.4973 | 153.4588
F14_Industrial_Agriculture_New_Space Heating_Natural Gas_Strategic Energy Management_A_Achievable Economic UCT Potential | F14 | Industrial | Agriculture | New | Space Heating | Natural Gas | Strategic Energy Management | A | Purchases (Cumulative) | Achievable Economic UCT Potential | 0 | 0 | 11.6738 | 32.0467 | 61.0974 | 99.8746 | 144.5095 | 184.2706 | 222.0468 | 258.6977 | 291.2472 | 324.4086 | 357.1539 | 390.5903 | 421.5003 | 452.8937 | 483.9213 | 503.997 | 512.6618 | 513.4062 | 513.4062 | 513.4062
F1_Industrial_Agriculture_New_Process_Natural Gas_Strategic Energy Management_A_Achievable Economic UCT Potential | F1 | Industrial | Agriculture | New | Process | Natural Gas | Strategic Energy Management | A | Original Unit Energy Savings (kWh or therms) | Achievable Economic UCT Potential | 0 | 0 | 1.4066 | 1.4066 | 1.4066 | 1.4066 | 1.4066 | 1.4066 | 1.4066 | 1.4066 | 1.4066 | 1.4066 | 1.4066 | 1.4066 | 1.4066 | 1.4066 | 1.4066 | 1.4066 | 1.4066 | 1.4066 | 1.4066 | 1.4066
F2_Industrial_Agriculture_New_Process_Natural Gas_Strategic Energy Management_A_Achievable Economic UCT Potential | F2 | Industrial | Agriculture | New | Process | Natural Gas | Strategic Energy Management | A | Original Unit Summer Peak Savings (kW) | Achievable Economic UCT Potential | 0 | 0 | 0 | 0 | 0 | 0 | 0 | 0 | 0 | 0 | 0 | 0 | 0 | 0 | 0 | 0 | 0 | 0 | 0 | 0 | 0 | 0
F3_Industrial_Agriculture_New_Process_Natural Gas_Strategic Energy Management_A_Achievable Economic UCT Potential | F3 | Industrial | Agriculture | New | Process | Natural Gas | Strategic Energy Management | A | Original Unit Winter Peak Savings (kW) | Achievable Economic UCT Potential | 0 | 0 | 0 | 0 | 0 | 0 | 0 | 0 | 0 | 0 | 0 | 0 | 0 | 0 | 0 | 0 | 0 | 0 | 0 | 0 | 0 | 0
F4_Industrial_Agriculture_New_Process_Natural Gas_Strategic Energy Management_A_Achievable Economic UCT Potential | F4 | Industrial | Agriculture | New | Process | Natural Gas | Strategic Energy Management | A | Standalone Impact on Baseline Energy (%) | Achievable Economic UCT Potential | 0% | 0% | 0.08224% | 0.1294% | 0.173% | 0.2118% | 0.2663% | 0.2946% | 0.314% | 0.3238% | 0.3358% | 0.3429% | 0.3489% | 0.3507% | 0.3588% | 0.3626% | 0.3657% | 0.3575% | 0.3495% | 0.334% | 0.3198% | 0.3067%
F5_Industrial_Agriculture_New_Process_Natural Gas_Strategic Energy Management_A_Achievable Economic UCT Potential | F5 | Industrial | Agriculture | New | Process | Natural Gas | Strategic Energy Management | A | Standalone Impact on Baseline Summer Peak (%) | Achievable Economic UCT Potential | bar: 2019 to 2040
F6_Industrial_Agriculture_New_Process_Natural Gas_Strategic Energy Management_A_Achievable Economic UCT Potential | F6 | Industrial | Agriculture | New | Process | Natural Gas | Strategic Energy Management | A | Standalone Impact on Baseline Winter Peak (%) | Achievable Economic UCT Potential | bar: 2019 to 2040
F7_Industrial_Agriculture_New_Process_Natural Gas_Strategic Energy Management_A_Achievable Economic UCT Potential | F7 | Industrial | Agriculture | New | Process | Natural Gas | Strategic Energy Management | A | Incremental Energy Savings (MWh or mTherms) | Achievable Economic UCT Potential | 0 | 0 | 0.09933 | 0.17335 | 0.24719 | 0.32995 | 0.37979 | 0.43765 | 0.49478 | 0.55905 | 0.60691 | 0.66196 | 0.71628 | 0.77929 | 0.82205 | 0.87403 | 0.92597 | 0.98643 | 1.0264 | 1.0756 | 1.204 | 1.3058
F8_Industrial_Agriculture_New_Process_Natural Gas_Strategic Energy Management_A_Achievable Economic UCT Potential | F8 | Industrial | Agriculture | New | Process | Natural Gas | Strategic Energy Management | A | Incremental Summer Peak Savings (MW) | Achievable Economic UCT Potential | 0 | 0 | 0 | 0 | 0 | 0 | 0 | 0 | 0 | 0 | 0 | 0 | 0 | 0 | 0 | 0 | 0 | 0 | 0 | 0 | 0 | 0
F9_Industrial_Agriculture_New_Process_Natural Gas_Strategic Energy Management_A_Achievable Economic UCT Potential | F9 | Industrial | Agriculture | New | Process | Natural Gas | Strategic Energy Management | A | Incremental Winter Peak Savings (MW) | Achievable Economic UCT Potential | 0 | 0 | 0 | 0 | 0 | 0 | 0 | 0 | 0 | 0 | 0 | 0 | 0 | 0 | 0 | 0 | 0 | 0 | 0 | 0 | 0 | 0
F10_Industrial_Agriculture_New_Process_Natural Gas_Strategic Energy Management_A_Achievable Economic UCT Potential | F10 | Industrial | Agriculture | New | Process | Natural Gas | Strategic Energy Management | A | Cumulative Energy Savings (MWh or mTherms) | Achievable Economic UCT Potential | 0 | 0 | 0.09933 | 0.27268 | 0.51987 | 0.84982 | 1.2296 | 1.5679 | 1.8894 | 2.2012 | 2.4782 | 2.7603 | 3.039 | 3.3235 | 3.5865 | 3.8536 | 4.1176 | 4.2884 | 4.3622 | 4.3685 | 4.3685 | 4.3685
F11_Industrial_Agriculture_New_Process_Natural Gas_Strategic Energy Management_A_Achievable Economic UCT Potential | F11 | Industrial | Agriculture | New | Process | Natural Gas | Strategic Energy Management | A | Cumulative Summer Peak Savings (MW) | Achievable Economic UCT Potential | 0 | 0 | 0 | 0 | 0 | 0 | 0 | 0 | 0 | 0 | 0 | 0 | 0 | 0 | 0 | 0 | 0 | 0 | 0 | 0 | 0 | 0
F12_Industrial_Agriculture_New_Process_Natural Gas_Strategic Energy Management_A_Achievable Economic UCT Potential | F12 | Industrial | Agriculture | New | Process | Natural Gas | Strategic Energy Management | A | Cumulative Winter Peak Savings (MW) | Achievable Economic UCT Potential | 0 | 0 | 0 | 0 | 0 | 0 | 0 | 0 | 0 | 0 | 0 | 0 | 0 | 0 | 0 | 0 | 0 | 0 | 0 | 0 | 0 | 0
F13_Industrial_Agriculture_New_Process_Natural Gas_Strategic Energy Management_A_Achievable Economic UCT Potential | F13 | Industrial | Agriculture | New | Process | Natural Gas | Strategic Energy Management | A | Purchases (Incremental) | Achievable Economic UCT Potential | 0 | 0 | 70.6195 | 123.2443 | 175.74 | 234.5794 | 270.0148 | 311.1507 | 351.7681 | 397.4565 | 431.4849 | 470.6222 | 509.2405 | 554.0388 | 584.4436 | 621.3963 | 658.3211 | 701.3066 | 729.6997 | 764.6868 | 855.9757 | 928.336
F14_Industrial_Agriculture_New_Process_Natural Gas_Strategic Energy Management_A_Achievable Economic UCT Potential | F14 | Industrial | Agriculture | New | Process | Natural Gas | Strategic Energy Management | A | Purchases (Cumulative) | Achievable Economic UCT Potential | 0 | 0 | 70.6195 | 193.8638 | 369.6038 | 604.1832 | 874.198 | 1114.7292 | 1343.253 | 1564.9695 | 1761.875 | 1962.4824 | 2160.5723 | 2362.8429 | 2549.8301 | 2739.7415 | 2927.4404 | 3048.8869 | 3101.3035 | 3105.8067 | 3105.8067 | 3105.8067
F1_Industrial_Agriculture_New_Miscellaneous_Natural Gas_Strategic Energy Management_A_Achievable Economic UCT Potential | F1 | Industrial | Agriculture | New | Miscellaneous | Natural Gas | Strategic Energy Management | A | Original Unit Energy Savings (kWh or therms) | Achievable Economic UCT Potential | 0 | 0 | 0.89787 | 0.89787 | 0.89787 | 0.89787 | 0.89787 | 0.89787 | 0.89787 | 0.89787 | 0.89787 | 0.89787 | 0.89787 | 0.89787 | 0.89787 | 0.89787 | 0.89787 | 0.89787 | 0.89787 | 0.89787 | 0.89787 | 0.89787
F2_Industrial_Agriculture_New_Miscellaneous_Natural Gas_Strategic Energy Management_A_Achievable Economic UCT Potential | F2 | Industrial | Agriculture | New | Miscellaneous | Natural Gas | Strategic Energy Management | A | Original Unit Summer Peak Savings (kW) | Achievable Economic UCT Potential | 0 | 0 | 0 | 0 | 0 | 0 | 0 | 0 | 0 | 0 | 0 | 0 | 0 | 0 | 0 | 0 | 0 | 0 | 0 | 0 | 0 | 0
F3_Industrial_Agriculture_New_Miscellaneous_Natural Gas_Strategic Energy Management_A_Achievable Economic UCT Potential | F3 | Industrial | Agriculture | New | Miscellaneous | Natural Gas | Strategic Energy Management | A | Original Unit Winter Peak Savings (kW) | Achievable Economic UCT Potential | 0 | 0 | 0 | 0 | 0 | 0 | 0 | 0 | 0 | 0 | 0 | 0 | 0 | 0 | 0 | 0 | 0 | 0 | 0 | 0 | 0 | 0
F4_Industrial_Agriculture_New_Miscellaneous_Natural Gas_Strategic Energy Management_A_Achievable Economic UCT Potential | F4 | Industrial | Agriculture | New | Miscellaneous | Natural Gas | Strategic Energy Management | A | Standalone Impact on Baseline Energy (%) | Achievable Economic UCT Potential | 0% | 0% | 0.08224% | 0.1294% | 0.173% | 0.2118% | 0.2663% | 0.2946% | 0.314% | 0.3238% | 0.3358% | 0.3429% | 0.3489% | 0.3507% | 0.3588% | 0.3626% | 0.3657% | 0.3575% | 0.3495% | 0.334% | 0.3198% | 0.3067%
F5_Industrial_Agriculture_New_Miscellaneous_Natural Gas_Strategic Energy Management_A_Achievable Economic UCT Potential | F5 | Industrial | Agriculture | New | Miscellaneous | Natural Gas | Strategic Energy Management | A | Standalone Impact on Baseline Summer Peak (%) | Achievable Economic UCT Potential | bar: 2019 to 2040
F6_Industrial_Agriculture_New_Miscellaneous_Natural Gas_Strategic Energy Management_A_Achievable Economic UCT Potential | F6 | Industrial | Agriculture | New | Miscellaneous | Natural Gas | Strategic Energy Management | A | Standalone Impact on Baseline Winter Peak (%) | Achievable Economic UCT Potential | bar: 2019 to 2040
F7_Industrial_Agriculture_New_Miscellaneous_Natural Gas_Strategic Energy Management_A_Achievable Economic UCT Potential | F7 | Industrial | Agriculture | New | Miscellaneous | Natural Gas | Strategic Energy Management | A | Incremental Energy Savings (MWh or mTherms) | Achievable Economic UCT Potential | 0 | 0 | 0.015852 | 0.027664 | 0.039448 | 0.052655 | 0.06061 | 0.069843 | 0.078961 | 0.089216 | 0.096854 | 0.10564 | 0.11431 | 0.12436 | 0.13119 | 0.13948 | 0.14777 | 0.15742 | 0.16379 | 0.17165 | 0.19214 | 0.20838
F8_Industrial_Agriculture_New_Miscellaneous_Natural Gas_Strategic Energy Management_A_Achievable Economic UCT Potential | F8 | Industrial | Agriculture | New | Miscellaneous | Natural Gas | Strategic Energy Management | A | Incremental Summer Peak Savings (MW) | Achievable Economic UCT Potential | 0 | 0 | 0 | 0 | 0 | 0 | 0 | 0 | 0 | 0 | 0 | 0 | 0 | 0 | 0 | 0 | 0 | 0 | 0 | 0 | 0 | 0
F9_Industrial_Agriculture_New_Miscellaneous_Natural Gas_Strategic Energy Management_A_Achievable Economic UCT Potential | F9 | Industrial | Agriculture | New | Miscellaneous | Natural Gas | Strategic Energy Management | A | Incremental Winter Peak Savings (MW) | Achievable Economic UCT Potential | 0 | 0 | 0 | 0 | 0 | 0 | 0 | 0 | 0 | 0 | 0 | 0 | 0 | 0 | 0 | 0 | 0 | 0 | 0 | 0 | 0 | 0
F10_Industrial_Agriculture_New_Miscellaneous_Natural Gas_Strategic Energy Management_A_Achievable Economic UCT Potential | F10 | Industrial | Agriculture | New | Miscellaneous | Natural Gas | Strategic Energy Management | A | Cumulative Energy Savings (MWh or mTherms) | Achievable Economic UCT Potential | 0 | 0 | 0.015852 | 0.043516 | 0.082964 | 0.13562 | 0.19623 | 0.25022 | 0.30152 | 0.35129 | 0.39548 | 0.44051 | 0.48498 | 0.53038 | 0.57235 | 0.61498 | 0.65712 | 0.68438 | 0.69614 | 0.69715 | 0.69715 | 0.69715
F11_Industrial_Agriculture_New_Miscellaneous_Natural Gas_Strategic Energy Management_A_Achievable Economic UCT Potential | F11 | Industrial | Agriculture | New | Miscellaneous | Natural Gas | Strategic Energy Management | A | Cumulative Summer Peak Savings (MW) | Achievable Economic UCT Potential | 0 | 0 | 0 | 0 | 0 | 0 | 0 | 0 | 0 | 0 | 0 | 0 | 0 | 0 | 0 | 0 | 0 | 0 | 0 | 0 | 0 | 0
F12_Industrial_Agriculture_New_Miscellaneous_Natural Gas_Strategic Energy Management_A_Achievable Economic UCT Potential | F12 | Industrial | Agriculture | New | Miscellaneous | Natural Gas | Strategic Energy Management | A | Cumulative Winter Peak Savings (MW) | Achievable Economic UCT Potential | 0 | 0 | 0 | 0 | 0 | 0 | 0 | 0 | 0 | 0 | 0 | 0 | 0 | 0 | 0 | 0 | 0 | 0 | 0 | 0 | 0 | 0
F13_Industrial_Agriculture_New_Miscellaneous_Natural Gas_Strategic Energy Management_A_Achievable Economic UCT Potential | F13 | Industrial | Agriculture | New | Miscellaneous | Natural Gas | Strategic Energy Management | A | Purchases (Incremental) | Achievable Economic UCT Potential | 0 | 0 | 17.6549 | 30.8111 | 43.935 | 58.6448 | 67.5037 | 77.7877 | 87.942 | 99.3641 | 107.8712 | 117.6556 | 127.3101 | 138.5097 | 146.1109 | 155.3491 | 164.5803 | 175.3266 | 182.4249 | 191.1717 | 213.9939 | 232.084
F14_Industrial_Agriculture_New_Miscellaneous_Natural Gas_Strategic Energy Management_A_Achievable Economic UCT Potential | F14 | Industrial | Agriculture | New | Miscellaneous | Natural Gas | Strategic Energy Management | A | Purchases (Cumulative) | Achievable Economic UCT Potential | 0 | 0 | 17.6549 | 48.466 | 92.4009 | 151.0458 | 218.5495 | 278.6823 | 335.8132 | 391.2424 | 440.4688 | 490.6206 | 540.1431 | 590.7107 | 637.4575 | 684.9354 | 731.8601 | 762.2217 | 775.3259 | 776.4517 | 776.4517 | 776.4517
F1_Industrial_Agriculture_New_Space Heating_Natural Gas_Commissioning_A_Achievable Economic UCT Potential | F1 | Industrial | Agriculture | New | Space Heating | Natural Gas | Commissioning | A | Original Unit Energy Savings (kWh or therms) | Achievable Economic UCT Potential | 0 | 0 | 3.6154 | 3.6154 | 3.6154 | 3.6154 | 3.6154 | 3.6154 | 3.6154 | 3.6154 | 3.6154 | 3.6154 | 3.6154 | 3.6154 | 3.6154 | 3.6154 | 3.6154 | 3.6154 | 3.6154 | 3.6154 | 3.6154 | 3.6154
F2_Industrial_Agriculture_New_Space Heating_Natural Gas_Commissioning_A_Achievable Economic UCT Potential | F2 | Industrial | Agriculture | New | Space Heating | Natural Gas | Commissioning | A | Original Unit Summer Peak Savings (kW) | Achievable Economic UCT Potential | 0 | 0 | 0 | 0 | 0 | 0 | 0 | 0 | 0 | 0 | 0 | 0 | 0 | 0 | 0 | 0 | 0 | 0 | 0 | 0 | 0 | 0
F3_Industrial_Agriculture_New_Space Heating_Natural Gas_Commissioning_A_Achievable Economic UCT Potential | F3 | Industrial | Agriculture | New | Space Heating | Natural Gas | Commissioning | A | Original Unit Winter Peak Savings (kW) | Achievable Economic UCT Potential | 0 | 0 | 0 | 0 | 0 | 0 | 0 | 0 | 0 | 0 | 0 | 0 | 0 | 0 | 0 | 0 | 0 | 0 | 0 | 0 | 0 | 0
F4_Industrial_Agriculture_New_Space Heating_Natural Gas_Commissioning_A_Achievable Economic UCT Potential | F4 | Industrial | Agriculture | New | Space Heating | Natural Gas | Commissioning | A | Standalone Impact on Baseline Energy (%) | Achievable Economic UCT Potential | bar: 2019 to 2040
F5_Industrial_Agriculture_New_Space Heating_Natural Gas_Commissioning_A_Achievable Economic UCT Potential | F5 | Industrial | Agriculture | New | Space Heating | Natural Gas | Commissioning | A | Standalone Impact on Baseline Summer Peak (%) | Achievable Economic UCT Potential | bar: 2019 to 2040
F6_Industrial_Agriculture_New_Space Heating_Natural Gas_Commissioning_A_Achievable Economic UCT Potential | F6 | Industrial | Agriculture | New | Space Heating | Natural Gas | Commissioning | A | Standalone Impact on Baseline Winter Peak (%) | Achievable Economic UCT Potential | bar: 2019 to 2040
F7_Industrial_Agriculture_New_Space Heating_Natural Gas_Commissioning_A_Achievable Economic UCT Potential | F7 | Industrial | Agriculture | New | Space Heating | Natural Gas | Commissioning | A | Incremental Energy Savings (MWh or mTherms) | Achievable Economic UCT Potential | 0 | 0 | 0 | 0 | 0 | 0 | 0 | 0 | 0 | 0 | 0 | 0 | 0 | 0 | 0 | 0 | 0 | 0 | 0 | 0 | 0 | 0
F8_Industrial_Agriculture_New_Space Heating_Natural Gas_Commissioning_A_Achievable Economic UCT Potential | F8 | Industrial | Agriculture | New | Space Heating | Natural Gas | Commissioning | A | Incremental Summer Peak Savings (MW) | Achievable Economic UCT Potential | 0 | 0 | 0 | 0 | 0 | 0 | 0 | 0 | 0 | 0 | 0 | 0 | 0 | 0 | 0 | 0 | 0 | 0 | 0 | 0 | 0 | 0
F9_Industrial_Agriculture_New_Space Heating_Natural Gas_Commissioning_A_Achievable Economic UCT Potential | F9 | Industrial | Agriculture | New | Space Heating | Natural Gas | Commissioning | A | Incremental Winter Peak Savings (MW) | Achievable Economic UCT Potential | 0 | 0 | 0 | 0 | 0 | 0 | 0 | 0 | 0 | 0 | 0 | 0 | 0 | 0 | 0 | 0 | 0 | 0 | 0 | 0 | 0 | 0
F10_Industrial_Agriculture_New_Space Heating_Natural Gas_Commissioning_A_Achievable Economic UCT Potential | F10 | Industrial | Agriculture | New | Space Heating | Natural Gas | Commissioning | A | Cumulative Energy Savings (MWh or mTherms) | Achievable Economic UCT Potential | 0 | 0 | 0 | 0 | 0 | 0 | 0 | 0 | 0 | 0 | 0 | 0 | 0 | 0 | 0 | 0 | 0 | 0 | 0 | 0 | 0 | 0
F11_Industrial_Agriculture_New_Space Heating_Natural Gas_Commissioning_A_Achievable Economic UCT Potential | F11 | Industrial | Agriculture | New | Space Heating | Natural Gas | Commissioning | A | Cumulative Summer Peak Savings (MW) | Achievable Economic UCT Potential | 0 | 0 | 0 | 0 | 0 | 0 | 0 | 0 | 0 | 0 | 0 | 0 | 0 | 0 | 0 | 0 | 0 | 0 | 0 | 0 | 0 | 0
F12_Industrial_Agriculture_New_Space Heating_Natural Gas_Commissioning_A_Achievable Economic UCT Potential | F12 | Industrial | Agriculture | New | Space Heating | Natural Gas | Commissioning | A | Cumulative Winter Peak Savings (MW) | Achievable Economic UCT Potential | 0 | 0 | 0 | 0 | 0 | 0 | 0 | 0 | 0 | 0 | 0 | 0 | 0 | 0 | 0 | 0 | 0 | 0 | 0 | 0 | 0 | 0
F13_Industrial_Agriculture_New_Space Heating_Natural Gas_Commissioning_A_Achievable Economic UCT Potential | F13 | Industrial | Agriculture | New | Space Heating | Natural Gas | Commissioning | A | Purchases (Incremental) | Achievable Economic UCT Potential | 0 | 0 | 0 | 0 | 0 | 0 | 0 | 0 | 0 | 0 | 0 | 0 | 0 | 0 | 0 | 0 | 0 | 0 | 0 | 0 | 0 | 0
F14_Industrial_Agriculture_New_Space Heating_Natural Gas_Commissioning_A_Achievable Economic UCT Potential | F14 | Industrial | Agriculture | New | Space Heating | Natural Gas | Commissioning | A | Purchases (Cumulative) | Achievable Economic UCT Potential | 0 | 0 | 0 | 0 | 0 | 0 | 0 | 0 | 0 | 0 | 0 | 0 | 0 | 0 | 0 | 0 | 0 | 0 | 0 | 0 | 0 | 0
F1_Industrial_Agriculture_New_Process_Natural Gas_Commissioning_A_Achievable Economic UCT Potential | F1 | Industrial | Agriculture | New | Process | Natural Gas | Commissioning | A | Original Unit Energy Savings (kWh or therms) | Achievable Economic UCT Potential | 0 | 0 | 7.8506 | 7.8506 | 7.8506 | 7.8506 | 7.8506 | 7.8506 | 7.8506 | 7.8506 | 7.8506 | 7.8506 | 7.8506 | 7.8506 | 7.8506 | 7.8506 | 7.8506 | 7.8506 | 7.8506 | 7.8506 | 7.8506 | 7.8506
F2_Industrial_Agriculture_New_Process_Natural Gas_Commissioning_A_Achievable Economic UCT Potential | F2 | Industrial | Agriculture | New | Process | Natural Gas | Commissioning | A | Original Unit Summer Peak Savings (kW) | Achievable Economic UCT Potential | 0 | 0 | 0 | 0 | 0 | 0 | 0 | 0 | 0 | 0 | 0 | 0 | 0 | 0 | 0 | 0 | 0 | 0 | 0 | 0 | 0 | 0
F3_Industrial_Agriculture_New_Process_Natural Gas_Commissioning_A_Achievable Economic UCT Potential | F3 | Industrial | Agriculture | New | Process | Natural Gas | Commissioning | A | Original Unit Winter Peak Savings (kW) | Achievable Economic UCT Potential | 0 | 0 | 0 | 0 | 0 | 0 | 0 | 0 | 0 | 0 | 0 | 0 | 0 | 0 | 0 | 0 | 0 | 0 | 0 | 0 | 0 | 0
F4_Industrial_Agriculture_New_Process_Natural Gas_Commissioning_A_Achievable Economic UCT Potential | F4 | Industrial | Agriculture | New | Process | Natural Gas | Commissioning | A | Standalone Impact on Baseline Energy (%) | Achievable Economic UCT Potential | bar: 2019 to 2040
F5_Industrial_Agriculture_New_Process_Natural Gas_Commissioning_A_Achievable Economic UCT Potential | F5 | Industrial | Agriculture | New | Process | Natural Gas | Commissioning | A | Standalone Impact on Baseline Summer Peak (%) | Achievable Economic UCT Potential | bar: 2019 to 2040
F6_Industrial_Agriculture_New_Process_Natural Gas_Commissioning_A_Achievable Economic UCT Potential | F6 | Industrial | Agriculture | New | Process | Natural Gas | Commissioning | A | Standalone Impact on Baseline Winter Peak (%) | Achievable Economic UCT Potential | bar: 2019 to 2040
F7_Industrial_Agriculture_New_Process_Natural Gas_Commissioning_A_Achievable Economic UCT Potential | F7 | Industrial | Agriculture | New | Process | Natural Gas | Commissioning | A | Incremental Energy Savings (MWh or mTherms) | Achievable Economic UCT Potential | 0 | 0 | 0 | 0 | 0 | 0 | 0 | 0 | 0 | 0 | 0 | 0 | 0 | 0 | 0 | 0 | 0 | 0 | 0 | 0 | 0 | 0
F8_Industrial_Agriculture_New_Process_Natural Gas_Commissioning_A_Achievable Economic UCT Potential | F8 | Industrial | Agriculture | New | Process | Natural Gas | Commissioning | A | Incremental Summer Peak Savings (MW) | Achievable Economic UCT Potential | 0 | 0 | 0 | 0 | 0 | 0 | 0 | 0 | 0 | 0 | 0 | 0 | 0 | 0 | 0 | 0 | 0 | 0 | 0 | 0 | 0 | 0
F9_Industrial_Agriculture_New_Process_Natural Gas_Commissioning_A_Achievable Economic UCT Potential | F9 | Industrial | Agriculture | New | Process | Natural Gas | Commissioning | A | Incremental Winter Peak Savings (MW) | Achievable Economic UCT Potential | 0 | 0 | 0 | 0 | 0 | 0 | 0 | 0 | 0 | 0 | 0 | 0 | 0 | 0 | 0 | 0 | 0 | 0 | 0 | 0 | 0 | 0
F10_Industrial_Agriculture_New_Process_Natural Gas_Commissioning_A_Achievable Economic UCT Potential | F10 | Industrial | Agriculture | New | Process | Natural Gas | Commissioning | A | Cumulative Energy Savings (MWh or mTherms) | Achievable Economic UCT Potential | 0 | 0 | 0 | 0 | 0 | 0 | 0 | 0 | 0 | 0 | 0 | 0 | 0 | 0 | 0 | 0 | 0 | 0 | 0 | 0 | 0 | 0
F11_Industrial_Agriculture_New_Process_Natural Gas_Commissioning_A_Achievable Economic UCT Potential | F11 | Industrial | Agriculture | New | Process | Natural Gas | Commissioning | A | Cumulative Summer Peak Savings (MW) | Achievable Economic UCT Potential | 0 | 0 | 0 | 0 | 0 | 0 | 0 | 0 | 0 | 0 | 0 | 0 | 0 | 0 | 0 | 0 | 0 | 0 | 0 | 0 | 0 | 0
F12_Industrial_Agriculture_New_Process_Natural Gas_Commissioning_A_Achievable Economic UCT Potential | F12 | Industrial | Agriculture | New | Process | Natural Gas | Commissioning | A | Cumulative Winter Peak Savings (MW) | Achievable Economic UCT Potential | 0 | 0 | 0 | 0 | 0 | 0 | 0 | 0 | 0 | 0 | 0 | 0 | 0 | 0 | 0 | 0 | 0 | 0 | 0 | 0 | 0 | 0
F13_Industrial_Agriculture_New_Process_Natural Gas_Commissioning_A_Achievable Economic UCT Potential | F13 | Industrial | Agriculture | New | Process | Natural Gas | Commissioning | A | Purchases (Incremental) | Achievable Economic UCT Potential | 0 | 0 | 0 | 0 | 0 | 0 | 0 | 0 | 0 | 0 | 0 | 0 | 0 | 0 | 0 | 0 | 0 | 0 | 0 | 0 | 0 | 0
F14_Industrial_Agriculture_New_Process_Natural Gas_Commissioning_A_Achievable Economic UCT Potential | F14 | Industrial | Agriculture | New | Process | Natural Gas | Commissioning | A | Purchases (Cumulative) | Achievable Economic UCT Potential | 0 | 0 | 0 | 0 | 0 | 0 | 0 | 0 | 0 | 0 | 0 | 0 | 0 | 0 | 0 | 0 | 0 | 0 | 0 | 0 | 0 | 0
F1_Industrial_Agriculture_New_Space Heating_Natural Gas_Retrocommissioning_A_Achievable Economic UCT Potential | F1 | Industrial | Agriculture | New | Space Heating | Natural Gas | Retrocommissioning | A | Original Unit Energy Savings (kWh or therms) | Achievable Economic UCT Potential | 0 | 0 | 0 | 0 | 0 | 0 | 0 | 0 | 0 | 0 | 0 | 0 | 0 | 0 | 0 | 0 | 0 | 0 | 0 | 0 | 0 | 0
F2_Industrial_Agriculture_New_Space Heating_Natural Gas_Retrocommissioning_A_Achievable Economic UCT Potential | F2 | Industrial | Agriculture | New | Space Heating | Natural Gas | Retrocommissioning | A | Original Unit Summer Peak Savings (kW) | Achievable Economic UCT Potential | 0 | 0 | 0 | 0 | 0 | 0 | 0 | 0 | 0 | 0 | 0 | 0 | 0 | 0 | 0 | 0 | 0 | 0 | 0 | 0 | 0 | 0
F3_Industrial_Agriculture_New_Space Heating_Natural Gas_Retrocommissioning_A_Achievable Economic UCT Potential | F3 | Industrial | Agriculture | New | Space Heating | Natural Gas | Retrocommissioning | A | Original Unit Winter Peak Savings (kW) | Achievable Economic UCT Potential | 0 | 0 | 0 | 0 | 0 | 0 | 0 | 0 | 0 | 0 | 0 | 0 | 0 | 0 | 0 | 0 | 0 | 0 | 0 | 0 | 0 | 0
F4_Industrial_Agriculture_New_Space Heating_Natural Gas_Retrocommissioning_A_Achievable Economic UCT Potential | F4 | Industrial | Agriculture | New | Space Heating | Natural Gas | Retrocommissioning | A | Standalone Impact on Baseline Energy (%) | Achievable Economic UCT Potential | bar: 2019 to 2040
F5_Industrial_Agriculture_New_Space Heating_Natural Gas_Retrocommissioning_A_Achievable Economic UCT Potential | F5 | Industrial | Agriculture | New | Space Heating | Natural Gas | Retrocommissioning | A | Standalone Impact on Baseline Summer Peak (%) | Achievable Economic UCT Potential | bar: 2019 to 2040
F6_Industrial_Agriculture_New_Space Heating_Natural Gas_Retrocommissioning_A_Achievable Economic UCT Potential | F6 | Industrial | Agriculture | New | Space Heating | Natural Gas | Retrocommissioning | A | Standalone Impact on Baseline Winter Peak (%) | Achievable Economic UCT Potential | bar: 2019 to 2040
F7_Industrial_Agriculture_New_Space Heating_Natural Gas_Retrocommissioning_A_Achievable Economic UCT Potential | F7 | Industrial | Agriculture | New | Space Heating | Natural Gas | Retrocommissioning | A | Incremental Energy Savings (MWh or mTherms) | Achievable Economic UCT Potential | 0 | 0 | 0 | 0 | 0 | 0 | 0 | 0 | 0 | 0 | 0 | 0 | 0 | 0 | 0 | 0 | 0 | 0 | 0 | 0 | 0 | 0
F8_Industrial_Agriculture_New_Space Heating_Natural Gas_Retrocommissioning_A_Achievable Economic UCT Potential | F8 | Industrial | Agriculture | New | Space Heating | Natural Gas | Retrocommissioning | A | Incremental Summer Peak Savings (MW) | Achievable Economic UCT Potential | 0 | 0 | 0 | 0 | 0 | 0 | 0 | 0 | 0 | 0 | 0 | 0 | 0 | 0 | 0 | 0 | 0 | 0 | 0 | 0 | 0 | 0
F9_Industrial_Agriculture_New_Space Heating_Natural Gas_Retrocommissioning_A_Achievable Economic UCT Potential | F9 | Industrial | Agriculture | New | Space Heating | Natural Gas | Retrocommissioning | A | Incremental Winter Peak Savings (MW) | Achievable Economic UCT Potential | 0 | 0 | 0 | 0 | 0 | 0 | 0 | 0 | 0 | 0 | 0 | 0 | 0 | 0 | 0 | 0 | 0 | 0 | 0 | 0 | 0 | 0
F10_Industrial_Agriculture_New_Space Heating_Natural Gas_Retrocommissioning_A_Achievable Economic UCT Potential | F10 | Industrial | Agriculture | New | Space Heating | Natural Gas | Retrocommissioning | A | Cumulative Energy Savings (MWh or mTherms) | Achievable Economic UCT Potential | 0 | 0 | 0 | 0 | 0 | 0 | 0 | 0 | 0 | 0 | 0 | 0 | 0 | 0 | 0 | 0 | 0 | 0 | 0 | 0 | 0 | 0
F11_Industrial_Agriculture_New_Space Heating_Natural Gas_Retrocommissioning_A_Achievable Economic UCT Potential | F11 | Industrial | Agriculture | New | Space Heating | Natural Gas | Retrocommissioning | A | Cumulative Summer Peak Savings (MW) | Achievable Economic UCT Potential | 0 | 0 | 0 | 0 | 0 | 0 | 0 | 0 | 0 | 0 | 0 | 0 | 0 | 0 | 0 | 0 | 0 | 0 | 0 | 0 | 0 | 0
F12_Industrial_Agriculture_New_Space Heating_Natural Gas_Retrocommissioning_A_Achievable Economic UCT Potential | F12 | Industrial | Agriculture | New | Space Heating | Natural Gas | Retrocommissioning | A | Cumulative Winter Peak Savings (MW) | Achievable Economic UCT Potential | 0 | 0 | 0 | 0 | 0 | 0 | 0 | 0 | 0 | 0 | 0 | 0 | 0 | 0 | 0 | 0 | 0 | 0 | 0 | 0 | 0 | 0
F13_Industrial_Agriculture_New_Space Heating_Natural Gas_Retrocommissioning_A_Achievable Economic UCT Potential | F13 | Industrial | Agriculture | New | Space Heating | Natural Gas | Retrocommissioning | A | Purchases (Incremental) | Achievable Economic UCT Potential | 0 | 0 | 0 | 0 | 0 | 0 | 0 | 0 | 0 | 0 | 0 | 0 | 0 | 0 | 0 | 0 | 0 | 0 | 0 | 0 | 0 | 0
F14_Industrial_Agriculture_New_Space Heating_Natural Gas_Retrocommissioning_A_Achievable Economic UCT Potential | F14 | Industrial | Agriculture | New | Space Heating | Natural Gas | Retrocommissioning | A | Purchases (Cumulative) | Achievable Economic UCT Potential | 0 | 0 | 0 | 0 | 0 | 0 | 0 | 0 | 0 | 0 | 0 | 0 | 0 | 0 | 0 | 0 | 0 | 0 | 0 | 0 | 0 | 0
F1_Industrial_Agriculture_New_Process_Natural Gas_Retrocommissioning_A_Achievable Economic UCT Potential | F1 | Industrial | Agriculture | New | Process | Natural Gas | Retrocommissioning | A | Original Unit Energy Savings (kWh or therms) | Achievable Economic UCT Potential | 0 | 0 | 0 | 0 | 0 | 0 | 0 | 0 | 0 | 0 | 0 | 0 | 0 | 0 | 0 | 0 | 0 | 0 | 0 | 0 | 0 | 0
F2_Industrial_Agriculture_New_Process_Natural Gas_Retrocommissioning_A_Achievable Economic UCT Potential | F2 | Industrial | Agriculture | New | Process | Natural Gas | Retrocommissioning | A | Original Unit Summer Peak Savings (kW) | Achievable Economic UCT Potential | 0 | 0 | 0 | 0 | 0 | 0 | 0 | 0 | 0 | 0 | 0 | 0 | 0 | 0 | 0 | 0 | 0 | 0 | 0 | 0 | 0 | 0
F3_Industrial_Agriculture_New_Process_Natural Gas_Retrocommissioning_A_Achievable Economic UCT Potential | F3 | Industrial | Agriculture | New | Process | Natural Gas | Retrocommissioning | A | Original Unit Winter Peak Savings (kW) | Achievable Economic UCT Potential | 0 | 0 | 0 | 0 | 0 | 0 | 0 | 0 | 0 | 0 | 0 | 0 | 0 | 0 | 0 | 0 | 0 | 0 | 0 | 0 | 0 | 0
F4_Industrial_Agriculture_New_Process_Natural Gas_Retrocommissioning_A_Achievable Economic UCT Potential | F4 | Industrial | Agriculture | New | Process | Natural Gas | Retrocommissioning | A | Standalone Impact on Baseline Energy (%) | Achievable Economic UCT Potential | bar: 2019 to 2040
F5_Industrial_Agriculture_New_Process_Natural Gas_Retrocommissioning_A_Achievable Economic UCT Potential | F5 | Industrial | Agriculture | New | Process | Natural Gas | Retrocommissioning | A | Standalone Impact on Baseline Summer Peak (%) | Achievable Economic UCT Potential | bar: 2019 to 2040
F6_Industrial_Agriculture_New_Process_Natural Gas_Retrocommissioning_A_Achievable Economic UCT Potential | F6 | Industrial | Agriculture | New | Process | Natural Gas | Retrocommissioning | A | Standalone Impact on Baseline Winter Peak (%) | Achievable Economic UCT Potential | bar: 2019 to 2040
F7_Industrial_Agriculture_New_Process_Natural Gas_Retrocommissioning_A_Achievable Economic UCT Potential | F7 | Industrial | Agriculture | New | Process | Natural Gas | Retrocommissioning | A | Incremental Energy Savings (MWh or mTherms) | Achievable Economic UCT Potential | 0 | 0 | 0 | 0 | 0 | 0 | 0 | 0 | 0 | 0 | 0 | 0 | 0 | 0 | 0 | 0 | 0 | 0 | 0 | 0 | 0 | 0
F8_Industrial_Agriculture_New_Process_Natural Gas_Retrocommissioning_A_Achievable Economic UCT Potential | F8 | Industrial | Agriculture | New | Process | Natural Gas | Retrocommissioning | A | Incremental Summer Peak Savings (MW) | Achievable Economic UCT Potential | 0 | 0 | 0 | 0 | 0 | 0 | 0 | 0 | 0 | 0 | 0 | 0 | 0 | 0 | 0 | 0 | 0 | 0 | 0 | 0 | 0 | 0
F9_Industrial_Agriculture_New_Process_Natural Gas_Retrocommissioning_A_Achievable Economic UCT Potential | F9 | Industrial | Agriculture | New | Process | Natural Gas | Retrocommissioning | A | Incremental Winter Peak Savings (MW) | Achievable Economic UCT Potential | 0 | 0 | 0 | 0 | 0 | 0 | 0 | 0 | 0 | 0 | 0 | 0 | 0 | 0 | 0 | 0 | 0 | 0 | 0 | 0 | 0 | 0
F10_Industrial_Agriculture_New_Process_Natural Gas_Retrocommissioning_A_Achievable Economic UCT Potential | F10 | Industrial | Agriculture | New | Process | Natural Gas | Retrocommissioning | A | Cumulative Energy Savings (MWh or mTherms) | Achievable Economic UCT Potential | 0 | 0 | 0 | 0 | 0 | 0 | 0 | 0 | 0 | 0 | 0 | 0 | 0 | 0 | 0 | 0 | 0 | 0 | 0 | 0 | 0 | 0
F11_Industrial_Agriculture_New_Process_Natural Gas_Retrocommissioning_A_Achievable Economic UCT Potential | F11 | Industrial | Agriculture | New | Process | Natural Gas | Retrocommissioning | A | Cumulative Summer Peak Savings (MW) | Achievable Economic UCT Potential | 0 | 0 | 0 | 0 | 0 | 0 | 0 | 0 | 0 | 0 | 0 | 0 | 0 | 0 | 0 | 0 | 0 | 0 | 0 | 0 | 0 | 0
F12_Industrial_Agriculture_New_Process_Natural Gas_Retrocommissioning_A_Achievable Economic UCT Potential | F12 | Industrial | Agriculture | New | Process | Natural Gas | Retrocommissioning | A | Cumulative Winter Peak Savings (MW) | Achievable Economic UCT Potential | 0 | 0 | 0 | 0 | 0 | 0 | 0 | 0 | 0 | 0 | 0 | 0 | 0 | 0 | 0 | 0 | 0 | 0 | 0 | 0 | 0 | 0
F13_Industrial_Agriculture_New_Process_Natural Gas_Retrocommissioning_A_Achievable Economic UCT Potential | F13 | Industrial | Agriculture | New | Process | Natural Gas | Retrocommissioning | A | Purchases (Incremental) | Achievable Economic UCT Potential | 0 | 0 | 0 | 0 | 0 | 0 | 0 | 0 | 0 | 0 | 0 | 0 | 0 | 0 | 0 | 0 | 0 | 0 | 0 | 0 | 0 | 0
F14_Industrial_Agriculture_New_Process_Natural Gas_Retrocommissioning_A_Achievable Economic UCT Potential | F14 | Industrial | Agriculture | New | Process | Natural Gas | Retrocommissioning | A | Purchases (Cumulative) | Achievable Economic UCT Potential | 0 | 0 | 0 | 0 | 0 | 0 | 0 | 0 | 0 | 0 | 0 | 0 | 0 | 0 | 0 | 0 | 0 | 0 | 0 | 0 | 0 | 0
F1_Industrial_Primary Metals_Existing_Space Heating_Natural Gas_Insulation - Roof/Ceiling_A_Achievable Economic UCT Potential | F1 | Industrial | Primary Metals | Existing | Space Heating | Natural Gas | Insulation - Roof/Ceiling | A | Original Unit Energy Savings (kWh or therms) | Achievable Economic UCT Potential | 0 | 0 | 0.083035 | 0.082838 | 0.082641 | 0.082447 | 0.082256 | 0.08207 | 0.08189 | 0.081718 | 0.081553 | 0.081398 | 0.081252 | 0.081115 | 0.080985 | 0.080863 | 0.080748 | 0.08064 | 0.080538 | 0.080442 | 0.080353 | 0.080269
F2_Industrial_Primary Metals_Existing_Space Heating_Natural Gas_Insulation - Roof/Ceiling_A_Achievable Economic UCT Potential | F2 | Industrial | Primary Metals | Existing | Space Heating | Natural Gas | Insulation - Roof/Ceiling | A | Original Unit Summer Peak Savings (kW) | Achievable Economic UCT Potential | 0 | 0 | 0 | 0 | 0 | 0 | 0 | 0 | 0 | 0 | 0 | 0 | 0 | 0 | 0 | 0 | 0 | 0 | 0 | 0 | 0 | 0
F3_Industrial_Primary Metals_Existing_Space Heating_Natural Gas_Insulation - Roof/Ceiling_A_Achievable Economic UCT Potential | F3 | Industrial | Primary Metals | Existing | Space Heating | Natural Gas | Insulation - Roof/Ceiling | A | Original Unit Winter Peak Savings (kW) | Achievable Economic UCT Potential | 0 | 0 | 0 | 0 | 0 | 0 | 0 | 0 | 0 | 0 | 0 | 0 | 0 | 0 | 0 | 0 | 0 | 0 | 0 | 0 | 0 | 0
F4_Industrial_Primary Metals_Existing_Space Heating_Natural Gas_Insulation - Roof/Ceiling_A_Achievable Economic UCT Potential | F4 | Industrial | Primary Metals | Existing | Space Heating | Natural Gas | Insulation - Roof/Ceiling | A | Standalone Impact on Baseline Energy (%) | Achievable Economic UCT Potential | bar: 2019 to 2040
F5_Industrial_Primary Metals_Existing_Space Heating_Natural Gas_Insulation - Roof/Ceiling_A_Achievable Economic UCT Potential | F5 | Industrial | Primary Metals | Existing | Space Heating | Natural Gas | Insulation - Roof/Ceiling | A | Standalone Impact on Baseline Summer Peak (%) | Achievable Economic UCT Potential | bar: 2019 to 2040
F6_Industrial_Primary Metals_Existing_Space Heating_Natural Gas_Insulation - Roof/Ceiling_A_Achievable Economic UCT Potential | F6 | Industrial | Primary Metals | Existing | Space Heating | Natural Gas | Insulation - Roof/Ceiling | A | Standalone Impact on Baseline Winter Peak (%) | Achievable Economic UCT Potential | bar: 2019 to 2040
F7_Industrial_Primary Metals_Existing_Space Heating_Natural Gas_Insulation - Roof/Ceiling_A_Achievable Economic UCT Potential | F7 | Industrial | Primary Metals | Existing | Space Heating | Natural Gas | Insulation - Roof/Ceiling | A | Incremental Energy Savings (MWh or mTherms) | Achievable Economic UCT Potential | 0 | 0 | 0 | 0 | 0 | 0 | 0 | 0 | 0 | 0 | 0 | 0 | 0 | 0 | 0 | 0 | 0 | 0 | 0 | 0 | 0 | 0
F8_Industrial_Primary Metals_Existing_Space Heating_Natural Gas_Insulation - Roof/Ceiling_A_Achievable Economic UCT Potential | F8 | Industrial | Primary Metals | Existing | Space Heating | Natural Gas | Insulation - Roof/Ceiling | A | Incremental Summer Peak Savings (MW) | Achievable Economic UCT Potential | 0 | 0 | 0 | 0 | 0 | 0 | 0 | 0 | 0 | 0 | 0 | 0 | 0 | 0 | 0 | 0 | 0 | 0 | 0 | 0 | 0 | 0
F9_Industrial_Primary Metals_Existing_Space Heating_Natural Gas_Insulation - Roof/Ceiling_A_Achievable Economic UCT Potential | F9 | Industrial | Primary Metals | Existing | Space Heating | Natural Gas | Insulation - Roof/Ceiling | A | Incremental Winter Peak Savings (MW) | Achievable Economic UCT Potential | 0 | 0 | 0 | 0 | 0 | 0 | 0 | 0 | 0 | 0 | 0 | 0 | 0 | 0 | 0 | 0 | 0 | 0 | 0 | 0 | 0 | 0
F10_Industrial_Primary Metals_Existing_Space Heating_Natural Gas_Insulation - Roof/Ceiling_A_Achievable Economic UCT Potential | F10 | Industrial | Primary Metals | Existing | Space Heating | Natural Gas | Insulation - Roof/Ceiling | A | Cumulative Energy Savings (MWh or mTherms) | Achievable Economic UCT Potential | 0 | 0 | 0 | 0 | 0 | 0 | 0 | 0 | 0 | 0 | 0 | 0 | 0 | 0 | 0 | 0 | 0 | 0 | 0 | 0 | 0 | 0
F11_Industrial_Primary Metals_Existing_Space Heating_Natural Gas_Insulation - Roof/Ceiling_A_Achievable Economic UCT Potential | F11 | Industrial | Primary Metals | Existing | Space Heating | Natural Gas | Insulation - Roof/Ceiling | A | Cumulative Summer Peak Savings (MW) | Achievable Economic UCT Potential | 0 | 0 | 0 | 0 | 0 | 0 | 0 | 0 | 0 | 0 | 0 | 0 | 0 | 0 | 0 | 0 | 0 | 0 | 0 | 0 | 0 | 0
F12_Industrial_Primary Metals_Existing_Space Heating_Natural Gas_Insulation - Roof/Ceiling_A_Achievable Economic UCT Potential | F12 | Industrial | Primary Metals | Existing | Space Heating | Natural Gas | Insulation - Roof/Ceiling | A | Cumulative Winter Peak Savings (MW) | Achievable Economic UCT Potential | 0 | 0 | 0 | 0 | 0 | 0 | 0 | 0 | 0 | 0 | 0 | 0 | 0 | 0 | 0 | 0 | 0 | 0 | 0 | 0 | 0 | 0
F13_Industrial_Primary Metals_Existing_Space Heating_Natural Gas_Insulation - Roof/Ceiling_A_Achievable Economic UCT Potential | F13 | Industrial | Primary Metals | Existing | Space Heating | Natural Gas | Insulation - Roof/Ceiling | A | Purchases (Incremental) | Achievable Economic UCT Potential | 0 | 0 | 0 | 0 | 0 | 0 | 0 | 0 | 0 | 0 | 0 | 0 | 0 | 0 | 0 | 0 | 0 | 0 | 0 | 0 | 0 | 0
F14_Industrial_Primary Metals_Existing_Space Heating_Natural Gas_Insulation - Roof/Ceiling_A_Achievable Economic UCT Potential | F14 | Industrial | Primary Metals | Existing | Space Heating | Natural Gas | Insulation - Roof/Ceiling | A | Purchases (Cumulative) | Achievable Economic UCT Potential | 0 | 0 | 0 | 0 | 0 | 0 | 0 | 0 | 0 | 0 | 0 | 0 | 0 | 0 | 0 | 0 | 0 | 0 | 0 | 0 | 0 | 0
F1_Industrial_Primary Metals_Existing_Space Heating_Natural Gas_Insulation - Wall Cavity_A_Achievable Economic UCT Potential | F1 | Industrial | Primary Metals | Existing | Space Heating | Natural Gas | Insulation - Wall Cavity | A | Original Unit Energy Savings (kWh or therms) | Achievable Economic UCT Potential | 0 | 0 | 0.018165 | 0.018122 | 0.018079 | 0.018037 | 0.017995 | 0.017954 | 0.017915 | 0.017877 | 0.017841 | 0.017807 | 0.017775 | 0.017745 | 0.017717 | 0.01769 | 0.017665 | 0.017641 | 0.017619 | 0.017598 | 0.017579 | 0.01756
F2_Industrial_Primary Metals_Existing_Space Heating_Natural Gas_Insulation - Wall Cavity_A_Achievable Economic UCT Potential | F2 | Industrial | Primary Metals | Existing | Space Heating | Natural Gas | Insulation - Wall Cavity | A | Original Unit Summer Peak Savings (kW) | Achievable Economic UCT Potential | 0 | 0 | 0 | 0 | 0 | 0 | 0 | 0 | 0 | 0 | 0 | 0 | 0 | 0 | 0 | 0 | 0 | 0 | 0 | 0 | 0 | 0
F3_Industrial_Primary Metals_Existing_Space Heating_Natural Gas_Insulation - Wall Cavity_A_Achievable Economic UCT Potential | F3 | Industrial | Primary Metals | Existing | Space Heating | Natural Gas | Insulation - Wall Cavity | A | Original Unit Winter Peak Savings (kW) | Achievable Economic UCT Potential | 0 | 0 | 0 | 0 | 0 | 0 | 0 | 0 | 0 | 0 | 0 | 0 | 0 | 0 | 0 | 0 | 0 | 0 | 0 | 0 | 0 | 0
F4_Industrial_Primary Metals_Existing_Space Heating_Natural Gas_Insulation - Wall Cavity_A_Achievable Economic UCT Potential | F4 | Industrial | Primary Metals | Existing | Space Heating | Natural Gas | Insulation - Wall Cavity | A | Standalone Impact on Baseline Energy (%) | Achievable Economic UCT Potential | bar: 2019 to 2040
F5_Industrial_Primary Metals_Existing_Space Heating_Natural Gas_Insulation - Wall Cavity_A_Achievable Economic UCT Potential | F5 | Industrial | Primary Metals | Existing | Space Heating | Natural Gas | Insulation - Wall Cavity | A | Standalone Impact on Baseline Summer Peak (%) | Achievable Economic UCT Potential | bar: 2019 to 2040
F6_Industrial_Primary Metals_Existing_Space Heating_Natural Gas_Insulation - Wall Cavity_A_Achievable Economic UCT Potential | F6 | Industrial | Primary Metals | Existing | Space Heating | Natural Gas | Insulation - Wall Cavity | A | Standalone Impact on Baseline Winter Peak (%) | Achievable Economic UCT Potential | bar: 2019 to 2040
F7_Industrial_Primary Metals_Existing_Space Heating_Natural Gas_Insulation - Wall Cavity_A_Achievable Economic UCT Potential | F7 | Industrial | Primary Metals | Existing | Space Heating | Natural Gas | Insulation - Wall Cavity | A | Incremental Energy Savings (MWh or mTherms) | Achievable Economic UCT Potential | 0 | 0 | 0 | 0 | 0 | 0 | 0 | 0 | 0 | 0 | 0 | 0 | 0 | 0 | 0 | 0 | 0 | 0 | 0 | 0 | 0 | 0
F8_Industrial_Primary Metals_Existing_Space Heating_Natural Gas_Insulation - Wall Cavity_A_Achievable Economic UCT Potential | F8 | Industrial | Primary Metals | Existing | Space Heating | Natural Gas | Insulation - Wall Cavity | A | Incremental Summer Peak Savings (MW) | Achievable Economic UCT Potential | 0 | 0 | 0 | 0 | 0 | 0 | 0 | 0 | 0 | 0 | 0 | 0 | 0 | 0 | 0 | 0 | 0 | 0 | 0 | 0 | 0 | 0
F9_Industrial_Primary Metals_Existing_Space Heating_Natural Gas_Insulation - Wall Cavity_A_Achievable Economic UCT Potential | F9 | Industrial | Primary Metals | Existing | Space Heating | Natural Gas | Insulation - Wall Cavity | A | Incremental Winter Peak Savings (MW) | Achievable Economic UCT Potential | 0 | 0 | 0 | 0 | 0 | 0 | 0 | 0 | 0 | 0 | 0 | 0 | 0 | 0 | 0 | 0 | 0 | 0 | 0 | 0 | 0 | 0
F10_Industrial_Primary Metals_Existing_Space Heating_Natural Gas_Insulation - Wall Cavity_A_Achievable Economic UCT Potential | F10 | Industrial | Primary Metals | Existing | Space Heating | Natural Gas | Insulation - Wall Cavity | A | Cumulative Energy Savings (MWh or mTherms) | Achievable Economic UCT Potential | 0 | 0 | 0 | 0 | 0 | 0 | 0 | 0 | 0 | 0 | 0 | 0 | 0 | 0 | 0 | 0 | 0 | 0 | 0 | 0 | 0 | 0
F11_Industrial_Primary Metals_Existing_Space Heating_Natural Gas_Insulation - Wall Cavity_A_Achievable Economic UCT Potential | F11 | Industrial | Primary Metals | Existing | Space Heating | Natural Gas | Insulation - Wall Cavity | A | Cumulative Summer Peak Savings (MW) | Achievable Economic UCT Potential | 0 | 0 | 0 | 0 | 0 | 0 | 0 | 0 | 0 | 0 | 0 | 0 | 0 | 0 | 0 | 0 | 0 | 0 | 0 | 0 | 0 | 0
F12_Industrial_Primary Metals_Existing_Space Heating_Natural Gas_Insulation - Wall Cavity_A_Achievable Economic UCT Potential | F12 | Industrial | Primary Metals | Existing | Space Heating | Natural Gas | Insulation - Wall Cavity | A | Cumulative Winter Peak Savings (MW) | Achievable Economic UCT Potential | 0 | 0 | 0 | 0 | 0 | 0 | 0 | 0 | 0 | 0 | 0 | 0 | 0 | 0 | 0 | 0 | 0 | 0 | 0 | 0 | 0 | 0
F13_Industrial_Primary Metals_Existing_Space Heating_Natural Gas_Insulation - Wall Cavity_A_Achievable Economic UCT Potential | F13 | Industrial | Primary Metals | Existing | Space Heating | Natural Gas | Insulation - Wall Cavity | A | Purchases (Incremental) | Achievable Economic UCT Potential | 0 | 0 | 0 | 0 | 0 | 0 | 0 | 0 | 0 | 0 | 0 | 0 | 0 | 0 | 0 | 0 | 0 | 0 | 0 | 0 | 0 | 0
F14_Industrial_Primary Metals_Existing_Space Heating_Natural Gas_Insulation - Wall Cavity_A_Achievable Economic UCT Potential | F14 | Industrial | Primary Metals | Existing | Space Heating | Natural Gas | Insulation - Wall Cavity | A | Purchases (Cumulative) | Achievable Economic UCT Potential | 0 | 0 | 0 | 0 | 0 | 0 | 0 | 0 | 0 | 0 | 0 | 0 | 0 | 0 | 0 | 0 | 0 | 0 | 0 | 0 | 0 | 0
F1_Industrial_Primary Metals_Existing_Space Heating_Natural Gas_Insulation - Ducting_A_Achievable Economic UCT Potential | F1 | Industrial | Primary Metals | Existing | Space Heating | Natural Gas | Insulation - Ducting | A | Original Unit Energy Savings (kWh or therms) | Achievable Economic UCT Potential | 0 | 0 | 0.0014398 | 0.0014319 | 0.0014239 | 0.0014161 | 0.0014083 | 0.0014008 | 0.0013935 | 0.0013865 | 0.0013799 | 0.0013736 | 0.0013677 | 0.0013622 | 0.001357 | 0.0013521 | 0.0013475 | 0.0013431 | 0.001339 | 0.0013352 | 0.0013316 | 0.0013281
F2_Industrial_Primary Metals_Existing_Space Heating_Natural Gas_Insulation - Ducting_A_Achievable Economic UCT Potential | F2 | Industrial | Primary Metals | Existing | Space Heating | Natural Gas | Insulation - Ducting | A | Original Unit Summer Peak Savings (kW) | Achievable Economic UCT Potential | 0 | 0 | 0 | 0 | 0 | 0 | 0 | 0 | 0 | 0 | 0 | 0 | 0 | 0 | 0 | 0 | 0 | 0 | 0 | 0 | 0 | 0
F3_Industrial_Primary Metals_Existing_Space Heating_Natural Gas_Insulation - Ducting_A_Achievable Economic UCT Potential | F3 | Industrial | Primary Metals | Existing | Space Heating | Natural Gas | Insulation - Ducting | A | Original Unit Winter Peak Savings (kW) | Achievable Economic UCT Potential | 0 | 0 | 0 | 0 | 0 | 0 | 0 | 0 | 0 | 0 | 0 | 0 | 0 | 0 | 0 | 0 | 0 | 0 | 0 | 0 | 0 | 0
F4_Industrial_Primary Metals_Existing_Space Heating_Natural Gas_Insulation - Ducting_A_Achievable Economic UCT Potential | F4 | Industrial | Primary Metals | Existing | Space Heating | Natural Gas | Insulation - Ducting | A | Standalone Impact on Baseline Energy (%) | Achievable Economic UCT Potential | bar: 2019 to 2040
F5_Industrial_Primary Metals_Existing_Space Heating_Natural Gas_Insulation - Ducting_A_Achievable Economic UCT Potential | F5 | Industrial | Primary Metals | Existing | Space Heating | Natural Gas | Insulation - Ducting | A | Standalone Impact on Baseline Summer Peak (%) | Achievable Economic UCT Potential | bar: 2019 to 2040
F6_Industrial_Primary Metals_Existing_Space Heating_Natural Gas_Insulation - Ducting_A_Achievable Economic UCT Potential | F6 | Industrial | Primary Metals | Existing | Space Heating | Natural Gas | Insulation - Ducting | A | Standalone Impact on Baseline Winter Peak (%) | Achievable Economic UCT Potential | bar: 2019 to 2040
F7_Industrial_Primary Metals_Existing_Space Heating_Natural Gas_Insulation - Ducting_A_Achievable Economic UCT Potential | F7 | Industrial | Primary Metals | Existing | Space Heating | Natural Gas | Insulation - Ducting | A | Incremental Energy Savings (MWh or mTherms) | Achievable Economic UCT Potential | 0 | 0 | 0 | 0 | 0 | 0 | 0 | 0 | 0 | 0 | 0 | 0 | 0 | 0 | 0 | 0 | 0 | 0 | 0 | 0 | 0 | 0
F8_Industrial_Primary Metals_Existing_Space Heating_Natural Gas_Insulation - Ducting_A_Achievable Economic UCT Potential | F8 | Industrial | Primary Metals | Existing | Space Heating | Natural Gas | Insulation - Ducting | A | Incremental Summer Peak Savings (MW) | Achievable Economic UCT Potential | 0 | 0 | 0 | 0 | 0 | 0 | 0 | 0 | 0 | 0 | 0 | 0 | 0 | 0 | 0 | 0 | 0 | 0 | 0 | 0 | 0 | 0
F9_Industrial_Primary Metals_Existing_Space Heating_Natural Gas_Insulation - Ducting_A_Achievable Economic UCT Potential | F9 | Industrial | Primary Metals | Existing | Space Heating | Natural Gas | Insulation - Ducting | A | Incremental Winter Peak Savings (MW) | Achievable Economic UCT Potential | 0 | 0 | 0 | 0 | 0 | 0 | 0 | 0 | 0 | 0 | 0 | 0 | 0 | 0 | 0 | 0 | 0 | 0 | 0 | 0 | 0 | 0
F10_Industrial_Primary Metals_Existing_Space Heating_Natural Gas_Insulation - Ducting_A_Achievable Economic UCT Potential | F10 | Industrial | Primary Metals | Existing | Space Heating | Natural Gas | Insulation - Ducting | A | Cumulative Energy Savings (MWh or mTherms) | Achievable Economic UCT Potential | 0 | 0 | 0 | 0 | 0 | 0 | 0 | 0 | 0 | 0 | 0 | 0 | 0 | 0 | 0 | 0 | 0 | 0 | 0 | 0 | 0 | 0
F11_Industrial_Primary Metals_Existing_Space Heating_Natural Gas_Insulation - Ducting_A_Achievable Economic UCT Potential | F11 | Industrial | Primary Metals | Existing | Space Heating | Natural Gas | Insulation - Ducting | A | Cumulative Summer Peak Savings (MW) | Achievable Economic UCT Potential | 0 | 0 | 0 | 0 | 0 | 0 | 0 | 0 | 0 | 0 | 0 | 0 | 0 | 0 | 0 | 0 | 0 | 0 | 0 | 0 | 0 | 0
F12_Industrial_Primary Metals_Existing_Space Heating_Natural Gas_Insulation - Ducting_A_Achievable Economic UCT Potential | F12 | Industrial | Primary Metals | Existing | Space Heating | Natural Gas | Insulation - Ducting | A | Cumulative Winter Peak Savings (MW) | Achievable Economic UCT Potential | 0 | 0 | 0 | 0 | 0 | 0 | 0 | 0 | 0 | 0 | 0 | 0 | 0 | 0 | 0 | 0 | 0 | 0 | 0 | 0 | 0 | 0
F13_Industrial_Primary Metals_Existing_Space Heating_Natural Gas_Insulation - Ducting_A_Achievable Economic UCT Potential | F13 | Industrial | Primary Metals | Existing | Space Heating | Natural Gas | Insulation - Ducting | A | Purchases (Incremental) | Achievable Economic UCT Potential | 0 | 0 | 0 | 0 | 0 | 0 | 0 | 0 | 0 | 0 | 0 | 0 | 0 | 0 | 0 | 0 | 0 | 0 | 0 | 0 | 0 | 0
F14_Industrial_Primary Metals_Existing_Space Heating_Natural Gas_Insulation - Ducting_A_Achievable Economic UCT Potential | F14 | Industrial | Primary Metals | Existing | Space Heating | Natural Gas | Insulation - Ducting | A | Purchases (Cumulative) | Achievable Economic UCT Potential | 0 | 0 | 0 | 0 | 0 | 0 | 0 | 0 | 0 | 0 | 0 | 0 | 0 | 0 | 0 | 0 | 0 | 0 | 0 | 0 | 0 | 0
F1_Industrial_Primary Metals_Existing_Space Heating_Natural Gas_HVAC - Duct Repair and Sealing_A_Achievable Economic UCT Potential | F1 | Industrial | Primary Metals | Existing | Space Heating | Natural Gas | HVAC - Duct Repair and Sealing | A | Original Unit Energy Savings (kWh or therms) | Achievable Economic UCT Potential | 0 | 0 | 0.0040723 | 0.0040498 | 0.0040273 | 0.004005 | 0.0039832 | 0.0039618 | 0.0039412 | 0.0039215 | 0.0039027 | 0.003885 | 0.0038683 | 0.0038527 | 0.0038379 | 0.0038241 | 0.003811 | 0.0037987 | 0.0037871 | 0.0037763 | 0.003766 | 0.0037564
F2_Industrial_Primary Metals_Existing_Space Heating_Natural Gas_HVAC - Duct Repair and Sealing_A_Achievable Economic UCT Potential | F2 | Industrial | Primary Metals | Existing | Space Heating | Natural Gas | HVAC - Duct Repair and Sealing | A | Original Unit Summer Peak Savings (kW) | Achievable Economic UCT Potential | 0 | 0 | 0 | 0 | 0 | 0 | 0 | 0 | 0 | 0 | 0 | 0 | 0 | 0 | 0 | 0 | 0 | 0 | 0 | 0 | 0 | 0
F3_Industrial_Primary Metals_Existing_Space Heating_Natural Gas_HVAC - Duct Repair and Sealing_A_Achievable Economic UCT Potential | F3 | Industrial | Primary Metals | Existing | Space Heating | Natural Gas | HVAC - Duct Repair and Sealing | A | Original Unit Winter Peak Savings (kW) | Achievable Economic UCT Potential | 0 | 0 | 0 | 0 | 0 | 0 | 0 | 0 | 0 | 0 | 0 | 0 | 0 | 0 | 0 | 0 | 0 | 0 | 0 | 0 | 0 | 0
F4_Industrial_Primary Metals_Existing_Space Heating_Natural Gas_HVAC - Duct Repair and Sealing_A_Achievable Economic UCT Potential | F4 | Industrial | Primary Metals | Existing | Space Heating | Natural Gas | HVAC - Duct Repair and Sealing | A | Standalone Impact on Baseline Energy (%) | Achievable Economic UCT Potential | bar: 2019 to 2040
F5_Industrial_Primary Metals_Existing_Space Heating_Natural Gas_HVAC - Duct Repair and Sealing_A_Achievable Economic UCT Potential | F5 | Industrial | Primary Metals | Existing | Space Heating | Natural Gas | HVAC - Duct Repair and Sealing | A | Standalone Impact on Baseline Summer Peak (%) | Achievable Economic UCT Potential | bar: 2019 to 2040
F6_Industrial_Primary Metals_Existing_Space Heating_Natural Gas_HVAC - Duct Repair and Sealing_A_Achievable Economic UCT Potential | F6 | Industrial | Primary Metals | Existing | Space Heating | Natural Gas | HVAC - Duct Repair and Sealing | A | Standalone Impact on Baseline Winter Peak (%) | Achievable Economic UCT Potential | bar: 2019 to 2040
F7_Industrial_Primary Metals_Existing_Space Heating_Natural Gas_HVAC - Duct Repair and Sealing_A_Achievable Economic UCT Potential | F7 | Industrial | Primary Metals | Existing | Space Heating | Natural Gas | HVAC - Duct Repair and Sealing | A | Incremental Energy Savings (MWh or mTherms) | Achievable Economic UCT Potential | 0 | 0 | 0 | 0 | 0 | 0 | 0 | 0 | 0 | 0 | 0 | 0 | 0 | 0 | 0 | 0 | 0 | 0 | 0 | 0 | 0 | 0
F8_Industrial_Primary Metals_Existing_Space Heating_Natural Gas_HVAC - Duct Repair and Sealing_A_Achievable Economic UCT Potential | F8 | Industrial | Primary Metals | Existing | Space Heating | Natural Gas | HVAC - Duct Repair and Sealing | A | Incremental Summer Peak Savings (MW) | Achievable Economic UCT Potential | 0 | 0 | 0 | 0 | 0 | 0 | 0 | 0 | 0 | 0 | 0 | 0 | 0 | 0 | 0 | 0 | 0 | 0 | 0 | 0 | 0 | 0
F9_Industrial_Primary Metals_Existing_Space Heating_Natural Gas_HVAC - Duct Repair and Sealing_A_Achievable Economic UCT Potential | F9 | Industrial | Primary Metals | Existing | Space Heating | Natural Gas | HVAC - Duct Repair and Sealing | A | Incremental Winter Peak Savings (MW) | Achievable Economic UCT Potential | 0 | 0 | 0 | 0 | 0 | 0 | 0 | 0 | 0 | 0 | 0 | 0 | 0 | 0 | 0 | 0 | 0 | 0 | 0 | 0 | 0 | 0
F10_Industrial_Primary Metals_Existing_Space Heating_Natural Gas_HVAC - Duct Repair and Sealing_A_Achievable Economic UCT Potential | F10 | Industrial | Primary Metals | Existing | Space Heating | Natural Gas | HVAC - Duct Repair and Sealing | A | Cumulative Energy Savings (MWh or mTherms) | Achievable Economic UCT Potential | 0 | 0 | 0 | 0 | 0 | 0 | 0 | 0 | 0 | 0 | 0 | 0 | 0 | 0 | 0 | 0 | 0 | 0 | 0 | 0 | 0 | 0
F11_Industrial_Primary Metals_Existing_Space Heating_Natural Gas_HVAC - Duct Repair and Sealing_A_Achievable Economic UCT Potential | F11 | Industrial | Primary Metals | Existing | Space Heating | Natural Gas | HVAC - Duct Repair and Sealing | A | Cumulative Summer Peak Savings (MW) | Achievable Economic UCT Potential | 0 | 0 | 0 | 0 | 0 | 0 | 0 | 0 | 0 | 0 | 0 | 0 | 0 | 0 | 0 | 0 | 0 | 0 | 0 | 0 | 0 | 0
F12_Industrial_Primary Metals_Existing_Space Heating_Natural Gas_HVAC - Duct Repair and Sealing_A_Achievable Economic UCT Potential | F12 | Industrial | Primary Metals | Existing | Space Heating | Natural Gas | HVAC - Duct Repair and Sealing | A | Cumulative Winter Peak Savings (MW) | Achievable Economic UCT Potential | 0 | 0 | 0 | 0 | 0 | 0 | 0 | 0 | 0 | 0 | 0 | 0 | 0 | 0 | 0 | 0 | 0 | 0 | 0 | 0 | 0 | 0
F13_Industrial_Primary Metals_Existing_Space Heating_Natural Gas_HVAC - Duct Repair and Sealing_A_Achievable Economic UCT Potential | F13 | Industrial | Primary Metals | Existing | Space Heating | Natural Gas | HVAC - Duct Repair and Sealing | A | Purchases (Incremental) | Achievable Economic UCT Potential | 0 | 0 | 0 | 0 | 0 | 0 | 0 | 0 | 0 | 0 | 0 | 0 | 0 | 0 | 0 | 0 | 0 | 0 | 0 | 0 | 0 | 0
F14_Industrial_Primary Metals_Existing_Space Heating_Natural Gas_HVAC - Duct Repair and Sealing_A_Achievable Economic UCT Potential | F14 | Industrial | Primary Metals | Existing | Space Heating | Natural Gas | HVAC - Duct Repair and Sealing | A | Purchases (Cumulative) | Achievable Economic UCT Potential | 0 | 0 | 0 | 0 | 0 | 0 | 0 | 0 | 0 | 0 | 0 | 0 | 0 | 0 | 0 | 0 | 0 | 0 | 0 | 0 | 0 | 0
F1_Industrial_Primary Metals_Existing_Space Heating_Natural Gas_Windows - High Efficiency_A_Achievable Economic UCT Potential | F1 | Industrial | Primary Metals | Existing | Space Heating | Natural Gas | Windows - High Efficiency | A | Original Unit Energy Savings (kWh or therms) | Achievable Economic UCT Potential | 0 | 0 | 0.0077675 | 0.0077491 | 0.0077307 | 0.0077125 | 0.0076946 | 0.0076772 | 0.0076604 | 0.0076442 | 0.0076289 | 0.0076144 | 0.0076007 | 0.0075878 | 0.0075757 | 0.0075643 | 0.0075535 | 0.0075434 | 0.0075339 | 0.007525 | 0.0075166 | 0.0075087
F2_Industrial_Primary Metals_Existing_Space Heating_Natural Gas_Windows - High Efficiency_A_Achievable Economic UCT Potential | F2 | Industrial | Primary Metals | Existing | Space Heating | Natural Gas | Windows - High Efficiency | A | Original Unit Summer Peak Savings (kW) | Achievable Economic UCT Potential | 0 | 0 | 0 | 0 | 0 | 0 | 0 | 0 | 0 | 0 | 0 | 0 | 0 | 0 | 0 | 0 | 0 | 0 | 0 | 0 | 0 | 0
F3_Industrial_Primary Metals_Existing_Space Heating_Natural Gas_Windows - High Efficiency_A_Achievable Economic UCT Potential | F3 | Industrial | Primary Metals | Existing | Space Heating | Natural Gas | Windows - High Efficiency | A | Original Unit Winter Peak Savings (kW) | Achievable Economic UCT Potential | 0 | 0 | 0 | 0 | 0 | 0 | 0 | 0 | 0 | 0 | 0 | 0 | 0 | 0 | 0 | 0 | 0 | 0 | 0 | 0 | 0 | 0
F4_Industrial_Primary Metals_Existing_Space Heating_Natural Gas_Windows - High Efficiency_A_Achievable Economic UCT Potential | F4 | Industrial | Primary Metals | Existing | Space Heating | Natural Gas | Windows - High Efficiency | A | Standalone Impact on Baseline Energy (%) | Achievable Economic UCT Potential | bar: 2019 to 2040
F5_Industrial_Primary Metals_Existing_Space Heating_Natural Gas_Windows - High Efficiency_A_Achievable Economic UCT Potential | F5 | Industrial | Primary Metals | Existing | Space Heating | Natural Gas | Windows - High Efficiency | A | Standalone Impact on Baseline Summer Peak (%) | Achievable Economic UCT Potential | bar: 2019 to 2040
F6_Industrial_Primary Metals_Existing_Space Heating_Natural Gas_Windows - High Efficiency_A_Achievable Economic UCT Potential | F6 | Industrial | Primary Metals | Existing | Space Heating | Natural Gas | Windows - High Efficiency | A | Standalone Impact on Baseline Winter Peak (%) | Achievable Economic UCT Potential | bar: 2019 to 2040
F7_Industrial_Primary Metals_Existing_Space Heating_Natural Gas_Windows - High Efficiency_A_Achievable Economic UCT Potential | F7 | Industrial | Primary Metals | Existing | Space Heating | Natural Gas | Windows - High Efficiency | A | Incremental Energy Savings (MWh or mTherms) | Achievable Economic UCT Potential | 0 | 0 | 0 | 0 | 0 | 0 | 0 | 0 | 0 | 0 | 0 | 0 | 0 | 0 | 0 | 0 | 0 | 0 | 0 | 0 | 0 | 0
F8_Industrial_Primary Metals_Existing_Space Heating_Natural Gas_Windows - High Efficiency_A_Achievable Economic UCT Potential | F8 | Industrial | Primary Metals | Existing | Space Heating | Natural Gas | Windows - High Efficiency | A | Incremental Summer Peak Savings (MW) | Achievable Economic UCT Potential | 0 | 0 | 0 | 0 | 0 | 0 | 0 | 0 | 0 | 0 | 0 | 0 | 0 | 0 | 0 | 0 | 0 | 0 | 0 | 0 | 0 | 0
F9_Industrial_Primary Metals_Existing_Space Heating_Natural Gas_Windows - High Efficiency_A_Achievable Economic UCT Potential | F9 | Industrial | Primary Metals | Existing | Space Heating | Natural Gas | Windows - High Efficiency | A | Incremental Winter Peak Savings (MW) | Achievable Economic UCT Potential | 0 | 0 | 0 | 0 | 0 | 0 | 0 | 0 | 0 | 0 | 0 | 0 | 0 | 0 | 0 | 0 | 0 | 0 | 0 | 0 | 0 | 0
F10_Industrial_Primary Metals_Existing_Space Heating_Natural Gas_Windows - High Efficiency_A_Achievable Economic UCT Potential | F10 | Industrial | Primary Metals | Existing | Space Heating | Natural Gas | Windows - High Efficiency | A | Cumulative Energy Savings (MWh or mTherms) | Achievable Economic UCT Potential | 0 | 0 | 0 | 0 | 0 | 0 | 0 | 0 | 0 | 0 | 0 | 0 | 0 | 0 | 0 | 0 | 0 | 0 | 0 | 0 | 0 | 0
F11_Industrial_Primary Metals_Existing_Space Heating_Natural Gas_Windows - High Efficiency_A_Achievable Economic UCT Potential | F11 | Industrial | Primary Metals | Existing | Space Heating | Natural Gas | Windows - High Efficiency | A | Cumulative Summer Peak Savings (MW) | Achievable Economic UCT Potential | 0 | 0 | 0 | 0 | 0 | 0 | 0 | 0 | 0 | 0 | 0 | 0 | 0 | 0 | 0 | 0 | 0 | 0 | 0 | 0 | 0 | 0
F12_Industrial_Primary Metals_Existing_Space Heating_Natural Gas_Windows - High Efficiency_A_Achievable Economic UCT Potential | F12 | Industrial | Primary Metals | Existing | Space Heating | Natural Gas | Windows - High Efficiency | A | Cumulative Winter Peak Savings (MW) | Achievable Economic UCT Potential | 0 | 0 | 0 | 0 | 0 | 0 | 0 | 0 | 0 | 0 | 0 | 0 | 0 | 0 | 0 | 0 | 0 | 0 | 0 | 0 | 0 | 0
F13_Industrial_Primary Metals_Existing_Space Heating_Natural Gas_Windows - High Efficiency_A_Achievable Economic UCT Potential | F13 | Industrial | Primary Metals | Existing | Space Heating | Natural Gas | Windows - High Efficiency | A | Purchases (Incremental) | Achievable Economic UCT Potential | 0 | 0 | 0 | 0 | 0 | 0 | 0 | 0 | 0 | 0 | 0 | 0 | 0 | 0 | 0 | 0 | 0 | 0 | 0 | 0 | 0 | 0
F14_Industrial_Primary Metals_Existing_Space Heating_Natural Gas_Windows - High Efficiency_A_Achievable Economic UCT Potential | F14 | Industrial | Primary Metals | Existing | Space Heating | Natural Gas | Windows - High Efficiency | A | Purchases (Cumulative) | Achievable Economic UCT Potential | 0 | 0 | 0 | 0 | 0 | 0 | 0 | 0 | 0 | 0 | 0 | 0 | 0 | 0 | 0 | 0 | 0 | 0 | 0 | 0 | 0 | 0
F1_Industrial_Primary Metals_Existing_Space Heating_Natural Gas_Gas Boiler - Maintenance_A_Achievable Economic UCT Potential | F1 | Industrial | Primary Metals | Existing | Space Heating | Natural Gas | Gas Boiler - Maintenance | A | Original Unit Energy Savings (kWh or therms) | Achievable Economic UCT Potential | 0 | 0 | 29.1825 | 29.1092 | 29.0375 | 28.9674 | 28.8992 | 28.8329 | 28.7687 | 28.7067 | 28.6471 | 28.5898 | 28.535 | 28.4827 | 28.4331 | 28.3862 | 28.342 | 28.3006 | 28.2621 | 28.2265 | 28.1938 | 28.1641
F2_Industrial_Primary Metals_Existing_Space Heating_Natural Gas_Gas Boiler - Maintenance_A_Achievable Economic UCT Potential | F2 | Industrial | Primary Metals | Existing | Space Heating | Natural Gas | Gas Boiler - Maintenance | A | Original Unit Summer Peak Savings (kW) | Achievable Economic UCT Potential | 0 | 0 | 0 | 0 | 0 | 0 | 0 | 0 | 0 | 0 | 0 | 0 | 0 | 0 | 0 | 0 | 0 | 0 | 0 | 0 | 0 | 0
F3_Industrial_Primary Metals_Existing_Space Heating_Natural Gas_Gas Boiler - Maintenance_A_Achievable Economic UCT Potential | F3 | Industrial | Primary Metals | Existing | Space Heating | Natural Gas | Gas Boiler - Maintenance | A | Original Unit Winter Peak Savings (kW) | Achievable Economic UCT Potential | 0 | 0 | 0 | 0 | 0 | 0 | 0 | 0 | 0 | 0 | 0 | 0 | 0 | 0 | 0 | 0 | 0 | 0 | 0 | 0 | 0 | 0
F4_Industrial_Primary Metals_Existing_Space Heating_Natural Gas_Gas Boiler - Maintenance_A_Achievable Economic UCT Potential | F4 | Industrial | Primary Metals | Existing | Space Heating | Natural Gas | Gas Boiler - Maintenance | A | Standalone Impact on Baseline Energy (%) | Achievable Economic UCT Potential | 0% | 0% | 0.004189% | 0.007197% | 0.009355% | 0.0111% | 0.01268% | 0.0141% | 0.01538% | 0.01652% | 0.01754% | 0.01847% | 0.01931% | 0.02004% | 0.0207% | 0.02131% | 0.02187% | 0.02242% | 0.02295% | 0.02347% | 0.02398% | 0.02448%
F5_Industrial_Primary Metals_Existing_Space Heating_Natural Gas_Gas Boiler - Maintenance_A_Achievable Economic UCT Potential | F5 | Industrial | Primary Metals | Existing | Space Heating | Natural Gas | Gas Boiler - Maintenance | A | Standalone Impact on Baseline Summer Peak (%) | Achievable Economic UCT Potential | bar: 2019 to 2040
F6_Industrial_Primary Metals_Existing_Space Heating_Natural Gas_Gas Boiler - Maintenance_A_Achievable Economic UCT Potential | F6 | Industrial | Primary Metals | Existing | Space Heating | Natural Gas | Gas Boiler - Maintenance | A | Standalone Impact on Baseline Winter Peak (%) | Achievable Economic UCT Potential | bar: 2019 to 2040
F7_Industrial_Primary Metals_Existing_Space Heating_Natural Gas_Gas Boiler - Maintenance_A_Achievable Economic UCT Potential | F7 | Industrial | Primary Metals | Existing | Space Heating | Natural Gas | Gas Boiler - Maintenance | A | Incremental Energy Savings (MWh or mTherms) | Achievable Economic UCT Potential | 0 | 0 | 0.0040133 | 0.0027576 | 0.0018714 | 0.0014289 | 0.0012274 | 0.0010414 | 0.00087485 | 0.00072889 | 0.0006031 | 0.00049611 | 0.00040605 | 0.00031021 | 0.00023701 | 0.00018111 | 0.0001384 | 0.00012471 | 9.5782e-05 | 8.0955e-05 | 6.665e-05 | 5.2849e-05
F8_Industrial_Primary Metals_Existing_Space Heating_Natural Gas_Gas Boiler - Maintenance_A_Achievable Economic UCT Potential | F8 | Industrial | Primary Metals | Existing | Space Heating | Natural Gas | Gas Boiler - Maintenance | A | Incremental Summer Peak Savings (MW) | Achievable Economic UCT Potential | 0 | 0 | 0 | 0 | 0 | 0 | 0 | 0 | 0 | 0 | 0 | 0 | 0 | 0 | 0 | 0 | 0 | 0 | 0 | 0 | 0 | 0
F9_Industrial_Primary Metals_Existing_Space Heating_Natural Gas_Gas Boiler - Maintenance_A_Achievable Economic UCT Potential | F9 | Industrial | Primary Metals | Existing | Space Heating | Natural Gas | Gas Boiler - Maintenance | A | Incremental Winter Peak Savings (MW) | Achievable Economic UCT Potential | 0 | 0 | 0 | 0 | 0 | 0 | 0 | 0 | 0 | 0 | 0 | 0 | 0 | 0 | 0 | 0 | 0 | 0 | 0 | 0 | 0 | 0
F10_Industrial_Primary Metals_Existing_Space Heating_Natural Gas_Gas Boiler - Maintenance_A_Achievable Economic UCT Potential | F10 | Industrial | Primary Metals | Existing | Space Heating | Natural Gas | Gas Boiler - Maintenance | A | Cumulative Energy Savings (MWh or mTherms) | Achievable Economic UCT Potential | 0 | 0 | 0.0040133 | 0.0067608 | 0.0086156 | 0.010024 | 0.011228 | 0.012243 | 0.013091 | 0.013792 | 0.014366 | 0.014833 | 0.015211 | 0.015493 | 0.015703 | 0.015859 | 0.015972 | 0.016074 | 0.016148 | 0.016208 | 0.016256 | 0.016292
F11_Industrial_Primary Metals_Existing_Space Heating_Natural Gas_Gas Boiler - Maintenance_A_Achievable Economic UCT Potential | F11 | Industrial | Primary Metals | Existing | Space Heating | Natural Gas | Gas Boiler - Maintenance | A | Cumulative Summer Peak Savings (MW) | Achievable Economic UCT Potential | 0 | 0 | 0 | 0 | 0 | 0 | 0 | 0 | 0 | 0 | 0 | 0 | 0 | 0 | 0 | 0 | 0 | 0 | 0 | 0 | 0 | 0
F12_Industrial_Primary Metals_Existing_Space Heating_Natural Gas_Gas Boiler - Maintenance_A_Achievable Economic UCT Potential | F12 | Industrial | Primary Metals | Existing | Space Heating | Natural Gas | Gas Boiler - Maintenance | A | Cumulative Winter Peak Savings (MW) | Achievable Economic UCT Potential | 0 | 0 | 0 | 0 | 0 | 0 | 0 | 0 | 0 | 0 | 0 | 0 | 0 | 0 | 0 | 0 | 0 | 0 | 0 | 0 | 0 | 0
F13_Industrial_Primary Metals_Existing_Space Heating_Natural Gas_Gas Boiler - Maintenance_A_Achievable Economic UCT Potential | F13 | Industrial | Primary Metals | Existing | Space Heating | Natural Gas | Gas Boiler - Maintenance | A | Purchases (Incremental) | Achievable Economic UCT Potential | 0 | 0 | 0.13752 | 0.094732 | 0.064449 | 0.049328 | 0.042473 | 0.03612 | 0.03041 | 0.025391 | 0.021053 | 0.017353 | 0.01423 | 0.010891 | 0.0083359 | 0.0063801 | 0.0048831 | 0.0044064 | 0.0033891 | 0.002868 | 0.002364 | 0.0018765
F14_Industrial_Primary Metals_Existing_Space Heating_Natural Gas_Gas Boiler - Maintenance_A_Achievable Economic UCT Potential | F14 | Industrial | Primary Metals | Existing | Space Heating | Natural Gas | Gas Boiler - Maintenance | A | Purchases (Cumulative) | Achievable Economic UCT Potential | 0 | 0 | 0.13752 | 0.23226 | 0.29671 | 0.34603 | 0.38851 | 0.42463 | 0.45504 | 0.48043 | 0.50148 | 0.51883 | 0.53306 | 0.54395 | 0.55229 | 0.55867 | 0.56355 | 0.56796 | 0.57135 | 0.57422 | 0.57658 | 0.57846
F1_Industrial_Primary Metals_Existing_Process_Natural Gas_Gas Boiler - Maintenance_A_Achievable Economic UCT Potential | F1 | Industrial | Primary Metals | Existing | Process | Natural Gas | Gas Boiler - Maintenance | A | Original Unit Energy Savings (kWh or therms) | Achievable Economic UCT Potential | 0 | 0 | 28.0317 | 28.0317 | 28.0317 | 28.0317 | 28.0317 | 28.0317 | 28.0317 | 28.0317 | 28.0317 | 28.0317 | 28.0317 | 28.0317 | 28.0317 | 28.0317 | 28.0317 | 28.0317 | 28.0317 | 28.0317 | 28.0317 | 28.0317
F2_Industrial_Primary Metals_Existing_Process_Natural Gas_Gas Boiler - Maintenance_A_Achievable Economic UCT Potential | F2 | Industrial | Primary Metals | Existing | Process | Natural Gas | Gas Boiler - Maintenance | A | Original Unit Summer Peak Savings (kW) | Achievable Economic UCT Potential | 0 | 0 | 0 | 0 | 0 | 0 | 0 | 0 | 0 | 0 | 0 | 0 | 0 | 0 | 0 | 0 | 0 | 0 | 0 | 0 | 0 | 0
F3_Industrial_Primary Metals_Existing_Process_Natural Gas_Gas Boiler - Maintenance_A_Achievable Economic UCT Potential | F3 | Industrial | Primary Metals | Existing | Process | Natural Gas | Gas Boiler - Maintenance | A | Original Unit Winter Peak Savings (kW) | Achievable Economic UCT Potential | 0 | 0 | 0 | 0 | 0 | 0 | 0 | 0 | 0 | 0 | 0 | 0 | 0 | 0 | 0 | 0 | 0 | 0 | 0 | 0 | 0 | 0
F4_Industrial_Primary Metals_Existing_Process_Natural Gas_Gas Boiler - Maintenance_A_Achievable Economic UCT Potential | F4 | Industrial | Primary Metals | Existing | Process | Natural Gas | Gas Boiler - Maintenance | A | Standalone Impact on Baseline Energy (%) | Achievable Economic UCT Potential | 0% | 0% | 0.005621% | 0.00966% | 0.01256% | 0.0149% | 0.01702% | 0.01893% | 0.02065% | 0.02218% | 0.02356% | 0.0248% | 0.02593% | 0.02692% | 0.02781% | 0.02863% | 0.02939% | 0.03014% | 0.03085% | 0.03155% | 0.03223% | 0.0329%
F5_Industrial_Primary Metals_Existing_Process_Natural Gas_Gas Boiler - Maintenance_A_Achievable Economic UCT Potential | F5 | Industrial | Primary Metals | Existing | Process | Natural Gas | Gas Boiler - Maintenance | A | Standalone Impact on Baseline Summer Peak (%) | Achievable Economic UCT Potential | bar: 2019 to 2040
F6_Industrial_Primary Metals_Existing_Process_Natural Gas_Gas Boiler - Maintenance_A_Achievable Economic UCT Potential | F6 | Industrial | Primary Metals | Existing | Process | Natural Gas | Gas Boiler - Maintenance | A | Standalone Impact on Baseline Winter Peak (%) | Achievable Economic UCT Potential | bar: 2019 to 2040
F7_Industrial_Primary Metals_Existing_Process_Natural Gas_Gas Boiler - Maintenance_A_Achievable Economic UCT Potential | F7 | Industrial | Primary Metals | Existing | Process | Natural Gas | Gas Boiler - Maintenance | A | Incremental Energy Savings (MWh or mTherms) | Achievable Economic UCT Potential | 0 | 0 | 0.13963 | 0.09618 | 0.065434 | 0.050082 | 0.043123 | 0.036672 | 0.030875 | 0.025779 | 0.021375 | 0.017618 | 0.014448 | 0.011058 | 0.0084633 | 0.0064776 | 0.0049578 | 0.0044738 | 0.0034409 | 0.0029119 | 0.0024001 | 0.0019051
F8_Industrial_Primary Metals_Existing_Process_Natural Gas_Gas Boiler - Maintenance_A_Achievable Economic UCT Potential | F8 | Industrial | Primary Metals | Existing | Process | Natural Gas | Gas Boiler - Maintenance | A | Incremental Summer Peak Savings (MW) | Achievable Economic UCT Potential | 0 | 0 | 0 | 0 | 0 | 0 | 0 | 0 | 0 | 0 | 0 | 0 | 0 | 0 | 0 | 0 | 0 | 0 | 0 | 0 | 0 | 0
F9_Industrial_Primary Metals_Existing_Process_Natural Gas_Gas Boiler - Maintenance_A_Achievable Economic UCT Potential | F9 | Industrial | Primary Metals | Existing | Process | Natural Gas | Gas Boiler - Maintenance | A | Incremental Winter Peak Savings (MW) | Achievable Economic UCT Potential | 0 | 0 | 0 | 0 | 0 | 0 | 0 | 0 | 0 | 0 | 0 | 0 | 0 | 0 | 0 | 0 | 0 | 0 | 0 | 0 | 0 | 0
F10_Industrial_Primary Metals_Existing_Process_Natural Gas_Gas Boiler - Maintenance_A_Achievable Economic UCT Potential | F10 | Industrial | Primary Metals | Existing | Process | Natural Gas | Gas Boiler - Maintenance | A | Cumulative Energy Savings (MWh or mTherms) | Achievable Economic UCT Potential | 0 | 0 | 0.13963 | 0.23581 | 0.30124 | 0.35132 | 0.39445 | 0.43112 | 0.46199 | 0.48777 | 0.50915 | 0.52676 | 0.54121 | 0.55227 | 0.56073 | 0.56721 | 0.57217 | 0.57664 | 0.58008 | 0.58299 | 0.58539 | 0.5873
F11_Industrial_Primary Metals_Existing_Process_Natural Gas_Gas Boiler - Maintenance_A_Achievable Economic UCT Potential | F11 | Industrial | Primary Metals | Existing | Process | Natural Gas | Gas Boiler - Maintenance | A | Cumulative Summer Peak Savings (MW) | Achievable Economic UCT Potential | 0 | 0 | 0 | 0 | 0 | 0 | 0 | 0 | 0 | 0 | 0 | 0 | 0 | 0 | 0 | 0 | 0 | 0 | 0 | 0 | 0 | 0
F12_Industrial_Primary Metals_Existing_Process_Natural Gas_Gas Boiler - Maintenance_A_Achievable Economic UCT Potential | F12 | Industrial | Primary Metals | Existing | Process | Natural Gas | Gas Boiler - Maintenance | A | Cumulative Winter Peak Savings (MW) | Achievable Economic UCT Potential | 0 | 0 | 0 | 0 | 0 | 0 | 0 | 0 | 0 | 0 | 0 | 0 | 0 | 0 | 0 | 0 | 0 | 0 | 0 | 0 | 0 | 0
F13_Industrial_Primary Metals_Existing_Process_Natural Gas_Gas Boiler - Maintenance_A_Achievable Economic UCT Potential | F13 | Industrial | Primary Metals | Existing | Process | Natural Gas | Gas Boiler - Maintenance | A | Purchases (Incremental) | Achievable Economic UCT Potential | 0 | 0 | 4.981 | 3.4311 | 2.3343 | 1.7866 | 1.5384 | 1.3082 | 1.1014 | 0.91963 | 0.76252 | 0.6285 | 0.5154 | 0.39447 | 0.30192 | 0.23108 | 0.17686 | 0.1596 | 0.12275 | 0.10388 | 0.085622 | 0.067964
F14_Industrial_Primary Metals_Existing_Process_Natural Gas_Gas Boiler - Maintenance_A_Achievable Economic UCT Potential | F14 | Industrial | Primary Metals | Existing | Process | Natural Gas | Gas Boiler - Maintenance | A | Purchases (Cumulative) | Achievable Economic UCT Potential | 0 | 0 | 4.981 | 8.4122 | 10.7465 | 12.5331 | 14.0714 | 15.3797 | 16.4811 | 17.4007 | 18.1632 | 18.7917 | 19.3071 | 19.7016 | 20.0035 | 20.2346 | 20.4115 | 20.5711 | 20.6938 | 20.7977 | 20.8833 | 20.9513
F1_Industrial_Primary Metals_Existing_Space Heating_Natural Gas_Gas Furnace - Maintenance_A_Achievable Economic UCT Potential | F1 | Industrial | Primary Metals | Existing | Space Heating | Natural Gas | Gas Furnace - Maintenance | A | Original Unit Energy Savings (kWh or therms) | Achievable Economic UCT Potential | 0 | 0 | 0.0093975 | 0.0093456 | 0.0092937 | 0.0092423 | 0.0091918 | 0.0091426 | 0.0090951 | 0.0090495 | 0.0090061 | 0.0089653 | 0.0089269 | 0.0088907 | 0.0088567 | 0.0088247 | 0.0087946 | 0.0087662 | 0.0087395 | 0.0087144 | 0.0086907 | 0.0086685
F2_Industrial_Primary Metals_Existing_Space Heating_Natural Gas_Gas Furnace - Maintenance_A_Achievable Economic UCT Potential | F2 | Industrial | Primary Metals | Existing | Space Heating | Natural Gas | Gas Furnace - Maintenance | A | Original Unit Summer Peak Savings (kW) | Achievable Economic UCT Potential | 0 | 0 | 0 | 0 | 0 | 0 | 0 | 0 | 0 | 0 | 0 | 0 | 0 | 0 | 0 | 0 | 0 | 0 | 0 | 0 | 0 | 0
F3_Industrial_Primary Metals_Existing_Space Heating_Natural Gas_Gas Furnace - Maintenance_A_Achievable Economic UCT Potential | F3 | Industrial | Primary Metals | Existing | Space Heating | Natural Gas | Gas Furnace - Maintenance | A | Original Unit Winter Peak Savings (kW) | Achievable Economic UCT Potential | 0 | 0 | 0 | 0 | 0 | 0 | 0 | 0 | 0 | 0 | 0 | 0 | 0 | 0 | 0 | 0 | 0 | 0 | 0 | 0 | 0 | 0
F4_Industrial_Primary Metals_Existing_Space Heating_Natural Gas_Gas Furnace - Maintenance_A_Achievable Economic UCT Potential | F4 | Industrial | Primary Metals | Existing | Space Heating | Natural Gas | Gas Furnace - Maintenance | A | Standalone Impact on Baseline Energy (%) | Achievable Economic UCT Potential | bar: 2019 to 2040
F5_Industrial_Primary Metals_Existing_Space Heating_Natural Gas_Gas Furnace - Maintenance_A_Achievable Economic UCT Potential | F5 | Industrial | Primary Metals | Existing | Space Heating | Natural Gas | Gas Furnace - Maintenance | A | Standalone Impact on Baseline Summer Peak (%) | Achievable Economic UCT Potential | bar: 2019 to 2040
F6_Industrial_Primary Metals_Existing_Space Heating_Natural Gas_Gas Furnace - Maintenance_A_Achievable Economic UCT Potential | F6 | Industrial | Primary Metals | Existing | Space Heating | Natural Gas | Gas Furnace - Maintenance | A | Standalone Impact on Baseline Winter Peak (%) | Achievable Economic UCT Potential | bar: 2019 to 2040
F7_Industrial_Primary Metals_Existing_Space Heating_Natural Gas_Gas Furnace - Maintenance_A_Achievable Economic UCT Potential | F7 | Industrial | Primary Metals | Existing | Space Heating | Natural Gas | Gas Furnace - Maintenance | A | Incremental Energy Savings (MWh or mTherms) | Achievable Economic UCT Potential | 0 | 0 | 0 | 0 | 0 | 0 | 0 | 0 | 0 | 0 | 0 | 0 | 0 | 0 | 0 | 0 | 0 | 0 | 0 | 0 | 0 | 0
F8_Industrial_Primary Metals_Existing_Space Heating_Natural Gas_Gas Furnace - Maintenance_A_Achievable Economic UCT Potential | F8 | Industrial | Primary Metals | Existing | Space Heating | Natural Gas | Gas Furnace - Maintenance | A | Incremental Summer Peak Savings (MW) | Achievable Economic UCT Potential | 0 | 0 | 0 | 0 | 0 | 0 | 0 | 0 | 0 | 0 | 0 | 0 | 0 | 0 | 0 | 0 | 0 | 0 | 0 | 0 | 0 | 0
F9_Industrial_Primary Metals_Existing_Space Heating_Natural Gas_Gas Furnace - Maintenance_A_Achievable Economic UCT Potential | F9 | Industrial | Primary Metals | Existing | Space Heating | Natural Gas | Gas Furnace - Maintenance | A | Incremental Winter Peak Savings (MW) | Achievable Economic UCT Potential | 0 | 0 | 0 | 0 | 0 | 0 | 0 | 0 | 0 | 0 | 0 | 0 | 0 | 0 | 0 | 0 | 0 | 0 | 0 | 0 | 0 | 0
F10_Industrial_Primary Metals_Existing_Space Heating_Natural Gas_Gas Furnace - Maintenance_A_Achievable Economic UCT Potential | F10 | Industrial | Primary Metals | Existing | Space Heating | Natural Gas | Gas Furnace - Maintenance | A | Cumulative Energy Savings (MWh or mTherms) | Achievable Economic UCT Potential | 0 | 0 | 0 | 0 | 0 | 0 | 0 | 0 | 0 | 0 | 0 | 0 | 0 | 0 | 0 | 0 | 0 | 0 | 0 | 0 | 0 | 0
F11_Industrial_Primary Metals_Existing_Space Heating_Natural Gas_Gas Furnace - Maintenance_A_Achievable Economic UCT Potential | F11 | Industrial | Primary Metals | Existing | Space Heating | Natural Gas | Gas Furnace - Maintenance | A | Cumulative Summer Peak Savings (MW) | Achievable Economic UCT Potential | 0 | 0 | 0 | 0 | 0 | 0 | 0 | 0 | 0 | 0 | 0 | 0 | 0 | 0 | 0 | 0 | 0 | 0 | 0 | 0 | 0 | 0
F12_Industrial_Primary Metals_Existing_Space Heating_Natural Gas_Gas Furnace - Maintenance_A_Achievable Economic UCT Potential | F12 | Industrial | Primary Metals | Existing | Space Heating | Natural Gas | Gas Furnace - Maintenance | A | Cumulative Winter Peak Savings (MW) | Achievable Economic UCT Potential | 0 | 0 | 0 | 0 | 0 | 0 | 0 | 0 | 0 | 0 | 0 | 0 | 0 | 0 | 0 | 0 | 0 | 0 | 0 | 0 | 0 | 0
F13_Industrial_Primary Metals_Existing_Space Heating_Natural Gas_Gas Furnace - Maintenance_A_Achievable Economic UCT Potential | F13 | Industrial | Primary Metals | Existing | Space Heating | Natural Gas | Gas Furnace - Maintenance | A | Purchases (Incremental) | Achievable Economic UCT Potential | 0 | 0 | 0 | 0 | 0 | 0 | 0 | 0 | 0 | 0 | 0 | 0 | 0 | 0 | 0 | 0 | 0 | 0 | 0 | 0 | 0 | 0
F14_Industrial_Primary Metals_Existing_Space Heating_Natural Gas_Gas Furnace - Maintenance_A_Achievable Economic UCT Potential | F14 | Industrial | Primary Metals | Existing | Space Heating | Natural Gas | Gas Furnace - Maintenance | A | Purchases (Cumulative) | Achievable Economic UCT Potential | 0 | 0 | 0 | 0 | 0 | 0 | 0 | 0 | 0 | 0 | 0 | 0 | 0 | 0 | 0 | 0 | 0 | 0 | 0 | 0 | 0 | 0
F1_Industrial_Primary Metals_Existing_Space Heating_Natural Gas_Gas Boiler - Hot Water Reset_A_Achievable Economic UCT Potential | F1 | Industrial | Primary Metals | Existing | Space Heating | Natural Gas | Gas Boiler - Hot Water Reset | A | Original Unit Energy Savings (kWh or therms) | Achievable Economic UCT Potential | 0 | 0 | 106.1182 | 105.8518 | 105.5909 | 105.3361 | 105.088 | 104.847 | 104.6136 | 104.3882 | 104.1711 | 103.9628 | 103.7635 | 103.5735 | 103.3931 | 103.2225 | 103.0619 | 102.9115 | 102.7714 | 102.6419 | 102.523 | 102.415
F2_Industrial_Primary Metals_Existing_Space Heating_Natural Gas_Gas Boiler - Hot Water Reset_A_Achievable Economic UCT Potential | F2 | Industrial | Primary Metals | Existing | Space Heating | Natural Gas | Gas Boiler - Hot Water Reset | A | Original Unit Summer Peak Savings (kW) | Achievable Economic UCT Potential | 0 | 0 | 0 | 0 | 0 | 0 | 0 | 0 | 0 | 0 | 0 | 0 | 0 | 0 | 0 | 0 | 0 | 0 | 0 | 0 | 0 | 0
F3_Industrial_Primary Metals_Existing_Space Heating_Natural Gas_Gas Boiler - Hot Water Reset_A_Achievable Economic UCT Potential | F3 | Industrial | Primary Metals | Existing | Space Heating | Natural Gas | Gas Boiler - Hot Water Reset | A | Original Unit Winter Peak Savings (kW) | Achievable Economic UCT Potential | 0 | 0 | 0 | 0 | 0 | 0 | 0 | 0 | 0 | 0 | 0 | 0 | 0 | 0 | 0 | 0 | 0 | 0 | 0 | 0 | 0 | 0
F4_Industrial_Primary Metals_Existing_Space Heating_Natural Gas_Gas Boiler - Hot Water Reset_A_Achievable Economic UCT Potential | F4 | Industrial | Primary Metals | Existing | Space Heating | Natural Gas | Gas Boiler - Hot Water Reset | A | Standalone Impact on Baseline Energy (%) | Achievable Economic UCT Potential | 0% | 0% | 0.007402% | 0.01662% | 0.02803% | 0.04143% | 0.05687% | 0.07508% | 0.09527% | 0.1162% | 0.1364% | 0.1544% | 0.1692% | 0.1801% | 0.1879% | 0.1934% | 0.1977% | 0.2015% | 0.2052% | 0.2088% | 0.2124% | 0.2161%
F5_Industrial_Primary Metals_Existing_Space Heating_Natural Gas_Gas Boiler - Hot Water Reset_A_Achievable Economic UCT Potential | F5 | Industrial | Primary Metals | Existing | Space Heating | Natural Gas | Gas Boiler - Hot Water Reset | A | Standalone Impact on Baseline Summer Peak (%) | Achievable Economic UCT Potential | bar: 2019 to 2040
F6_Industrial_Primary Metals_Existing_Space Heating_Natural Gas_Gas Boiler - Hot Water Reset_A_Achievable Economic UCT Potential | F6 | Industrial | Primary Metals | Existing | Space Heating | Natural Gas | Gas Boiler - Hot Water Reset | A | Standalone Impact on Baseline Winter Peak (%) | Achievable Economic UCT Potential | bar: 2019 to 2040
F7_Industrial_Primary Metals_Existing_Space Heating_Natural Gas_Gas Boiler - Hot Water Reset_A_Achievable Economic UCT Potential | F7 | Industrial | Primary Metals | Existing | Space Heating | Natural Gas | Gas Boiler - Hot Water Reset | A | Incremental Energy Savings (MWh or mTherms) | Achievable Economic UCT Potential | 0 | 0 | 0.0070924 | 0.0085368 | 0.010241 | 0.011655 | 0.013034 | 0.014941 | 0.016073 | 0.016101 | 0.014881 | 0.012546 | 0.0095228 | 0.0061824 | 0.0035217 | 0.0016637 | 0.00069064 | 0.00024645 | 7.5551e-05 | 1.6162e-05 | 2.6078e-06 | 3.073e-07
F8_Industrial_Primary Metals_Existing_Space Heating_Natural Gas_Gas Boiler - Hot Water Reset_A_Achievable Economic UCT Potential | F8 | Industrial | Primary Metals | Existing | Space Heating | Natural Gas | Gas Boiler - Hot Water Reset | A | Incremental Summer Peak Savings (MW) | Achievable Economic UCT Potential | 0 | 0 | 0 | 0 | 0 | 0 | 0 | 0 | 0 | 0 | 0 | 0 | 0 | 0 | 0 | 0 | 0 | 0 | 0 | 0 | 0 | 0
F9_Industrial_Primary Metals_Existing_Space Heating_Natural Gas_Gas Boiler - Hot Water Reset_A_Achievable Economic UCT Potential | F9 | Industrial | Primary Metals | Existing | Space Heating | Natural Gas | Gas Boiler - Hot Water Reset | A | Incremental Winter Peak Savings (MW) | Achievable Economic UCT Potential | 0 | 0 | 0 | 0 | 0 | 0 | 0 | 0 | 0 | 0 | 0 | 0 | 0 | 0 | 0 | 0 | 0 | 0 | 0 | 0 | 0 | 0
F10_Industrial_Primary Metals_Existing_Space Heating_Natural Gas_Gas Boiler - Hot Water Reset_A_Achievable Economic UCT Potential | F10 | Industrial | Primary Metals | Existing | Space Heating | Natural Gas | Gas Boiler - Hot Water Reset | A | Cumulative Energy Savings (MWh or mTherms) | Achievable Economic UCT Potential | 0 | 0 | 0.0070924 | 0.015611 | 0.025814 | 0.037407 | 0.050353 | 0.065179 | 0.081106 | 0.097033 | 0.11171 | 0.12403 | 0.13332 | 0.13926 | 0.14254 | 0.14397 | 0.14443 | 0.14447 | 0.14435 | 0.14418 | 0.14402 | 0.14386
F11_Industrial_Primary Metals_Existing_Space Heating_Natural Gas_Gas Boiler - Hot Water Reset_A_Achievable Economic UCT Potential | F11 | Industrial | Primary Metals | Existing | Space Heating | Natural Gas | Gas Boiler - Hot Water Reset | A | Cumulative Summer Peak Savings (MW) | Achievable Economic UCT Potential | 0 | 0 | 0 | 0 | 0 | 0 | 0 | 0 | 0 | 0 | 0 | 0 | 0 | 0 | 0 | 0 | 0 | 0 | 0 | 0 | 0 | 0
F12_Industrial_Primary Metals_Existing_Space Heating_Natural Gas_Gas Boiler - Hot Water Reset_A_Achievable Economic UCT Potential | F12 | Industrial | Primary Metals | Existing | Space Heating | Natural Gas | Gas Boiler - Hot Water Reset | A | Cumulative Winter Peak Savings (MW) | Achievable Economic UCT Potential | 0 | 0 | 0 | 0 | 0 | 0 | 0 | 0 | 0 | 0 | 0 | 0 | 0 | 0 | 0 | 0 | 0 | 0 | 0 | 0 | 0 | 0
F13_Industrial_Primary Metals_Existing_Space Heating_Natural Gas_Gas Boiler - Hot Water Reset_A_Achievable Economic UCT Potential | F13 | Industrial | Primary Metals | Existing | Space Heating | Natural Gas | Gas Boiler - Hot Water Reset | A | Purchases (Incremental) | Achievable Economic UCT Potential | 0 | 0 | 0.066835 | 0.080648 | 0.096988 | 0.11065 | 0.12403 | 0.14251 | 0.15364 | 0.15424 | 0.14285 | 0.12068 | 0.091774 | 0.059691 | 0.034061 | 0.016117 | 0.0067013 | 0.0023948 | 0.00073513 | 0.00015746 | 2.5436e-05 | 3.0006e-06
F14_Industrial_Primary Metals_Existing_Space Heating_Natural Gas_Gas Boiler - Hot Water Reset_A_Achievable Economic UCT Potential | F14 | Industrial | Primary Metals | Existing | Space Heating | Natural Gas | Gas Boiler - Hot Water Reset | A | Purchases (Cumulative) | Achievable Economic UCT Potential | 0 | 0 | 0.066835 | 0.14748 | 0.24447 | 0.35512 | 0.47915 | 0.62166 | 0.77529 | 0.92954 | 1.0724 | 1.1931 | 1.2848 | 1.3445 | 1.3786 | 1.3947 | 1.4014 | 1.4038 | 1.4045 | 1.4047 | 1.4047 | 1.4047
F1_Industrial_Primary Metals_Existing_Process_Natural Gas_Gas Boiler - Hot Water Reset_A_Achievable Economic UCT Potential | F1 | Industrial | Primary Metals | Existing | Process | Natural Gas | Gas Boiler - Hot Water Reset | A | Original Unit Energy Savings (kWh or therms) | Achievable Economic UCT Potential | 0 | 0 | 50.9667 | 50.9667 | 50.9667 | 50.9667 | 50.9667 | 50.9667 | 50.9667 | 50.9667 | 50.9667 | 50.9667 | 50.9667 | 50.9667 | 50.9667 | 50.9667 | 50.9667 | 50.9667 | 50.9667 | 50.9667 | 50.9667 | 50.9667
F2_Industrial_Primary Metals_Existing_Process_Natural Gas_Gas Boiler - Hot Water Reset_A_Achievable Economic UCT Potential | F2 | Industrial | Primary Metals | Existing | Process | Natural Gas | Gas Boiler - Hot Water Reset | A | Original Unit Summer Peak Savings (kW) | Achievable Economic UCT Potential | 0 | 0 | 0 | 0 | 0 | 0 | 0 | 0 | 0 | 0 | 0 | 0 | 0 | 0 | 0 | 0 | 0 | 0 | 0 | 0 | 0 | 0
F3_Industrial_Primary Metals_Existing_Process_Natural Gas_Gas Boiler - Hot Water Reset_A_Achievable Economic UCT Potential | F3 | Industrial | Primary Metals | Existing | Process | Natural Gas | Gas Boiler - Hot Water Reset | A | Original Unit Winter Peak Savings (kW) | Achievable Economic UCT Potential | 0 | 0 | 0 | 0 | 0 | 0 | 0 | 0 | 0 | 0 | 0 | 0 | 0 | 0 | 0 | 0 | 0 | 0 | 0 | 0 | 0 | 0
F4_Industrial_Primary Metals_Existing_Process_Natural Gas_Gas Boiler - Hot Water Reset_A_Achievable Economic UCT Potential | F4 | Industrial | Primary Metals | Existing | Process | Natural Gas | Gas Boiler - Hot Water Reset | A | Standalone Impact on Baseline Energy (%) | Achievable Economic UCT Potential | 0% | 0% | 0.004967% | 0.01115% | 0.01881% | 0.02781% | 0.03818% | 0.0504% | 0.06396% | 0.07803% | 0.0916% | 0.1037% | 0.1136% | 0.121% | 0.1262% | 0.13% | 0.1329% | 0.1354% | 0.1379% | 0.1403% | 0.1428% | 0.1453%
F5_Industrial_Primary Metals_Existing_Process_Natural Gas_Gas Boiler - Hot Water Reset_A_Achievable Economic UCT Potential | F5 | Industrial | Primary Metals | Existing | Process | Natural Gas | Gas Boiler - Hot Water Reset | A | Standalone Impact on Baseline Summer Peak (%) | Achievable Economic UCT Potential | bar: 2019 to 2040
F6_Industrial_Primary Metals_Existing_Process_Natural Gas_Gas Boiler - Hot Water Reset_A_Achievable Economic UCT Potential | F6 | Industrial | Primary Metals | Existing | Process | Natural Gas | Gas Boiler - Hot Water Reset | A | Standalone Impact on Baseline Winter Peak (%) | Achievable Economic UCT Potential | bar: 2019 to 2040
F7_Industrial_Primary Metals_Existing_Process_Natural Gas_Gas Boiler - Hot Water Reset_A_Achievable Economic UCT Potential | F7 | Industrial | Primary Metals | Existing | Process | Natural Gas | Gas Boiler - Hot Water Reset | A | Incremental Energy Savings (MWh or mTherms) | Achievable Economic UCT Potential | 0 | 0 | 0.12338 | 0.14887 | 0.17904 | 0.20425 | 0.22896 | 0.26306 | 0.28361 | 0.28473 | 0.2637 | 0.22276 | 0.16941 | 0.11019 | 0.062877 | 0.029752 | 0.01237 | 0.0044208 | 0.001357 | 0.00029067 | 4.6955e-05 | 5.539e-06
F8_Industrial_Primary Metals_Existing_Process_Natural Gas_Gas Boiler - Hot Water Reset_A_Achievable Economic UCT Potential | F8 | Industrial | Primary Metals | Existing | Process | Natural Gas | Gas Boiler - Hot Water Reset | A | Incremental Summer Peak Savings (MW) | Achievable Economic UCT Potential | 0 | 0 | 0 | 0 | 0 | 0 | 0 | 0 | 0 | 0 | 0 | 0 | 0 | 0 | 0 | 0 | 0 | 0 | 0 | 0 | 0 | 0
F9_Industrial_Primary Metals_Existing_Process_Natural Gas_Gas Boiler - Hot Water Reset_A_Achievable Economic UCT Potential | F9 | Industrial | Primary Metals | Existing | Process | Natural Gas | Gas Boiler - Hot Water Reset | A | Incremental Winter Peak Savings (MW) | Achievable Economic UCT Potential | 0 | 0 | 0 | 0 | 0 | 0 | 0 | 0 | 0 | 0 | 0 | 0 | 0 | 0 | 0 | 0 | 0 | 0 | 0 | 0 | 0 | 0
F10_Industrial_Primary Metals_Existing_Process_Natural Gas_Gas Boiler - Hot Water Reset_A_Achievable Economic UCT Potential | F10 | Industrial | Primary Metals | Existing | Process | Natural Gas | Gas Boiler - Hot Water Reset | A | Cumulative Energy Savings (MWh or mTherms) | Achievable Economic UCT Potential | 0 | 0 | 0.12338 | 0.27225 | 0.45129 | 0.65554 | 0.8845 | 1.1476 | 1.4312 | 1.7159 | 1.9796 | 2.2024 | 2.3718 | 2.482 | 2.5448 | 2.5746 | 2.587 | 2.5914 | 2.5927 | 2.593 | 2.5931 | 2.5931
F11_Industrial_Primary Metals_Existing_Process_Natural Gas_Gas Boiler - Hot Water Reset_A_Achievable Economic UCT Potential | F11 | Industrial | Primary Metals | Existing | Process | Natural Gas | Gas Boiler - Hot Water Reset | A | Cumulative Summer Peak Savings (MW) | Achievable Economic UCT Potential | 0 | 0 | 0 | 0 | 0 | 0 | 0 | 0 | 0 | 0 | 0 | 0 | 0 | 0 | 0 | 0 | 0 | 0 | 0 | 0 | 0 | 0
F12_Industrial_Primary Metals_Existing_Process_Natural Gas_Gas Boiler - Hot Water Reset_A_Achievable Economic UCT Potential | F12 | Industrial | Primary Metals | Existing | Process | Natural Gas | Gas Boiler - Hot Water Reset | A | Cumulative Winter Peak Savings (MW) | Achievable Economic UCT Potential | 0 | 0 | 0 | 0 | 0 | 0 | 0 | 0 | 0 | 0 | 0 | 0 | 0 | 0 | 0 | 0 | 0 | 0 | 0 | 0 | 0 | 0
F13_Industrial_Primary Metals_Existing_Process_Natural Gas_Gas Boiler - Hot Water Reset_A_Achievable Economic UCT Potential | F13 | Industrial | Primary Metals | Existing | Process | Natural Gas | Gas Boiler - Hot Water Reset | A | Purchases (Incremental) | Achievable Economic UCT Potential | 0 | 0 | 2.4207 | 2.921 | 3.5128 | 4.0075 | 4.4923 | 5.1615 | 5.5646 | 5.5866 | 5.174 | 4.3708 | 3.324 | 2.1619 | 1.2337 | 0.58375 | 0.24271 | 0.086738 | 0.026626 | 0.0057032 | 0.00092128 | 0.00010868
F14_Industrial_Primary Metals_Existing_Process_Natural Gas_Gas Boiler - Hot Water Reset_A_Achievable Economic UCT Potential | F14 | Industrial | Primary Metals | Existing | Process | Natural Gas | Gas Boiler - Hot Water Reset | A | Purchases (Cumulative) | Achievable Economic UCT Potential | 0 | 0 | 2.4207 | 5.3417 | 8.8546 | 12.8621 | 17.3544 | 22.5159 | 28.0805 | 33.6672 | 38.8411 | 43.2119 | 46.5359 | 48.6978 | 49.9315 | 50.5152 | 50.758 | 50.8447 | 50.8713 | 50.877 | 50.8779 | 50.8781
F1_Industrial_Primary Metals_Existing_Space Heating_Natural Gas_Steam Trap Maintenance_A_Achievable Economic UCT Potential | F1 | Industrial | Primary Metals | Existing | Space Heating | Natural Gas | Steam Trap Maintenance | A | Original Unit Energy Savings (kWh or therms) | Achievable Economic UCT Potential | 0 | 0 | 37.4893 | 37.3952 | 37.3031 | 37.213 | 37.1254 | 37.0402 | 36.9578 | 36.8781 | 36.8015 | 36.7279 | 36.6575 | 36.5904 | 36.5266 | 36.4663 | 36.4096 | 36.3565 | 36.307 | 36.2612 | 36.2192 | 36.1811
F2_Industrial_Primary Metals_Existing_Space Heating_Natural Gas_Steam Trap Maintenance_A_Achievable Economic UCT Potential | F2 | Industrial | Primary Metals | Existing | Space Heating | Natural Gas | Steam Trap Maintenance | A | Original Unit Summer Peak Savings (kW) | Achievable Economic UCT Potential | 0 | 0 | 0 | 0 | 0 | 0 | 0 | 0 | 0 | 0 | 0 | 0 | 0 | 0 | 0 | 0 | 0 | 0 | 0 | 0 | 0 | 0
F3_Industrial_Primary Metals_Existing_Space Heating_Natural Gas_Steam Trap Maintenance_A_Achievable Economic UCT Potential | F3 | Industrial | Primary Metals | Existing | Space Heating | Natural Gas | Steam Trap Maintenance | A | Original Unit Winter Peak Savings (kW) | Achievable Economic UCT Potential | 0 | 0 | 0 | 0 | 0 | 0 | 0 | 0 | 0 | 0 | 0 | 0 | 0 | 0 | 0 | 0 | 0 | 0 | 0 | 0 | 0 | 0
F4_Industrial_Primary Metals_Existing_Space Heating_Natural Gas_Steam Trap Maintenance_A_Achievable Economic UCT Potential | F4 | Industrial | Primary Metals | Existing | Space Heating | Natural Gas | Steam Trap Maintenance | A | Standalone Impact on Baseline Energy (%) | Achievable Economic UCT Potential | 0% | 0% | 0.00146% | 0.002944% | 0.004455% | 0.005992% | 0.007556% | 0.009147% | 0.01077% | 0.01241% | 0.01409% | 0.01579% | 0.01753% | 0.01929% | 0.02108% | 0.02291% | 0.02477% | 0.02665% | 0.02858% | 0.03053% | 0.03252% | 0.03455%
F5_Industrial_Primary Metals_Existing_Space Heating_Natural Gas_Steam Trap Maintenance_A_Achievable Economic UCT Potential | F5 | Industrial | Primary Metals | Existing | Space Heating | Natural Gas | Steam Trap Maintenance | A | Standalone Impact on Baseline Summer Peak (%) | Achievable Economic UCT Potential | bar: 2019 to 2040
F6_Industrial_Primary Metals_Existing_Space Heating_Natural Gas_Steam Trap Maintenance_A_Achievable Economic UCT Potential | F6 | Industrial | Primary Metals | Existing | Space Heating | Natural Gas | Steam Trap Maintenance | A | Standalone Impact on Baseline Winter Peak (%) | Achievable Economic UCT Potential | bar: 2019 to 2040
F7_Industrial_Primary Metals_Existing_Space Heating_Natural Gas_Steam Trap Maintenance_A_Achievable Economic UCT Potential | F7 | Industrial | Primary Metals | Existing | Space Heating | Natural Gas | Steam Trap Maintenance | A | Incremental Energy Savings (MWh or mTherms) | Achievable Economic UCT Potential | 0 | 0 | 0.0013985 | 0.0013709 | 0.001344 | 0.0013176 | 0.0012918 | 0.0012667 | 0.001242 | 0.001218 | 0.0011945 | 0.0011716 | 0.0011492 | 0.0011273 | 0.0011059 | 0.0010851 | 0.0010647 | 0.0010448 | 0.0010254 | 0.0010064 | 0.00098794 | 0.00096989
F8_Industrial_Primary Metals_Existing_Space Heating_Natural Gas_Steam Trap Maintenance_A_Achievable Economic UCT Potential | F8 | Industrial | Primary Metals | Existing | Space Heating | Natural Gas | Steam Trap Maintenance | A | Incremental Summer Peak Savings (MW) | Achievable Economic UCT Potential | 0 | 0 | 0 | 0 | 0 | 0 | 0 | 0 | 0 | 0 | 0 | 0 | 0 | 0 | 0 | 0 | 0 | 0 | 0 | 0 | 0 | 0
F9_Industrial_Primary Metals_Existing_Space Heating_Natural Gas_Steam Trap Maintenance_A_Achievable Economic UCT Potential | F9 | Industrial | Primary Metals | Existing | Space Heating | Natural Gas | Steam Trap Maintenance | A | Incremental Winter Peak Savings (MW) | Achievable Economic UCT Potential | 0 | 0 | 0 | 0 | 0 | 0 | 0 | 0 | 0 | 0 | 0 | 0 | 0 | 0 | 0 | 0 | 0 | 0 | 0 | 0 | 0 | 0
F10_Industrial_Primary Metals_Existing_Space Heating_Natural Gas_Steam Trap Maintenance_A_Achievable Economic UCT Potential | F10 | Industrial | Primary Metals | Existing | Space Heating | Natural Gas | Steam Trap Maintenance | A | Cumulative Energy Savings (MWh or mTherms) | Achievable Economic UCT Potential | 0 | 0 | 0.0013985 | 0.0027659 | 0.004103 | 0.0054107 | 0.0066898 | 0.0079411 | 0.0091655 | 0.010364 | 0.011537 | 0.012685 | 0.01381 | 0.014912 | 0.015992 | 0.017051 | 0.018089 | 0.019107 | 0.020107 | 0.021088 | 0.022051 | 0.022998
F11_Industrial_Primary Metals_Existing_Space Heating_Natural Gas_Steam Trap Maintenance_A_Achievable Economic UCT Potential | F11 | Industrial | Primary Metals | Existing | Space Heating | Natural Gas | Steam Trap Maintenance | A | Cumulative Summer Peak Savings (MW) | Achievable Economic UCT Potential | 0 | 0 | 0 | 0 | 0 | 0 | 0 | 0 | 0 | 0 | 0 | 0 | 0 | 0 | 0 | 0 | 0 | 0 | 0 | 0 | 0 | 0
F12_Industrial_Primary Metals_Existing_Space Heating_Natural Gas_Steam Trap Maintenance_A_Achievable Economic UCT Potential | F12 | Industrial | Primary Metals | Existing | Space Heating | Natural Gas | Steam Trap Maintenance | A | Cumulative Winter Peak Savings (MW) | Achievable Economic UCT Potential | 0 | 0 | 0 | 0 | 0 | 0 | 0 | 0 | 0 | 0 | 0 | 0 | 0 | 0 | 0 | 0 | 0 | 0 | 0 | 0 | 0 | 0
F13_Industrial_Primary Metals_Existing_Space Heating_Natural Gas_Steam Trap Maintenance_A_Achievable Economic UCT Potential | F13 | Industrial | Primary Metals | Existing | Space Heating | Natural Gas | Steam Trap Maintenance | A | Purchases (Incremental) | Achievable Economic UCT Potential | 0 | 0 | 0.037303 | 0.03666 | 0.036028 | 0.035407 | 0.034797 | 0.034197 | 0.033607 | 0.033028 | 0.032458 | 0.031899 | 0.031349 | 0.030808 | 0.030277 | 0.029755 | 0.029242 | 0.028738 | 0.028242 | 0.027755 | 0.027277 | 0.026806
F14_Industrial_Primary Metals_Existing_Space Heating_Natural Gas_Steam Trap Maintenance_A_Achievable Economic UCT Potential | F14 | Industrial | Primary Metals | Existing | Space Heating | Natural Gas | Steam Trap Maintenance | A | Purchases (Cumulative) | Achievable Economic UCT Potential | 0 | 0 | 0.037303 | 0.073964 | 0.10999 | 0.1454 | 0.1802 | 0.21439 | 0.248 | 0.28103 | 0.31348 | 0.34538 | 0.37673 | 0.40754 | 0.43782 | 0.46757 | 0.49681 | 0.52555 | 0.55379 | 0.58155 | 0.60883 | 0.63563
F1_Industrial_Primary Metals_Existing_Process_Natural Gas_Steam Trap Maintenance_A_Achievable Economic UCT Potential | F1 | Industrial | Primary Metals | Existing | Process | Natural Gas | Steam Trap Maintenance | A | Original Unit Energy Savings (kWh or therms) | Achievable Economic UCT Potential | 0 | 0 | 36.0109 | 36.0109 | 36.0109 | 36.0109 | 36.0109 | 36.0109 | 36.0109 | 36.0109 | 36.0109 | 36.0109 | 36.0109 | 36.0109 | 36.0109 | 36.0109 | 36.0109 | 36.0109 | 36.0109 | 36.0109 | 36.0109 | 36.0109
F2_Industrial_Primary Metals_Existing_Process_Natural Gas_Steam Trap Maintenance_A_Achievable Economic UCT Potential | F2 | Industrial | Primary Metals | Existing | Process | Natural Gas | Steam Trap Maintenance | A | Original Unit Summer Peak Savings (kW) | Achievable Economic UCT Potential | 0 | 0 | 0 | 0 | 0 | 0 | 0 | 0 | 0 | 0 | 0 | 0 | 0 | 0 | 0 | 0 | 0 | 0 | 0 | 0 | 0 | 0
F3_Industrial_Primary Metals_Existing_Process_Natural Gas_Steam Trap Maintenance_A_Achievable Economic UCT Potential | F3 | Industrial | Primary Metals | Existing | Process | Natural Gas | Steam Trap Maintenance | A | Original Unit Winter Peak Savings (kW) | Achievable Economic UCT Potential | 0 | 0 | 0 | 0 | 0 | 0 | 0 | 0 | 0 | 0 | 0 | 0 | 0 | 0 | 0 | 0 | 0 | 0 | 0 | 0 | 0 | 0
F4_Industrial_Primary Metals_Existing_Process_Natural Gas_Steam Trap Maintenance_A_Achievable Economic UCT Potential | F4 | Industrial | Primary Metals | Existing | Process | Natural Gas | Steam Trap Maintenance | A | Standalone Impact on Baseline Energy (%) | Achievable Economic UCT Potential | 0% | 0% | 0.001959% | 0.003952% | 0.00598% | 0.008044% | 0.01014% | 0.01228% | 0.01446% | 0.01667% | 0.01892% | 0.02121% | 0.02354% | 0.02591% | 0.02833% | 0.03078% | 0.03328% | 0.03582% | 0.03841% | 0.04104% | 0.04372% | 0.04645%
F5_Industrial_Primary Metals_Existing_Process_Natural Gas_Steam Trap Maintenance_A_Achievable Economic UCT Potential | F5 | Industrial | Primary Metals | Existing | Process | Natural Gas | Steam Trap Maintenance | A | Standalone Impact on Baseline Summer Peak (%) | Achievable Economic UCT Potential | bar: 2019 to 2040
F6_Industrial_Primary Metals_Existing_Process_Natural Gas_Steam Trap Maintenance_A_Achievable Economic UCT Potential | F6 | Industrial | Primary Metals | Existing | Process | Natural Gas | Steam Trap Maintenance | A | Standalone Impact on Baseline Winter Peak (%) | Achievable Economic UCT Potential | bar: 2019 to 2040
F7_Industrial_Primary Metals_Existing_Process_Natural Gas_Steam Trap Maintenance_A_Achievable Economic UCT Potential | F7 | Industrial | Primary Metals | Existing | Process | Natural Gas | Steam Trap Maintenance | A | Incremental Energy Savings (MWh or mTherms) | Achievable Economic UCT Potential | 0 | 0 | 0.048654 | 0.047816 | 0.046991 | 0.046181 | 0.045385 | 0.044602 | 0.043833 | 0.043078 | 0.042335 | 0.041605 | 0.040888 | 0.040183 | 0.03949 | 0.038809 | 0.03814 | 0.037482 | 0.036836 | 0.036201 | 0.035577 | 0.034963
F8_Industrial_Primary Metals_Existing_Process_Natural Gas_Steam Trap Maintenance_A_Achievable Economic UCT Potential | F8 | Industrial | Primary Metals | Existing | Process | Natural Gas | Steam Trap Maintenance | A | Incremental Summer Peak Savings (MW) | Achievable Economic UCT Potential | 0 | 0 | 0 | 0 | 0 | 0 | 0 | 0 | 0 | 0 | 0 | 0 | 0 | 0 | 0 | 0 | 0 | 0 | 0 | 0 | 0 | 0
F9_Industrial_Primary Metals_Existing_Process_Natural Gas_Steam Trap Maintenance_A_Achievable Economic UCT Potential | F9 | Industrial | Primary Metals | Existing | Process | Natural Gas | Steam Trap Maintenance | A | Incremental Winter Peak Savings (MW) | Achievable Economic UCT Potential | 0 | 0 | 0 | 0 | 0 | 0 | 0 | 0 | 0 | 0 | 0 | 0 | 0 | 0 | 0 | 0 | 0 | 0 | 0 | 0 | 0 | 0
F10_Industrial_Primary Metals_Existing_Process_Natural Gas_Steam Trap Maintenance_A_Achievable Economic UCT Potential | F10 | Industrial | Primary Metals | Existing | Process | Natural Gas | Steam Trap Maintenance | A | Cumulative Energy Savings (MWh or mTherms) | Achievable Economic UCT Potential | 0 | 0 | 0.048654 | 0.09647 | 0.14346 | 0.18964 | 0.23503 | 0.27963 | 0.32346 | 0.36654 | 0.40887 | 0.45048 | 0.49137 | 0.53155 | 0.57104 | 0.60985 | 0.64799 | 0.68547 | 0.72231 | 0.75851 | 0.79408 | 0.82905
F11_Industrial_Primary Metals_Existing_Process_Natural Gas_Steam Trap Maintenance_A_Achievable Economic UCT Potential | F11 | Industrial | Primary Metals | Existing | Process | Natural Gas | Steam Trap Maintenance | A | Cumulative Summer Peak Savings (MW) | Achievable Economic UCT Potential | 0 | 0 | 0 | 0 | 0 | 0 | 0 | 0 | 0 | 0 | 0 | 0 | 0 | 0 | 0 | 0 | 0 | 0 | 0 | 0 | 0 | 0
F12_Industrial_Primary Metals_Existing_Process_Natural Gas_Steam Trap Maintenance_A_Achievable Economic UCT Potential | F12 | Industrial | Primary Metals | Existing | Process | Natural Gas | Steam Trap Maintenance | A | Cumulative Winter Peak Savings (MW) | Achievable Economic UCT Potential | 0 | 0 | 0 | 0 | 0 | 0 | 0 | 0 | 0 | 0 | 0 | 0 | 0 | 0 | 0 | 0 | 0 | 0 | 0 | 0 | 0 | 0
F13_Industrial_Primary Metals_Existing_Process_Natural Gas_Steam Trap Maintenance_A_Achievable Economic UCT Potential | F13 | Industrial | Primary Metals | Existing | Process | Natural Gas | Steam Trap Maintenance | A | Purchases (Incremental) | Achievable Economic UCT Potential | 0 | 0 | 1.3511 | 1.3278 | 1.3049 | 1.2824 | 1.2603 | 1.2386 | 1.2172 | 1.1962 | 1.1756 | 1.1553 | 1.1354 | 1.1158 | 1.0966 | 1.0777 | 1.0591 | 1.0409 | 1.0229 | 1.0053 | 0.98794 | 0.97091
F14_Industrial_Primary Metals_Existing_Process_Natural Gas_Steam Trap Maintenance_A_Achievable Economic UCT Potential | F14 | Industrial | Primary Metals | Existing | Process | Natural Gas | Steam Trap Maintenance | A | Purchases (Cumulative) | Achievable Economic UCT Potential | 0 | 0 | 1.3511 | 2.6789 | 3.9838 | 5.2662 | 6.5265 | 7.7651 | 8.9823 | 10.1786 | 11.3542 | 12.5095 | 13.6449 | 14.7608 | 15.8574 | 16.9351 | 17.9942 | 19.0351 | 20.058 | 21.0632 | 22.0512 | 23.0221
F1_Industrial_Primary Metals_Existing_Space Heating_Natural Gas_Gas Boiler - High Turndown_A_Achievable Economic UCT Potential | F1 | Industrial | Primary Metals | Existing | Space Heating | Natural Gas | Gas Boiler - High Turndown | A | Original Unit Energy Savings (kWh or therms) | Achievable Economic UCT Potential | 0 | 0 | 39.7943 | 39.6944 | 39.5966 | 39.501 | 39.408 | 39.3176 | 39.2301 | 39.1456 | 39.0642 | 38.9861 | 38.9113 | 38.8401 | 38.7724 | 38.7084 | 38.6482 | 38.5918 | 38.5393 | 38.4907 | 38.4461 | 38.4056
F2_Industrial_Primary Metals_Existing_Space Heating_Natural Gas_Gas Boiler - High Turndown_A_Achievable Economic UCT Potential | F2 | Industrial | Primary Metals | Existing | Space Heating | Natural Gas | Gas Boiler - High Turndown | A | Original Unit Summer Peak Savings (kW) | Achievable Economic UCT Potential | 0 | 0 | 0 | 0 | 0 | 0 | 0 | 0 | 0 | 0 | 0 | 0 | 0 | 0 | 0 | 0 | 0 | 0 | 0 | 0 | 0 | 0
F3_Industrial_Primary Metals_Existing_Space Heating_Natural Gas_Gas Boiler - High Turndown_A_Achievable Economic UCT Potential | F3 | Industrial | Primary Metals | Existing | Space Heating | Natural Gas | Gas Boiler - High Turndown | A | Original Unit Winter Peak Savings (kW) | Achievable Economic UCT Potential | 0 | 0 | 0 | 0 | 0 | 0 | 0 | 0 | 0 | 0 | 0 | 0 | 0 | 0 | 0 | 0 | 0 | 0 | 0 | 0 | 0 | 0
F4_Industrial_Primary Metals_Existing_Space Heating_Natural Gas_Gas Boiler - High Turndown_A_Achievable Economic UCT Potential | F4 | Industrial | Primary Metals | Existing | Space Heating | Natural Gas | Gas Boiler - High Turndown | A | Standalone Impact on Baseline Energy (%) | Achievable Economic UCT Potential | 0% | 0% | 0.004236% | 0.008546% | 0.01293% | 0.01739% | 0.02193% | 0.02613% | 0.02963% | 0.03259% | 0.03511% | 0.03728% | 0.03918% | 0.04086% | 0.04237% | 0.04375% | 0.04502% | 0.04621% | 0.04702% | 0.04785% | 0.04868% | 0.04954%
F5_Industrial_Primary Metals_Existing_Space Heating_Natural Gas_Gas Boiler - High Turndown_A_Achievable Economic UCT Potential | F5 | Industrial | Primary Metals | Existing | Space Heating | Natural Gas | Gas Boiler - High Turndown | A | Standalone Impact on Baseline Summer Peak (%) | Achievable Economic UCT Potential | bar: 2019 to 2040
F6_Industrial_Primary Metals_Existing_Space Heating_Natural Gas_Gas Boiler - High Turndown_A_Achievable Economic UCT Potential | F6 | Industrial | Primary Metals | Existing | Space Heating | Natural Gas | Gas Boiler - High Turndown | A | Standalone Impact on Baseline Winter Peak (%) | Achievable Economic UCT Potential | bar: 2019 to 2040
F7_Industrial_Primary Metals_Existing_Space Heating_Natural Gas_Gas Boiler - High Turndown_A_Achievable Economic UCT Potential | F7 | Industrial | Primary Metals | Existing | Space Heating | Natural Gas | Gas Boiler - High Turndown | A | Incremental Energy Savings (MWh or mTherms) | Achievable Economic UCT Potential | 0 | 0 | 0.0040591 | 0.0039791 | 0.0039008 | 0.0038243 | 0.0037495 | 0.0033088 | 0.0025956 | 0.0020363 | 0.0015976 | 0.0012535 | 0.00098365 | 0.00077194 | 0.00060585 | 0.00047554 | 0.00037329 | 0.00029305 | 1.9617e-06 | 6.8766e-07 | 2.3012e-07 | 7.3668e-08
F8_Industrial_Primary Metals_Existing_Space Heating_Natural Gas_Gas Boiler - High Turndown_A_Achievable Economic UCT Potential | F8 | Industrial | Primary Metals | Existing | Space Heating | Natural Gas | Gas Boiler - High Turndown | A | Incremental Summer Peak Savings (MW) | Achievable Economic UCT Potential | 0 | 0 | 0 | 0 | 0 | 0 | 0 | 0 | 0 | 0 | 0 | 0 | 0 | 0 | 0 | 0 | 0 | 0 | 0 | 0 | 0 | 0
F9_Industrial_Primary Metals_Existing_Space Heating_Natural Gas_Gas Boiler - High Turndown_A_Achievable Economic UCT Potential | F9 | Industrial | Primary Metals | Existing | Space Heating | Natural Gas | Gas Boiler - High Turndown | A | Incremental Winter Peak Savings (MW) | Achievable Economic UCT Potential | 0 | 0 | 0 | 0 | 0 | 0 | 0 | 0 | 0 | 0 | 0 | 0 | 0 | 0 | 0 | 0 | 0 | 0 | 0 | 0 | 0 | 0
F10_Industrial_Primary Metals_Existing_Space Heating_Natural Gas_Gas Boiler - High Turndown_A_Achievable Economic UCT Potential | F10 | Industrial | Primary Metals | Existing | Space Heating | Natural Gas | Gas Boiler - High Turndown | A | Cumulative Energy Savings (MWh or mTherms) | Achievable Economic UCT Potential | 0 | 0 | 0.0040591 | 0.008028 | 0.011909 | 0.015705 | 0.019417 | 0.022681 | 0.025226 | 0.027208 | 0.028749 | 0.029946 | 0.030872 | 0.031587 | 0.032138 | 0.03256 | 0.032883 | 0.033128 | 0.033085 | 0.033044 | 0.033006 | 0.032971
F11_Industrial_Primary Metals_Existing_Space Heating_Natural Gas_Gas Boiler - High Turndown_A_Achievable Economic UCT Potential | F11 | Industrial | Primary Metals | Existing | Space Heating | Natural Gas | Gas Boiler - High Turndown | A | Cumulative Summer Peak Savings (MW) | Achievable Economic UCT Potential | 0 | 0 | 0 | 0 | 0 | 0 | 0 | 0 | 0 | 0 | 0 | 0 | 0 | 0 | 0 | 0 | 0 | 0 | 0 | 0 | 0 | 0
F12_Industrial_Primary Metals_Existing_Space Heating_Natural Gas_Gas Boiler - High Turndown_A_Achievable Economic UCT Potential | F12 | Industrial | Primary Metals | Existing | Space Heating | Natural Gas | Gas Boiler - High Turndown | A | Cumulative Winter Peak Savings (MW) | Achievable Economic UCT Potential | 0 | 0 | 0 | 0 | 0 | 0 | 0 | 0 | 0 | 0 | 0 | 0 | 0 | 0 | 0 | 0 | 0 | 0 | 0 | 0 | 0 | 0
F13_Industrial_Primary Metals_Existing_Space Heating_Natural Gas_Gas Boiler - High Turndown_A_Achievable Economic UCT Potential | F13 | Industrial | Primary Metals | Existing | Space Heating | Natural Gas | Gas Boiler - High Turndown | A | Purchases (Incremental) | Achievable Economic UCT Potential | 0 | 0 | 0.102 | 0.10024 | 0.098514 | 0.096816 | 0.095146 | 0.084155 | 0.066164 | 0.052018 | 0.040897 | 0.032154 | 0.025279 | 0.019875 | 0.015626 | 0.012285 | 0.0096586 | 0.0075937 | 5.0902e-05 | 1.7866e-05 | 5.9856e-06 | 1.9182e-06
F14_Industrial_Primary Metals_Existing_Space Heating_Natural Gas_Gas Boiler - High Turndown_A_Achievable Economic UCT Potential | F14 | Industrial | Primary Metals | Existing | Space Heating | Natural Gas | Gas Boiler - High Turndown | A | Purchases (Cumulative) | Achievable Economic UCT Potential | 0 | 0 | 0.102 | 0.20224 | 0.30076 | 0.39757 | 0.49272 | 0.57688 | 0.64304 | 0.69506 | 0.73595 | 0.76811 | 0.79339 | 0.81326 | 0.82889 | 0.84117 | 0.85083 | 0.85843 | 0.85848 | 0.85849 | 0.8585 | 0.8585
F1_Industrial_Primary Metals_Existing_Process_Natural Gas_Gas Boiler - High Turndown_A_Achievable Economic UCT Potential | F1 | Industrial | Primary Metals | Existing | Process | Natural Gas | Gas Boiler - High Turndown | A | Original Unit Energy Savings (kWh or therms) | Achievable Economic UCT Potential | 0 | 0 | 38.225 | 38.225 | 38.225 | 38.225 | 38.225 | 38.225 | 38.225 | 38.225 | 38.225 | 38.225 | 38.225 | 38.225 | 38.225 | 38.225 | 38.225 | 38.225 | 38.225 | 38.225 | 38.225 | 38.225
F2_Industrial_Primary Metals_Existing_Process_Natural Gas_Gas Boiler - High Turndown_A_Achievable Economic UCT Potential | F2 | Industrial | Primary Metals | Existing | Process | Natural Gas | Gas Boiler - High Turndown | A | Original Unit Summer Peak Savings (kW) | Achievable Economic UCT Potential | 0 | 0 | 0 | 0 | 0 | 0 | 0 | 0 | 0 | 0 | 0 | 0 | 0 | 0 | 0 | 0 | 0 | 0 | 0 | 0 | 0 | 0
F3_Industrial_Primary Metals_Existing_Process_Natural Gas_Gas Boiler - High Turndown_A_Achievable Economic UCT Potential | F3 | Industrial | Primary Metals | Existing | Process | Natural Gas | Gas Boiler - High Turndown | A | Original Unit Winter Peak Savings (kW) | Achievable Economic UCT Potential | 0 | 0 | 0 | 0 | 0 | 0 | 0 | 0 | 0 | 0 | 0 | 0 | 0 | 0 | 0 | 0 | 0 | 0 | 0 | 0 | 0 | 0
F4_Industrial_Primary Metals_Existing_Process_Natural Gas_Gas Boiler - High Turndown_A_Achievable Economic UCT Potential | F4 | Industrial | Primary Metals | Existing | Process | Natural Gas | Gas Boiler - High Turndown | A | Standalone Impact on Baseline Energy (%) | Achievable Economic UCT Potential | 0% | 0% | 0.005686% | 0.01147% | 0.01736% | 0.02335% | 0.02944% | 0.03508% | 0.03979% | 0.04376% | 0.04715% | 0.05007% | 0.05262% | 0.05489% | 0.05692% | 0.05878% | 0.0605% | 0.06211% | 0.0632% | 0.06431% | 0.06544% | 0.06659%
F5_Industrial_Primary Metals_Existing_Process_Natural Gas_Gas Boiler - High Turndown_A_Achievable Economic UCT Potential | F5 | Industrial | Primary Metals | Existing | Process | Natural Gas | Gas Boiler - High Turndown | A | Standalone Impact on Baseline Summer Peak (%) | Achievable Economic UCT Potential | bar: 2019 to 2040
F6_Industrial_Primary Metals_Existing_Process_Natural Gas_Gas Boiler - High Turndown_A_Achievable Economic UCT Potential | F6 | Industrial | Primary Metals | Existing | Process | Natural Gas | Gas Boiler - High Turndown | A | Standalone Impact on Baseline Winter Peak (%) | Achievable Economic UCT Potential | bar: 2019 to 2040
F7_Industrial_Primary Metals_Existing_Process_Natural Gas_Gas Boiler - High Turndown_A_Achievable Economic UCT Potential | F7 | Industrial | Primary Metals | Existing | Process | Natural Gas | Gas Boiler - High Turndown | A | Incremental Energy Savings (MWh or mTherms) | Achievable Economic UCT Potential | 0 | 0 | 0.14122 | 0.13878 | 0.13639 | 0.13404 | 0.13173 | 0.11651 | 0.091602 | 0.072018 | 0.056621 | 0.044516 | 0.034999 | 0.027516 | 0.021634 | 0.017008 | 0.013372 | 0.010513 | 7.0472e-05 | 2.4735e-05 | 8.2869e-06 | 2.6557e-06
F8_Industrial_Primary Metals_Existing_Process_Natural Gas_Gas Boiler - High Turndown_A_Achievable Economic UCT Potential | F8 | Industrial | Primary Metals | Existing | Process | Natural Gas | Gas Boiler - High Turndown | A | Incremental Summer Peak Savings (MW) | Achievable Economic UCT Potential | 0 | 0 | 0 | 0 | 0 | 0 | 0 | 0 | 0 | 0 | 0 | 0 | 0 | 0 | 0 | 0 | 0 | 0 | 0 | 0 | 0 | 0
F9_Industrial_Primary Metals_Existing_Process_Natural Gas_Gas Boiler - High Turndown_A_Achievable Economic UCT Potential | F9 | Industrial | Primary Metals | Existing | Process | Natural Gas | Gas Boiler - High Turndown | A | Incremental Winter Peak Savings (MW) | Achievable Economic UCT Potential | 0 | 0 | 0 | 0 | 0 | 0 | 0 | 0 | 0 | 0 | 0 | 0 | 0 | 0 | 0 | 0 | 0 | 0 | 0 | 0 | 0 | 0
F10_Industrial_Primary Metals_Existing_Process_Natural Gas_Gas Boiler - High Turndown_A_Achievable Economic UCT Potential | F10 | Industrial | Primary Metals | Existing | Process | Natural Gas | Gas Boiler - High Turndown | A | Cumulative Energy Savings (MWh or mTherms) | Achievable Economic UCT Potential | 0 | 0 | 0.14122 | 0.28 | 0.41639 | 0.55043 | 0.68216 | 0.79867 | 0.89028 | 0.96229 | 1.0189 | 1.0634 | 1.0984 | 1.1259 | 1.1476 | 1.1646 | 1.178 | 1.1885 | 1.1885 | 1.1886 | 1.1886 | 1.1886
F11_Industrial_Primary Metals_Existing_Process_Natural Gas_Gas Boiler - High Turndown_A_Achievable Economic UCT Potential | F11 | Industrial | Primary Metals | Existing | Process | Natural Gas | Gas Boiler - High Turndown | A | Cumulative Summer Peak Savings (MW) | Achievable Economic UCT Potential | 0 | 0 | 0 | 0 | 0 | 0 | 0 | 0 | 0 | 0 | 0 | 0 | 0 | 0 | 0 | 0 | 0 | 0 | 0 | 0 | 0 | 0
F12_Industrial_Primary Metals_Existing_Process_Natural Gas_Gas Boiler - High Turndown_A_Achievable Economic UCT Potential | F12 | Industrial | Primary Metals | Existing | Process | Natural Gas | Gas Boiler - High Turndown | A | Cumulative Winter Peak Savings (MW) | Achievable Economic UCT Potential | 0 | 0 | 0 | 0 | 0 | 0 | 0 | 0 | 0 | 0 | 0 | 0 | 0 | 0 | 0 | 0 | 0 | 0 | 0 | 0 | 0 | 0
F13_Industrial_Primary Metals_Existing_Process_Natural Gas_Gas Boiler - High Turndown_A_Achievable Economic UCT Potential | F13 | Industrial | Primary Metals | Existing | Process | Natural Gas | Gas Boiler - High Turndown | A | Purchases (Incremental) | Achievable Economic UCT Potential | 0 | 0 | 3.6944 | 3.6307 | 3.5681 | 3.5066 | 3.4461 | 3.048 | 2.3964 | 1.8841 | 1.4813 | 1.1646 | 0.9156 | 0.71985 | 0.56595 | 0.44495 | 0.34983 | 0.27504 | 0.0018436 | 0.00064708 | 0.00021679 | 6.9474e-05
F14_Industrial_Primary Metals_Existing_Process_Natural Gas_Gas Boiler - High Turndown_A_Achievable Economic UCT Potential | F14 | Industrial | Primary Metals | Existing | Process | Natural Gas | Gas Boiler - High Turndown | A | Purchases (Cumulative) | Achievable Economic UCT Potential | 0 | 0 | 3.6944 | 7.3251 | 10.8932 | 14.3998 | 17.8459 | 20.894 | 23.2904 | 25.1744 | 26.6557 | 27.8203 | 28.7359 | 29.4557 | 30.0217 | 30.4666 | 30.8165 | 31.0915 | 31.0933 | 31.094 | 31.0942 | 31.0943
F1_Industrial_Primary Metals_Existing_Space Heating_Natural Gas_Gas Boiler - Burner Control Optimization_A_Achievable Economic UCT Potential | F1 | Industrial | Primary Metals | Existing | Space Heating | Natural Gas | Gas Boiler - Burner Control Optimization | A | Original Unit Energy Savings (kWh or therms) | Achievable Economic UCT Potential | 0 | 0 | 11.5404 | 11.5114 | 11.483 | 11.4553 | 11.4283 | 11.4021 | 11.3767 | 11.3522 | 11.3286 | 11.306 | 11.2843 | 11.2636 | 11.244 | 11.2254 | 11.208 | 11.1916 | 11.1764 | 11.1623 | 11.1494 | 11.1376
F2_Industrial_Primary Metals_Existing_Space Heating_Natural Gas_Gas Boiler - Burner Control Optimization_A_Achievable Economic UCT Potential | F2 | Industrial | Primary Metals | Existing | Space Heating | Natural Gas | Gas Boiler - Burner Control Optimization | A | Original Unit Summer Peak Savings (kW) | Achievable Economic UCT Potential | 0 | 0 | 0 | 0 | 0 | 0 | 0 | 0 | 0 | 0 | 0 | 0 | 0 | 0 | 0 | 0 | 0 | 0 | 0 | 0 | 0 | 0
F3_Industrial_Primary Metals_Existing_Space Heating_Natural Gas_Gas Boiler - Burner Control Optimization_A_Achievable Economic UCT Potential | F3 | Industrial | Primary Metals | Existing | Space Heating | Natural Gas | Gas Boiler - Burner Control Optimization | A | Original Unit Winter Peak Savings (kW) | Achievable Economic UCT Potential | 0 | 0 | 0 | 0 | 0 | 0 | 0 | 0 | 0 | 0 | 0 | 0 | 0 | 0 | 0 | 0 | 0 | 0 | 0 | 0 | 0 | 0
F4_Industrial_Primary Metals_Existing_Space Heating_Natural Gas_Gas Boiler - Burner Control Optimization_A_Achievable Economic UCT Potential | F4 | Industrial | Primary Metals | Existing | Space Heating | Natural Gas | Gas Boiler - Burner Control Optimization | A | Standalone Impact on Baseline Energy (%) | Achievable Economic UCT Potential | 0% | 0% | 0.0003314% | 0.000858% | 0.001915% | 0.003771% | 0.006672% | 0.01076% | 0.016% | 0.02217% | 0.0289% | 0.03575% | 0.0423% | 0.04822% | 0.05332% | 0.05757% | 0.06101% | 0.06379% | 0.06604% | 0.06792% | 0.06955% | 0.07107%
F5_Industrial_Primary Metals_Existing_Space Heating_Natural Gas_Gas Boiler - Burner Control Optimization_A_Achievable Economic UCT Potential | F5 | Industrial | Primary Metals | Existing | Space Heating | Natural Gas | Gas Boiler - Burner Control Optimization | A | Standalone Impact on Baseline Summer Peak (%) | Achievable Economic UCT Potential | bar: 2019 to 2040
F6_Industrial_Primary Metals_Existing_Space Heating_Natural Gas_Gas Boiler - Burner Control Optimization_A_Achievable Economic UCT Potential | F6 | Industrial | Primary Metals | Existing | Space Heating | Natural Gas | Gas Boiler - Burner Control Optimization | A | Standalone Impact on Baseline Winter Peak (%) | Achievable Economic UCT Potential | bar: 2019 to 2040
F7_Industrial_Primary Metals_Existing_Space Heating_Natural Gas_Gas Boiler - Burner Control Optimization_A_Achievable Economic UCT Potential | F7 | Industrial | Primary Metals | Existing | Space Heating | Natural Gas | Gas Boiler - Burner Control Optimization | A | Incremental Energy Savings (MWh or mTherms) | Achievable Economic UCT Potential | 0 | 0 | 0.00031754 | 0.0004893 | 0.00095936 | 0.0016459 | 0.0025103 | 0.0034459 | 0.0043005 | 0.0049201 | 0.0051964 | 0.0050966 | 0.0046658 | 0.0040049 | 0.0032356 | 0.0024691 | 0.0017852 | 0.0012263 | 0.00080234 | 0.00050115 | 0.00029944 | 0.00019904
F8_Industrial_Primary Metals_Existing_Space Heating_Natural Gas_Gas Boiler - Burner Control Optimization_A_Achievable Economic UCT Potential | F8 | Industrial | Primary Metals | Existing | Space Heating | Natural Gas | Gas Boiler - Burner Control Optimization | A | Incremental Summer Peak Savings (MW) | Achievable Economic UCT Potential | 0 | 0 | 0 | 0 | 0 | 0 | 0 | 0 | 0 | 0 | 0 | 0 | 0 | 0 | 0 | 0 | 0 | 0 | 0 | 0 | 0 | 0
F9_Industrial_Primary Metals_Existing_Space Heating_Natural Gas_Gas Boiler - Burner Control Optimization_A_Achievable Economic UCT Potential | F9 | Industrial | Primary Metals | Existing | Space Heating | Natural Gas | Gas Boiler - Burner Control Optimization | A | Incremental Winter Peak Savings (MW) | Achievable Economic UCT Potential | 0 | 0 | 0 | 0 | 0 | 0 | 0 | 0 | 0 | 0 | 0 | 0 | 0 | 0 | 0 | 0 | 0 | 0 | 0 | 0 | 0 | 0
F10_Industrial_Primary Metals_Existing_Space Heating_Natural Gas_Gas Boiler - Burner Control Optimization_A_Achievable Economic UCT Potential | F10 | Industrial | Primary Metals | Existing | Space Heating | Natural Gas | Gas Boiler - Burner Control Optimization | A | Cumulative Energy Savings (MWh or mTherms) | Achievable Economic UCT Potential | 0 | 0 | 0.00031754 | 0.00080604 | 0.0017634 | 0.0034051 | 0.0059074 | 0.0093397 | 0.013619 | 0.01851 | 0.023668 | 0.028717 | 0.033328 | 0.037272 | 0.040443 | 0.042845 | 0.044563 | 0.045725 | 0.046465 | 0.046907 | 0.047153 | 0.047302
F11_Industrial_Primary Metals_Existing_Space Heating_Natural Gas_Gas Boiler - Burner Control Optimization_A_Achievable Economic UCT Potential | F11 | Industrial | Primary Metals | Existing | Space Heating | Natural Gas | Gas Boiler - Burner Control Optimization | A | Cumulative Summer Peak Savings (MW) | Achievable Economic UCT Potential | 0 | 0 | 0 | 0 | 0 | 0 | 0 | 0 | 0 | 0 | 0 | 0 | 0 | 0 | 0 | 0 | 0 | 0 | 0 | 0 | 0 | 0
F12_Industrial_Primary Metals_Existing_Space Heating_Natural Gas_Gas Boiler - Burner Control Optimization_A_Achievable Economic UCT Potential | F12 | Industrial | Primary Metals | Existing | Space Heating | Natural Gas | Gas Boiler - Burner Control Optimization | A | Cumulative Winter Peak Savings (MW) | Achievable Economic UCT Potential | 0 | 0 | 0 | 0 | 0 | 0 | 0 | 0 | 0 | 0 | 0 | 0 | 0 | 0 | 0 | 0 | 0 | 0 | 0 | 0 | 0 | 0
F13_Industrial_Primary Metals_Existing_Space Heating_Natural Gas_Gas Boiler - Burner Control Optimization_A_Achievable Economic UCT Potential | F13 | Industrial | Primary Metals | Existing | Space Heating | Natural Gas | Gas Boiler - Burner Control Optimization | A | Purchases (Incremental) | Achievable Economic UCT Potential | 0 | 0 | 0.027515 | 0.042506 | 0.083546 | 0.14368 | 0.21966 | 0.30222 | 0.37801 | 0.4334 | 0.45869 | 0.45079 | 0.41348 | 0.35556 | 0.28776 | 0.21996 | 0.15928 | 0.10957 | 0.071789 | 0.044896 | 0.026857 | 0.017871
F14_Industrial_Primary Metals_Existing_Space Heating_Natural Gas_Gas Boiler - Burner Control Optimization_A_Achievable Economic UCT Potential | F14 | Industrial | Primary Metals | Existing | Space Heating | Natural Gas | Gas Boiler - Burner Control Optimization | A | Purchases (Cumulative) | Achievable Economic UCT Potential | 0 | 0 | 0.027515 | 0.070021 | 0.15357 | 0.29725 | 0.51691 | 0.81912 | 1.1971 | 1.6305 | 2.0892 | 2.54 | 2.9535 | 3.309 | 3.5968 | 3.8168 | 3.976 | 4.0856 | 4.1574 | 4.2023 | 4.2292 | 4.247
F1_Industrial_Primary Metals_Existing_Process_Natural Gas_Gas Boiler - Burner Control Optimization_A_Achievable Economic UCT Potential | F1 | Industrial | Primary Metals | Existing | Process | Natural Gas | Gas Boiler - Burner Control Optimization | A | Original Unit Energy Savings (kWh or therms) | Achievable Economic UCT Potential | 0 | 0 | 11.0853 | 11.0853 | 11.0853 | 11.0853 | 11.0853 | 11.0853 | 11.0853 | 11.0853 | 11.0853 | 11.0853 | 11.0853 | 11.0853 | 11.0853 | 11.0853 | 11.0853 | 11.0853 | 11.0853 | 11.0853 | 11.0853 | 11.0853
F2_Industrial_Primary Metals_Existing_Process_Natural Gas_Gas Boiler - Burner Control Optimization_A_Achievable Economic UCT Potential | F2 | Industrial | Primary Metals | Existing | Process | Natural Gas | Gas Boiler - Burner Control Optimization | A | Original Unit Summer Peak Savings (kW) | Achievable Economic UCT Potential | 0 | 0 | 0 | 0 | 0 | 0 | 0 | 0 | 0 | 0 | 0 | 0 | 0 | 0 | 0 | 0 | 0 | 0 | 0 | 0 | 0 | 0
F3_Industrial_Primary Metals_Existing_Process_Natural Gas_Gas Boiler - Burner Control Optimization_A_Achievable Economic UCT Potential | F3 | Industrial | Primary Metals | Existing | Process | Natural Gas | Gas Boiler - Burner Control Optimization | A | Original Unit Winter Peak Savings (kW) | Achievable Economic UCT Potential | 0 | 0 | 0 | 0 | 0 | 0 | 0 | 0 | 0 | 0 | 0 | 0 | 0 | 0 | 0 | 0 | 0 | 0 | 0 | 0 | 0 | 0
F4_Industrial_Primary Metals_Existing_Process_Natural Gas_Gas Boiler - Burner Control Optimization_A_Achievable Economic UCT Potential | F4 | Industrial | Primary Metals | Existing | Process | Natural Gas | Gas Boiler - Burner Control Optimization | A | Standalone Impact on Baseline Energy (%) | Achievable Economic UCT Potential | 0% | 0% | 0.0004448% | 0.001152% | 0.00257% | 0.005062% | 0.008957% | 0.01444% | 0.02148% | 0.02977% | 0.03881% | 0.04801% | 0.05681% | 0.06477% | 0.07163% | 0.07735% | 0.08199% | 0.08573% | 0.08876% | 0.0913% | 0.09349% | 0.09553%
F5_Industrial_Primary Metals_Existing_Process_Natural Gas_Gas Boiler - Burner Control Optimization_A_Achievable Economic UCT Potential | F5 | Industrial | Primary Metals | Existing | Process | Natural Gas | Gas Boiler - Burner Control Optimization | A | Standalone Impact on Baseline Summer Peak (%) | Achievable Economic UCT Potential | bar: 2019 to 2040
F6_Industrial_Primary Metals_Existing_Process_Natural Gas_Gas Boiler - Burner Control Optimization_A_Achievable Economic UCT Potential | F6 | Industrial | Primary Metals | Existing | Process | Natural Gas | Gas Boiler - Burner Control Optimization | A | Standalone Impact on Baseline Winter Peak (%) | Achievable Economic UCT Potential | bar: 2019 to 2040
F7_Industrial_Primary Metals_Existing_Process_Natural Gas_Gas Boiler - Burner Control Optimization_A_Achievable Economic UCT Potential | F7 | Industrial | Primary Metals | Existing | Process | Natural Gas | Gas Boiler - Burner Control Optimization | A | Incremental Energy Savings (MWh or mTherms) | Achievable Economic UCT Potential | 0 | 0 | 0.011047 | 0.017066 | 0.033544 | 0.057689 | 0.088191 | 0.12134 | 0.15177 | 0.17401 | 0.18417 | 0.18099 | 0.16601 | 0.14276 | 0.11554 | 0.088313 | 0.063951 | 0.043994 | 0.028823 | 0.018026 | 0.010783 | 0.0071752
F8_Industrial_Primary Metals_Existing_Process_Natural Gas_Gas Boiler - Burner Control Optimization_A_Achievable Economic UCT Potential | F8 | Industrial | Primary Metals | Existing | Process | Natural Gas | Gas Boiler - Burner Control Optimization | A | Incremental Summer Peak Savings (MW) | Achievable Economic UCT Potential | 0 | 0 | 0 | 0 | 0 | 0 | 0 | 0 | 0 | 0 | 0 | 0 | 0 | 0 | 0 | 0 | 0 | 0 | 0 | 0 | 0 | 0
F9_Industrial_Primary Metals_Existing_Process_Natural Gas_Gas Boiler - Burner Control Optimization_A_Achievable Economic UCT Potential | F9 | Industrial | Primary Metals | Existing | Process | Natural Gas | Gas Boiler - Burner Control Optimization | A | Incremental Winter Peak Savings (MW) | Achievable Economic UCT Potential | 0 | 0 | 0 | 0 | 0 | 0 | 0 | 0 | 0 | 0 | 0 | 0 | 0 | 0 | 0 | 0 | 0 | 0 | 0 | 0 | 0 | 0
F10_Industrial_Primary Metals_Existing_Process_Natural Gas_Gas Boiler - Burner Control Optimization_A_Achievable Economic UCT Potential | F10 | Industrial | Primary Metals | Existing | Process | Natural Gas | Gas Boiler - Burner Control Optimization | A | Cumulative Energy Savings (MWh or mTherms) | Achievable Economic UCT Potential | 0 | 0 | 0.011047 | 0.028113 | 0.061657 | 0.11935 | 0.20754 | 0.32888 | 0.48065 | 0.65466 | 0.83882 | 1.0198 | 1.1858 | 1.3286 | 1.4441 | 1.5324 | 1.5964 | 1.6404 | 1.6692 | 1.6872 | 1.698 | 1.7052
F11_Industrial_Primary Metals_Existing_Process_Natural Gas_Gas Boiler - Burner Control Optimization_A_Achievable Economic UCT Potential | F11 | Industrial | Primary Metals | Existing | Process | Natural Gas | Gas Boiler - Burner Control Optimization | A | Cumulative Summer Peak Savings (MW) | Achievable Economic UCT Potential | 0 | 0 | 0 | 0 | 0 | 0 | 0 | 0 | 0 | 0 | 0 | 0 | 0 | 0 | 0 | 0 | 0 | 0 | 0 | 0 | 0 | 0
F12_Industrial_Primary Metals_Existing_Process_Natural Gas_Gas Boiler - Burner Control Optimization_A_Achievable Economic UCT Potential | F12 | Industrial | Primary Metals | Existing | Process | Natural Gas | Gas Boiler - Burner Control Optimization | A | Cumulative Winter Peak Savings (MW) | Achievable Economic UCT Potential | 0 | 0 | 0 | 0 | 0 | 0 | 0 | 0 | 0 | 0 | 0 | 0 | 0 | 0 | 0 | 0 | 0 | 0 | 0 | 0 | 0 | 0
F13_Industrial_Primary Metals_Existing_Process_Natural Gas_Gas Boiler - Burner Control Optimization_A_Achievable Economic UCT Potential | F13 | Industrial | Primary Metals | Existing | Process | Natural Gas | Gas Boiler - Burner Control Optimization | A | Purchases (Incremental) | Achievable Economic UCT Potential | 0 | 0 | 0.99658 | 1.5395 | 3.026 | 5.2041 | 7.9557 | 10.946 | 13.6911 | 15.6975 | 16.6136 | 16.3271 | 14.9759 | 12.878 | 10.4226 | 7.9667 | 5.769 | 3.9687 | 2.6002 | 1.6261 | 0.97274 | 0.64727
F14_Industrial_Primary Metals_Existing_Process_Natural Gas_Gas Boiler - Burner Control Optimization_A_Achievable Economic UCT Potential | F14 | Industrial | Primary Metals | Existing | Process | Natural Gas | Gas Boiler - Burner Control Optimization | A | Purchases (Cumulative) | Achievable Economic UCT Potential | 0 | 0 | 0.99658 | 2.5361 | 5.5621 | 10.7662 | 18.7219 | 29.6679 | 43.359 | 59.0566 | 75.6701 | 91.9973 | 106.9732 | 119.8512 | 130.2738 | 138.2404 | 144.0094 | 147.978 | 150.5782 | 152.2043 | 153.177 | 153.8243
F1_Industrial_Primary Metals_Existing_Space Heating_Natural Gas_HVAC - Demand Controlled Ventilation_A_Achievable Economic UCT Potential | F1 | Industrial | Primary Metals | Existing | Space Heating | Natural Gas | HVAC - Demand Controlled Ventilation | A | Original Unit Energy Savings (kWh or therms) | Achievable Economic UCT Potential | 0 | 0 | 0.076632 | 0.076208 | 0.075785 | 0.075366 | 0.074954 | 0.074553 | 0.074165 | 0.073793 | 0.07344 | 0.073107 | 0.072794 | 0.072499 | 0.072221 | 0.07196 | 0.071715 | 0.071483 | 0.071266 | 0.071061 | 0.070868 | 0.070686
F2_Industrial_Primary Metals_Existing_Space Heating_Natural Gas_HVAC - Demand Controlled Ventilation_A_Achievable Economic UCT Potential | F2 | Industrial | Primary Metals | Existing | Space Heating | Natural Gas | HVAC - Demand Controlled Ventilation | A | Original Unit Summer Peak Savings (kW) | Achievable Economic UCT Potential | 0 | 0 | 0 | 0 | 0 | 0 | 0 | 0 | 0 | 0 | 0 | 0 | 0 | 0 | 0 | 0 | 0 | 0 | 0 | 0 | 0 | 0
F3_Industrial_Primary Metals_Existing_Space Heating_Natural Gas_HVAC - Demand Controlled Ventilation_A_Achievable Economic UCT Potential | F3 | Industrial | Primary Metals | Existing | Space Heating | Natural Gas | HVAC - Demand Controlled Ventilation | A | Original Unit Winter Peak Savings (kW) | Achievable Economic UCT Potential | 0 | 0 | 0 | 0 | 0 | 0 | 0 | 0 | 0 | 0 | 0 | 0 | 0 | 0 | 0 | 0 | 0 | 0 | 0 | 0 | 0 | 0
F4_Industrial_Primary Metals_Existing_Space Heating_Natural Gas_HVAC - Demand Controlled Ventilation_A_Achievable Economic UCT Potential | F4 | Industrial | Primary Metals | Existing | Space Heating | Natural Gas | HVAC - Demand Controlled Ventilation | A | Standalone Impact on Baseline Energy (%) | Achievable Economic UCT Potential | 0% | 0% | 0.04258% | 0.08564% | 0.1292% | 0.1732% | 0.2177% | 0.2628% | 0.3084% | 0.3545% | 0.4013% | 0.4487% | 0.4967% | 0.5455% | 0.595% | 0.6452% | 0.6962% | 0.748% | 0.8005% | 0.854% | 0.9083% | 0.9634%
F5_Industrial_Primary Metals_Existing_Space Heating_Natural Gas_HVAC - Demand Controlled Ventilation_A_Achievable Economic UCT Potential | F5 | Industrial | Primary Metals | Existing | Space Heating | Natural Gas | HVAC - Demand Controlled Ventilation | A | Standalone Impact on Baseline Summer Peak (%) | Achievable Economic UCT Potential | bar: 2019 to 2040
F6_Industrial_Primary Metals_Existing_Space Heating_Natural Gas_HVAC - Demand Controlled Ventilation_A_Achievable Economic UCT Potential | F6 | Industrial | Primary Metals | Existing | Space Heating | Natural Gas | HVAC - Demand Controlled Ventilation | A | Standalone Impact on Baseline Winter Peak (%) | Achievable Economic UCT Potential | bar: 2019 to 2040
F7_Industrial_Primary Metals_Existing_Space Heating_Natural Gas_HVAC - Demand Controlled Ventilation_A_Achievable Economic UCT Potential | F7 | Industrial | Primary Metals | Existing | Space Heating | Natural Gas | HVAC - Demand Controlled Ventilation | A | Incremental Energy Savings (MWh or mTherms) | Achievable Economic UCT Potential | 0 | 0 | 0.040798 | 0.039873 | 0.038968 | 0.038084 | 0.037223 | 0.036386 | 0.035572 | 0.034784 | 0.03402 | 0.033282 | 0.032568 | 0.031877 | 0.031208 | 0.030559 | 0.029929 | 0.029318 | 0.028725 | 0.028149 | 0.027588 | 0.027043
F8_Industrial_Primary Metals_Existing_Space Heating_Natural Gas_HVAC - Demand Controlled Ventilation_A_Achievable Economic UCT Potential | F8 | Industrial | Primary Metals | Existing | Space Heating | Natural Gas | HVAC - Demand Controlled Ventilation | A | Incremental Summer Peak Savings (MW) | Achievable Economic UCT Potential | 0 | 0 | 0 | 0 | 0 | 0 | 0 | 0 | 0 | 0 | 0 | 0 | 0 | 0 | 0 | 0 | 0 | 0 | 0 | 0 | 0 | 0
F9_Industrial_Primary Metals_Existing_Space Heating_Natural Gas_HVAC - Demand Controlled Ventilation_A_Achievable Economic UCT Potential | F9 | Industrial | Primary Metals | Existing | Space Heating | Natural Gas | HVAC - Demand Controlled Ventilation | A | Incremental Winter Peak Savings (MW) | Achievable Economic UCT Potential | 0 | 0 | 0 | 0 | 0 | 0 | 0 | 0 | 0 | 0 | 0 | 0 | 0 | 0 | 0 | 0 | 0 | 0 | 0 | 0 | 0 | 0
F10_Industrial_Primary Metals_Existing_Space Heating_Natural Gas_HVAC - Demand Controlled Ventilation_A_Achievable Economic UCT Potential | F10 | Industrial | Primary Metals | Existing | Space Heating | Natural Gas | HVAC - Demand Controlled Ventilation | A | Cumulative Energy Savings (MWh or mTherms) | Achievable Economic UCT Potential | 0 | 0 | 0.040798 | 0.080445 | 0.11897 | 0.15639 | 0.19276 | 0.22812 | 0.2625 | 0.29597 | 0.32857 | 0.36037 | 0.39139 | 0.42168 | 0.45128 | 0.4802 | 0.50849 | 0.53617 | 0.56326 | 0.58979 | 0.61578 | 0.64125
F11_Industrial_Primary Metals_Existing_Space Heating_Natural Gas_HVAC - Demand Controlled Ventilation_A_Achievable Economic UCT Potential | F11 | Industrial | Primary Metals | Existing | Space Heating | Natural Gas | HVAC - Demand Controlled Ventilation | A | Cumulative Summer Peak Savings (MW) | Achievable Economic UCT Potential | 0 | 0 | 0 | 0 | 0 | 0 | 0 | 0 | 0 | 0 | 0 | 0 | 0 | 0 | 0 | 0 | 0 | 0 | 0 | 0 | 0 | 0
F12_Industrial_Primary Metals_Existing_Space Heating_Natural Gas_HVAC - Demand Controlled Ventilation_A_Achievable Economic UCT Potential | F12 | Industrial | Primary Metals | Existing | Space Heating | Natural Gas | HVAC - Demand Controlled Ventilation | A | Cumulative Winter Peak Savings (MW) | Achievable Economic UCT Potential | 0 | 0 | 0 | 0 | 0 | 0 | 0 | 0 | 0 | 0 | 0 | 0 | 0 | 0 | 0 | 0 | 0 | 0 | 0 | 0 | 0 | 0
F13_Industrial_Primary Metals_Existing_Space Heating_Natural Gas_HVAC - Demand Controlled Ventilation_A_Achievable Economic UCT Potential | F13 | Industrial | Primary Metals | Existing | Space Heating | Natural Gas | HVAC - Demand Controlled Ventilation | A | Purchases (Incremental) | Achievable Economic UCT Potential | 0 | 0 | 532.393 | 523.2139 | 514.1929 | 505.3275 | 496.615 | 488.0527 | 479.638 | 471.3683 | 463.2413 | 455.2544 | 447.4052 | 439.6913 | 432.1104 | 424.6602 | 417.3385 | 410.143 | 403.0716 | 396.1221 | 389.2924 | 382.5804
F14_Industrial_Primary Metals_Existing_Space Heating_Natural Gas_HVAC - Demand Controlled Ventilation_A_Achievable Economic UCT Potential | F14 | Industrial | Primary Metals | Existing | Space Heating | Natural Gas | HVAC - Demand Controlled Ventilation | A | Purchases (Cumulative) | Achievable Economic UCT Potential | 0 | 0 | 532.393 | 1055.6069 | 1569.7998 | 2075.1274 | 2571.7424 | 3059.795 | 3539.433 | 4010.8013 | 4474.0426 | 4929.297 | 5376.7022 | 5816.3935 | 6248.5039 | 6673.1641 | 7090.5026 | 7500.6456 | 7903.7172 | 8299.8392 | 8689.1316 | 9071.712
F1_Industrial_Primary Metals_Existing_Space Heating_Natural Gas_Gas Boiler - Stack Economizer_A_Achievable Economic UCT Potential | F1 | Industrial | Primary Metals | Existing | Space Heating | Natural Gas | Gas Boiler - Stack Economizer | A | Original Unit Energy Savings (kWh or therms) | Achievable Economic UCT Potential | 0 | 0 | 29.0499 | 28.9769 | 28.9055 | 28.8358 | 28.7678 | 28.7019 | 28.638 | 28.5763 | 28.5168 | 28.4598 | 28.4053 | 28.3533 | 28.3039 | 28.2572 | 28.2132 | 28.172 | 28.1337 | 28.0982 | 28.0657 | 28.0361
F2_Industrial_Primary Metals_Existing_Space Heating_Natural Gas_Gas Boiler - Stack Economizer_A_Achievable Economic UCT Potential | F2 | Industrial | Primary Metals | Existing | Space Heating | Natural Gas | Gas Boiler - Stack Economizer | A | Original Unit Summer Peak Savings (kW) | Achievable Economic UCT Potential | 0 | 0 | 0 | 0 | 0 | 0 | 0 | 0 | 0 | 0 | 0 | 0 | 0 | 0 | 0 | 0 | 0 | 0 | 0 | 0 | 0 | 0
F3_Industrial_Primary Metals_Existing_Space Heating_Natural Gas_Gas Boiler - Stack Economizer_A_Achievable Economic UCT Potential | F3 | Industrial | Primary Metals | Existing | Space Heating | Natural Gas | Gas Boiler - Stack Economizer | A | Original Unit Winter Peak Savings (kW) | Achievable Economic UCT Potential | 0 | 0 | 0 | 0 | 0 | 0 | 0 | 0 | 0 | 0 | 0 | 0 | 0 | 0 | 0 | 0 | 0 | 0 | 0 | 0 | 0 | 0
F4_Industrial_Primary Metals_Existing_Space Heating_Natural Gas_Gas Boiler - Stack Economizer_A_Achievable Economic UCT Potential | F4 | Industrial | Primary Metals | Existing | Space Heating | Natural Gas | Gas Boiler - Stack Economizer | A | Standalone Impact on Baseline Energy (%) | Achievable Economic UCT Potential | 0% | 0% | 0.008247% | 0.01664% | 0.02517% | 0.03386% | 0.04269% | 0.05086% | 0.05768% | 0.06344% | 0.06835% | 0.07258% | 0.07627% | 0.07955% | 0.08248% | 0.08516% | 0.08764% | 0.08996% | 0.09154% | 0.09314% | 0.09477% | 0.09643%
F5_Industrial_Primary Metals_Existing_Space Heating_Natural Gas_Gas Boiler - Stack Economizer_A_Achievable Economic UCT Potential | F5 | Industrial | Primary Metals | Existing | Space Heating | Natural Gas | Gas Boiler - Stack Economizer | A | Standalone Impact on Baseline Summer Peak (%) | Achievable Economic UCT Potential | bar: 2019 to 2040
F6_Industrial_Primary Metals_Existing_Space Heating_Natural Gas_Gas Boiler - Stack Economizer_A_Achievable Economic UCT Potential | F6 | Industrial | Primary Metals | Existing | Space Heating | Natural Gas | Gas Boiler - Stack Economizer | A | Standalone Impact on Baseline Winter Peak (%) | Achievable Economic UCT Potential | bar: 2019 to 2040
F7_Industrial_Primary Metals_Existing_Space Heating_Natural Gas_Gas Boiler - Stack Economizer_A_Achievable Economic UCT Potential | F7 | Industrial | Primary Metals | Existing | Space Heating | Natural Gas | Gas Boiler - Stack Economizer | A | Incremental Energy Savings (MWh or mTherms) | Achievable Economic UCT Potential | 0 | 0 | 0.0079017 | 0.0077459 | 0.0075936 | 0.0074447 | 0.0072991 | 0.0064411 | 0.0050528 | 0.003964 | 0.00311 | 0.0024402 | 0.0019148 | 0.0015027 | 0.0011794 | 0.00092571 | 0.00072667 | 0.00057048 | 3.8188e-06 | 1.3386e-06 | 4.4797e-07 | 1.4341e-07
F8_Industrial_Primary Metals_Existing_Space Heating_Natural Gas_Gas Boiler - Stack Economizer_A_Achievable Economic UCT Potential | F8 | Industrial | Primary Metals | Existing | Space Heating | Natural Gas | Gas Boiler - Stack Economizer | A | Incremental Summer Peak Savings (MW) | Achievable Economic UCT Potential | 0 | 0 | 0 | 0 | 0 | 0 | 0 | 0 | 0 | 0 | 0 | 0 | 0 | 0 | 0 | 0 | 0 | 0 | 0 | 0 | 0 | 0
F9_Industrial_Primary Metals_Existing_Space Heating_Natural Gas_Gas Boiler - Stack Economizer_A_Achievable Economic UCT Potential | F9 | Industrial | Primary Metals | Existing | Space Heating | Natural Gas | Gas Boiler - Stack Economizer | A | Incremental Winter Peak Savings (MW) | Achievable Economic UCT Potential | 0 | 0 | 0 | 0 | 0 | 0 | 0 | 0 | 0 | 0 | 0 | 0 | 0 | 0 | 0 | 0 | 0 | 0 | 0 | 0 | 0 | 0
F10_Industrial_Primary Metals_Existing_Space Heating_Natural Gas_Gas Boiler - Stack Economizer_A_Achievable Economic UCT Potential | F10 | Industrial | Primary Metals | Existing | Space Heating | Natural Gas | Gas Boiler - Stack Economizer | A | Cumulative Energy Savings (MWh or mTherms) | Achievable Economic UCT Potential | 0 | 0 | 0.0079017 | 0.015628 | 0.023183 | 0.030572 | 0.037799 | 0.044153 | 0.049108 | 0.052966 | 0.055966 | 0.058294 | 0.060097 | 0.06149 | 0.062562 | 0.063384 | 0.064012 | 0.06449 | 0.064406 | 0.064326 | 0.064252 | 0.064184
F11_Industrial_Primary Metals_Existing_Space Heating_Natural Gas_Gas Boiler - Stack Economizer_A_Achievable Economic UCT Potential | F11 | Industrial | Primary Metals | Existing | Space Heating | Natural Gas | Gas Boiler - Stack Economizer | A | Cumulative Summer Peak Savings (MW) | Achievable Economic UCT Potential | 0 | 0 | 0 | 0 | 0 | 0 | 0 | 0 | 0 | 0 | 0 | 0 | 0 | 0 | 0 | 0 | 0 | 0 | 0 | 0 | 0 | 0
F12_Industrial_Primary Metals_Existing_Space Heating_Natural Gas_Gas Boiler - Stack Economizer_A_Achievable Economic UCT Potential | F12 | Industrial | Primary Metals | Existing | Space Heating | Natural Gas | Gas Boiler - Stack Economizer | A | Cumulative Winter Peak Savings (MW) | Achievable Economic UCT Potential | 0 | 0 | 0 | 0 | 0 | 0 | 0 | 0 | 0 | 0 | 0 | 0 | 0 | 0 | 0 | 0 | 0 | 0 | 0 | 0 | 0 | 0
F13_Industrial_Primary Metals_Existing_Space Heating_Natural Gas_Gas Boiler - Stack Economizer_A_Achievable Economic UCT Potential | F13 | Industrial | Primary Metals | Existing | Space Heating | Natural Gas | Gas Boiler - Stack Economizer | A | Purchases (Incremental) | Achievable Economic UCT Potential | 0 | 0 | 0.272 | 0.26731 | 0.2627 | 0.25818 | 0.25372 | 0.22441 | 0.17644 | 0.13872 | 0.10906 | 0.085743 | 0.067412 | 0.053 | 0.041669 | 0.03276 | 0.025756 | 0.02025 | 0.00013574 | 4.7642e-05 | 1.5961e-05 | 5.1151e-06
F14_Industrial_Primary Metals_Existing_Space Heating_Natural Gas_Gas Boiler - Stack Economizer_A_Achievable Economic UCT Potential | F14 | Industrial | Primary Metals | Existing | Space Heating | Natural Gas | Gas Boiler - Stack Economizer | A | Purchases (Cumulative) | Achievable Economic UCT Potential | 0 | 0 | 0.272 | 0.53932 | 0.80202 | 1.0602 | 1.3139 | 1.5383 | 1.7148 | 1.8535 | 1.9625 | 2.0483 | 2.1157 | 2.1687 | 2.2104 | 2.2431 | 2.2689 | 2.2891 | 2.2893 | 2.2893 | 2.2893 | 2.2893
F1_Industrial_Primary Metals_Existing_Process_Natural Gas_Gas Boiler - Stack Economizer_A_Achievable Economic UCT Potential | F1 | Industrial | Primary Metals | Existing | Process | Natural Gas | Gas Boiler - Stack Economizer | A | Original Unit Energy Savings (kWh or therms) | Achievable Economic UCT Potential | 0 | 0 | 36.696 | 36.696 | 36.696 | 36.696 | 36.696 | 36.696 | 36.696 | 36.696 | 36.696 | 36.696 | 36.696 | 36.696 | 36.696 | 36.696 | 36.696 | 36.696 | 36.696 | 36.696 | 36.696 | 36.696
F2_Industrial_Primary Metals_Existing_Process_Natural Gas_Gas Boiler - Stack Economizer_A_Achievable Economic UCT Potential | F2 | Industrial | Primary Metals | Existing | Process | Natural Gas | Gas Boiler - Stack Economizer | A | Original Unit Summer Peak Savings (kW) | Achievable Economic UCT Potential | 0 | 0 | 0 | 0 | 0 | 0 | 0 | 0 | 0 | 0 | 0 | 0 | 0 | 0 | 0 | 0 | 0 | 0 | 0 | 0 | 0 | 0
F3_Industrial_Primary Metals_Existing_Process_Natural Gas_Gas Boiler - Stack Economizer_A_Achievable Economic UCT Potential | F3 | Industrial | Primary Metals | Existing | Process | Natural Gas | Gas Boiler - Stack Economizer | A | Original Unit Winter Peak Savings (kW) | Achievable Economic UCT Potential | 0 | 0 | 0 | 0 | 0 | 0 | 0 | 0 | 0 | 0 | 0 | 0 | 0 | 0 | 0 | 0 | 0 | 0 | 0 | 0 | 0 | 0
F4_Industrial_Primary Metals_Existing_Process_Natural Gas_Gas Boiler - Stack Economizer_A_Achievable Economic UCT Potential | F4 | Industrial | Primary Metals | Existing | Process | Natural Gas | Gas Boiler - Stack Economizer | A | Standalone Impact on Baseline Energy (%) | Achievable Economic UCT Potential | 0% | 0% | 0.01455% | 0.02937% | 0.04444% | 0.05977% | 0.07537% | 0.0898% | 0.1018% | 0.112% | 0.1207% | 0.1282% | 0.1347% | 0.1405% | 0.1457% | 0.1505% | 0.1549% | 0.159% | 0.1618% | 0.1646% | 0.1675% | 0.1705%
F5_Industrial_Primary Metals_Existing_Process_Natural Gas_Gas Boiler - Stack Economizer_A_Achievable Economic UCT Potential | F5 | Industrial | Primary Metals | Existing | Process | Natural Gas | Gas Boiler - Stack Economizer | A | Standalone Impact on Baseline Summer Peak (%) | Achievable Economic UCT Potential | bar: 2019 to 2040
F6_Industrial_Primary Metals_Existing_Process_Natural Gas_Gas Boiler - Stack Economizer_A_Achievable Economic UCT Potential | F6 | Industrial | Primary Metals | Existing | Process | Natural Gas | Gas Boiler - Stack Economizer | A | Standalone Impact on Baseline Winter Peak (%) | Achievable Economic UCT Potential | bar: 2019 to 2040
F7_Industrial_Primary Metals_Existing_Process_Natural Gas_Gas Boiler - Stack Economizer_A_Achievable Economic UCT Potential | F7 | Industrial | Primary Metals | Existing | Process | Natural Gas | Gas Boiler - Stack Economizer | A | Incremental Energy Savings (MWh or mTherms) | Achievable Economic UCT Potential | 0 | 0 | 0.36152 | 0.35529 | 0.34916 | 0.34314 | 0.33723 | 0.29827 | 0.2345 | 0.18437 | 0.14495 | 0.11396 | 0.089597 | 0.070442 | 0.055382 | 0.043542 | 0.034233 | 0.026914 | 0.00018041 | 6.3321e-05 | 2.1214e-05 | 6.7985e-06
F8_Industrial_Primary Metals_Existing_Process_Natural Gas_Gas Boiler - Stack Economizer_A_Achievable Economic UCT Potential | F8 | Industrial | Primary Metals | Existing | Process | Natural Gas | Gas Boiler - Stack Economizer | A | Incremental Summer Peak Savings (MW) | Achievable Economic UCT Potential | 0 | 0 | 0 | 0 | 0 | 0 | 0 | 0 | 0 | 0 | 0 | 0 | 0 | 0 | 0 | 0 | 0 | 0 | 0 | 0 | 0 | 0
F9_Industrial_Primary Metals_Existing_Process_Natural Gas_Gas Boiler - Stack Economizer_A_Achievable Economic UCT Potential | F9 | Industrial | Primary Metals | Existing | Process | Natural Gas | Gas Boiler - Stack Economizer | A | Incremental Winter Peak Savings (MW) | Achievable Economic UCT Potential | 0 | 0 | 0 | 0 | 0 | 0 | 0 | 0 | 0 | 0 | 0 | 0 | 0 | 0 | 0 | 0 | 0 | 0 | 0 | 0 | 0 | 0
F10_Industrial_Primary Metals_Existing_Process_Natural Gas_Gas Boiler - Stack Economizer_A_Achievable Economic UCT Potential | F10 | Industrial | Primary Metals | Existing | Process | Natural Gas | Gas Boiler - Stack Economizer | A | Cumulative Energy Savings (MWh or mTherms) | Achievable Economic UCT Potential | 0 | 0 | 0.36152 | 0.71681 | 1.066 | 1.4091 | 1.7463 | 2.0446 | 2.2791 | 2.4635 | 2.6084 | 2.7224 | 2.812 | 2.8824 | 2.9378 | 2.9813 | 3.0156 | 3.0425 | 3.0427 | 3.0427 | 3.0428 | 3.0428
F11_Industrial_Primary Metals_Existing_Process_Natural Gas_Gas Boiler - Stack Economizer_A_Achievable Economic UCT Potential | F11 | Industrial | Primary Metals | Existing | Process | Natural Gas | Gas Boiler - Stack Economizer | A | Cumulative Summer Peak Savings (MW) | Achievable Economic UCT Potential | 0 | 0 | 0 | 0 | 0 | 0 | 0 | 0 | 0 | 0 | 0 | 0 | 0 | 0 | 0 | 0 | 0 | 0 | 0 | 0 | 0 | 0
F12_Industrial_Primary Metals_Existing_Process_Natural Gas_Gas Boiler - Stack Economizer_A_Achievable Economic UCT Potential | F12 | Industrial | Primary Metals | Existing | Process | Natural Gas | Gas Boiler - Stack Economizer | A | Cumulative Winter Peak Savings (MW) | Achievable Economic UCT Potential | 0 | 0 | 0 | 0 | 0 | 0 | 0 | 0 | 0 | 0 | 0 | 0 | 0 | 0 | 0 | 0 | 0 | 0 | 0 | 0 | 0 | 0
F13_Industrial_Primary Metals_Existing_Process_Natural Gas_Gas Boiler - Stack Economizer_A_Achievable Economic UCT Potential | F13 | Industrial | Primary Metals | Existing | Process | Natural Gas | Gas Boiler - Stack Economizer | A | Purchases (Incremental) | Achievable Economic UCT Potential | 0 | 0 | 9.8517 | 9.6819 | 9.515 | 9.3509 | 9.1897 | 8.1281 | 6.3904 | 5.0242 | 3.95 | 3.1055 | 2.4416 | 1.9196 | 1.5092 | 1.1865 | 0.93287 | 0.73343 | 0.0049163 | 0.0017255 | 0.00057811 | 0.00018526
F14_Industrial_Primary Metals_Existing_Process_Natural Gas_Gas Boiler - Stack Economizer_A_Achievable Economic UCT Potential | F14 | Industrial | Primary Metals | Existing | Process | Natural Gas | Gas Boiler - Stack Economizer | A | Purchases (Cumulative) | Achievable Economic UCT Potential | 0 | 0 | 9.8517 | 19.5336 | 29.0486 | 38.3995 | 47.5892 | 55.7173 | 62.1077 | 67.1318 | 71.0819 | 74.1874 | 76.629 | 78.5486 | 80.0578 | 81.2444 | 82.1772 | 82.9107 | 82.9156 | 82.9173 | 82.9179 | 82.9181
F1_Industrial_Primary Metals_Existing_Space Heating_Natural Gas_Gas Furnace Tube Inserts_A_Achievable Economic UCT Potential | F1 | Industrial | Primary Metals | Existing | Space Heating | Natural Gas | Gas Furnace Tube Inserts | A | Original Unit Energy Savings (kWh or therms) | Achievable Economic UCT Potential | 0 | 0 | 0.088102 | 0.087615 | 0.087128 | 0.086647 | 0.086173 | 0.085712 | 0.085266 | 0.084839 | 0.084432 | 0.08405 | 0.08369 | 0.083351 | 0.083032 | 0.082732 | 0.082449 | 0.082183 | 0.081933 | 0.081697 | 0.081476 | 0.081267
F2_Industrial_Primary Metals_Existing_Space Heating_Natural Gas_Gas Furnace Tube Inserts_A_Achievable Economic UCT Potential | F2 | Industrial | Primary Metals | Existing | Space Heating | Natural Gas | Gas Furnace Tube Inserts | A | Original Unit Summer Peak Savings (kW) | Achievable Economic UCT Potential | 0 | 0 | 0 | 0 | 0 | 0 | 0 | 0 | 0 | 0 | 0 | 0 | 0 | 0 | 0 | 0 | 0 | 0 | 0 | 0 | 0 | 0
F3_Industrial_Primary Metals_Existing_Space Heating_Natural Gas_Gas Furnace Tube Inserts_A_Achievable Economic UCT Potential | F3 | Industrial | Primary Metals | Existing | Space Heating | Natural Gas | Gas Furnace Tube Inserts | A | Original Unit Winter Peak Savings (kW) | Achievable Economic UCT Potential | 0 | 0 | 0 | 0 | 0 | 0 | 0 | 0 | 0 | 0 | 0 | 0 | 0 | 0 | 0 | 0 | 0 | 0 | 0 | 0 | 0 | 0
F4_Industrial_Primary Metals_Existing_Space Heating_Natural Gas_Gas Furnace Tube Inserts_A_Achievable Economic UCT Potential | F4 | Industrial | Primary Metals | Existing | Space Heating | Natural Gas | Gas Furnace Tube Inserts | A | Standalone Impact on Baseline Energy (%) | Achievable Economic UCT Potential | bar: 2019 to 2040
F5_Industrial_Primary Metals_Existing_Space Heating_Natural Gas_Gas Furnace Tube Inserts_A_Achievable Economic UCT Potential | F5 | Industrial | Primary Metals | Existing | Space Heating | Natural Gas | Gas Furnace Tube Inserts | A | Standalone Impact on Baseline Summer Peak (%) | Achievable Economic UCT Potential | bar: 2019 to 2040
F6_Industrial_Primary Metals_Existing_Space Heating_Natural Gas_Gas Furnace Tube Inserts_A_Achievable Economic UCT Potential | F6 | Industrial | Primary Metals | Existing | Space Heating | Natural Gas | Gas Furnace Tube Inserts | A | Standalone Impact on Baseline Winter Peak (%) | Achievable Economic UCT Potential | bar: 2019 to 2040
F7_Industrial_Primary Metals_Existing_Space Heating_Natural Gas_Gas Furnace Tube Inserts_A_Achievable Economic UCT Potential | F7 | Industrial | Primary Metals | Existing | Space Heating | Natural Gas | Gas Furnace Tube Inserts | A | Incremental Energy Savings (MWh or mTherms) | Achievable Economic UCT Potential | 0 | 0 | 0 | 0 | 0 | 0 | 0 | 0 | 0 | 0 | 0 | 0 | 0 | 0 | 0 | 0 | 0 | 0 | 0 | 0 | 0 | 0
F8_Industrial_Primary Metals_Existing_Space Heating_Natural Gas_Gas Furnace Tube Inserts_A_Achievable Economic UCT Potential | F8 | Industrial | Primary Metals | Existing | Space Heating | Natural Gas | Gas Furnace Tube Inserts | A | Incremental Summer Peak Savings (MW) | Achievable Economic UCT Potential | 0 | 0 | 0 | 0 | 0 | 0 | 0 | 0 | 0 | 0 | 0 | 0 | 0 | 0 | 0 | 0 | 0 | 0 | 0 | 0 | 0 | 0
F9_Industrial_Primary Metals_Existing_Space Heating_Natural Gas_Gas Furnace Tube Inserts_A_Achievable Economic UCT Potential | F9 | Industrial | Primary Metals | Existing | Space Heating | Natural Gas | Gas Furnace Tube Inserts | A | Incremental Winter Peak Savings (MW) | Achievable Economic UCT Potential | 0 | 0 | 0 | 0 | 0 | 0 | 0 | 0 | 0 | 0 | 0 | 0 | 0 | 0 | 0 | 0 | 0 | 0 | 0 | 0 | 0 | 0
F10_Industrial_Primary Metals_Existing_Space Heating_Natural Gas_Gas Furnace Tube Inserts_A_Achievable Economic UCT Potential | F10 | Industrial | Primary Metals | Existing | Space Heating | Natural Gas | Gas Furnace Tube Inserts | A | Cumulative Energy Savings (MWh or mTherms) | Achievable Economic UCT Potential | 0 | 0 | 0 | 0 | 0 | 0 | 0 | 0 | 0 | 0 | 0 | 0 | 0 | 0 | 0 | 0 | 0 | 0 | 0 | 0 | 0 | 0
F11_Industrial_Primary Metals_Existing_Space Heating_Natural Gas_Gas Furnace Tube Inserts_A_Achievable Economic UCT Potential | F11 | Industrial | Primary Metals | Existing | Space Heating | Natural Gas | Gas Furnace Tube Inserts | A | Cumulative Summer Peak Savings (MW) | Achievable Economic UCT Potential | 0 | 0 | 0 | 0 | 0 | 0 | 0 | 0 | 0 | 0 | 0 | 0 | 0 | 0 | 0 | 0 | 0 | 0 | 0 | 0 | 0 | 0
F12_Industrial_Primary Metals_Existing_Space Heating_Natural Gas_Gas Furnace Tube Inserts_A_Achievable Economic UCT Potential | F12 | Industrial | Primary Metals | Existing | Space Heating | Natural Gas | Gas Furnace Tube Inserts | A | Cumulative Winter Peak Savings (MW) | Achievable Economic UCT Potential | 0 | 0 | 0 | 0 | 0 | 0 | 0 | 0 | 0 | 0 | 0 | 0 | 0 | 0 | 0 | 0 | 0 | 0 | 0 | 0 | 0 | 0
F13_Industrial_Primary Metals_Existing_Space Heating_Natural Gas_Gas Furnace Tube Inserts_A_Achievable Economic UCT Potential | F13 | Industrial | Primary Metals | Existing | Space Heating | Natural Gas | Gas Furnace Tube Inserts | A | Purchases (Incremental) | Achievable Economic UCT Potential | 0 | 0 | 0 | 0 | 0 | 0 | 0 | 0 | 0 | 0 | 0 | 0 | 0 | 0 | 0 | 0 | 0 | 0 | 0 | 0 | 0 | 0
F14_Industrial_Primary Metals_Existing_Space Heating_Natural Gas_Gas Furnace Tube Inserts_A_Achievable Economic UCT Potential | F14 | Industrial | Primary Metals | Existing | Space Heating | Natural Gas | Gas Furnace Tube Inserts | A | Purchases (Cumulative) | Achievable Economic UCT Potential | 0 | 0 | 0 | 0 | 0 | 0 | 0 | 0 | 0 | 0 | 0 | 0 | 0 | 0 | 0 | 0 | 0 | 0 | 0 | 0 | 0 | 0
F1_Industrial_Primary Metals_Existing_Space Heating_Natural Gas_Space Heating - Heat Recovery Ventilator_A_Achievable Economic UCT Potential | F1 | Industrial | Primary Metals | Existing | Space Heating | Natural Gas | Space Heating - Heat Recovery Ventilator | A | Original Unit Energy Savings (kWh or therms) | Achievable Economic UCT Potential | 0 | 0 | 0.01336 | 0.013329 | 0.013297 | 0.013266 | 0.013235 | 0.013205 | 0.013176 | 0.013148 | 0.013122 | 0.013097 | 0.013074 | 0.013051 | 0.013031 | 0.013011 | 0.012992 | 0.012975 | 0.012959 | 0.012943 | 0.012929 | 0.012915
F2_Industrial_Primary Metals_Existing_Space Heating_Natural Gas_Space Heating - Heat Recovery Ventilator_A_Achievable Economic UCT Potential | F2 | Industrial | Primary Metals | Existing | Space Heating | Natural Gas | Space Heating - Heat Recovery Ventilator | A | Original Unit Summer Peak Savings (kW) | Achievable Economic UCT Potential | 0 | 0 | 0 | 0 | 0 | 0 | 0 | 0 | 0 | 0 | 0 | 0 | 0 | 0 | 0 | 0 | 0 | 0 | 0 | 0 | 0 | 0
F3_Industrial_Primary Metals_Existing_Space Heating_Natural Gas_Space Heating - Heat Recovery Ventilator_A_Achievable Economic UCT Potential | F3 | Industrial | Primary Metals | Existing | Space Heating | Natural Gas | Space Heating - Heat Recovery Ventilator | A | Original Unit Winter Peak Savings (kW) | Achievable Economic UCT Potential | 0 | 0 | 0 | 0 | 0 | 0 | 0 | 0 | 0 | 0 | 0 | 0 | 0 | 0 | 0 | 0 | 0 | 0 | 0 | 0 | 0 | 0
F4_Industrial_Primary Metals_Existing_Space Heating_Natural Gas_Space Heating - Heat Recovery Ventilator_A_Achievable Economic UCT Potential | F4 | Industrial | Primary Metals | Existing | Space Heating | Natural Gas | Space Heating - Heat Recovery Ventilator | A | Standalone Impact on Baseline Energy (%) | Achievable Economic UCT Potential | bar: 2019 to 2040
F5_Industrial_Primary Metals_Existing_Space Heating_Natural Gas_Space Heating - Heat Recovery Ventilator_A_Achievable Economic UCT Potential | F5 | Industrial | Primary Metals | Existing | Space Heating | Natural Gas | Space Heating - Heat Recovery Ventilator | A | Standalone Impact on Baseline Summer Peak (%) | Achievable Economic UCT Potential | bar: 2019 to 2040
F6_Industrial_Primary Metals_Existing_Space Heating_Natural Gas_Space Heating - Heat Recovery Ventilator_A_Achievable Economic UCT Potential | F6 | Industrial | Primary Metals | Existing | Space Heating | Natural Gas | Space Heating - Heat Recovery Ventilator | A | Standalone Impact on Baseline Winter Peak (%) | Achievable Economic UCT Potential | bar: 2019 to 2040
F7_Industrial_Primary Metals_Existing_Space Heating_Natural Gas_Space Heating - Heat Recovery Ventilator_A_Achievable Economic UCT Potential | F7 | Industrial | Primary Metals | Existing | Space Heating | Natural Gas | Space Heating - Heat Recovery Ventilator | A | Incremental Energy Savings (MWh or mTherms) | Achievable Economic UCT Potential | 0 | 0 | 0 | 0 | 0 | 0 | 0 | 0 | 0 | 0 | 0 | 0 | 0 | 0 | 0 | 0 | 0 | 0 | 0 | 0 | 0 | 0
F8_Industrial_Primary Metals_Existing_Space Heating_Natural Gas_Space Heating - Heat Recovery Ventilator_A_Achievable Economic UCT Potential | F8 | Industrial | Primary Metals | Existing | Space Heating | Natural Gas | Space Heating - Heat Recovery Ventilator | A | Incremental Summer Peak Savings (MW) | Achievable Economic UCT Potential | 0 | 0 | 0 | 0 | 0 | 0 | 0 | 0 | 0 | 0 | 0 | 0 | 0 | 0 | 0 | 0 | 0 | 0 | 0 | 0 | 0 | 0
F9_Industrial_Primary Metals_Existing_Space Heating_Natural Gas_Space Heating - Heat Recovery Ventilator_A_Achievable Economic UCT Potential | F9 | Industrial | Primary Metals | Existing | Space Heating | Natural Gas | Space Heating - Heat Recovery Ventilator | A | Incremental Winter Peak Savings (MW) | Achievable Economic UCT Potential | 0 | 0 | 0 | 0 | 0 | 0 | 0 | 0 | 0 | 0 | 0 | 0 | 0 | 0 | 0 | 0 | 0 | 0 | 0 | 0 | 0 | 0
F10_Industrial_Primary Metals_Existing_Space Heating_Natural Gas_Space Heating - Heat Recovery Ventilator_A_Achievable Economic UCT Potential | F10 | Industrial | Primary Metals | Existing | Space Heating | Natural Gas | Space Heating - Heat Recovery Ventilator | A | Cumulative Energy Savings (MWh or mTherms) | Achievable Economic UCT Potential | 0 | 0 | 0 | 0 | 0 | 0 | 0 | 0 | 0 | 0 | 0 | 0 | 0 | 0 | 0 | 0 | 0 | 0 | 0 | 0 | 0 | 0
F11_Industrial_Primary Metals_Existing_Space Heating_Natural Gas_Space Heating - Heat Recovery Ventilator_A_Achievable Economic UCT Potential | F11 | Industrial | Primary Metals | Existing | Space Heating | Natural Gas | Space Heating - Heat Recovery Ventilator | A | Cumulative Summer Peak Savings (MW) | Achievable Economic UCT Potential | 0 | 0 | 0 | 0 | 0 | 0 | 0 | 0 | 0 | 0 | 0 | 0 | 0 | 0 | 0 | 0 | 0 | 0 | 0 | 0 | 0 | 0
F12_Industrial_Primary Metals_Existing_Space Heating_Natural Gas_Space Heating - Heat Recovery Ventilator_A_Achievable Economic UCT Potential | F12 | Industrial | Primary Metals | Existing | Space Heating | Natural Gas | Space Heating - Heat Recovery Ventilator | A | Cumulative Winter Peak Savings (MW) | Achievable Economic UCT Potential | 0 | 0 | 0 | 0 | 0 | 0 | 0 | 0 | 0 | 0 | 0 | 0 | 0 | 0 | 0 | 0 | 0 | 0 | 0 | 0 | 0 | 0
F13_Industrial_Primary Metals_Existing_Space Heating_Natural Gas_Space Heating - Heat Recovery Ventilator_A_Achievable Economic UCT Potential | F13 | Industrial | Primary Metals | Existing | Space Heating | Natural Gas | Space Heating - Heat Recovery Ventilator | A | Purchases (Incremental) | Achievable Economic UCT Potential | 0 | 0 | 0 | 0 | 0 | 0 | 0 | 0 | 0 | 0 | 0 | 0 | 0 | 0 | 0 | 0 | 0 | 0 | 0 | 0 | 0 | 0
F14_Industrial_Primary Metals_Existing_Space Heating_Natural Gas_Space Heating - Heat Recovery Ventilator_A_Achievable Economic UCT Potential | F14 | Industrial | Primary Metals | Existing | Space Heating | Natural Gas | Space Heating - Heat Recovery Ventilator | A | Purchases (Cumulative) | Achievable Economic UCT Potential | 0 | 0 | 0 | 0 | 0 | 0 | 0 | 0 | 0 | 0 | 0 | 0 | 0 | 0 | 0 | 0 | 0 | 0 | 0 | 0 | 0 | 0
F1_Industrial_Primary Metals_Existing_Space Heating_Natural Gas_Thermostat - Programmable_A_Achievable Economic UCT Potential | F1 | Industrial | Primary Metals | Existing | Space Heating | Natural Gas | Thermostat - Programmable | A | Original Unit Energy Savings (kWh or therms) | Achievable Economic UCT Potential | 0 | 0 | 0.0064634 | 0.006448 | 0.0064327 | 0.0064176 | 0.0064027 | 0.0063882 | 0.0063742 | 0.0063608 | 0.006348 | 0.006336 | 0.0063246 | 0.0063139 | 0.0063038 | 0.0062943 | 0.0062853 | 0.0062769 | 0.006269 | 0.0062616 | 0.0062546 | 0.006248
F2_Industrial_Primary Metals_Existing_Space Heating_Natural Gas_Thermostat - Programmable_A_Achievable Economic UCT Potential | F2 | Industrial | Primary Metals | Existing | Space Heating | Natural Gas | Thermostat - Programmable | A | Original Unit Summer Peak Savings (kW) | Achievable Economic UCT Potential | 0 | 0 | 0 | 0 | 0 | 0 | 0 | 0 | 0 | 0 | 0 | 0 | 0 | 0 | 0 | 0 | 0 | 0 | 0 | 0 | 0 | 0
F3_Industrial_Primary Metals_Existing_Space Heating_Natural Gas_Thermostat - Programmable_A_Achievable Economic UCT Potential | F3 | Industrial | Primary Metals | Existing | Space Heating | Natural Gas | Thermostat - Programmable | A | Original Unit Winter Peak Savings (kW) | Achievable Economic UCT Potential | 0 | 0 | 0 | 0 | 0 | 0 | 0 | 0 | 0 | 0 | 0 | 0 | 0 | 0 | 0 | 0 | 0 | 0 | 0 | 0 | 0 | 0
F4_Industrial_Primary Metals_Existing_Space Heating_Natural Gas_Thermostat - Programmable_A_Achievable Economic UCT Potential | F4 | Industrial | Primary Metals | Existing | Space Heating | Natural Gas | Thermostat - Programmable | A | Standalone Impact on Baseline Energy (%) | Achievable Economic UCT Potential | bar: 2019 to 2040
F5_Industrial_Primary Metals_Existing_Space Heating_Natural Gas_Thermostat - Programmable_A_Achievable Economic UCT Potential | F5 | Industrial | Primary Metals | Existing | Space Heating | Natural Gas | Thermostat - Programmable | A | Standalone Impact on Baseline Summer Peak (%) | Achievable Economic UCT Potential | bar: 2019 to 2040
F6_Industrial_Primary Metals_Existing_Space Heating_Natural Gas_Thermostat - Programmable_A_Achievable Economic UCT Potential | F6 | Industrial | Primary Metals | Existing | Space Heating | Natural Gas | Thermostat - Programmable | A | Standalone Impact on Baseline Winter Peak (%) | Achievable Economic UCT Potential | bar: 2019 to 2040
F7_Industrial_Primary Metals_Existing_Space Heating_Natural Gas_Thermostat - Programmable_A_Achievable Economic UCT Potential | F7 | Industrial | Primary Metals | Existing | Space Heating | Natural Gas | Thermostat - Programmable | A | Incremental Energy Savings (MWh or mTherms) | Achievable Economic UCT Potential | 0 | 0 | 0 | 0 | 0 | 0 | 0 | 0 | 0 | 0 | 0 | 0 | 0 | 0 | 0 | 0 | 0 | 0 | 0 | 0 | 0 | 0
F8_Industrial_Primary Metals_Existing_Space Heating_Natural Gas_Thermostat - Programmable_A_Achievable Economic UCT Potential | F8 | Industrial | Primary Metals | Existing | Space Heating | Natural Gas | Thermostat - Programmable | A | Incremental Summer Peak Savings (MW) | Achievable Economic UCT Potential | 0 | 0 | 0 | 0 | 0 | 0 | 0 | 0 | 0 | 0 | 0 | 0 | 0 | 0 | 0 | 0 | 0 | 0 | 0 | 0 | 0 | 0
F9_Industrial_Primary Metals_Existing_Space Heating_Natural Gas_Thermostat - Programmable_A_Achievable Economic UCT Potential | F9 | Industrial | Primary Metals | Existing | Space Heating | Natural Gas | Thermostat - Programmable | A | Incremental Winter Peak Savings (MW) | Achievable Economic UCT Potential | 0 | 0 | 0 | 0 | 0 | 0 | 0 | 0 | 0 | 0 | 0 | 0 | 0 | 0 | 0 | 0 | 0 | 0 | 0 | 0 | 0 | 0
F10_Industrial_Primary Metals_Existing_Space Heating_Natural Gas_Thermostat - Programmable_A_Achievable Economic UCT Potential | F10 | Industrial | Primary Metals | Existing | Space Heating | Natural Gas | Thermostat - Programmable | A | Cumulative Energy Savings (MWh or mTherms) | Achievable Economic UCT Potential | 0 | 0 | 0 | 0 | 0 | 0 | 0 | 0 | 0 | 0 | 0 | 0 | 0 | 0 | 0 | 0 | 0 | 0 | 0 | 0 | 0 | 0
F11_Industrial_Primary Metals_Existing_Space Heating_Natural Gas_Thermostat - Programmable_A_Achievable Economic UCT Potential | F11 | Industrial | Primary Metals | Existing | Space Heating | Natural Gas | Thermostat - Programmable | A | Cumulative Summer Peak Savings (MW) | Achievable Economic UCT Potential | 0 | 0 | 0 | 0 | 0 | 0 | 0 | 0 | 0 | 0 | 0 | 0 | 0 | 0 | 0 | 0 | 0 | 0 | 0 | 0 | 0 | 0
F12_Industrial_Primary Metals_Existing_Space Heating_Natural Gas_Thermostat - Programmable_A_Achievable Economic UCT Potential | F12 | Industrial | Primary Metals | Existing | Space Heating | Natural Gas | Thermostat - Programmable | A | Cumulative Winter Peak Savings (MW) | Achievable Economic UCT Potential | 0 | 0 | 0 | 0 | 0 | 0 | 0 | 0 | 0 | 0 | 0 | 0 | 0 | 0 | 0 | 0 | 0 | 0 | 0 | 0 | 0 | 0
F13_Industrial_Primary Metals_Existing_Space Heating_Natural Gas_Thermostat - Programmable_A_Achievable Economic UCT Potential | F13 | Industrial | Primary Metals | Existing | Space Heating | Natural Gas | Thermostat - Programmable | A | Purchases (Incremental) | Achievable Economic UCT Potential | 0 | 0 | 0 | 0 | 0 | 0 | 0 | 0 | 0 | 0 | 0 | 0 | 0 | 0 | 0 | 0 | 0 | 0 | 0 | 0 | 0 | 0
F14_Industrial_Primary Metals_Existing_Space Heating_Natural Gas_Thermostat - Programmable_A_Achievable Economic UCT Potential | F14 | Industrial | Primary Metals | Existing | Space Heating | Natural Gas | Thermostat - Programmable | A | Purchases (Cumulative) | Achievable Economic UCT Potential | 0 | 0 | 0 | 0 | 0 | 0 | 0 | 0 | 0 | 0 | 0 | 0 | 0 | 0 | 0 | 0 | 0 | 0 | 0 | 0 | 0 | 0
F1_Industrial_Primary Metals_Existing_Space Heating_Natural Gas_ENERGY STAR Connected Thermostat_A_Achievable Economic UCT Potential | F1 | Industrial | Primary Metals | Existing | Space Heating | Natural Gas | ENERGY STAR Connected Thermostat | A | Original Unit Energy Savings (kWh or therms) | Achievable Economic UCT Potential | 0 | 0 | 0.015624 | 0.015587 | 0.01555 | 0.015514 | 0.015478 | 0.015443 | 0.015409 | 0.015376 | 0.015345 | 0.015316 | 0.015289 | 0.015263 | 0.015238 | 0.015215 | 0.015194 | 0.015173 | 0.015154 | 0.015136 | 0.01512 | 0.015104
F2_Industrial_Primary Metals_Existing_Space Heating_Natural Gas_ENERGY STAR Connected Thermostat_A_Achievable Economic UCT Potential | F2 | Industrial | Primary Metals | Existing | Space Heating | Natural Gas | ENERGY STAR Connected Thermostat | A | Original Unit Summer Peak Savings (kW) | Achievable Economic UCT Potential | 0 | 0 | 0 | 0 | 0 | 0 | 0 | 0 | 0 | 0 | 0 | 0 | 0 | 0 | 0 | 0 | 0 | 0 | 0 | 0 | 0 | 0
F3_Industrial_Primary Metals_Existing_Space Heating_Natural Gas_ENERGY STAR Connected Thermostat_A_Achievable Economic UCT Potential | F3 | Industrial | Primary Metals | Existing | Space Heating | Natural Gas | ENERGY STAR Connected Thermostat | A | Original Unit Winter Peak Savings (kW) | Achievable Economic UCT Potential | 0 | 0 | 0 | 0 | 0 | 0 | 0 | 0 | 0 | 0 | 0 | 0 | 0 | 0 | 0 | 0 | 0 | 0 | 0 | 0 | 0 | 0
F4_Industrial_Primary Metals_Existing_Space Heating_Natural Gas_ENERGY STAR Connected Thermostat_A_Achievable Economic UCT Potential | F4 | Industrial | Primary Metals | Existing | Space Heating | Natural Gas | ENERGY STAR Connected Thermostat | A | Standalone Impact on Baseline Energy (%) | Achievable Economic UCT Potential | bar: 2019 to 2040
F5_Industrial_Primary Metals_Existing_Space Heating_Natural Gas_ENERGY STAR Connected Thermostat_A_Achievable Economic UCT Potential | F5 | Industrial | Primary Metals | Existing | Space Heating | Natural Gas | ENERGY STAR Connected Thermostat | A | Standalone Impact on Baseline Summer Peak (%) | Achievable Economic UCT Potential | bar: 2019 to 2040
F6_Industrial_Primary Metals_Existing_Space Heating_Natural Gas_ENERGY STAR Connected Thermostat_A_Achievable Economic UCT Potential | F6 | Industrial | Primary Metals | Existing | Space Heating | Natural Gas | ENERGY STAR Connected Thermostat | A | Standalone Impact on Baseline Winter Peak (%) | Achievable Economic UCT Potential | bar: 2019 to 2040
F7_Industrial_Primary Metals_Existing_Space Heating_Natural Gas_ENERGY STAR Connected Thermostat_A_Achievable Economic UCT Potential | F7 | Industrial | Primary Metals | Existing | Space Heating | Natural Gas | ENERGY STAR Connected Thermostat | A | Incremental Energy Savings (MWh or mTherms) | Achievable Economic UCT Potential | 0 | 0 | 0 | 0 | 0 | 0 | 0 | 0 | 0 | 0 | 0 | 0 | 0 | 0 | 0 | 0 | 0 | 0 | 0 | 0 | 0 | 0
F8_Industrial_Primary Metals_Existing_Space Heating_Natural Gas_ENERGY STAR Connected Thermostat_A_Achievable Economic UCT Potential | F8 | Industrial | Primary Metals | Existing | Space Heating | Natural Gas | ENERGY STAR Connected Thermostat | A | Incremental Summer Peak Savings (MW) | Achievable Economic UCT Potential | 0 | 0 | 0 | 0 | 0 | 0 | 0 | 0 | 0 | 0 | 0 | 0 | 0 | 0 | 0 | 0 | 0 | 0 | 0 | 0 | 0 | 0
F9_Industrial_Primary Metals_Existing_Space Heating_Natural Gas_ENERGY STAR Connected Thermostat_A_Achievable Economic UCT Potential | F9 | Industrial | Primary Metals | Existing | Space Heating | Natural Gas | ENERGY STAR Connected Thermostat | A | Incremental Winter Peak Savings (MW) | Achievable Economic UCT Potential | 0 | 0 | 0 | 0 | 0 | 0 | 0 | 0 | 0 | 0 | 0 | 0 | 0 | 0 | 0 | 0 | 0 | 0 | 0 | 0 | 0 | 0
F10_Industrial_Primary Metals_Existing_Space Heating_Natural Gas_ENERGY STAR Connected Thermostat_A_Achievable Economic UCT Potential | F10 | Industrial | Primary Metals | Existing | Space Heating | Natural Gas | ENERGY STAR Connected Thermostat | A | Cumulative Energy Savings (MWh or mTherms) | Achievable Economic UCT Potential | 0 | 0 | 0 | 0 | 0 | 0 | 0 | 0 | 0 | 0 | 0 | 0 | 0 | 0 | 0 | 0 | 0 | 0 | 0 | 0 | 0 | 0
F11_Industrial_Primary Metals_Existing_Space Heating_Natural Gas_ENERGY STAR Connected Thermostat_A_Achievable Economic UCT Potential | F11 | Industrial | Primary Metals | Existing | Space Heating | Natural Gas | ENERGY STAR Connected Thermostat | A | Cumulative Summer Peak Savings (MW) | Achievable Economic UCT Potential | 0 | 0 | 0 | 0 | 0 | 0 | 0 | 0 | 0 | 0 | 0 | 0 | 0 | 0 | 0 | 0 | 0 | 0 | 0 | 0 | 0 | 0
F12_Industrial_Primary Metals_Existing_Space Heating_Natural Gas_ENERGY STAR Connected Thermostat_A_Achievable Economic UCT Potential | F12 | Industrial | Primary Metals | Existing | Space Heating | Natural Gas | ENERGY STAR Connected Thermostat | A | Cumulative Winter Peak Savings (MW) | Achievable Economic UCT Potential | 0 | 0 | 0 | 0 | 0 | 0 | 0 | 0 | 0 | 0 | 0 | 0 | 0 | 0 | 0 | 0 | 0 | 0 | 0 | 0 | 0 | 0
F13_Industrial_Primary Metals_Existing_Space Heating_Natural Gas_ENERGY STAR Connected Thermostat_A_Achievable Economic UCT Potential | F13 | Industrial | Primary Metals | Existing | Space Heating | Natural Gas | ENERGY STAR Connected Thermostat | A | Purchases (Incremental) | Achievable Economic UCT Potential | 0 | 0 | 0 | 0 | 0 | 0 | 0 | 0 | 0 | 0 | 0 | 0 | 0 | 0 | 0 | 0 | 0 | 0 | 0 | 0 | 0 | 0
F14_Industrial_Primary Metals_Existing_Space Heating_Natural Gas_ENERGY STAR Connected Thermostat_A_Achievable Economic UCT Potential | F14 | Industrial | Primary Metals | Existing | Space Heating | Natural Gas | ENERGY STAR Connected Thermostat | A | Purchases (Cumulative) | Achievable Economic UCT Potential | 0 | 0 | 0 | 0 | 0 | 0 | 0 | 0 | 0 | 0 | 0 | 0 | 0 | 0 | 0 | 0 | 0 | 0 | 0 | 0 | 0 | 0
F1_Industrial_Primary Metals_Existing_Space Heating_Natural Gas_Destratification Fans (HVLS)_A_Achievable Economic UCT Potential | F1 | Industrial | Primary Metals | Existing | Space Heating | Natural Gas | Destratification Fans (HVLS) | A | Original Unit Energy Savings (kWh or therms) | Achievable Economic UCT Potential | 0 | 0 | 0.015624 | 0.015587 | 0.01555 | 0.015514 | 0.015478 | 0.015443 | 0.015409 | 0.015376 | 0.015345 | 0.015316 | 0.015289 | 0.015263 | 0.015238 | 0.015215 | 0.015194 | 0.015173 | 0.015154 | 0.015136 | 0.01512 | 0.015104
F2_Industrial_Primary Metals_Existing_Space Heating_Natural Gas_Destratification Fans (HVLS)_A_Achievable Economic UCT Potential | F2 | Industrial | Primary Metals | Existing | Space Heating | Natural Gas | Destratification Fans (HVLS) | A | Original Unit Summer Peak Savings (kW) | Achievable Economic UCT Potential | 0 | 0 | 0 | 0 | 0 | 0 | 0 | 0 | 0 | 0 | 0 | 0 | 0 | 0 | 0 | 0 | 0 | 0 | 0 | 0 | 0 | 0
F3_Industrial_Primary Metals_Existing_Space Heating_Natural Gas_Destratification Fans (HVLS)_A_Achievable Economic UCT Potential | F3 | Industrial | Primary Metals | Existing | Space Heating | Natural Gas | Destratification Fans (HVLS) | A | Original Unit Winter Peak Savings (kW) | Achievable Economic UCT Potential | 0 | 0 | 0 | 0 | 0 | 0 | 0 | 0 | 0 | 0 | 0 | 0 | 0 | 0 | 0 | 0 | 0 | 0 | 0 | 0 | 0 | 0
F4_Industrial_Primary Metals_Existing_Space Heating_Natural Gas_Destratification Fans (HVLS)_A_Achievable Economic UCT Potential | F4 | Industrial | Primary Metals | Existing | Space Heating | Natural Gas | Destratification Fans (HVLS) | A | Standalone Impact on Baseline Energy (%) | Achievable Economic UCT Potential | bar: 2019 to 2040
F5_Industrial_Primary Metals_Existing_Space Heating_Natural Gas_Destratification Fans (HVLS)_A_Achievable Economic UCT Potential | F5 | Industrial | Primary Metals | Existing | Space Heating | Natural Gas | Destratification Fans (HVLS) | A | Standalone Impact on Baseline Summer Peak (%) | Achievable Economic UCT Potential | bar: 2019 to 2040
F6_Industrial_Primary Metals_Existing_Space Heating_Natural Gas_Destratification Fans (HVLS)_A_Achievable Economic UCT Potential | F6 | Industrial | Primary Metals | Existing | Space Heating | Natural Gas | Destratification Fans (HVLS) | A | Standalone Impact on Baseline Winter Peak (%) | Achievable Economic UCT Potential | bar: 2019 to 2040
F7_Industrial_Primary Metals_Existing_Space Heating_Natural Gas_Destratification Fans (HVLS)_A_Achievable Economic UCT Potential | F7 | Industrial | Primary Metals | Existing | Space Heating | Natural Gas | Destratification Fans (HVLS) | A | Incremental Energy Savings (MWh or mTherms) | Achievable Economic UCT Potential | 0 | 0 | 0 | 0 | 0 | 0 | 0 | 0 | 0 | 0 | 0 | 0 | 0 | 0 | 0 | 0 | 0 | 0 | 0 | 0 | 0 | 0
F8_Industrial_Primary Metals_Existing_Space Heating_Natural Gas_Destratification Fans (HVLS)_A_Achievable Economic UCT Potential | F8 | Industrial | Primary Metals | Existing | Space Heating | Natural Gas | Destratification Fans (HVLS) | A | Incremental Summer Peak Savings (MW) | Achievable Economic UCT Potential | 0 | 0 | 0 | 0 | 0 | 0 | 0 | 0 | 0 | 0 | 0 | 0 | 0 | 0 | 0 | 0 | 0 | 0 | 0 | 0 | 0 | 0
F9_Industrial_Primary Metals_Existing_Space Heating_Natural Gas_Destratification Fans (HVLS)_A_Achievable Economic UCT Potential | F9 | Industrial | Primary Metals | Existing | Space Heating | Natural Gas | Destratification Fans (HVLS) | A | Incremental Winter Peak Savings (MW) | Achievable Economic UCT Potential | 0 | 0 | 0 | 0 | 0 | 0 | 0 | 0 | 0 | 0 | 0 | 0 | 0 | 0 | 0 | 0 | 0 | 0 | 0 | 0 | 0 | 0
F10_Industrial_Primary Metals_Existing_Space Heating_Natural Gas_Destratification Fans (HVLS)_A_Achievable Economic UCT Potential | F10 | Industrial | Primary Metals | Existing | Space Heating | Natural Gas | Destratification Fans (HVLS) | A | Cumulative Energy Savings (MWh or mTherms) | Achievable Economic UCT Potential | 0 | 0 | 0 | 0 | 0 | 0 | 0 | 0 | 0 | 0 | 0 | 0 | 0 | 0 | 0 | 0 | 0 | 0 | 0 | 0 | 0 | 0
F11_Industrial_Primary Metals_Existing_Space Heating_Natural Gas_Destratification Fans (HVLS)_A_Achievable Economic UCT Potential | F11 | Industrial | Primary Metals | Existing | Space Heating | Natural Gas | Destratification Fans (HVLS) | A | Cumulative Summer Peak Savings (MW) | Achievable Economic UCT Potential | 0 | 0 | 0 | 0 | 0 | 0 | 0 | 0 | 0 | 0 | 0 | 0 | 0 | 0 | 0 | 0 | 0 | 0 | 0 | 0 | 0 | 0
F12_Industrial_Primary Metals_Existing_Space Heating_Natural Gas_Destratification Fans (HVLS)_A_Achievable Economic UCT Potential | F12 | Industrial | Primary Metals | Existing | Space Heating | Natural Gas | Destratification Fans (HVLS) | A | Cumulative Winter Peak Savings (MW) | Achievable Economic UCT Potential | 0 | 0 | 0 | 0 | 0 | 0 | 0 | 0 | 0 | 0 | 0 | 0 | 0 | 0 | 0 | 0 | 0 | 0 | 0 | 0 | 0 | 0
F13_Industrial_Primary Metals_Existing_Space Heating_Natural Gas_Destratification Fans (HVLS)_A_Achievable Economic UCT Potential | F13 | Industrial | Primary Metals | Existing | Space Heating | Natural Gas | Destratification Fans (HVLS) | A | Purchases (Incremental) | Achievable Economic UCT Potential | 0 | 0 | 0 | 0 | 0 | 0 | 0 | 0 | 0 | 0 | 0 | 0 | 0 | 0 | 0 | 0 | 0 | 0 | 0 | 0 | 0 | 0
F14_Industrial_Primary Metals_Existing_Space Heating_Natural Gas_Destratification Fans (HVLS)_A_Achievable Economic UCT Potential | F14 | Industrial | Primary Metals | Existing | Space Heating | Natural Gas | Destratification Fans (HVLS) | A | Purchases (Cumulative) | Achievable Economic UCT Potential | 0 | 0 | 0 | 0 | 0 | 0 | 0 | 0 | 0 | 0 | 0 | 0 | 0 | 0 | 0 | 0 | 0 | 0 | 0 | 0 | 0 | 0
F1_Industrial_Primary Metals_Existing_Space Heating_Natural Gas_Gas Boiler - Insulate Steam Lines/Condensate Tank_A_Achievable Economic UCT Potential | F1 | Industrial | Primary Metals | Existing | Space Heating | Natural Gas | Gas Boiler - Insulate Steam Lines/Condensate Tank | A | Original Unit Energy Savings (kWh or therms) | Achievable Economic UCT Potential | 0 | 0 | 316.0423 | 315.249 | 314.472 | 313.7132 | 312.9741 | 312.2564 | 311.5612 | 310.8899 | 310.2435 | 309.6231 | 309.0296 | 308.4638 | 307.9265 | 307.4183 | 306.94 | 306.492 | 306.0749 | 305.6891 | 305.3352 | 305.0134
F2_Industrial_Primary Metals_Existing_Space Heating_Natural Gas_Gas Boiler - Insulate Steam Lines/Condensate Tank_A_Achievable Economic UCT Potential | F2 | Industrial | Primary Metals | Existing | Space Heating | Natural Gas | Gas Boiler - Insulate Steam Lines/Condensate Tank | A | Original Unit Summer Peak Savings (kW) | Achievable Economic UCT Potential | 0 | 0 | 0 | 0 | 0 | 0 | 0 | 0 | 0 | 0 | 0 | 0 | 0 | 0 | 0 | 0 | 0 | 0 | 0 | 0 | 0 | 0
F3_Industrial_Primary Metals_Existing_Space Heating_Natural Gas_Gas Boiler - Insulate Steam Lines/Condensate Tank_A_Achievable Economic UCT Potential | F3 | Industrial | Primary Metals | Existing | Space Heating | Natural Gas | Gas Boiler - Insulate Steam Lines/Condensate Tank | A | Original Unit Winter Peak Savings (kW) | Achievable Economic UCT Potential | 0 | 0 | 0 | 0 | 0 | 0 | 0 | 0 | 0 | 0 | 0 | 0 | 0 | 0 | 0 | 0 | 0 | 0 | 0 | 0 | 0 | 0
F4_Industrial_Primary Metals_Existing_Space Heating_Natural Gas_Gas Boiler - Insulate Steam Lines/Condensate Tank_A_Achievable Economic UCT Potential | F4 | Industrial | Primary Metals | Existing | Space Heating | Natural Gas | Gas Boiler - Insulate Steam Lines/Condensate Tank | A | Standalone Impact on Baseline Energy (%) | Achievable Economic UCT Potential | 0% | 0% | 0.005127% | 0.01034% | 0.01565% | 0.02105% | 0.02654% | 0.03213% | 0.03782% | 0.0436% | 0.04949% | 0.05548% | 0.06157% | 0.06776% | 0.07406% | 0.08047% | 0.08699% | 0.09363% | 0.1004% | 0.1073% | 0.1142% | 0.1214%
F5_Industrial_Primary Metals_Existing_Space Heating_Natural Gas_Gas Boiler - Insulate Steam Lines/Condensate Tank_A_Achievable Economic UCT Potential | F5 | Industrial | Primary Metals | Existing | Space Heating | Natural Gas | Gas Boiler - Insulate Steam Lines/Condensate Tank | A | Standalone Impact on Baseline Summer Peak (%) | Achievable Economic UCT Potential | bar: 2019 to 2040
F6_Industrial_Primary Metals_Existing_Space Heating_Natural Gas_Gas Boiler - Insulate Steam Lines/Condensate Tank_A_Achievable Economic UCT Potential | F6 | Industrial | Primary Metals | Existing | Space Heating | Natural Gas | Gas Boiler - Insulate Steam Lines/Condensate Tank | A | Standalone Impact on Baseline Winter Peak (%) | Achievable Economic UCT Potential | bar: 2019 to 2040
F7_Industrial_Primary Metals_Existing_Space Heating_Natural Gas_Gas Boiler - Insulate Steam Lines/Condensate Tank_A_Achievable Economic UCT Potential | F7 | Industrial | Primary Metals | Existing | Space Heating | Natural Gas | Gas Boiler - Insulate Steam Lines/Condensate Tank | A | Incremental Energy Savings (MWh or mTherms) | Achievable Economic UCT Potential | 0 | 0 | 0.0049123 | 0.0048155 | 0.0047208 | 0.0046282 | 0.0045377 | 0.0044492 | 0.0043628 | 0.0042783 | 0.0041958 | 0.0041152 | 0.0040365 | 0.0039597 | 0.0038846 | 0.0038113 | 0.0037398 | 0.0036699 | 0.0036018 | 0.0035352 | 0.0034702 | 0.0034068
F8_Industrial_Primary Metals_Existing_Space Heating_Natural Gas_Gas Boiler - Insulate Steam Lines/Condensate Tank_A_Achievable Economic UCT Potential | F8 | Industrial | Primary Metals | Existing | Space Heating | Natural Gas | Gas Boiler - Insulate Steam Lines/Condensate Tank | A | Incremental Summer Peak Savings (MW) | Achievable Economic UCT Potential | 0 | 0 | 0 | 0 | 0 | 0 | 0 | 0 | 0 | 0 | 0 | 0 | 0 | 0 | 0 | 0 | 0 | 0 | 0 | 0 | 0 | 0
F9_Industrial_Primary Metals_Existing_Space Heating_Natural Gas_Gas Boiler - Insulate Steam Lines/Condensate Tank_A_Achievable Economic UCT Potential | F9 | Industrial | Primary Metals | Existing | Space Heating | Natural Gas | Gas Boiler - Insulate Steam Lines/Condensate Tank | A | Incremental Winter Peak Savings (MW) | Achievable Economic UCT Potential | 0 | 0 | 0 | 0 | 0 | 0 | 0 | 0 | 0 | 0 | 0 | 0 | 0 | 0 | 0 | 0 | 0 | 0 | 0 | 0 | 0 | 0
F10_Industrial_Primary Metals_Existing_Space Heating_Natural Gas_Gas Boiler - Insulate Steam Lines/Condensate Tank_A_Achievable Economic UCT Potential | F10 | Industrial | Primary Metals | Existing | Space Heating | Natural Gas | Gas Boiler - Insulate Steam Lines/Condensate Tank | A | Cumulative Energy Savings (MWh or mTherms) | Achievable Economic UCT Potential | 0 | 0 | 0.0049123 | 0.0097154 | 0.014412 | 0.019006 | 0.023499 | 0.027894 | 0.032195 | 0.036403 | 0.040524 | 0.044558 | 0.048509 | 0.05238 | 0.056173 | 0.059892 | 0.063538 | 0.067116 | 0.070626 | 0.074072 | 0.077457 | 0.080782
F11_Industrial_Primary Metals_Existing_Space Heating_Natural Gas_Gas Boiler - Insulate Steam Lines/Condensate Tank_A_Achievable Economic UCT Potential | F11 | Industrial | Primary Metals | Existing | Space Heating | Natural Gas | Gas Boiler - Insulate Steam Lines/Condensate Tank | A | Cumulative Summer Peak Savings (MW) | Achievable Economic UCT Potential | 0 | 0 | 0 | 0 | 0 | 0 | 0 | 0 | 0 | 0 | 0 | 0 | 0 | 0 | 0 | 0 | 0 | 0 | 0 | 0 | 0 | 0
F12_Industrial_Primary Metals_Existing_Space Heating_Natural Gas_Gas Boiler - Insulate Steam Lines/Condensate Tank_A_Achievable Economic UCT Potential | F12 | Industrial | Primary Metals | Existing | Space Heating | Natural Gas | Gas Boiler - Insulate Steam Lines/Condensate Tank | A | Cumulative Winter Peak Savings (MW) | Achievable Economic UCT Potential | 0 | 0 | 0 | 0 | 0 | 0 | 0 | 0 | 0 | 0 | 0 | 0 | 0 | 0 | 0 | 0 | 0 | 0 | 0 | 0 | 0 | 0
F13_Industrial_Primary Metals_Existing_Space Heating_Natural Gas_Gas Boiler - Insulate Steam Lines/Condensate Tank_A_Achievable Economic UCT Potential | F13 | Industrial | Primary Metals | Existing | Space Heating | Natural Gas | Gas Boiler - Insulate Steam Lines/Condensate Tank | A | Purchases (Incremental) | Achievable Economic UCT Potential | 0 | 0 | 0.015543 | 0.015275 | 0.015012 | 0.014753 | 0.014499 | 0.014249 | 0.014003 | 0.013761 | 0.013524 | 0.013291 | 0.013062 | 0.012837 | 0.012615 | 0.012398 | 0.012184 | 0.011974 | 0.011768 | 0.011565 | 0.011365 | 0.011169
F14_Industrial_Primary Metals_Existing_Space Heating_Natural Gas_Gas Boiler - Insulate Steam Lines/Condensate Tank_A_Achievable Economic UCT Potential | F14 | Industrial | Primary Metals | Existing | Space Heating | Natural Gas | Gas Boiler - Insulate Steam Lines/Condensate Tank | A | Purchases (Cumulative) | Achievable Economic UCT Potential | 0 | 0 | 0.015543 | 0.030818 | 0.04583 | 0.060583 | 0.075081 | 0.08933 | 0.10333 | 0.11709 | 0.13062 | 0.14391 | 0.15697 | 0.16981 | 0.18242 | 0.19482 | 0.20701 | 0.21898 | 0.23075 | 0.24231 | 0.25368 | 0.26485
F1_Industrial_Primary Metals_Existing_Process_Natural Gas_Gas Boiler - Insulate Steam Lines/Condensate Tank_A_Achievable Economic UCT Potential | F1 | Industrial | Primary Metals | Existing | Process | Natural Gas | Gas Boiler - Insulate Steam Lines/Condensate Tank | A | Original Unit Energy Savings (kWh or therms) | Achievable Economic UCT Potential | 0 | 0 | 303.5793 | 303.5793 | 303.5793 | 303.5793 | 303.5793 | 303.5793 | 303.5793 | 303.5793 | 303.5793 | 303.5793 | 303.5793 | 303.5793 | 303.5793 | 303.5793 | 303.5793 | 303.5793 | 303.5793 | 303.5793 | 303.5793 | 303.5793
F2_Industrial_Primary Metals_Existing_Process_Natural Gas_Gas Boiler - Insulate Steam Lines/Condensate Tank_A_Achievable Economic UCT Potential | F2 | Industrial | Primary Metals | Existing | Process | Natural Gas | Gas Boiler - Insulate Steam Lines/Condensate Tank | A | Original Unit Summer Peak Savings (kW) | Achievable Economic UCT Potential | 0 | 0 | 0 | 0 | 0 | 0 | 0 | 0 | 0 | 0 | 0 | 0 | 0 | 0 | 0 | 0 | 0 | 0 | 0 | 0 | 0 | 0
F3_Industrial_Primary Metals_Existing_Process_Natural Gas_Gas Boiler - Insulate Steam Lines/Condensate Tank_A_Achievable Economic UCT Potential | F3 | Industrial | Primary Metals | Existing | Process | Natural Gas | Gas Boiler - Insulate Steam Lines/Condensate Tank | A | Original Unit Winter Peak Savings (kW) | Achievable Economic UCT Potential | 0 | 0 | 0 | 0 | 0 | 0 | 0 | 0 | 0 | 0 | 0 | 0 | 0 | 0 | 0 | 0 | 0 | 0 | 0 | 0 | 0 | 0
F4_Industrial_Primary Metals_Existing_Process_Natural Gas_Gas Boiler - Insulate Steam Lines/Condensate Tank_A_Achievable Economic UCT Potential | F4 | Industrial | Primary Metals | Existing | Process | Natural Gas | Gas Boiler - Insulate Steam Lines/Condensate Tank | A | Standalone Impact on Baseline Energy (%) | Achievable Economic UCT Potential | 0% | 0% | 0.006881% | 0.01388% | 0.02101% | 0.02826% | 0.03563% | 0.04314% | 0.05077% | 0.05855% | 0.06645% | 0.0745% | 0.08269% | 0.09102% | 0.0995% | 0.1081% | 0.1169% | 0.1258% | 0.1349% | 0.1442% | 0.1536% | 0.1632%
F5_Industrial_Primary Metals_Existing_Process_Natural Gas_Gas Boiler - Insulate Steam Lines/Condensate Tank_A_Achievable Economic UCT Potential | F5 | Industrial | Primary Metals | Existing | Process | Natural Gas | Gas Boiler - Insulate Steam Lines/Condensate Tank | A | Standalone Impact on Baseline Summer Peak (%) | Achievable Economic UCT Potential | bar: 2019 to 2040
F6_Industrial_Primary Metals_Existing_Process_Natural Gas_Gas Boiler - Insulate Steam Lines/Condensate Tank_A_Achievable Economic UCT Potential | F6 | Industrial | Primary Metals | Existing | Process | Natural Gas | Gas Boiler - Insulate Steam Lines/Condensate Tank | A | Standalone Impact on Baseline Winter Peak (%) | Achievable Economic UCT Potential | bar: 2019 to 2040
F7_Industrial_Primary Metals_Existing_Process_Natural Gas_Gas Boiler - Insulate Steam Lines/Condensate Tank_A_Achievable Economic UCT Potential | F7 | Industrial | Primary Metals | Existing | Process | Natural Gas | Gas Boiler - Insulate Steam Lines/Condensate Tank | A | Incremental Energy Savings (MWh or mTherms) | Achievable Economic UCT Potential | 0 | 0 | 0.1709 | 0.16796 | 0.16506 | 0.16221 | 0.15942 | 0.15667 | 0.15397 | 0.15131 | 0.1487 | 0.14614 | 0.14362 | 0.14114 | 0.13871 | 0.13632 | 0.13397 | 0.13166 | 0.12939 | 0.12716 | 0.12497 | 0.12281
F8_Industrial_Primary Metals_Existing_Process_Natural Gas_Gas Boiler - Insulate Steam Lines/Condensate Tank_A_Achievable Economic UCT Potential | F8 | Industrial | Primary Metals | Existing | Process | Natural Gas | Gas Boiler - Insulate Steam Lines/Condensate Tank | A | Incremental Summer Peak Savings (MW) | Achievable Economic UCT Potential | 0 | 0 | 0 | 0 | 0 | 0 | 0 | 0 | 0 | 0 | 0 | 0 | 0 | 0 | 0 | 0 | 0 | 0 | 0 | 0 | 0 | 0
F9_Industrial_Primary Metals_Existing_Process_Natural Gas_Gas Boiler - Insulate Steam Lines/Condensate Tank_A_Achievable Economic UCT Potential | F9 | Industrial | Primary Metals | Existing | Process | Natural Gas | Gas Boiler - Insulate Steam Lines/Condensate Tank | A | Incremental Winter Peak Savings (MW) | Achievable Economic UCT Potential | 0 | 0 | 0 | 0 | 0 | 0 | 0 | 0 | 0 | 0 | 0 | 0 | 0 | 0 | 0 | 0 | 0 | 0 | 0 | 0 | 0 | 0
F10_Industrial_Primary Metals_Existing_Process_Natural Gas_Gas Boiler - Insulate Steam Lines/Condensate Tank_A_Achievable Economic UCT Potential | F10 | Industrial | Primary Metals | Existing | Process | Natural Gas | Gas Boiler - Insulate Steam Lines/Condensate Tank | A | Cumulative Energy Savings (MWh or mTherms) | Achievable Economic UCT Potential | 0 | 0 | 0.1709 | 0.33886 | 0.50392 | 0.66613 | 0.82555 | 0.98222 | 1.1362 | 1.2875 | 1.4362 | 1.5823 | 1.726 | 1.8671 | 2.0058 | 2.1421 | 2.2761 | 2.4078 | 2.5372 | 2.6643 | 2.7893 | 2.9121
F11_Industrial_Primary Metals_Existing_Process_Natural Gas_Gas Boiler - Insulate Steam Lines/Condensate Tank_A_Achievable Economic UCT Potential | F11 | Industrial | Primary Metals | Existing | Process | Natural Gas | Gas Boiler - Insulate Steam Lines/Condensate Tank | A | Cumulative Summer Peak Savings (MW) | Achievable Economic UCT Potential | 0 | 0 | 0 | 0 | 0 | 0 | 0 | 0 | 0 | 0 | 0 | 0 | 0 | 0 | 0 | 0 | 0 | 0 | 0 | 0 | 0 | 0
F12_Industrial_Primary Metals_Existing_Process_Natural Gas_Gas Boiler - Insulate Steam Lines/Condensate Tank_A_Achievable Economic UCT Potential | F12 | Industrial | Primary Metals | Existing | Process | Natural Gas | Gas Boiler - Insulate Steam Lines/Condensate Tank | A | Cumulative Winter Peak Savings (MW) | Achievable Economic UCT Potential | 0 | 0 | 0 | 0 | 0 | 0 | 0 | 0 | 0 | 0 | 0 | 0 | 0 | 0 | 0 | 0 | 0 | 0 | 0 | 0 | 0 | 0
F13_Industrial_Primary Metals_Existing_Process_Natural Gas_Gas Boiler - Insulate Steam Lines/Condensate Tank_A_Achievable Economic UCT Potential | F13 | Industrial | Primary Metals | Existing | Process | Natural Gas | Gas Boiler - Insulate Steam Lines/Condensate Tank | A | Purchases (Incremental) | Achievable Economic UCT Potential | 0 | 0 | 0.56296 | 0.55325 | 0.54371 | 0.53434 | 0.52513 | 0.51607 | 0.50718 | 0.49843 | 0.48984 | 0.48139 | 0.47309 | 0.46493 | 0.45692 | 0.44904 | 0.4413 | 0.43369 | 0.42621 | 0.41886 | 0.41164 | 0.40455
F14_Industrial_Primary Metals_Existing_Process_Natural Gas_Gas Boiler - Insulate Steam Lines/Condensate Tank_A_Achievable Economic UCT Potential | F14 | Industrial | Primary Metals | Existing | Process | Natural Gas | Gas Boiler - Insulate Steam Lines/Condensate Tank | A | Purchases (Cumulative) | Achievable Economic UCT Potential | 0 | 0 | 0.56296 | 1.1162 | 1.6599 | 2.1943 | 2.7194 | 3.2355 | 3.7426 | 4.2411 | 4.7309 | 5.2123 | 5.6854 | 6.1503 | 6.6072 | 7.0563 | 7.4976 | 7.9313 | 8.3575 | 8.7764 | 9.188 | 9.5925
F1_Industrial_Primary Metals_Existing_Space Heating_Natural Gas_Gas Boiler - Insulate Hot Water Lines_A_Achievable Economic UCT Potential | F1 | Industrial | Primary Metals | Existing | Space Heating | Natural Gas | Gas Boiler - Insulate Hot Water Lines | A | Original Unit Energy Savings (kWh or therms) | Achievable Economic UCT Potential | 0 | 0 | 357.2272 | 356.3305 | 355.4523 | 354.5946 | 353.7592 | 352.9479 | 352.1622 | 351.4034 | 350.6728 | 349.9715 | 349.3007 | 348.6611 | 348.0538 | 347.4794 | 346.9387 | 346.4323 | 345.9609 | 345.5248 | 345.1248 | 344.7611
F2_Industrial_Primary Metals_Existing_Space Heating_Natural Gas_Gas Boiler - Insulate Hot Water Lines_A_Achievable Economic UCT Potential | F2 | Industrial | Primary Metals | Existing | Space Heating | Natural Gas | Gas Boiler - Insulate Hot Water Lines | A | Original Unit Summer Peak Savings (kW) | Achievable Economic UCT Potential | 0 | 0 | 0 | 0 | 0 | 0 | 0 | 0 | 0 | 0 | 0 | 0 | 0 | 0 | 0 | 0 | 0 | 0 | 0 | 0 | 0 | 0
F3_Industrial_Primary Metals_Existing_Space Heating_Natural Gas_Gas Boiler - Insulate Hot Water Lines_A_Achievable Economic UCT Potential | F3 | Industrial | Primary Metals | Existing | Space Heating | Natural Gas | Gas Boiler - Insulate Hot Water Lines | A | Original Unit Winter Peak Savings (kW) | Achievable Economic UCT Potential | 0 | 0 | 0 | 0 | 0 | 0 | 0 | 0 | 0 | 0 | 0 | 0 | 0 | 0 | 0 | 0 | 0 | 0 | 0 | 0 | 0 | 0
F4_Industrial_Primary Metals_Existing_Space Heating_Natural Gas_Gas Boiler - Insulate Hot Water Lines_A_Achievable Economic UCT Potential | F4 | Industrial | Primary Metals | Existing | Space Heating | Natural Gas | Gas Boiler - Insulate Hot Water Lines | A | Standalone Impact on Baseline Energy (%) | Achievable Economic UCT Potential | 0% | 0% | 0.01159% | 0.02338% | 0.03537% | 0.04758% | 0.06% | 0.07264% | 0.08549% | 0.09857% | 0.1119% | 0.1254% | 0.1392% | 0.1532% | 0.1674% | 0.1819% | 0.1967% | 0.2117% | 0.2269% | 0.2425% | 0.2583% | 0.2744%
F5_Industrial_Primary Metals_Existing_Space Heating_Natural Gas_Gas Boiler - Insulate Hot Water Lines_A_Achievable Economic UCT Potential | F5 | Industrial | Primary Metals | Existing | Space Heating | Natural Gas | Gas Boiler - Insulate Hot Water Lines | A | Standalone Impact on Baseline Summer Peak (%) | Achievable Economic UCT Potential | bar: 2019 to 2040
F6_Industrial_Primary Metals_Existing_Space Heating_Natural Gas_Gas Boiler - Insulate Hot Water Lines_A_Achievable Economic UCT Potential | F6 | Industrial | Primary Metals | Existing | Space Heating | Natural Gas | Gas Boiler - Insulate Hot Water Lines | A | Standalone Impact on Baseline Winter Peak (%) | Achievable Economic UCT Potential | bar: 2019 to 2040
F7_Industrial_Primary Metals_Existing_Space Heating_Natural Gas_Gas Boiler - Insulate Hot Water Lines_A_Achievable Economic UCT Potential | F7 | Industrial | Primary Metals | Existing | Space Heating | Natural Gas | Gas Boiler - Insulate Hot Water Lines | A | Incremental Energy Savings (MWh or mTherms) | Achievable Economic UCT Potential | 0 | 0 | 0.011105 | 0.010886 | 0.010672 | 0.010463 | 0.010258 | 0.010058 | 0.0098626 | 0.0096717 | 0.0094852 | 0.009303 | 0.0091251 | 0.0089513 | 0.0087817 | 0.008616 | 0.0084543 | 0.0082964 | 0.0081422 | 0.0079918 | 0.0078449 | 0.0077015
F8_Industrial_Primary Metals_Existing_Space Heating_Natural Gas_Gas Boiler - Insulate Hot Water Lines_A_Achievable Economic UCT Potential | F8 | Industrial | Primary Metals | Existing | Space Heating | Natural Gas | Gas Boiler - Insulate Hot Water Lines | A | Incremental Summer Peak Savings (MW) | Achievable Economic UCT Potential | 0 | 0 | 0 | 0 | 0 | 0 | 0 | 0 | 0 | 0 | 0 | 0 | 0 | 0 | 0 | 0 | 0 | 0 | 0 | 0 | 0 | 0
F9_Industrial_Primary Metals_Existing_Space Heating_Natural Gas_Gas Boiler - Insulate Hot Water Lines_A_Achievable Economic UCT Potential | F9 | Industrial | Primary Metals | Existing | Space Heating | Natural Gas | Gas Boiler - Insulate Hot Water Lines | A | Incremental Winter Peak Savings (MW) | Achievable Economic UCT Potential | 0 | 0 | 0 | 0 | 0 | 0 | 0 | 0 | 0 | 0 | 0 | 0 | 0 | 0 | 0 | 0 | 0 | 0 | 0 | 0 | 0 | 0
F10_Industrial_Primary Metals_Existing_Space Heating_Natural Gas_Gas Boiler - Insulate Hot Water Lines_A_Achievable Economic UCT Potential | F10 | Industrial | Primary Metals | Existing | Space Heating | Natural Gas | Gas Boiler - Insulate Hot Water Lines | A | Cumulative Energy Savings (MWh or mTherms) | Achievable Economic UCT Potential | 0 | 0 | 0.011105 | 0.021963 | 0.032581 | 0.042965 | 0.053122 | 0.063058 | 0.07278 | 0.082295 | 0.091609 | 0.10073 | 0.10966 | 0.11841 | 0.12699 | 0.13539 | 0.14364 | 0.15172 | 0.15966 | 0.16745 | 0.1751 | 0.18262
F11_Industrial_Primary Metals_Existing_Space Heating_Natural Gas_Gas Boiler - Insulate Hot Water Lines_A_Achievable Economic UCT Potential | F11 | Industrial | Primary Metals | Existing | Space Heating | Natural Gas | Gas Boiler - Insulate Hot Water Lines | A | Cumulative Summer Peak Savings (MW) | Achievable Economic UCT Potential | 0 | 0 | 0 | 0 | 0 | 0 | 0 | 0 | 0 | 0 | 0 | 0 | 0 | 0 | 0 | 0 | 0 | 0 | 0 | 0 | 0 | 0
F12_Industrial_Primary Metals_Existing_Space Heating_Natural Gas_Gas Boiler - Insulate Hot Water Lines_A_Achievable Economic UCT Potential | F12 | Industrial | Primary Metals | Existing | Space Heating | Natural Gas | Gas Boiler - Insulate Hot Water Lines | A | Cumulative Winter Peak Savings (MW) | Achievable Economic UCT Potential | 0 | 0 | 0 | 0 | 0 | 0 | 0 | 0 | 0 | 0 | 0 | 0 | 0 | 0 | 0 | 0 | 0 | 0 | 0 | 0 | 0 | 0
F13_Industrial_Primary Metals_Existing_Space Heating_Natural Gas_Gas Boiler - Insulate Hot Water Lines_A_Achievable Economic UCT Potential | F13 | Industrial | Primary Metals | Existing | Space Heating | Natural Gas | Gas Boiler - Insulate Hot Water Lines | A | Purchases (Incremental) | Achievable Economic UCT Potential | 0 | 0 | 0.031086 | 0.03055 | 0.030024 | 0.029506 | 0.028997 | 0.028497 | 0.028006 | 0.027523 | 0.027048 | 0.026582 | 0.026124 | 0.025673 | 0.025231 | 0.024796 | 0.024368 | 0.023948 | 0.023535 | 0.023129 | 0.022731 | 0.022339
F14_Industrial_Primary Metals_Existing_Space Heating_Natural Gas_Gas Boiler - Insulate Hot Water Lines_A_Achievable Economic UCT Potential | F14 | Industrial | Primary Metals | Existing | Space Heating | Natural Gas | Gas Boiler - Insulate Hot Water Lines | A | Purchases (Cumulative) | Achievable Economic UCT Potential | 0 | 0 | 0.031086 | 0.061636 | 0.09166 | 0.12117 | 0.15016 | 0.17866 | 0.20667 | 0.23419 | 0.26124 | 0.28782 | 0.31394 | 0.33962 | 0.36485 | 0.38964 | 0.41401 | 0.43796 | 0.46149 | 0.48462 | 0.50735 | 0.52969
F1_Industrial_Primary Metals_Existing_Process_Natural Gas_Gas Boiler - Insulate Hot Water Lines_A_Achievable Economic UCT Potential | F1 | Industrial | Primary Metals | Existing | Process | Natural Gas | Gas Boiler - Insulate Hot Water Lines | A | Original Unit Energy Savings (kWh or therms) | Achievable Economic UCT Potential | 0 | 0 | 343.1401 | 343.1401 | 343.1401 | 343.1401 | 343.1401 | 343.1401 | 343.1401 | 343.1401 | 343.1401 | 343.1401 | 343.1401 | 343.1401 | 343.1401 | 343.1401 | 343.1401 | 343.1401 | 343.1401 | 343.1401 | 343.1401 | 343.1401
F2_Industrial_Primary Metals_Existing_Process_Natural Gas_Gas Boiler - Insulate Hot Water Lines_A_Achievable Economic UCT Potential | F2 | Industrial | Primary Metals | Existing | Process | Natural Gas | Gas Boiler - Insulate Hot Water Lines | A | Original Unit Summer Peak Savings (kW) | Achievable Economic UCT Potential | 0 | 0 | 0 | 0 | 0 | 0 | 0 | 0 | 0 | 0 | 0 | 0 | 0 | 0 | 0 | 0 | 0 | 0 | 0 | 0 | 0 | 0
F3_Industrial_Primary Metals_Existing_Process_Natural Gas_Gas Boiler - Insulate Hot Water Lines_A_Achievable Economic UCT Potential | F3 | Industrial | Primary Metals | Existing | Process | Natural Gas | Gas Boiler - Insulate Hot Water Lines | A | Original Unit Winter Peak Savings (kW) | Achievable Economic UCT Potential | 0 | 0 | 0 | 0 | 0 | 0 | 0 | 0 | 0 | 0 | 0 | 0 | 0 | 0 | 0 | 0 | 0 | 0 | 0 | 0 | 0 | 0
F4_Industrial_Primary Metals_Existing_Process_Natural Gas_Gas Boiler - Insulate Hot Water Lines_A_Achievable Economic UCT Potential | F4 | Industrial | Primary Metals | Existing | Process | Natural Gas | Gas Boiler - Insulate Hot Water Lines | A | Standalone Impact on Baseline Energy (%) | Achievable Economic UCT Potential | 0% | 0% | 0.01555% | 0.03138% | 0.04749% | 0.06387% | 0.08055% | 0.09752% | 0.1148% | 0.1324% | 0.1502% | 0.1684% | 0.1869% | 0.2058% | 0.2249% | 0.2444% | 0.2643% | 0.2845% | 0.305% | 0.3259% | 0.3472% | 0.3688%
F5_Industrial_Primary Metals_Existing_Process_Natural Gas_Gas Boiler - Insulate Hot Water Lines_A_Achievable Economic UCT Potential | F5 | Industrial | Primary Metals | Existing | Process | Natural Gas | Gas Boiler - Insulate Hot Water Lines | A | Standalone Impact on Baseline Summer Peak (%) | Achievable Economic UCT Potential | bar: 2019 to 2040
F6_Industrial_Primary Metals_Existing_Process_Natural Gas_Gas Boiler - Insulate Hot Water Lines_A_Achievable Economic UCT Potential | F6 | Industrial | Primary Metals | Existing | Process | Natural Gas | Gas Boiler - Insulate Hot Water Lines | A | Standalone Impact on Baseline Winter Peak (%) | Achievable Economic UCT Potential | bar: 2019 to 2040
F7_Industrial_Primary Metals_Existing_Process_Natural Gas_Gas Boiler - Insulate Hot Water Lines_A_Achievable Economic UCT Potential | F7 | Industrial | Primary Metals | Existing | Process | Natural Gas | Gas Boiler - Insulate Hot Water Lines | A | Incremental Energy Savings (MWh or mTherms) | Achievable Economic UCT Potential | 0 | 0 | 0.38635 | 0.37969 | 0.37314 | 0.36671 | 0.36038 | 0.35417 | 0.34806 | 0.34206 | 0.33617 | 0.33037 | 0.32467 | 0.31908 | 0.31357 | 0.30817 | 0.30285 | 0.29763 | 0.2925 | 0.28746 | 0.2825 | 0.27763
F8_Industrial_Primary Metals_Existing_Process_Natural Gas_Gas Boiler - Insulate Hot Water Lines_A_Achievable Economic UCT Potential | F8 | Industrial | Primary Metals | Existing | Process | Natural Gas | Gas Boiler - Insulate Hot Water Lines | A | Incremental Summer Peak Savings (MW) | Achievable Economic UCT Potential | 0 | 0 | 0 | 0 | 0 | 0 | 0 | 0 | 0 | 0 | 0 | 0 | 0 | 0 | 0 | 0 | 0 | 0 | 0 | 0 | 0 | 0
F9_Industrial_Primary Metals_Existing_Process_Natural Gas_Gas Boiler - Insulate Hot Water Lines_A_Achievable Economic UCT Potential | F9 | Industrial | Primary Metals | Existing | Process | Natural Gas | Gas Boiler - Insulate Hot Water Lines | A | Incremental Winter Peak Savings (MW) | Achievable Economic UCT Potential | 0 | 0 | 0 | 0 | 0 | 0 | 0 | 0 | 0 | 0 | 0 | 0 | 0 | 0 | 0 | 0 | 0 | 0 | 0 | 0 | 0 | 0
F10_Industrial_Primary Metals_Existing_Process_Natural Gas_Gas Boiler - Insulate Hot Water Lines_A_Achievable Economic UCT Potential | F10 | Industrial | Primary Metals | Existing | Process | Natural Gas | Gas Boiler - Insulate Hot Water Lines | A | Cumulative Energy Savings (MWh or mTherms) | Achievable Economic UCT Potential | 0 | 0 | 0.38635 | 0.76603 | 1.1392 | 1.5059 | 1.8663 | 2.2204 | 2.5685 | 2.9106 | 3.2467 | 3.5771 | 3.9018 | 4.2208 | 4.5344 | 4.8426 | 5.1454 | 5.4431 | 5.7356 | 6.023 | 6.3055 | 6.5832
F11_Industrial_Primary Metals_Existing_Process_Natural Gas_Gas Boiler - Insulate Hot Water Lines_A_Achievable Economic UCT Potential | F11 | Industrial | Primary Metals | Existing | Process | Natural Gas | Gas Boiler - Insulate Hot Water Lines | A | Cumulative Summer Peak Savings (MW) | Achievable Economic UCT Potential | 0 | 0 | 0 | 0 | 0 | 0 | 0 | 0 | 0 | 0 | 0 | 0 | 0 | 0 | 0 | 0 | 0 | 0 | 0 | 0 | 0 | 0
F12_Industrial_Primary Metals_Existing_Process_Natural Gas_Gas Boiler - Insulate Hot Water Lines_A_Achievable Economic UCT Potential | F12 | Industrial | Primary Metals | Existing | Process | Natural Gas | Gas Boiler - Insulate Hot Water Lines | A | Cumulative Winter Peak Savings (MW) | Achievable Economic UCT Potential | 0 | 0 | 0 | 0 | 0 | 0 | 0 | 0 | 0 | 0 | 0 | 0 | 0 | 0 | 0 | 0 | 0 | 0 | 0 | 0 | 0 | 0
F13_Industrial_Primary Metals_Existing_Process_Natural Gas_Gas Boiler - Insulate Hot Water Lines_A_Achievable Economic UCT Potential | F13 | Industrial | Primary Metals | Existing | Process | Natural Gas | Gas Boiler - Insulate Hot Water Lines | A | Purchases (Incremental) | Achievable Economic UCT Potential | 0 | 0 | 1.1259 | 1.1065 | 1.0874 | 1.0687 | 1.0503 | 1.0321 | 1.0144 | 0.99686 | 0.97967 | 0.96278 | 0.94618 | 0.92987 | 0.91384 | 0.89808 | 0.8826 | 0.86738 | 0.85243 | 0.83773 | 0.82329 | 0.80909
F14_Industrial_Primary Metals_Existing_Process_Natural Gas_Gas Boiler - Insulate Hot Water Lines_A_Achievable Economic UCT Potential | F14 | Industrial | Primary Metals | Existing | Process | Natural Gas | Gas Boiler - Insulate Hot Water Lines | A | Purchases (Cumulative) | Achievable Economic UCT Potential | 0 | 0 | 1.1259 | 2.2324 | 3.3199 | 4.3885 | 5.4388 | 6.4709 | 7.4853 | 8.4821 | 9.4618 | 10.4246 | 11.3708 | 12.3007 | 13.2145 | 14.1126 | 14.9952 | 15.8626 | 16.715 | 17.5527 | 18.376 | 19.1851
F1_Industrial_Primary Metals_Existing_Process_Natural Gas_Process - Insulate Heated Process Fluids_A_Achievable Economic UCT Potential | F1 | Industrial | Primary Metals | Existing | Process | Natural Gas | Process - Insulate Heated Process Fluids | A | Original Unit Energy Savings (kWh or therms) | Achievable Economic UCT Potential | 0 | 0 | 1904.8967 | 1904.8967 | 1904.8967 | 1904.8967 | 1904.8967 | 1904.8967 | 1904.8967 | 1904.8967 | 1904.8967 | 1904.8967 | 1904.8967 | 1904.8967 | 1904.8967 | 1904.8967 | 1904.8967 | 1904.8967 | 1904.8967 | 1904.8967 | 1904.8967 | 1904.8967
F2_Industrial_Primary Metals_Existing_Process_Natural Gas_Process - Insulate Heated Process Fluids_A_Achievable Economic UCT Potential | F2 | Industrial | Primary Metals | Existing | Process | Natural Gas | Process - Insulate Heated Process Fluids | A | Original Unit Summer Peak Savings (kW) | Achievable Economic UCT Potential | 0 | 0 | 0 | 0 | 0 | 0 | 0 | 0 | 0 | 0 | 0 | 0 | 0 | 0 | 0 | 0 | 0 | 0 | 0 | 0 | 0 | 0
F3_Industrial_Primary Metals_Existing_Process_Natural Gas_Process - Insulate Heated Process Fluids_A_Achievable Economic UCT Potential | F3 | Industrial | Primary Metals | Existing | Process | Natural Gas | Process - Insulate Heated Process Fluids | A | Original Unit Winter Peak Savings (kW) | Achievable Economic UCT Potential | 0 | 0 | 0 | 0 | 0 | 0 | 0 | 0 | 0 | 0 | 0 | 0 | 0 | 0 | 0 | 0 | 0 | 0 | 0 | 0 | 0 | 0
F4_Industrial_Primary Metals_Existing_Process_Natural Gas_Process - Insulate Heated Process Fluids_A_Achievable Economic UCT Potential | F4 | Industrial | Primary Metals | Existing | Process | Natural Gas | Process - Insulate Heated Process Fluids | A | Standalone Impact on Baseline Energy (%) | Achievable Economic UCT Potential | 0% | 0% | 0.09444% | 0.1905% | 0.2883% | 0.3878% | 0.4891% | 0.5827% | 0.6609% | 0.7269% | 0.7831% | 0.8317% | 0.8741% | 0.9118% | 0.9456% | 0.9764% | 1.005% | 1.032% | 1.05% | 1.068% | 1.087% | 1.106%
F5_Industrial_Primary Metals_Existing_Process_Natural Gas_Process - Insulate Heated Process Fluids_A_Achievable Economic UCT Potential | F5 | Industrial | Primary Metals | Existing | Process | Natural Gas | Process - Insulate Heated Process Fluids | A | Standalone Impact on Baseline Summer Peak (%) | Achievable Economic UCT Potential | bar: 2019 to 2040
F6_Industrial_Primary Metals_Existing_Process_Natural Gas_Process - Insulate Heated Process Fluids_A_Achievable Economic UCT Potential | F6 | Industrial | Primary Metals | Existing | Process | Natural Gas | Process - Insulate Heated Process Fluids | A | Standalone Impact on Baseline Winter Peak (%) | Achievable Economic UCT Potential | bar: 2019 to 2040
F7_Industrial_Primary Metals_Existing_Process_Natural Gas_Process - Insulate Heated Process Fluids_A_Achievable Economic UCT Potential | F7 | Industrial | Primary Metals | Existing | Process | Natural Gas | Process - Insulate Heated Process Fluids | A | Incremental Energy Savings (MWh or mTherms) | Achievable Economic UCT Potential | 0 | 0 | 2.3458 | 2.3054 | 2.2656 | 2.2266 | 2.1882 | 1.9354 | 1.5216 | 1.1963 | 0.94055 | 0.73947 | 0.58137 | 0.45708 | 0.35936 | 0.28253 | 0.22213 | 0.17464 | 0.0011706 | 0.00041087 | 0.00013766 | 4.4114e-05
F8_Industrial_Primary Metals_Existing_Process_Natural Gas_Process - Insulate Heated Process Fluids_A_Achievable Economic UCT Potential | F8 | Industrial | Primary Metals | Existing | Process | Natural Gas | Process - Insulate Heated Process Fluids | A | Incremental Summer Peak Savings (MW) | Achievable Economic UCT Potential | 0 | 0 | 0 | 0 | 0 | 0 | 0 | 0 | 0 | 0 | 0 | 0 | 0 | 0 | 0 | 0 | 0 | 0 | 0 | 0 | 0 | 0
F9_Industrial_Primary Metals_Existing_Process_Natural Gas_Process - Insulate Heated Process Fluids_A_Achievable Economic UCT Potential | F9 | Industrial | Primary Metals | Existing | Process | Natural Gas | Process - Insulate Heated Process Fluids | A | Incremental Winter Peak Savings (MW) | Achievable Economic UCT Potential | 0 | 0 | 0 | 0 | 0 | 0 | 0 | 0 | 0 | 0 | 0 | 0 | 0 | 0 | 0 | 0 | 0 | 0 | 0 | 0 | 0 | 0
F10_Industrial_Primary Metals_Existing_Process_Natural Gas_Process - Insulate Heated Process Fluids_A_Achievable Economic UCT Potential | F10 | Industrial | Primary Metals | Existing | Process | Natural Gas | Process - Insulate Heated Process Fluids | A | Cumulative Energy Savings (MWh or mTherms) | Achievable Economic UCT Potential | 0 | 0 | 2.3458 | 4.6512 | 6.9168 | 9.1434 | 11.3316 | 13.267 | 14.7886 | 15.9849 | 16.9255 | 17.6649 | 18.2463 | 18.7034 | 19.0627 | 19.3453 | 19.5674 | 19.742 | 19.7432 | 19.7436 | 19.7438 | 19.7438
F11_Industrial_Primary Metals_Existing_Process_Natural Gas_Process - Insulate Heated Process Fluids_A_Achievable Economic UCT Potential | F11 | Industrial | Primary Metals | Existing | Process | Natural Gas | Process - Insulate Heated Process Fluids | A | Cumulative Summer Peak Savings (MW) | Achievable Economic UCT Potential | 0 | 0 | 0 | 0 | 0 | 0 | 0 | 0 | 0 | 0 | 0 | 0 | 0 | 0 | 0 | 0 | 0 | 0 | 0 | 0 | 0 | 0
F12_Industrial_Primary Metals_Existing_Process_Natural Gas_Process - Insulate Heated Process Fluids_A_Achievable Economic UCT Potential | F12 | Industrial | Primary Metals | Existing | Process | Natural Gas | Process - Insulate Heated Process Fluids | A | Cumulative Winter Peak Savings (MW) | Achievable Economic UCT Potential | 0 | 0 | 0 | 0 | 0 | 0 | 0 | 0 | 0 | 0 | 0 | 0 | 0 | 0 | 0 | 0 | 0 | 0 | 0 | 0 | 0 | 0
F13_Industrial_Primary Metals_Existing_Process_Natural Gas_Process - Insulate Heated Process Fluids_A_Achievable Economic UCT Potential | F13 | Industrial | Primary Metals | Existing | Process | Natural Gas | Process - Insulate Heated Process Fluids | A | Purchases (Incremental) | Achievable Economic UCT Potential | 0 | 0 | 1.2315 | 1.2102 | 1.1894 | 1.1689 | 1.1487 | 1.016 | 0.7988 | 0.62802 | 0.49375 | 0.38819 | 0.3052 | 0.23995 | 0.18865 | 0.14832 | 0.11661 | 0.091679 | 0.00061454 | 0.00021569 | 7.2264e-05 | 2.3158e-05
F14_Industrial_Primary Metals_Existing_Process_Natural Gas_Process - Insulate Heated Process Fluids_A_Achievable Economic UCT Potential | F14 | Industrial | Primary Metals | Existing | Process | Natural Gas | Process - Insulate Heated Process Fluids | A | Purchases (Cumulative) | Achievable Economic UCT Potential | 0 | 0 | 1.2315 | 2.4417 | 3.6311 | 4.7999 | 5.9486 | 6.9647 | 7.7635 | 8.3915 | 8.8852 | 9.2734 | 9.5786 | 9.8186 | 10.0072 | 10.1555 | 10.2722 | 10.3638 | 10.3644 | 10.3647 | 10.3647 | 10.3648
F1_Industrial_Primary Metals_Existing_Process_Natural Gas_Process Heat Recovery_A_Achievable Economic UCT Potential | F1 | Industrial | Primary Metals | Existing | Process | Natural Gas | Process Heat Recovery | A | Original Unit Energy Savings (kWh or therms) | Achievable Economic UCT Potential | 0 | 0 | 3.7787 | 3.7787 | 3.7787 | 3.7787 | 3.7787 | 3.7787 | 3.7787 | 3.7787 | 3.7787 | 3.7787 | 3.7787 | 3.7787 | 3.7787 | 3.7787 | 3.7787 | 3.7787 | 3.7787 | 3.7787 | 3.7787 | 3.7787
F2_Industrial_Primary Metals_Existing_Process_Natural Gas_Process Heat Recovery_A_Achievable Economic UCT Potential | F2 | Industrial | Primary Metals | Existing | Process | Natural Gas | Process Heat Recovery | A | Original Unit Summer Peak Savings (kW) | Achievable Economic UCT Potential | 0 | 0 | 0 | 0 | 0 | 0 | 0 | 0 | 0 | 0 | 0 | 0 | 0 | 0 | 0 | 0 | 0 | 0 | 0 | 0 | 0 | 0
F3_Industrial_Primary Metals_Existing_Process_Natural Gas_Process Heat Recovery_A_Achievable Economic UCT Potential | F3 | Industrial | Primary Metals | Existing | Process | Natural Gas | Process Heat Recovery | A | Original Unit Winter Peak Savings (kW) | Achievable Economic UCT Potential | 0 | 0 | 0 | 0 | 0 | 0 | 0 | 0 | 0 | 0 | 0 | 0 | 0 | 0 | 0 | 0 | 0 | 0 | 0 | 0 | 0 | 0
F4_Industrial_Primary Metals_Existing_Process_Natural Gas_Process Heat Recovery_A_Achievable Economic UCT Potential | F4 | Industrial | Primary Metals | Existing | Process | Natural Gas | Process Heat Recovery | A | Standalone Impact on Baseline Energy (%) | Achievable Economic UCT Potential | bar: 2019 to 2040
F5_Industrial_Primary Metals_Existing_Process_Natural Gas_Process Heat Recovery_A_Achievable Economic UCT Potential | F5 | Industrial | Primary Metals | Existing | Process | Natural Gas | Process Heat Recovery | A | Standalone Impact on Baseline Summer Peak (%) | Achievable Economic UCT Potential | bar: 2019 to 2040
F6_Industrial_Primary Metals_Existing_Process_Natural Gas_Process Heat Recovery_A_Achievable Economic UCT Potential | F6 | Industrial | Primary Metals | Existing | Process | Natural Gas | Process Heat Recovery | A | Standalone Impact on Baseline Winter Peak (%) | Achievable Economic UCT Potential | bar: 2019 to 2040
F7_Industrial_Primary Metals_Existing_Process_Natural Gas_Process Heat Recovery_A_Achievable Economic UCT Potential | F7 | Industrial | Primary Metals | Existing | Process | Natural Gas | Process Heat Recovery | A | Incremental Energy Savings (MWh or mTherms) | Achievable Economic UCT Potential | 0 | 0 | 0 | 0 | 0 | 0 | 0 | 0 | 0 | 0 | 0 | 0 | 0 | 0 | 0 | 0 | 0 | 0 | 0 | 0 | 0 | 0
F8_Industrial_Primary Metals_Existing_Process_Natural Gas_Process Heat Recovery_A_Achievable Economic UCT Potential | F8 | Industrial | Primary Metals | Existing | Process | Natural Gas | Process Heat Recovery | A | Incremental Summer Peak Savings (MW) | Achievable Economic UCT Potential | 0 | 0 | 0 | 0 | 0 | 0 | 0 | 0 | 0 | 0 | 0 | 0 | 0 | 0 | 0 | 0 | 0 | 0 | 0 | 0 | 0 | 0
F9_Industrial_Primary Metals_Existing_Process_Natural Gas_Process Heat Recovery_A_Achievable Economic UCT Potential | F9 | Industrial | Primary Metals | Existing | Process | Natural Gas | Process Heat Recovery | A | Incremental Winter Peak Savings (MW) | Achievable Economic UCT Potential | 0 | 0 | 0 | 0 | 0 | 0 | 0 | 0 | 0 | 0 | 0 | 0 | 0 | 0 | 0 | 0 | 0 | 0 | 0 | 0 | 0 | 0
F10_Industrial_Primary Metals_Existing_Process_Natural Gas_Process Heat Recovery_A_Achievable Economic UCT Potential | F10 | Industrial | Primary Metals | Existing | Process | Natural Gas | Process Heat Recovery | A | Cumulative Energy Savings (MWh or mTherms) | Achievable Economic UCT Potential | 0 | 0 | 0 | 0 | 0 | 0 | 0 | 0 | 0 | 0 | 0 | 0 | 0 | 0 | 0 | 0 | 0 | 0 | 0 | 0 | 0 | 0
F11_Industrial_Primary Metals_Existing_Process_Natural Gas_Process Heat Recovery_A_Achievable Economic UCT Potential | F11 | Industrial | Primary Metals | Existing | Process | Natural Gas | Process Heat Recovery | A | Cumulative Summer Peak Savings (MW) | Achievable Economic UCT Potential | 0 | 0 | 0 | 0 | 0 | 0 | 0 | 0 | 0 | 0 | 0 | 0 | 0 | 0 | 0 | 0 | 0 | 0 | 0 | 0 | 0 | 0
F12_Industrial_Primary Metals_Existing_Process_Natural Gas_Process Heat Recovery_A_Achievable Economic UCT Potential | F12 | Industrial | Primary Metals | Existing | Process | Natural Gas | Process Heat Recovery | A | Cumulative Winter Peak Savings (MW) | Achievable Economic UCT Potential | 0 | 0 | 0 | 0 | 0 | 0 | 0 | 0 | 0 | 0 | 0 | 0 | 0 | 0 | 0 | 0 | 0 | 0 | 0 | 0 | 0 | 0
F13_Industrial_Primary Metals_Existing_Process_Natural Gas_Process Heat Recovery_A_Achievable Economic UCT Potential | F13 | Industrial | Primary Metals | Existing | Process | Natural Gas | Process Heat Recovery | A | Purchases (Incremental) | Achievable Economic UCT Potential | 0 | 0 | 0 | 0 | 0 | 0 | 0 | 0 | 0 | 0 | 0 | 0 | 0 | 0 | 0 | 0 | 0 | 0 | 0 | 0 | 0 | 0
F14_Industrial_Primary Metals_Existing_Process_Natural Gas_Process Heat Recovery_A_Achievable Economic UCT Potential | F14 | Industrial | Primary Metals | Existing | Process | Natural Gas | Process Heat Recovery | A | Purchases (Cumulative) | Achievable Economic UCT Potential | 0 | 0 | 0 | 0 | 0 | 0 | 0 | 0 | 0 | 0 | 0 | 0 | 0 | 0 | 0 | 0 | 0 | 0 | 0 | 0 | 0 | 0
F1_Industrial_Primary Metals_Existing_Space Heating_Natural Gas_Building Automation System_A_Achievable Economic UCT Potential | F1 | Industrial | Primary Metals | Existing | Space Heating | Natural Gas | Building Automation System | A | Original Unit Energy Savings (kWh or therms) | Achievable Economic UCT Potential | 0 | 0 | 0.015624 | 0.015587 | 0.01555 | 0.015514 | 0.015478 | 0.015443 | 0.015409 | 0.015376 | 0.015345 | 0.015316 | 0.015289 | 0.015263 | 0.015238 | 0.015215 | 0.015194 | 0.015173 | 0.015154 | 0.015136 | 0.01512 | 0.015104
F2_Industrial_Primary Metals_Existing_Space Heating_Natural Gas_Building Automation System_A_Achievable Economic UCT Potential | F2 | Industrial | Primary Metals | Existing | Space Heating | Natural Gas | Building Automation System | A | Original Unit Summer Peak Savings (kW) | Achievable Economic UCT Potential | 0 | 0 | 0 | 0 | 0 | 0 | 0 | 0 | 0 | 0 | 0 | 0 | 0 | 0 | 0 | 0 | 0 | 0 | 0 | 0 | 0 | 0
F3_Industrial_Primary Metals_Existing_Space Heating_Natural Gas_Building Automation System_A_Achievable Economic UCT Potential | F3 | Industrial | Primary Metals | Existing | Space Heating | Natural Gas | Building Automation System | A | Original Unit Winter Peak Savings (kW) | Achievable Economic UCT Potential | 0 | 0 | 0 | 0 | 0 | 0 | 0 | 0 | 0 | 0 | 0 | 0 | 0 | 0 | 0 | 0 | 0 | 0 | 0 | 0 | 0 | 0
F4_Industrial_Primary Metals_Existing_Space Heating_Natural Gas_Building Automation System_A_Achievable Economic UCT Potential | F4 | Industrial | Primary Metals | Existing | Space Heating | Natural Gas | Building Automation System | A | Standalone Impact on Baseline Energy (%) | Achievable Economic UCT Potential | 0% | 0% | 0.01308% | 0.03945% | 0.08656% | 0.1636% | 0.2811% | 0.4501% | 0.6813% | 0.9827% | 1.358% | 1.804% | 2.309% | 2.854% | 3.41% | 3.946% | 4.435% | 4.86% | 5.21% | 5.485% | 5.699% | 5.875%
F5_Industrial_Primary Metals_Existing_Space Heating_Natural Gas_Building Automation System_A_Achievable Economic UCT Potential | F5 | Industrial | Primary Metals | Existing | Space Heating | Natural Gas | Building Automation System | A | Standalone Impact on Baseline Summer Peak (%) | Achievable Economic UCT Potential | bar: 2019 to 2040
F6_Industrial_Primary Metals_Existing_Space Heating_Natural Gas_Building Automation System_A_Achievable Economic UCT Potential | F6 | Industrial | Primary Metals | Existing | Space Heating | Natural Gas | Building Automation System | A | Standalone Impact on Baseline Winter Peak (%) | Achievable Economic UCT Potential | bar: 2019 to 2040
F7_Industrial_Primary Metals_Existing_Space Heating_Natural Gas_Building Automation System_A_Achievable Economic UCT Potential | F7 | Industrial | Primary Metals | Existing | Space Heating | Natural Gas | Building Automation System | A | Incremental Energy Savings (MWh or mTherms) | Achievable Economic UCT Potential | 0 | 0 | 0.012531 | 0.024559 | 0.042751 | 0.068181 | 0.10147 | 0.1425 | 0.19008 | 0.24165 | 0.29313 | 0.33907 | 0.37318 | 0.38949 | 0.38376 | 0.35499 | 0.30629 | 0.2486 | 0.18659 | 0.1268 | 0.079527 | 0.050918
F8_Industrial_Primary Metals_Existing_Space Heating_Natural Gas_Building Automation System_A_Achievable Economic UCT Potential | F8 | Industrial | Primary Metals | Existing | Space Heating | Natural Gas | Building Automation System | A | Incremental Summer Peak Savings (MW) | Achievable Economic UCT Potential | 0 | 0 | 0 | 0 | 0 | 0 | 0 | 0 | 0 | 0 | 0 | 0 | 0 | 0 | 0 | 0 | 0 | 0 | 0 | 0 | 0 | 0
F9_Industrial_Primary Metals_Existing_Space Heating_Natural Gas_Building Automation System_A_Achievable Economic UCT Potential | F9 | Industrial | Primary Metals | Existing | Space Heating | Natural Gas | Building Automation System | A | Incremental Winter Peak Savings (MW) | Achievable Economic UCT Potential | 0 | 0 | 0 | 0 | 0 | 0 | 0 | 0 | 0 | 0 | 0 | 0 | 0 | 0 | 0 | 0 | 0 | 0 | 0 | 0 | 0 | 0
F10_Industrial_Primary Metals_Existing_Space Heating_Natural Gas_Building Automation System_A_Achievable Economic UCT Potential | F10 | Industrial | Primary Metals | Existing | Space Heating | Natural Gas | Building Automation System | A | Cumulative Energy Savings (MWh or mTherms) | Achievable Economic UCT Potential | 0 | 0 | 0.012531 | 0.03706 | 0.079723 | 0.14772 | 0.24884 | 0.39078 | 0.58 | 0.82043 | 1.1119 | 1.4489 | 1.8195 | 2.2059 | 2.5861 | 2.9372 | 3.2393 | 3.4836 | 3.6658 | 3.7882 | 3.8635 | 3.9104
F11_Industrial_Primary Metals_Existing_Space Heating_Natural Gas_Building Automation System_A_Achievable Economic UCT Potential | F11 | Industrial | Primary Metals | Existing | Space Heating | Natural Gas | Building Automation System | A | Cumulative Summer Peak Savings (MW) | Achievable Economic UCT Potential | 0 | 0 | 0 | 0 | 0 | 0 | 0 | 0 | 0 | 0 | 0 | 0 | 0 | 0 | 0 | 0 | 0 | 0 | 0 | 0 | 0 | 0
F12_Industrial_Primary Metals_Existing_Space Heating_Natural Gas_Building Automation System_A_Achievable Economic UCT Potential | F12 | Industrial | Primary Metals | Existing | Space Heating | Natural Gas | Building Automation System | A | Cumulative Winter Peak Savings (MW) | Achievable Economic UCT Potential | 0 | 0 | 0 | 0 | 0 | 0 | 0 | 0 | 0 | 0 | 0 | 0 | 0 | 0 | 0 | 0 | 0 | 0 | 0 | 0 | 0 | 0
F13_Industrial_Primary Metals_Existing_Space Heating_Natural Gas_Building Automation System_A_Achievable Economic UCT Potential | F13 | Industrial | Primary Metals | Existing | Space Heating | Natural Gas | Building Automation System | A | Purchases (Incremental) | Achievable Economic UCT Potential | 0 | 0 | 802.0322 | 1575.5682 | 2749.26 | 4394.9439 | 6555.8953 | 9227.556 | 12335.5962 | 15715.6744 | 19102.45 | 22137.9414 | 24409.1018 | 25518.987 | 25183.706 | 23330.5816 | 20159.1303 | 16383.9405 | 12312.8802 | 8377.331 | 5259.9047 | 3371.2282
F14_Industrial_Primary Metals_Existing_Space Heating_Natural Gas_Building Automation System_A_Achievable Economic UCT Potential | F14 | Industrial | Primary Metals | Existing | Space Heating | Natural Gas | Building Automation System | A | Purchases (Cumulative) | Achievable Economic UCT Potential | 0 | 0 | 802.0322 | 2377.6003 | 5126.8603 | 9521.8042 | 16077.6995 | 25305.2555 | 37640.8518 | 53356.5262 | 72458.9762 | 94596.9177 | 119006.0194 | 144525.0065 | 169708.7125 | 193039.2941 | 213198.4245 | 229582.365 | 241895.2452 | 250272.5762 | 255532.4808 | 258903.7091
F1_Industrial_Primary Metals_Existing_Space Heating_Natural Gas_Steam System Efficiency Improvements_A_Achievable Economic UCT Potential | F1 | Industrial | Primary Metals | Existing | Space Heating | Natural Gas | Steam System Efficiency Improvements | A | Original Unit Energy Savings (kWh or therms) | Achievable Economic UCT Potential | 0 | 0 | 0.13953 | 0.13917 | 0.13883 | 0.1385 | 0.13817 | 0.13785 | 0.13755 | 0.13725 | 0.13697 | 0.13669 | 0.13643 | 0.13618 | 0.13594 | 0.13572 | 0.13551 | 0.13531 | 0.13512 | 0.13495 | 0.1348 | 0.13466
F2_Industrial_Primary Metals_Existing_Space Heating_Natural Gas_Steam System Efficiency Improvements_A_Achievable Economic UCT Potential | F2 | Industrial | Primary Metals | Existing | Space Heating | Natural Gas | Steam System Efficiency Improvements | A | Original Unit Summer Peak Savings (kW) | Achievable Economic UCT Potential | 0 | 0 | 0 | 0 | 0 | 0 | 0 | 0 | 0 | 0 | 0 | 0 | 0 | 0 | 0 | 0 | 0 | 0 | 0 | 0 | 0 | 0
F3_Industrial_Primary Metals_Existing_Space Heating_Natural Gas_Steam System Efficiency Improvements_A_Achievable Economic UCT Potential | F3 | Industrial | Primary Metals | Existing | Space Heating | Natural Gas | Steam System Efficiency Improvements | A | Original Unit Winter Peak Savings (kW) | Achievable Economic UCT Potential | 0 | 0 | 0 | 0 | 0 | 0 | 0 | 0 | 0 | 0 | 0 | 0 | 0 | 0 | 0 | 0 | 0 | 0 | 0 | 0 | 0 | 0
F4_Industrial_Primary Metals_Existing_Space Heating_Natural Gas_Steam System Efficiency Improvements_A_Achievable Economic UCT Potential | F4 | Industrial | Primary Metals | Existing | Space Heating | Natural Gas | Steam System Efficiency Improvements | A | Standalone Impact on Baseline Energy (%) | Achievable Economic UCT Potential | 0% | 0% | 0.0008277% | 0.002496% | 0.005477% | 0.01035% | 0.01778% | 0.02848% | 0.0431% | 0.06217% | 0.0859% | 0.1141% | 0.146% | 0.1804% | 0.2156% | 0.2495% | 0.2803% | 0.3071% | 0.3292% | 0.3466% | 0.3601% | 0.3712%
F5_Industrial_Primary Metals_Existing_Space Heating_Natural Gas_Steam System Efficiency Improvements_A_Achievable Economic UCT Potential | F5 | Industrial | Primary Metals | Existing | Space Heating | Natural Gas | Steam System Efficiency Improvements | A | Standalone Impact on Baseline Summer Peak (%) | Achievable Economic UCT Potential | bar: 2019 to 2040
F6_Industrial_Primary Metals_Existing_Space Heating_Natural Gas_Steam System Efficiency Improvements_A_Achievable Economic UCT Potential | F6 | Industrial | Primary Metals | Existing | Space Heating | Natural Gas | Steam System Efficiency Improvements | A | Standalone Impact on Baseline Winter Peak (%) | Achievable Economic UCT Potential | bar: 2019 to 2040
F7_Industrial_Primary Metals_Existing_Space Heating_Natural Gas_Steam System Efficiency Improvements_A_Achievable Economic UCT Potential | F7 | Industrial | Primary Metals | Existing | Space Heating | Natural Gas | Steam System Efficiency Improvements | A | Incremental Energy Savings (MWh or mTherms) | Achievable Economic UCT Potential | 0 | 0 | 0.00079307 | 0.0015541 | 0.002705 | 0.0043138 | 0.0064197 | 0.0090152 | 0.012025 | 0.015287 | 0.018543 | 0.021446 | 0.023601 | 0.024629 | 0.024263 | 0.02244 | 0.01936 | 0.015711 | 0.011791 | 0.0080124 | 0.0050249 | 0.0032172
F8_Industrial_Primary Metals_Existing_Space Heating_Natural Gas_Steam System Efficiency Improvements_A_Achievable Economic UCT Potential | F8 | Industrial | Primary Metals | Existing | Space Heating | Natural Gas | Steam System Efficiency Improvements | A | Incremental Summer Peak Savings (MW) | Achievable Economic UCT Potential | 0 | 0 | 0 | 0 | 0 | 0 | 0 | 0 | 0 | 0 | 0 | 0 | 0 | 0 | 0 | 0 | 0 | 0 | 0 | 0 | 0 | 0
F9_Industrial_Primary Metals_Existing_Space Heating_Natural Gas_Steam System Efficiency Improvements_A_Achievable Economic UCT Potential | F9 | Industrial | Primary Metals | Existing | Space Heating | Natural Gas | Steam System Efficiency Improvements | A | Incremental Winter Peak Savings (MW) | Achievable Economic UCT Potential | 0 | 0 | 0 | 0 | 0 | 0 | 0 | 0 | 0 | 0 | 0 | 0 | 0 | 0 | 0 | 0 | 0 | 0 | 0 | 0 | 0 | 0
F10_Industrial_Primary Metals_Existing_Space Heating_Natural Gas_Steam System Efficiency Improvements_A_Achievable Economic UCT Potential | F10 | Industrial | Primary Metals | Existing | Space Heating | Natural Gas | Steam System Efficiency Improvements | A | Cumulative Energy Savings (MWh or mTherms) | Achievable Economic UCT Potential | 0 | 0 | 0.00079307 | 0.0023451 | 0.0050444 | 0.0093461 | 0.015744 | 0.024723 | 0.036693 | 0.0519 | 0.070335 | 0.09164 | 0.11507 | 0.13948 | 0.1635 | 0.18567 | 0.20475 | 0.22016 | 0.23165 | 0.23937 | 0.24412 | 0.24708
F11_Industrial_Primary Metals_Existing_Space Heating_Natural Gas_Steam System Efficiency Improvements_A_Achievable Economic UCT Potential | F11 | Industrial | Primary Metals | Existing | Space Heating | Natural Gas | Steam System Efficiency Improvements | A | Cumulative Summer Peak Savings (MW) | Achievable Economic UCT Potential | 0 | 0 | 0 | 0 | 0 | 0 | 0 | 0 | 0 | 0 | 0 | 0 | 0 | 0 | 0 | 0 | 0 | 0 | 0 | 0 | 0 | 0
F12_Industrial_Primary Metals_Existing_Space Heating_Natural Gas_Steam System Efficiency Improvements_A_Achievable Economic UCT Potential | F12 | Industrial | Primary Metals | Existing | Space Heating | Natural Gas | Steam System Efficiency Improvements | A | Cumulative Winter Peak Savings (MW) | Achievable Economic UCT Potential | 0 | 0 | 0 | 0 | 0 | 0 | 0 | 0 | 0 | 0 | 0 | 0 | 0 | 0 | 0 | 0 | 0 | 0 | 0 | 0 | 0 | 0
F13_Industrial_Primary Metals_Existing_Space Heating_Natural Gas_Steam System Efficiency Improvements_A_Achievable Economic UCT Potential | F13 | Industrial | Primary Metals | Existing | Space Heating | Natural Gas | Steam System Efficiency Improvements | A | Purchases (Incremental) | Achievable Economic UCT Potential | 0 | 0 | 5.6841 | 11.1662 | 19.4843 | 31.1475 | 46.4624 | 65.3968 | 87.4239 | 111.3789 | 135.3814 | 156.8943 | 172.9903 | 180.8562 | 178.48 | 165.3467 | 142.8702 | 116.115 | 87.2629 | 59.3712 | 37.2776 | 23.8923
F14_Industrial_Primary Metals_Existing_Space Heating_Natural Gas_Steam System Efficiency Improvements_A_Achievable Economic UCT Potential | F14 | Industrial | Primary Metals | Existing | Space Heating | Natural Gas | Steam System Efficiency Improvements | A | Purchases (Cumulative) | Achievable Economic UCT Potential | 0 | 0 | 5.6841 | 16.8503 | 36.3347 | 67.4822 | 113.9446 | 179.3414 | 266.7653 | 378.1442 | 513.5256 | 670.4199 | 843.4102 | 1024.2664 | 1202.7464 | 1368.0931 | 1510.9633 | 1627.0783 | 1714.3412 | 1773.7124 | 1810.9899 | 1834.8823
F1_Industrial_Primary Metals_Existing_Process_Natural Gas_Steam System Efficiency Improvements_A_Achievable Economic UCT Potential | F1 | Industrial | Primary Metals | Existing | Process | Natural Gas | Steam System Efficiency Improvements | A | Original Unit Energy Savings (kWh or therms) | Achievable Economic UCT Potential | 0 | 0 | 0.13402 | 0.13402 | 0.13402 | 0.13402 | 0.13402 | 0.13402 | 0.13402 | 0.13402 | 0.13402 | 0.13402 | 0.13402 | 0.13402 | 0.13402 | 0.13402 | 0.13402 | 0.13402 | 0.13402 | 0.13402 | 0.13402 | 0.13402
F2_Industrial_Primary Metals_Existing_Process_Natural Gas_Steam System Efficiency Improvements_A_Achievable Economic UCT Potential | F2 | Industrial | Primary Metals | Existing | Process | Natural Gas | Steam System Efficiency Improvements | A | Original Unit Summer Peak Savings (kW) | Achievable Economic UCT Potential | 0 | 0 | 0 | 0 | 0 | 0 | 0 | 0 | 0 | 0 | 0 | 0 | 0 | 0 | 0 | 0 | 0 | 0 | 0 | 0 | 0 | 0
F3_Industrial_Primary Metals_Existing_Process_Natural Gas_Steam System Efficiency Improvements_A_Achievable Economic UCT Potential | F3 | Industrial | Primary Metals | Existing | Process | Natural Gas | Steam System Efficiency Improvements | A | Original Unit Winter Peak Savings (kW) | Achievable Economic UCT Potential | 0 | 0 | 0 | 0 | 0 | 0 | 0 | 0 | 0 | 0 | 0 | 0 | 0 | 0 | 0 | 0 | 0 | 0 | 0 | 0 | 0 | 0
F4_Industrial_Primary Metals_Existing_Process_Natural Gas_Steam System Efficiency Improvements_A_Achievable Economic UCT Potential | F4 | Industrial | Primary Metals | Existing | Process | Natural Gas | Steam System Efficiency Improvements | A | Standalone Impact on Baseline Energy (%) | Achievable Economic UCT Potential | bar: 2019 to 2040
F5_Industrial_Primary Metals_Existing_Process_Natural Gas_Steam System Efficiency Improvements_A_Achievable Economic UCT Potential | F5 | Industrial | Primary Metals | Existing | Process | Natural Gas | Steam System Efficiency Improvements | A | Standalone Impact on Baseline Summer Peak (%) | Achievable Economic UCT Potential | bar: 2019 to 2040
F6_Industrial_Primary Metals_Existing_Process_Natural Gas_Steam System Efficiency Improvements_A_Achievable Economic UCT Potential | F6 | Industrial | Primary Metals | Existing | Process | Natural Gas | Steam System Efficiency Improvements | A | Standalone Impact on Baseline Winter Peak (%) | Achievable Economic UCT Potential | bar: 2019 to 2040
F7_Industrial_Primary Metals_Existing_Process_Natural Gas_Steam System Efficiency Improvements_A_Achievable Economic UCT Potential | F7 | Industrial | Primary Metals | Existing | Process | Natural Gas | Steam System Efficiency Improvements | A | Incremental Energy Savings (MWh or mTherms) | Achievable Economic UCT Potential | 0 | 0 | 0 | 0 | 0 | 0 | 0 | 0 | 0 | 0 | 0 | 0 | 0 | 0 | 0 | 0 | 0 | 0 | 0 | 0 | 0 | 0
F8_Industrial_Primary Metals_Existing_Process_Natural Gas_Steam System Efficiency Improvements_A_Achievable Economic UCT Potential | F8 | Industrial | Primary Metals | Existing | Process | Natural Gas | Steam System Efficiency Improvements | A | Incremental Summer Peak Savings (MW) | Achievable Economic UCT Potential | 0 | 0 | 0 | 0 | 0 | 0 | 0 | 0 | 0 | 0 | 0 | 0 | 0 | 0 | 0 | 0 | 0 | 0 | 0 | 0 | 0 | 0
F9_Industrial_Primary Metals_Existing_Process_Natural Gas_Steam System Efficiency Improvements_A_Achievable Economic UCT Potential | F9 | Industrial | Primary Metals | Existing | Process | Natural Gas | Steam System Efficiency Improvements | A | Incremental Winter Peak Savings (MW) | Achievable Economic UCT Potential | 0 | 0 | 0 | 0 | 0 | 0 | 0 | 0 | 0 | 0 | 0 | 0 | 0 | 0 | 0 | 0 | 0 | 0 | 0 | 0 | 0 | 0
F10_Industrial_Primary Metals_Existing_Process_Natural Gas_Steam System Efficiency Improvements_A_Achievable Economic UCT Potential | F10 | Industrial | Primary Metals | Existing | Process | Natural Gas | Steam System Efficiency Improvements | A | Cumulative Energy Savings (MWh or mTherms) | Achievable Economic UCT Potential | 0 | 0 | 0 | 0 | 0 | 0 | 0 | 0 | 0 | 0 | 0 | 0 | 0 | 0 | 0 | 0 | 0 | 0 | 0 | 0 | 0 | 0
F11_Industrial_Primary Metals_Existing_Process_Natural Gas_Steam System Efficiency Improvements_A_Achievable Economic UCT Potential | F11 | Industrial | Primary Metals | Existing | Process | Natural Gas | Steam System Efficiency Improvements | A | Cumulative Summer Peak Savings (MW) | Achievable Economic UCT Potential | 0 | 0 | 0 | 0 | 0 | 0 | 0 | 0 | 0 | 0 | 0 | 0 | 0 | 0 | 0 | 0 | 0 | 0 | 0 | 0 | 0 | 0
F12_Industrial_Primary Metals_Existing_Process_Natural Gas_Steam System Efficiency Improvements_A_Achievable Economic UCT Potential | F12 | Industrial | Primary Metals | Existing | Process | Natural Gas | Steam System Efficiency Improvements | A | Cumulative Winter Peak Savings (MW) | Achievable Economic UCT Potential | 0 | 0 | 0 | 0 | 0 | 0 | 0 | 0 | 0 | 0 | 0 | 0 | 0 | 0 | 0 | 0 | 0 | 0 | 0 | 0 | 0 | 0
F13_Industrial_Primary Metals_Existing_Process_Natural Gas_Steam System Efficiency Improvements_A_Achievable Economic UCT Potential | F13 | Industrial | Primary Metals | Existing | Process | Natural Gas | Steam System Efficiency Improvements | A | Purchases (Incremental) | Achievable Economic UCT Potential | 0 | 0 | 0 | 0 | 0 | 0 | 0 | 0 | 0 | 0 | 0 | 0 | 0 | 0 | 0 | 0 | 0 | 0 | 0 | 0 | 0 | 0
F14_Industrial_Primary Metals_Existing_Process_Natural Gas_Steam System Efficiency Improvements_A_Achievable Economic UCT Potential | F14 | Industrial | Primary Metals | Existing | Process | Natural Gas | Steam System Efficiency Improvements | A | Purchases (Cumulative) | Achievable Economic UCT Potential | 0 | 0 | 0 | 0 | 0 | 0 | 0 | 0 | 0 | 0 | 0 | 0 | 0 | 0 | 0 | 0 | 0 | 0 | 0 | 0 | 0 | 0
F1_Industrial_Primary Metals_Existing_Space Heating_Natural Gas_Strategic Energy Management_A_Achievable Economic UCT Potential | F1 | Industrial | Primary Metals | Existing | Space Heating | Natural Gas | Strategic Energy Management | A | Original Unit Energy Savings (kWh or therms) | Achievable Economic UCT Potential | 0 | 0 | 16.4755 | 16.4364 | 16.3973 | 16.3588 | 16.3209 | 16.284 | 16.2483 | 16.214 | 16.1814 | 16.1507 | 16.1217 | 16.0944 | 16.0687 | 16.0444 | 16.0216 | 16.0002 | 15.98 | 15.961 | 15.9433 | 15.9266
F2_Industrial_Primary Metals_Existing_Space Heating_Natural Gas_Strategic Energy Management_A_Achievable Economic UCT Potential | F2 | Industrial | Primary Metals | Existing | Space Heating | Natural Gas | Strategic Energy Management | A | Original Unit Summer Peak Savings (kW) | Achievable Economic UCT Potential | 0 | 0 | 0 | 0 | 0 | 0 | 0 | 0 | 0 | 0 | 0 | 0 | 0 | 0 | 0 | 0 | 0 | 0 | 0 | 0 | 0 | 0
F3_Industrial_Primary Metals_Existing_Space Heating_Natural Gas_Strategic Energy Management_A_Achievable Economic UCT Potential | F3 | Industrial | Primary Metals | Existing | Space Heating | Natural Gas | Strategic Energy Management | A | Original Unit Winter Peak Savings (kW) | Achievable Economic UCT Potential | 0 | 0 | 0 | 0 | 0 | 0 | 0 | 0 | 0 | 0 | 0 | 0 | 0 | 0 | 0 | 0 | 0 | 0 | 0 | 0 | 0 | 0
F4_Industrial_Primary Metals_Existing_Space Heating_Natural Gas_Strategic Energy Management_A_Achievable Economic UCT Potential | F4 | Industrial | Primary Metals | Existing | Space Heating | Natural Gas | Strategic Energy Management | A | Standalone Impact on Baseline Energy (%) | Achievable Economic UCT Potential | 0% | 0% | 0.08224% | 0.1659% | 0.2511% | 0.3377% | 0.4259% | 0.5156% | 0.6069% | 0.6997% | 0.7943% | 0.8904% | 0.9883% | 1.088% | 1.189% | 1.292% | 1.397% | 1.504% | 1.613% | 1.723% | 1.836% | 1.95%
F5_Industrial_Primary Metals_Existing_Space Heating_Natural Gas_Strategic Energy Management_A_Achievable Economic UCT Potential | F5 | Industrial | Primary Metals | Existing | Space Heating | Natural Gas | Strategic Energy Management | A | Standalone Impact on Baseline Summer Peak (%) | Achievable Economic UCT Potential | bar: 2019 to 2040
F6_Industrial_Primary Metals_Existing_Space Heating_Natural Gas_Strategic Energy Management_A_Achievable Economic UCT Potential | F6 | Industrial | Primary Metals | Existing | Space Heating | Natural Gas | Strategic Energy Management | A | Standalone Impact on Baseline Winter Peak (%) | Achievable Economic UCT Potential | bar: 2019 to 2040
F7_Industrial_Primary Metals_Existing_Space Heating_Natural Gas_Strategic Energy Management_A_Achievable Economic UCT Potential | F7 | Industrial | Primary Metals | Existing | Space Heating | Natural Gas | Strategic Energy Management | A | Incremental Energy Savings (MWh or mTherms) | Achievable Economic UCT Potential | 0 | 0 | 0.078797 | 0.077254 | 0.075742 | 0.074261 | 0.072811 | 0.071394 | 0.070009 | 0.068657 | 0.067338 | 0.066051 | 0.064796 | 0.063571 | 0.062375 | 0.061207 | 0.060066 | 0.058951 | 0.057862 | 0.056797 | 0.055755 | 0.054737
F8_Industrial_Primary Metals_Existing_Space Heating_Natural Gas_Strategic Energy Management_A_Achievable Economic UCT Potential | F8 | Industrial | Primary Metals | Existing | Space Heating | Natural Gas | Strategic Energy Management | A | Incremental Summer Peak Savings (MW) | Achievable Economic UCT Potential | 0 | 0 | 0 | 0 | 0 | 0 | 0 | 0 | 0 | 0 | 0 | 0 | 0 | 0 | 0 | 0 | 0 | 0 | 0 | 0 | 0 | 0
F9_Industrial_Primary Metals_Existing_Space Heating_Natural Gas_Strategic Energy Management_A_Achievable Economic UCT Potential | F9 | Industrial | Primary Metals | Existing | Space Heating | Natural Gas | Strategic Energy Management | A | Incremental Winter Peak Savings (MW) | Achievable Economic UCT Potential | 0 | 0 | 0 | 0 | 0 | 0 | 0 | 0 | 0 | 0 | 0 | 0 | 0 | 0 | 0 | 0 | 0 | 0 | 0 | 0 | 0 | 0
F10_Industrial_Primary Metals_Existing_Space Heating_Natural Gas_Strategic Energy Management_A_Achievable Economic UCT Potential | F10 | Industrial | Primary Metals | Existing | Space Heating | Natural Gas | Strategic Energy Management | A | Cumulative Energy Savings (MWh or mTherms) | Achievable Economic UCT Potential | 0 | 0 | 0.078797 | 0.15586 | 0.23123 | 0.30495 | 0.37706 | 0.4476 | 0.51663 | 0.58419 | 0.65036 | 0.71517 | 0.77869 | 0.84094 | 0.90197 | 0.96181 | 1.0205 | 1.0781 | 1.1346 | 1.1901 | 1.2445 | 1.2979
F11_Industrial_Primary Metals_Existing_Space Heating_Natural Gas_Strategic Energy Management_A_Achievable Economic UCT Potential | F11 | Industrial | Primary Metals | Existing | Space Heating | Natural Gas | Strategic Energy Management | A | Cumulative Summer Peak Savings (MW) | Achievable Economic UCT Potential | 0 | 0 | 0 | 0 | 0 | 0 | 0 | 0 | 0 | 0 | 0 | 0 | 0 | 0 | 0 | 0 | 0 | 0 | 0 | 0 | 0 | 0
F12_Industrial_Primary Metals_Existing_Space Heating_Natural Gas_Strategic Energy Management_A_Achievable Economic UCT Potential | F12 | Industrial | Primary Metals | Existing | Space Heating | Natural Gas | Strategic Energy Management | A | Cumulative Winter Peak Savings (MW) | Achievable Economic UCT Potential | 0 | 0 | 0 | 0 | 0 | 0 | 0 | 0 | 0 | 0 | 0 | 0 | 0 | 0 | 0 | 0 | 0 | 0 | 0 | 0 | 0 | 0
F13_Industrial_Primary Metals_Existing_Space Heating_Natural Gas_Strategic Energy Management_A_Achievable Economic UCT Potential | F13 | Industrial | Primary Metals | Existing | Space Heating | Natural Gas | Strategic Energy Management | A | Purchases (Incremental) | Achievable Economic UCT Potential | 0 | 0 | 4.7826 | 4.7002 | 4.6191 | 4.5395 | 4.4612 | 4.3843 | 4.3087 | 4.2344 | 4.1614 | 4.0897 | 4.0192 | 3.9499 | 3.8818 | 3.8148 | 3.7491 | 3.6844 | 3.6209 | 3.5585 | 3.4971 | 3.4368
F14_Industrial_Primary Metals_Existing_Space Heating_Natural Gas_Strategic Energy Management_A_Achievable Economic UCT Potential | F14 | Industrial | Primary Metals | Existing | Space Heating | Natural Gas | Strategic Energy Management | A | Purchases (Cumulative) | Achievable Economic UCT Potential | 0 | 0 | 4.7826 | 9.4828 | 14.1019 | 18.6414 | 23.1027 | 27.487 | 31.7957 | 36.0301 | 40.1916 | 44.2812 | 48.3004 | 52.2503 | 56.132 | 59.9469 | 63.6959 | 67.3804 | 71.0013 | 74.5597 | 78.0569 | 81.4937
F1_Industrial_Primary Metals_Existing_Process_Natural Gas_Strategic Energy Management_A_Achievable Economic UCT Potential | F1 | Industrial | Primary Metals | Existing | Process | Natural Gas | Strategic Energy Management | A | Original Unit Energy Savings (kWh or therms) | Achievable Economic UCT Potential | 0 | 0 | 100.7891 | 100.7891 | 100.7891 | 100.7891 | 100.7891 | 100.7891 | 100.7891 | 100.7891 | 100.7891 | 100.7891 | 100.7891 | 100.7891 | 100.7891 | 100.7891 | 100.7891 | 100.7891 | 100.7891 | 100.7891 | 100.7891 | 100.7891
F2_Industrial_Primary Metals_Existing_Process_Natural Gas_Strategic Energy Management_A_Achievable Economic UCT Potential | F2 | Industrial | Primary Metals | Existing | Process | Natural Gas | Strategic Energy Management | A | Original Unit Summer Peak Savings (kW) | Achievable Economic UCT Potential | 0 | 0 | 0 | 0 | 0 | 0 | 0 | 0 | 0 | 0 | 0 | 0 | 0 | 0 | 0 | 0 | 0 | 0 | 0 | 0 | 0 | 0
F3_Industrial_Primary Metals_Existing_Process_Natural Gas_Strategic Energy Management_A_Achievable Economic UCT Potential | F3 | Industrial | Primary Metals | Existing | Process | Natural Gas | Strategic Energy Management | A | Original Unit Winter Peak Savings (kW) | Achievable Economic UCT Potential | 0 | 0 | 0 | 0 | 0 | 0 | 0 | 0 | 0 | 0 | 0 | 0 | 0 | 0 | 0 | 0 | 0 | 0 | 0 | 0 | 0 | 0
F4_Industrial_Primary Metals_Existing_Process_Natural Gas_Strategic Energy Management_A_Achievable Economic UCT Potential | F4 | Industrial | Primary Metals | Existing | Process | Natural Gas | Strategic Energy Management | A | Standalone Impact on Baseline Energy (%) | Achievable Economic UCT Potential | 0% | 0% | 0.08224% | 0.1659% | 0.2511% | 0.3377% | 0.4259% | 0.5156% | 0.6069% | 0.6997% | 0.7943% | 0.8904% | 0.9883% | 1.088% | 1.189% | 1.292% | 1.397% | 1.504% | 1.613% | 1.723% | 1.836% | 1.95%
F5_Industrial_Primary Metals_Existing_Process_Natural Gas_Strategic Energy Management_A_Achievable Economic UCT Potential | F5 | Industrial | Primary Metals | Existing | Process | Natural Gas | Strategic Energy Management | A | Standalone Impact on Baseline Summer Peak (%) | Achievable Economic UCT Potential | bar: 2019 to 2040
F6_Industrial_Primary Metals_Existing_Process_Natural Gas_Strategic Energy Management_A_Achievable Economic UCT Potential | F6 | Industrial | Primary Metals | Existing | Process | Natural Gas | Strategic Energy Management | A | Standalone Impact on Baseline Winter Peak (%) | Achievable Economic UCT Potential | bar: 2019 to 2040
F7_Industrial_Primary Metals_Existing_Process_Natural Gas_Strategic Energy Management_A_Achievable Economic UCT Potential | F7 | Industrial | Primary Metals | Existing | Process | Natural Gas | Strategic Energy Management | A | Incremental Energy Savings (MWh or mTherms) | Achievable Economic UCT Potential | 0 | 0 | 2.0426 | 2.0074 | 1.9728 | 1.9388 | 1.9054 | 1.8725 | 1.8402 | 1.8085 | 1.7773 | 1.7467 | 1.7166 | 1.687 | 1.6579 | 1.6293 | 1.6012 | 1.5736 | 1.5465 | 1.5198 | 1.4936 | 1.4679
F8_Industrial_Primary Metals_Existing_Process_Natural Gas_Strategic Energy Management_A_Achievable Economic UCT Potential | F8 | Industrial | Primary Metals | Existing | Process | Natural Gas | Strategic Energy Management | A | Incremental Summer Peak Savings (MW) | Achievable Economic UCT Potential | 0 | 0 | 0 | 0 | 0 | 0 | 0 | 0 | 0 | 0 | 0 | 0 | 0 | 0 | 0 | 0 | 0 | 0 | 0 | 0 | 0 | 0
F9_Industrial_Primary Metals_Existing_Process_Natural Gas_Strategic Energy Management_A_Achievable Economic UCT Potential | F9 | Industrial | Primary Metals | Existing | Process | Natural Gas | Strategic Energy Management | A | Incremental Winter Peak Savings (MW) | Achievable Economic UCT Potential | 0 | 0 | 0 | 0 | 0 | 0 | 0 | 0 | 0 | 0 | 0 | 0 | 0 | 0 | 0 | 0 | 0 | 0 | 0 | 0 | 0 | 0
F10_Industrial_Primary Metals_Existing_Process_Natural Gas_Strategic Energy Management_A_Achievable Economic UCT Potential | F10 | Industrial | Primary Metals | Existing | Process | Natural Gas | Strategic Energy Management | A | Cumulative Energy Savings (MWh or mTherms) | Achievable Economic UCT Potential | 0 | 0 | 2.0426 | 4.0501 | 6.0229 | 7.9617 | 9.8671 | 11.7396 | 13.5798 | 15.3883 | 17.1657 | 18.9123 | 20.6289 | 22.3159 | 23.9738 | 25.6031 | 27.2043 | 28.7779 | 30.3244 | 31.8442 | 33.3378 | 34.8056
F11_Industrial_Primary Metals_Existing_Process_Natural Gas_Strategic Energy Management_A_Achievable Economic UCT Potential | F11 | Industrial | Primary Metals | Existing | Process | Natural Gas | Strategic Energy Management | A | Cumulative Summer Peak Savings (MW) | Achievable Economic UCT Potential | 0 | 0 | 0 | 0 | 0 | 0 | 0 | 0 | 0 | 0 | 0 | 0 | 0 | 0 | 0 | 0 | 0 | 0 | 0 | 0 | 0 | 0
F12_Industrial_Primary Metals_Existing_Process_Natural Gas_Strategic Energy Management_A_Achievable Economic UCT Potential | F12 | Industrial | Primary Metals | Existing | Process | Natural Gas | Strategic Energy Management | A | Cumulative Winter Peak Savings (MW) | Achievable Economic UCT Potential | 0 | 0 | 0 | 0 | 0 | 0 | 0 | 0 | 0 | 0 | 0 | 0 | 0 | 0 | 0 | 0 | 0 | 0 | 0 | 0 | 0 | 0
F13_Industrial_Primary Metals_Existing_Process_Natural Gas_Strategic Energy Management_A_Achievable Economic UCT Potential | F13 | Industrial | Primary Metals | Existing | Process | Natural Gas | Strategic Energy Management | A | Purchases (Incremental) | Achievable Economic UCT Potential | 0 | 0 | 20.2665 | 19.9171 | 19.5737 | 19.2362 | 18.9046 | 18.5786 | 18.2583 | 17.9435 | 17.6341 | 17.3301 | 17.0313 | 16.7377 | 16.4491 | 16.1655 | 15.8868 | 15.6128 | 15.3437 | 15.0791 | 14.8191 | 14.5636
F14_Industrial_Primary Metals_Existing_Process_Natural Gas_Strategic Energy Management_A_Achievable Economic UCT Potential | F14 | Industrial | Primary Metals | Existing | Process | Natural Gas | Strategic Energy Management | A | Purchases (Cumulative) | Achievable Economic UCT Potential | 0 | 0 | 20.2665 | 40.1836 | 59.7573 | 78.9936 | 97.8981 | 116.4767 | 134.735 | 152.6786 | 170.3127 | 187.6428 | 204.6741 | 221.4117 | 237.8608 | 254.0263 | 269.9131 | 285.5259 | 300.8696 | 315.9487 | 330.7678 | 345.3315
F1_Industrial_Primary Metals_Existing_Miscellaneous_Natural Gas_Strategic Energy Management_A_Achievable Economic UCT Potential | F1 | Industrial | Primary Metals | Existing | Miscellaneous | Natural Gas | Strategic Energy Management | A | Original Unit Energy Savings (kWh or therms) | Achievable Economic UCT Potential | 0 | 0 | 17.014 | 17.014 | 17.014 | 17.014 | 17.014 | 17.014 | 17.014 | 17.014 | 17.014 | 17.014 | 17.014 | 17.014 | 17.014 | 17.014 | 17.014 | 17.014 | 17.014 | 17.014 | 17.014 | 17.014
F2_Industrial_Primary Metals_Existing_Miscellaneous_Natural Gas_Strategic Energy Management_A_Achievable Economic UCT Potential | F2 | Industrial | Primary Metals | Existing | Miscellaneous | Natural Gas | Strategic Energy Management | A | Original Unit Summer Peak Savings (kW) | Achievable Economic UCT Potential | 0 | 0 | 0 | 0 | 0 | 0 | 0 | 0 | 0 | 0 | 0 | 0 | 0 | 0 | 0 | 0 | 0 | 0 | 0 | 0 | 0 | 0
F3_Industrial_Primary Metals_Existing_Miscellaneous_Natural Gas_Strategic Energy Management_A_Achievable Economic UCT Potential | F3 | Industrial | Primary Metals | Existing | Miscellaneous | Natural Gas | Strategic Energy Management | A | Original Unit Winter Peak Savings (kW) | Achievable Economic UCT Potential | 0 | 0 | 0 | 0 | 0 | 0 | 0 | 0 | 0 | 0 | 0 | 0 | 0 | 0 | 0 | 0 | 0 | 0 | 0 | 0 | 0 | 0
F4_Industrial_Primary Metals_Existing_Miscellaneous_Natural Gas_Strategic Energy Management_A_Achievable Economic UCT Potential | F4 | Industrial | Primary Metals | Existing | Miscellaneous | Natural Gas | Strategic Energy Management | A | Standalone Impact on Baseline Energy (%) | Achievable Economic UCT Potential | 0% | 0% | 0.08224% | 0.1659% | 0.2511% | 0.3377% | 0.4259% | 0.5156% | 0.6069% | 0.6997% | 0.7943% | 0.8904% | 0.9883% | 1.088% | 1.189% | 1.292% | 1.397% | 1.504% | 1.613% | 1.723% | 1.836% | 1.95%
F5_Industrial_Primary Metals_Existing_Miscellaneous_Natural Gas_Strategic Energy Management_A_Achievable Economic UCT Potential | F5 | Industrial | Primary Metals | Existing | Miscellaneous | Natural Gas | Strategic Energy Management | A | Standalone Impact on Baseline Summer Peak (%) | Achievable Economic UCT Potential | bar: 2019 to 2040
F6_Industrial_Primary Metals_Existing_Miscellaneous_Natural Gas_Strategic Energy Management_A_Achievable Economic UCT Potential | F6 | Industrial | Primary Metals | Existing | Miscellaneous | Natural Gas | Strategic Energy Management | A | Standalone Impact on Baseline Winter Peak (%) | Achievable Economic UCT Potential | bar: 2019 to 2040
F7_Industrial_Primary Metals_Existing_Miscellaneous_Natural Gas_Strategic Energy Management_A_Achievable Economic UCT Potential | F7 | Industrial | Primary Metals | Existing | Miscellaneous | Natural Gas | Strategic Energy Management | A | Incremental Energy Savings (MWh or mTherms) | Achievable Economic UCT Potential | 0 | 0 | 0.086204 | 0.084718 | 0.083257 | 0.081821 | 0.080411 | 0.079024 | 0.077662 | 0.076323 | 0.075007 | 0.073714 | 0.072443 | 0.071194 | 0.069966 | 0.06876 | 0.067574 | 0.066409 | 0.065264 | 0.064139 | 0.063033 | 0.061947
F8_Industrial_Primary Metals_Existing_Miscellaneous_Natural Gas_Strategic Energy Management_A_Achievable Economic UCT Potential | F8 | Industrial | Primary Metals | Existing | Miscellaneous | Natural Gas | Strategic Energy Management | A | Incremental Summer Peak Savings (MW) | Achievable Economic UCT Potential | 0 | 0 | 0 | 0 | 0 | 0 | 0 | 0 | 0 | 0 | 0 | 0 | 0 | 0 | 0 | 0 | 0 | 0 | 0 | 0 | 0 | 0
F9_Industrial_Primary Metals_Existing_Miscellaneous_Natural Gas_Strategic Energy Management_A_Achievable Economic UCT Potential | F9 | Industrial | Primary Metals | Existing | Miscellaneous | Natural Gas | Strategic Energy Management | A | Incremental Winter Peak Savings (MW) | Achievable Economic UCT Potential | 0 | 0 | 0 | 0 | 0 | 0 | 0 | 0 | 0 | 0 | 0 | 0 | 0 | 0 | 0 | 0 | 0 | 0 | 0 | 0 | 0 | 0
F10_Industrial_Primary Metals_Existing_Miscellaneous_Natural Gas_Strategic Energy Management_A_Achievable Economic UCT Potential | F10 | Industrial | Primary Metals | Existing | Miscellaneous | Natural Gas | Strategic Energy Management | A | Cumulative Energy Savings (MWh or mTherms) | Achievable Economic UCT Potential | 0 | 0 | 0.086204 | 0.17092 | 0.25418 | 0.336 | 0.41641 | 0.49543 | 0.5731 | 0.64942 | 0.72443 | 0.79814 | 0.87058 | 0.94178 | 1.0117 | 1.0805 | 1.1481 | 1.2145 | 1.2798 | 1.3439 | 1.4069 | 1.4689
F11_Industrial_Primary Metals_Existing_Miscellaneous_Natural Gas_Strategic Energy Management_A_Achievable Economic UCT Potential | F11 | Industrial | Primary Metals | Existing | Miscellaneous | Natural Gas | Strategic Energy Management | A | Cumulative Summer Peak Savings (MW) | Achievable Economic UCT Potential | 0 | 0 | 0 | 0 | 0 | 0 | 0 | 0 | 0 | 0 | 0 | 0 | 0 | 0 | 0 | 0 | 0 | 0 | 0 | 0 | 0 | 0
F12_Industrial_Primary Metals_Existing_Miscellaneous_Natural Gas_Strategic Energy Management_A_Achievable Economic UCT Potential | F12 | Industrial | Primary Metals | Existing | Miscellaneous | Natural Gas | Strategic Energy Management | A | Cumulative Winter Peak Savings (MW) | Achievable Economic UCT Potential | 0 | 0 | 0 | 0 | 0 | 0 | 0 | 0 | 0 | 0 | 0 | 0 | 0 | 0 | 0 | 0 | 0 | 0 | 0 | 0 | 0 | 0
F13_Industrial_Primary Metals_Existing_Miscellaneous_Natural Gas_Strategic Energy Management_A_Achievable Economic UCT Potential | F13 | Industrial | Primary Metals | Existing | Miscellaneous | Natural Gas | Strategic Energy Management | A | Purchases (Incremental) | Achievable Economic UCT Potential | 0 | 0 | 5.0666 | 4.9793 | 4.8934 | 4.8091 | 4.7261 | 4.6447 | 4.5646 | 4.4859 | 4.4085 | 4.3325 | 4.2578 | 4.1844 | 4.1123 | 4.0414 | 3.9717 | 3.9032 | 3.8359 | 3.7698 | 3.7048 | 3.6409
F14_Industrial_Primary Metals_Existing_Miscellaneous_Natural Gas_Strategic Energy Management_A_Achievable Economic UCT Potential | F14 | Industrial | Primary Metals | Existing | Miscellaneous | Natural Gas | Strategic Energy Management | A | Purchases (Cumulative) | Achievable Economic UCT Potential | 0 | 0 | 5.0666 | 10.0459 | 14.9393 | 19.7484 | 24.4745 | 29.1192 | 33.6838 | 38.1696 | 42.5782 | 46.9107 | 51.1685 | 55.3529 | 59.4652 | 63.5066 | 67.4783 | 71.3815 | 75.2174 | 78.9872 | 82.692 | 86.3329
F1_Industrial_Primary Metals_Existing_Space Heating_Natural Gas_Commissioning_A_Achievable Economic UCT Potential | F1 | Industrial | Primary Metals | Existing | Space Heating | Natural Gas | Commissioning | A | Original Unit Energy Savings (kWh or therms) | Achievable Economic UCT Potential | 0 | 0 | 21.7005 | 21.6489 | 21.5975 | 21.5467 | 21.4968 | 21.4482 | 21.4012 | 21.3561 | 21.3132 | 21.2727 | 21.2345 | 21.1985 | 21.1646 | 21.1327 | 21.1026 | 21.0744 | 21.0478 | 21.0229 | 20.9994 | 20.9775
F2_Industrial_Primary Metals_Existing_Space Heating_Natural Gas_Commissioning_A_Achievable Economic UCT Potential | F2 | Industrial | Primary Metals | Existing | Space Heating | Natural Gas | Commissioning | A | Original Unit Summer Peak Savings (kW) | Achievable Economic UCT Potential | 0 | 0 | 0 | 0 | 0 | 0 | 0 | 0 | 0 | 0 | 0 | 0 | 0 | 0 | 0 | 0 | 0 | 0 | 0 | 0 | 0 | 0
F3_Industrial_Primary Metals_Existing_Space Heating_Natural Gas_Commissioning_A_Achievable Economic UCT Potential | F3 | Industrial | Primary Metals | Existing | Space Heating | Natural Gas | Commissioning | A | Original Unit Winter Peak Savings (kW) | Achievable Economic UCT Potential | 0 | 0 | 0 | 0 | 0 | 0 | 0 | 0 | 0 | 0 | 0 | 0 | 0 | 0 | 0 | 0 | 0 | 0 | 0 | 0 | 0 | 0
F4_Industrial_Primary Metals_Existing_Space Heating_Natural Gas_Commissioning_A_Achievable Economic UCT Potential | F4 | Industrial | Primary Metals | Existing | Space Heating | Natural Gas | Commissioning | A | Standalone Impact on Baseline Energy (%) | Achievable Economic UCT Potential | bar: 2019 to 2040
F5_Industrial_Primary Metals_Existing_Space Heating_Natural Gas_Commissioning_A_Achievable Economic UCT Potential | F5 | Industrial | Primary Metals | Existing | Space Heating | Natural Gas | Commissioning | A | Standalone Impact on Baseline Summer Peak (%) | Achievable Economic UCT Potential | bar: 2019 to 2040
F6_Industrial_Primary Metals_Existing_Space Heating_Natural Gas_Commissioning_A_Achievable Economic UCT Potential | F6 | Industrial | Primary Metals | Existing | Space Heating | Natural Gas | Commissioning | A | Standalone Impact on Baseline Winter Peak (%) | Achievable Economic UCT Potential | bar: 2019 to 2040
F7_Industrial_Primary Metals_Existing_Space Heating_Natural Gas_Commissioning_A_Achievable Economic UCT Potential | F7 | Industrial | Primary Metals | Existing | Space Heating | Natural Gas | Commissioning | A | Incremental Energy Savings (MWh or mTherms) | Achievable Economic UCT Potential | 0 | 0 | 0 | 0 | 0 | 0 | 0 | 0 | 0 | 0 | 0 | 0 | 0 | 0 | 0 | 0 | 0 | 0 | 0 | 0 | 0 | 0
F8_Industrial_Primary Metals_Existing_Space Heating_Natural Gas_Commissioning_A_Achievable Economic UCT Potential | F8 | Industrial | Primary Metals | Existing | Space Heating | Natural Gas | Commissioning | A | Incremental Summer Peak Savings (MW) | Achievable Economic UCT Potential | 0 | 0 | 0 | 0 | 0 | 0 | 0 | 0 | 0 | 0 | 0 | 0 | 0 | 0 | 0 | 0 | 0 | 0 | 0 | 0 | 0 | 0
F9_Industrial_Primary Metals_Existing_Space Heating_Natural Gas_Commissioning_A_Achievable Economic UCT Potential | F9 | Industrial | Primary Metals | Existing | Space Heating | Natural Gas | Commissioning | A | Incremental Winter Peak Savings (MW) | Achievable Economic UCT Potential | 0 | 0 | 0 | 0 | 0 | 0 | 0 | 0 | 0 | 0 | 0 | 0 | 0 | 0 | 0 | 0 | 0 | 0 | 0 | 0 | 0 | 0
F10_Industrial_Primary Metals_Existing_Space Heating_Natural Gas_Commissioning_A_Achievable Economic UCT Potential | F10 | Industrial | Primary Metals | Existing | Space Heating | Natural Gas | Commissioning | A | Cumulative Energy Savings (MWh or mTherms) | Achievable Economic UCT Potential | 0 | 0 | 0 | 0 | 0 | 0 | 0 | 0 | 0 | 0 | 0 | 0 | 0 | 0 | 0 | 0 | 0 | 0 | 0 | 0 | 0 | 0
F11_Industrial_Primary Metals_Existing_Space Heating_Natural Gas_Commissioning_A_Achievable Economic UCT Potential | F11 | Industrial | Primary Metals | Existing | Space Heating | Natural Gas | Commissioning | A | Cumulative Summer Peak Savings (MW) | Achievable Economic UCT Potential | 0 | 0 | 0 | 0 | 0 | 0 | 0 | 0 | 0 | 0 | 0 | 0 | 0 | 0 | 0 | 0 | 0 | 0 | 0 | 0 | 0 | 0
F12_Industrial_Primary Metals_Existing_Space Heating_Natural Gas_Commissioning_A_Achievable Economic UCT Potential | F12 | Industrial | Primary Metals | Existing | Space Heating | Natural Gas | Commissioning | A | Cumulative Winter Peak Savings (MW) | Achievable Economic UCT Potential | 0 | 0 | 0 | 0 | 0 | 0 | 0 | 0 | 0 | 0 | 0 | 0 | 0 | 0 | 0 | 0 | 0 | 0 | 0 | 0 | 0 | 0
F13_Industrial_Primary Metals_Existing_Space Heating_Natural Gas_Commissioning_A_Achievable Economic UCT Potential | F13 | Industrial | Primary Metals | Existing | Space Heating | Natural Gas | Commissioning | A | Purchases (Incremental) | Achievable Economic UCT Potential | 0 | 0 | 0 | 0 | 0 | 0 | 0 | 0 | 0 | 0 | 0 | 0 | 0 | 0 | 0 | 0 | 0 | 0 | 0 | 0 | 0 | 0
F14_Industrial_Primary Metals_Existing_Space Heating_Natural Gas_Commissioning_A_Achievable Economic UCT Potential | F14 | Industrial | Primary Metals | Existing | Space Heating | Natural Gas | Commissioning | A | Purchases (Cumulative) | Achievable Economic UCT Potential | 0 | 0 | 0 | 0 | 0 | 0 | 0 | 0 | 0 | 0 | 0 | 0 | 0 | 0 | 0 | 0 | 0 | 0 | 0 | 0 | 0 | 0
F1_Industrial_Primary Metals_Existing_Process_Natural Gas_Commissioning_A_Achievable Economic UCT Potential | F1 | Industrial | Primary Metals | Existing | Process | Natural Gas | Commissioning | A | Original Unit Energy Savings (kWh or therms) | Achievable Economic UCT Potential | 0 | 0 | 562.5435 | 562.5435 | 562.5435 | 562.5435 | 562.5435 | 562.5435 | 562.5435 | 562.5435 | 562.5435 | 562.5435 | 562.5435 | 562.5435 | 562.5435 | 562.5435 | 562.5435 | 562.5435 | 562.5435 | 562.5435 | 562.5435 | 562.5435
F2_Industrial_Primary Metals_Existing_Process_Natural Gas_Commissioning_A_Achievable Economic UCT Potential | F2 | Industrial | Primary Metals | Existing | Process | Natural Gas | Commissioning | A | Original Unit Summer Peak Savings (kW) | Achievable Economic UCT Potential | 0 | 0 | 0 | 0 | 0 | 0 | 0 | 0 | 0 | 0 | 0 | 0 | 0 | 0 | 0 | 0 | 0 | 0 | 0 | 0 | 0 | 0
F3_Industrial_Primary Metals_Existing_Process_Natural Gas_Commissioning_A_Achievable Economic UCT Potential | F3 | Industrial | Primary Metals | Existing | Process | Natural Gas | Commissioning | A | Original Unit Winter Peak Savings (kW) | Achievable Economic UCT Potential | 0 | 0 | 0 | 0 | 0 | 0 | 0 | 0 | 0 | 0 | 0 | 0 | 0 | 0 | 0 | 0 | 0 | 0 | 0 | 0 | 0 | 0
F4_Industrial_Primary Metals_Existing_Process_Natural Gas_Commissioning_A_Achievable Economic UCT Potential | F4 | Industrial | Primary Metals | Existing | Process | Natural Gas | Commissioning | A | Standalone Impact on Baseline Energy (%) | Achievable Economic UCT Potential | bar: 2019 to 2040
F5_Industrial_Primary Metals_Existing_Process_Natural Gas_Commissioning_A_Achievable Economic UCT Potential | F5 | Industrial | Primary Metals | Existing | Process | Natural Gas | Commissioning | A | Standalone Impact on Baseline Summer Peak (%) | Achievable Economic UCT Potential | bar: 2019 to 2040
F6_Industrial_Primary Metals_Existing_Process_Natural Gas_Commissioning_A_Achievable Economic UCT Potential | F6 | Industrial | Primary Metals | Existing | Process | Natural Gas | Commissioning | A | Standalone Impact on Baseline Winter Peak (%) | Achievable Economic UCT Potential | bar: 2019 to 2040
F7_Industrial_Primary Metals_Existing_Process_Natural Gas_Commissioning_A_Achievable Economic UCT Potential | F7 | Industrial | Primary Metals | Existing | Process | Natural Gas | Commissioning | A | Incremental Energy Savings (MWh or mTherms) | Achievable Economic UCT Potential | 0 | 0 | 0 | 0 | 0 | 0 | 0 | 0 | 0 | 0 | 0 | 0 | 0 | 0 | 0 | 0 | 0 | 0 | 0 | 0 | 0 | 0
F8_Industrial_Primary Metals_Existing_Process_Natural Gas_Commissioning_A_Achievable Economic UCT Potential | F8 | Industrial | Primary Metals | Existing | Process | Natural Gas | Commissioning | A | Incremental Summer Peak Savings (MW) | Achievable Economic UCT Potential | 0 | 0 | 0 | 0 | 0 | 0 | 0 | 0 | 0 | 0 | 0 | 0 | 0 | 0 | 0 | 0 | 0 | 0 | 0 | 0 | 0 | 0
F9_Industrial_Primary Metals_Existing_Process_Natural Gas_Commissioning_A_Achievable Economic UCT Potential | F9 | Industrial | Primary Metals | Existing | Process | Natural Gas | Commissioning | A | Incremental Winter Peak Savings (MW) | Achievable Economic UCT Potential | 0 | 0 | 0 | 0 | 0 | 0 | 0 | 0 | 0 | 0 | 0 | 0 | 0 | 0 | 0 | 0 | 0 | 0 | 0 | 0 | 0 | 0
F10_Industrial_Primary Metals_Existing_Process_Natural Gas_Commissioning_A_Achievable Economic UCT Potential | F10 | Industrial | Primary Metals | Existing | Process | Natural Gas | Commissioning | A | Cumulative Energy Savings (MWh or mTherms) | Achievable Economic UCT Potential | 0 | 0 | 0 | 0 | 0 | 0 | 0 | 0 | 0 | 0 | 0 | 0 | 0 | 0 | 0 | 0 | 0 | 0 | 0 | 0 | 0 | 0
F11_Industrial_Primary Metals_Existing_Process_Natural Gas_Commissioning_A_Achievable Economic UCT Potential | F11 | Industrial | Primary Metals | Existing | Process | Natural Gas | Commissioning | A | Cumulative Summer Peak Savings (MW) | Achievable Economic UCT Potential | 0 | 0 | 0 | 0 | 0 | 0 | 0 | 0 | 0 | 0 | 0 | 0 | 0 | 0 | 0 | 0 | 0 | 0 | 0 | 0 | 0 | 0
F12_Industrial_Primary Metals_Existing_Process_Natural Gas_Commissioning_A_Achievable Economic UCT Potential | F12 | Industrial | Primary Metals | Existing | Process | Natural Gas | Commissioning | A | Cumulative Winter Peak Savings (MW) | Achievable Economic UCT Potential | 0 | 0 | 0 | 0 | 0 | 0 | 0 | 0 | 0 | 0 | 0 | 0 | 0 | 0 | 0 | 0 | 0 | 0 | 0 | 0 | 0 | 0
F13_Industrial_Primary Metals_Existing_Process_Natural Gas_Commissioning_A_Achievable Economic UCT Potential | F13 | Industrial | Primary Metals | Existing | Process | Natural Gas | Commissioning | A | Purchases (Incremental) | Achievable Economic UCT Potential | 0 | 0 | 0 | 0 | 0 | 0 | 0 | 0 | 0 | 0 | 0 | 0 | 0 | 0 | 0 | 0 | 0 | 0 | 0 | 0 | 0 | 0
F14_Industrial_Primary Metals_Existing_Process_Natural Gas_Commissioning_A_Achievable Economic UCT Potential | F14 | Industrial | Primary Metals | Existing | Process | Natural Gas | Commissioning | A | Purchases (Cumulative) | Achievable Economic UCT Potential | 0 | 0 | 0 | 0 | 0 | 0 | 0 | 0 | 0 | 0 | 0 | 0 | 0 | 0 | 0 | 0 | 0 | 0 | 0 | 0 | 0 | 0
F1_Industrial_Primary Metals_Existing_Space Heating_Natural Gas_Retrocommissioning_A_Achievable Economic UCT Potential | F1 | Industrial | Primary Metals | Existing | Space Heating | Natural Gas | Retrocommissioning | A | Original Unit Energy Savings (kWh or therms) | Achievable Economic UCT Potential | 0 | 0 | 3.0141 | 3.0069 | 2.9997 | 2.9927 | 2.9858 | 2.979 | 2.9725 | 2.9662 | 2.9602 | 2.9546 | 2.9493 | 2.9443 | 2.9396 | 2.9352 | 2.931 | 2.9271 | 2.9234 | 2.9199 | 2.9167 | 2.9136
F2_Industrial_Primary Metals_Existing_Space Heating_Natural Gas_Retrocommissioning_A_Achievable Economic UCT Potential | F2 | Industrial | Primary Metals | Existing | Space Heating | Natural Gas | Retrocommissioning | A | Original Unit Summer Peak Savings (kW) | Achievable Economic UCT Potential | 0 | 0 | 0 | 0 | 0 | 0 | 0 | 0 | 0 | 0 | 0 | 0 | 0 | 0 | 0 | 0 | 0 | 0 | 0 | 0 | 0 | 0
F3_Industrial_Primary Metals_Existing_Space Heating_Natural Gas_Retrocommissioning_A_Achievable Economic UCT Potential | F3 | Industrial | Primary Metals | Existing | Space Heating | Natural Gas | Retrocommissioning | A | Original Unit Winter Peak Savings (kW) | Achievable Economic UCT Potential | 0 | 0 | 0 | 0 | 0 | 0 | 0 | 0 | 0 | 0 | 0 | 0 | 0 | 0 | 0 | 0 | 0 | 0 | 0 | 0 | 0 | 0
F4_Industrial_Primary Metals_Existing_Space Heating_Natural Gas_Retrocommissioning_A_Achievable Economic UCT Potential | F4 | Industrial | Primary Metals | Existing | Space Heating | Natural Gas | Retrocommissioning | A | Standalone Impact on Baseline Energy (%) | Achievable Economic UCT Potential | 0% | 0% | 0.0124% | 0.02501% | 0.03784% | 0.0509% | 0.06419% | 0.07772% | 0.09148% | 0.1055% | 0.1197% | 0.1342% | 0.149% | 0.164% | 0.1793% | 0.1948% | 0.2106% | 0.2267% | 0.2431% | 0.2597% | 0.2767% | 0.2939%
F5_Industrial_Primary Metals_Existing_Space Heating_Natural Gas_Retrocommissioning_A_Achievable Economic UCT Potential | F5 | Industrial | Primary Metals | Existing | Space Heating | Natural Gas | Retrocommissioning | A | Standalone Impact on Baseline Summer Peak (%) | Achievable Economic UCT Potential | bar: 2019 to 2040
F6_Industrial_Primary Metals_Existing_Space Heating_Natural Gas_Retrocommissioning_A_Achievable Economic UCT Potential | F6 | Industrial | Primary Metals | Existing | Space Heating | Natural Gas | Retrocommissioning | A | Standalone Impact on Baseline Winter Peak (%) | Achievable Economic UCT Potential | bar: 2019 to 2040
F7_Industrial_Primary Metals_Existing_Space Heating_Natural Gas_Retrocommissioning_A_Achievable Economic UCT Potential | F7 | Industrial | Primary Metals | Existing | Space Heating | Natural Gas | Retrocommissioning | A | Incremental Energy Savings (MWh or mTherms) | Achievable Economic UCT Potential | 0 | 0 | 0.011878 | 0.011645 | 0.011417 | 0.011194 | 0.010975 | 0.010762 | 0.010553 | 0.010349 | 0.01015 | 0.0099563 | 0.0097671 | 0.0095824 | 0.0094022 | 0.0092261 | 0.0090542 | 0.0088861 | 0.0087219 | 0.0085614 | 0.0084044 | 0.0082508
F8_Industrial_Primary Metals_Existing_Space Heating_Natural Gas_Retrocommissioning_A_Achievable Economic UCT Potential | F8 | Industrial | Primary Metals | Existing | Space Heating | Natural Gas | Retrocommissioning | A | Incremental Summer Peak Savings (MW) | Achievable Economic UCT Potential | 0 | 0 | 0 | 0 | 0 | 0 | 0 | 0 | 0 | 0 | 0 | 0 | 0 | 0 | 0 | 0 | 0 | 0 | 0 | 0 | 0 | 0
F9_Industrial_Primary Metals_Existing_Space Heating_Natural Gas_Retrocommissioning_A_Achievable Economic UCT Potential | F9 | Industrial | Primary Metals | Existing | Space Heating | Natural Gas | Retrocommissioning | A | Incremental Winter Peak Savings (MW) | Achievable Economic UCT Potential | 0 | 0 | 0 | 0 | 0 | 0 | 0 | 0 | 0 | 0 | 0 | 0 | 0 | 0 | 0 | 0 | 0 | 0 | 0 | 0 | 0 | 0
F10_Industrial_Primary Metals_Existing_Space Heating_Natural Gas_Retrocommissioning_A_Achievable Economic UCT Potential | F10 | Industrial | Primary Metals | Existing | Space Heating | Natural Gas | Retrocommissioning | A | Cumulative Energy Savings (MWh or mTherms) | Achievable Economic UCT Potential | 0 | 0 | 0.011878 | 0.023494 | 0.034855 | 0.045967 | 0.056836 | 0.067469 | 0.077874 | 0.088059 | 0.098033 | 0.1078 | 0.11738 | 0.12676 | 0.13596 | 0.14498 | 0.15383 | 0.16251 | 0.17103 | 0.17938 | 0.18759 | 0.19564
F11_Industrial_Primary Metals_Existing_Space Heating_Natural Gas_Retrocommissioning_A_Achievable Economic UCT Potential | F11 | Industrial | Primary Metals | Existing | Space Heating | Natural Gas | Retrocommissioning | A | Cumulative Summer Peak Savings (MW) | Achievable Economic UCT Potential | 0 | 0 | 0 | 0 | 0 | 0 | 0 | 0 | 0 | 0 | 0 | 0 | 0 | 0 | 0 | 0 | 0 | 0 | 0 | 0 | 0 | 0
F12_Industrial_Primary Metals_Existing_Space Heating_Natural Gas_Retrocommissioning_A_Achievable Economic UCT Potential | F12 | Industrial | Primary Metals | Existing | Space Heating | Natural Gas | Retrocommissioning | A | Cumulative Winter Peak Savings (MW) | Achievable Economic UCT Potential | 0 | 0 | 0 | 0 | 0 | 0 | 0 | 0 | 0 | 0 | 0 | 0 | 0 | 0 | 0 | 0 | 0 | 0 | 0 | 0 | 0 | 0
F13_Industrial_Primary Metals_Existing_Space Heating_Natural Gas_Retrocommissioning_A_Achievable Economic UCT Potential | F13 | Industrial | Primary Metals | Existing | Space Heating | Natural Gas | Retrocommissioning | A | Purchases (Incremental) | Achievable Economic UCT Potential | 0 | 0 | 3.9407 | 3.8728 | 3.806 | 3.7404 | 3.6759 | 3.6125 | 3.5502 | 3.489 | 3.4289 | 3.3697 | 3.3116 | 3.2545 | 3.1984 | 3.1433 | 3.0891 | 3.0358 | 2.9835 | 2.9321 | 2.8815 | 2.8318
F14_Industrial_Primary Metals_Existing_Space Heating_Natural Gas_Retrocommissioning_A_Achievable Economic UCT Potential | F14 | Industrial | Primary Metals | Existing | Space Heating | Natural Gas | Retrocommissioning | A | Purchases (Cumulative) | Achievable Economic UCT Potential | 0 | 0 | 3.9407 | 7.8135 | 11.6195 | 15.3599 | 19.0357 | 22.6483 | 26.1985 | 29.6875 | 33.1164 | 36.4861 | 39.7977 | 43.0523 | 46.2507 | 49.394 | 52.4831 | 55.5189 | 58.5024 | 61.4345 | 64.316 | 67.1478
F1_Industrial_Primary Metals_Existing_Process_Natural Gas_Retrocommissioning_A_Achievable Economic UCT Potential | F1 | Industrial | Primary Metals | Existing | Process | Natural Gas | Retrocommissioning | A | Original Unit Energy Savings (kWh or therms) | Achievable Economic UCT Potential | 0 | 0 | 0 | 0 | 0 | 0 | 0 | 0 | 0 | 0 | 0 | 0 | 0 | 0 | 0 | 0 | 0 | 0 | 0 | 0 | 0 | 0
F2_Industrial_Primary Metals_Existing_Process_Natural Gas_Retrocommissioning_A_Achievable Economic UCT Potential | F2 | Industrial | Primary Metals | Existing | Process | Natural Gas | Retrocommissioning | A | Original Unit Summer Peak Savings (kW) | Achievable Economic UCT Potential | 0 | 0 | 0 | 0 | 0 | 0 | 0 | 0 | 0 | 0 | 0 | 0 | 0 | 0 | 0 | 0 | 0 | 0 | 0 | 0 | 0 | 0
F3_Industrial_Primary Metals_Existing_Process_Natural Gas_Retrocommissioning_A_Achievable Economic UCT Potential | F3 | Industrial | Primary Metals | Existing | Process | Natural Gas | Retrocommissioning | A | Original Unit Winter Peak Savings (kW) | Achievable Economic UCT Potential | 0 | 0 | 0 | 0 | 0 | 0 | 0 | 0 | 0 | 0 | 0 | 0 | 0 | 0 | 0 | 0 | 0 | 0 | 0 | 0 | 0 | 0
F4_Industrial_Primary Metals_Existing_Process_Natural Gas_Retrocommissioning_A_Achievable Economic UCT Potential | F4 | Industrial | Primary Metals | Existing | Process | Natural Gas | Retrocommissioning | A | Standalone Impact on Baseline Energy (%) | Achievable Economic UCT Potential | bar: 2019 to 2040
F5_Industrial_Primary Metals_Existing_Process_Natural Gas_Retrocommissioning_A_Achievable Economic UCT Potential | F5 | Industrial | Primary Metals | Existing | Process | Natural Gas | Retrocommissioning | A | Standalone Impact on Baseline Summer Peak (%) | Achievable Economic UCT Potential | bar: 2019 to 2040
F6_Industrial_Primary Metals_Existing_Process_Natural Gas_Retrocommissioning_A_Achievable Economic UCT Potential | F6 | Industrial | Primary Metals | Existing | Process | Natural Gas | Retrocommissioning | A | Standalone Impact on Baseline Winter Peak (%) | Achievable Economic UCT Potential | bar: 2019 to 2040
F7_Industrial_Primary Metals_Existing_Process_Natural Gas_Retrocommissioning_A_Achievable Economic UCT Potential | F7 | Industrial | Primary Metals | Existing | Process | Natural Gas | Retrocommissioning | A | Incremental Energy Savings (MWh or mTherms) | Achievable Economic UCT Potential | 0 | 0 | 0 | 0 | 0 | 0 | 0 | 0 | 0 | 0 | 0 | 0 | 0 | 0 | 0 | 0 | 0 | 0 | 0 | 0 | 0 | 0
F8_Industrial_Primary Metals_Existing_Process_Natural Gas_Retrocommissioning_A_Achievable Economic UCT Potential | F8 | Industrial | Primary Metals | Existing | Process | Natural Gas | Retrocommissioning | A | Incremental Summer Peak Savings (MW) | Achievable Economic UCT Potential | 0 | 0 | 0 | 0 | 0 | 0 | 0 | 0 | 0 | 0 | 0 | 0 | 0 | 0 | 0 | 0 | 0 | 0 | 0 | 0 | 0 | 0
F9_Industrial_Primary Metals_Existing_Process_Natural Gas_Retrocommissioning_A_Achievable Economic UCT Potential | F9 | Industrial | Primary Metals | Existing | Process | Natural Gas | Retrocommissioning | A | Incremental Winter Peak Savings (MW) | Achievable Economic UCT Potential | 0 | 0 | 0 | 0 | 0 | 0 | 0 | 0 | 0 | 0 | 0 | 0 | 0 | 0 | 0 | 0 | 0 | 0 | 0 | 0 | 0 | 0
F10_Industrial_Primary Metals_Existing_Process_Natural Gas_Retrocommissioning_A_Achievable Economic UCT Potential | F10 | Industrial | Primary Metals | Existing | Process | Natural Gas | Retrocommissioning | A | Cumulative Energy Savings (MWh or mTherms) | Achievable Economic UCT Potential | 0 | 0 | 0 | 0 | 0 | 0 | 0 | 0 | 0 | 0 | 0 | 0 | 0 | 0 | 0 | 0 | 0 | 0 | 0 | 0 | 0 | 0
F11_Industrial_Primary Metals_Existing_Process_Natural Gas_Retrocommissioning_A_Achievable Economic UCT Potential | F11 | Industrial | Primary Metals | Existing | Process | Natural Gas | Retrocommissioning | A | Cumulative Summer Peak Savings (MW) | Achievable Economic UCT Potential | 0 | 0 | 0 | 0 | 0 | 0 | 0 | 0 | 0 | 0 | 0 | 0 | 0 | 0 | 0 | 0 | 0 | 0 | 0 | 0 | 0 | 0
F12_Industrial_Primary Metals_Existing_Process_Natural Gas_Retrocommissioning_A_Achievable Economic UCT Potential | F12 | Industrial | Primary Metals | Existing | Process | Natural Gas | Retrocommissioning | A | Cumulative Winter Peak Savings (MW) | Achievable Economic UCT Potential | 0 | 0 | 0 | 0 | 0 | 0 | 0 | 0 | 0 | 0 | 0 | 0 | 0 | 0 | 0 | 0 | 0 | 0 | 0 | 0 | 0 | 0
F13_Industrial_Primary Metals_Existing_Process_Natural Gas_Retrocommissioning_A_Achievable Economic UCT Potential | F13 | Industrial | Primary Metals | Existing | Process | Natural Gas | Retrocommissioning | A | Purchases (Incremental) | Achievable Economic UCT Potential | 0 | 0 | 3.9407 | 3.8728 | 3.806 | 3.7404 | 3.6759 | 3.6125 | 3.5502 | 3.489 | 3.4289 | 3.3697 | 3.3116 | 3.2545 | 3.1984 | 3.1433 | 3.0891 | 3.0358 | 2.9835 | 2.9321 | 2.8815 | 2.8318
F14_Industrial_Primary Metals_Existing_Process_Natural Gas_Retrocommissioning_A_Achievable Economic UCT Potential | F14 | Industrial | Primary Metals | Existing | Process | Natural Gas | Retrocommissioning | A | Purchases (Cumulative) | Achievable Economic UCT Potential | 0 | 0 | 3.9407 | 7.8135 | 11.6195 | 15.3599 | 19.0357 | 22.6483 | 26.1985 | 29.6875 | 33.1164 | 36.4861 | 39.7977 | 43.0523 | 46.2507 | 49.394 | 52.4831 | 55.5189 | 58.5024 | 61.4345 | 64.316 | 67.1478
F1_Industrial_Primary Metals_New_Space Heating_Natural Gas_Insulation - Roof/Ceiling_A_Achievable Economic UCT Potential | F1 | Industrial | Primary Metals | New | Space Heating | Natural Gas | Insulation - Roof/Ceiling | A | Original Unit Energy Savings (kWh or therms) | Achievable Economic UCT Potential | 0 | 0 | 0.078976 | 0.078976 | 0.078976 | 0.078976 | 0.078976 | 0.078976 | 0.078976 | 0.078976 | 0.078976 | 0.078976 | 0.078976 | 0.078976 | 0.078976 | 0.078976 | 0.078976 | 0.078976 | 0.078976 | 0.078976 | 0.078976 | 0.078976
F2_Industrial_Primary Metals_New_Space Heating_Natural Gas_Insulation - Roof/Ceiling_A_Achievable Economic UCT Potential | F2 | Industrial | Primary Metals | New | Space Heating | Natural Gas | Insulation - Roof/Ceiling | A | Original Unit Summer Peak Savings (kW) | Achievable Economic UCT Potential | 0 | 0 | 0 | 0 | 0 | 0 | 0 | 0 | 0 | 0 | 0 | 0 | 0 | 0 | 0 | 0 | 0 | 0 | 0 | 0 | 0 | 0
F3_Industrial_Primary Metals_New_Space Heating_Natural Gas_Insulation - Roof/Ceiling_A_Achievable Economic UCT Potential | F3 | Industrial | Primary Metals | New | Space Heating | Natural Gas | Insulation - Roof/Ceiling | A | Original Unit Winter Peak Savings (kW) | Achievable Economic UCT Potential | 0 | 0 | 0 | 0 | 0 | 0 | 0 | 0 | 0 | 0 | 0 | 0 | 0 | 0 | 0 | 0 | 0 | 0 | 0 | 0 | 0 | 0
F4_Industrial_Primary Metals_New_Space Heating_Natural Gas_Insulation - Roof/Ceiling_A_Achievable Economic UCT Potential | F4 | Industrial | Primary Metals | New | Space Heating | Natural Gas | Insulation - Roof/Ceiling | A | Standalone Impact on Baseline Energy (%) | Achievable Economic UCT Potential | bar: 2019 to 2040
F5_Industrial_Primary Metals_New_Space Heating_Natural Gas_Insulation - Roof/Ceiling_A_Achievable Economic UCT Potential | F5 | Industrial | Primary Metals | New | Space Heating | Natural Gas | Insulation - Roof/Ceiling | A | Standalone Impact on Baseline Summer Peak (%) | Achievable Economic UCT Potential | bar: 2019 to 2040
F6_Industrial_Primary Metals_New_Space Heating_Natural Gas_Insulation - Roof/Ceiling_A_Achievable Economic UCT Potential | F6 | Industrial | Primary Metals | New | Space Heating | Natural Gas | Insulation - Roof/Ceiling | A | Standalone Impact on Baseline Winter Peak (%) | Achievable Economic UCT Potential | bar: 2019 to 2040
F7_Industrial_Primary Metals_New_Space Heating_Natural Gas_Insulation - Roof/Ceiling_A_Achievable Economic UCT Potential | F7 | Industrial | Primary Metals | New | Space Heating | Natural Gas | Insulation - Roof/Ceiling | A | Incremental Energy Savings (MWh or mTherms) | Achievable Economic UCT Potential | 0 | 0 | 0 | 0 | 0 | 0 | 0 | 0 | 0 | 0 | 0 | 0 | 0 | 0 | 0 | 0 | 0 | 0 | 0 | 0 | 0 | 0
F8_Industrial_Primary Metals_New_Space Heating_Natural Gas_Insulation - Roof/Ceiling_A_Achievable Economic UCT Potential | F8 | Industrial | Primary Metals | New | Space Heating | Natural Gas | Insulation - Roof/Ceiling | A | Incremental Summer Peak Savings (MW) | Achievable Economic UCT Potential | 0 | 0 | 0 | 0 | 0 | 0 | 0 | 0 | 0 | 0 | 0 | 0 | 0 | 0 | 0 | 0 | 0 | 0 | 0 | 0 | 0 | 0
F9_Industrial_Primary Metals_New_Space Heating_Natural Gas_Insulation - Roof/Ceiling_A_Achievable Economic UCT Potential | F9 | Industrial | Primary Metals | New | Space Heating | Natural Gas | Insulation - Roof/Ceiling | A | Incremental Winter Peak Savings (MW) | Achievable Economic UCT Potential | 0 | 0 | 0 | 0 | 0 | 0 | 0 | 0 | 0 | 0 | 0 | 0 | 0 | 0 | 0 | 0 | 0 | 0 | 0 | 0 | 0 | 0
F10_Industrial_Primary Metals_New_Space Heating_Natural Gas_Insulation - Roof/Ceiling_A_Achievable Economic UCT Potential | F10 | Industrial | Primary Metals | New | Space Heating | Natural Gas | Insulation - Roof/Ceiling | A | Cumulative Energy Savings (MWh or mTherms) | Achievable Economic UCT Potential | 0 | 0 | 0 | 0 | 0 | 0 | 0 | 0 | 0 | 0 | 0 | 0 | 0 | 0 | 0 | 0 | 0 | 0 | 0 | 0 | 0 | 0
F11_Industrial_Primary Metals_New_Space Heating_Natural Gas_Insulation - Roof/Ceiling_A_Achievable Economic UCT Potential | F11 | Industrial | Primary Metals | New | Space Heating | Natural Gas | Insulation - Roof/Ceiling | A | Cumulative Summer Peak Savings (MW) | Achievable Economic UCT Potential | 0 | 0 | 0 | 0 | 0 | 0 | 0 | 0 | 0 | 0 | 0 | 0 | 0 | 0 | 0 | 0 | 0 | 0 | 0 | 0 | 0 | 0
F12_Industrial_Primary Metals_New_Space Heating_Natural Gas_Insulation - Roof/Ceiling_A_Achievable Economic UCT Potential | F12 | Industrial | Primary Metals | New | Space Heating | Natural Gas | Insulation - Roof/Ceiling | A | Cumulative Winter Peak Savings (MW) | Achievable Economic UCT Potential | 0 | 0 | 0 | 0 | 0 | 0 | 0 | 0 | 0 | 0 | 0 | 0 | 0 | 0 | 0 | 0 | 0 | 0 | 0 | 0 | 0 | 0
F13_Industrial_Primary Metals_New_Space Heating_Natural Gas_Insulation - Roof/Ceiling_A_Achievable Economic UCT Potential | F13 | Industrial | Primary Metals | New | Space Heating | Natural Gas | Insulation - Roof/Ceiling | A | Purchases (Incremental) | Achievable Economic UCT Potential | 0 | 0 | 0 | 0 | 0 | 0 | 0 | 0 | 0 | 0 | 0 | 0 | 0 | 0 | 0 | 0 | 0 | 0 | 0 | 0 | 0 | 0
F14_Industrial_Primary Metals_New_Space Heating_Natural Gas_Insulation - Roof/Ceiling_A_Achievable Economic UCT Potential | F14 | Industrial | Primary Metals | New | Space Heating | Natural Gas | Insulation - Roof/Ceiling | A | Purchases (Cumulative) | Achievable Economic UCT Potential | 0 | 0 | 0 | 0 | 0 | 0 | 0 | 0 | 0 | 0 | 0 | 0 | 0 | 0 | 0 | 0 | 0 | 0 | 0 | 0 | 0 | 0
F1_Industrial_Primary Metals_New_Space Heating_Natural Gas_Insulation - Wall Cavity_A_Achievable Economic UCT Potential | F1 | Industrial | Primary Metals | New | Space Heating | Natural Gas | Insulation - Wall Cavity | A | Original Unit Energy Savings (kWh or therms) | Achievable Economic UCT Potential | 0 | 0 | 0.017277 | 0.017277 | 0.017277 | 0.017277 | 0.017277 | 0.017277 | 0.017277 | 0.017277 | 0.017277 | 0.017277 | 0.017277 | 0.017277 | 0.017277 | 0.017277 | 0.017277 | 0.017277 | 0.017277 | 0.017277 | 0.017277 | 0.017277
F2_Industrial_Primary Metals_New_Space Heating_Natural Gas_Insulation - Wall Cavity_A_Achievable Economic UCT Potential | F2 | Industrial | Primary Metals | New | Space Heating | Natural Gas | Insulation - Wall Cavity | A | Original Unit Summer Peak Savings (kW) | Achievable Economic UCT Potential | 0 | 0 | 0 | 0 | 0 | 0 | 0 | 0 | 0 | 0 | 0 | 0 | 0 | 0 | 0 | 0 | 0 | 0 | 0 | 0 | 0 | 0
F3_Industrial_Primary Metals_New_Space Heating_Natural Gas_Insulation - Wall Cavity_A_Achievable Economic UCT Potential | F3 | Industrial | Primary Metals | New | Space Heating | Natural Gas | Insulation - Wall Cavity | A | Original Unit Winter Peak Savings (kW) | Achievable Economic UCT Potential | 0 | 0 | 0 | 0 | 0 | 0 | 0 | 0 | 0 | 0 | 0 | 0 | 0 | 0 | 0 | 0 | 0 | 0 | 0 | 0 | 0 | 0
F4_Industrial_Primary Metals_New_Space Heating_Natural Gas_Insulation - Wall Cavity_A_Achievable Economic UCT Potential | F4 | Industrial | Primary Metals | New | Space Heating | Natural Gas | Insulation - Wall Cavity | A | Standalone Impact on Baseline Energy (%) | Achievable Economic UCT Potential | bar: 2019 to 2040
F5_Industrial_Primary Metals_New_Space Heating_Natural Gas_Insulation - Wall Cavity_A_Achievable Economic UCT Potential | F5 | Industrial | Primary Metals | New | Space Heating | Natural Gas | Insulation - Wall Cavity | A | Standalone Impact on Baseline Summer Peak (%) | Achievable Economic UCT Potential | bar: 2019 to 2040
F6_Industrial_Primary Metals_New_Space Heating_Natural Gas_Insulation - Wall Cavity_A_Achievable Economic UCT Potential | F6 | Industrial | Primary Metals | New | Space Heating | Natural Gas | Insulation - Wall Cavity | A | Standalone Impact on Baseline Winter Peak (%) | Achievable Economic UCT Potential | bar: 2019 to 2040
F7_Industrial_Primary Metals_New_Space Heating_Natural Gas_Insulation - Wall Cavity_A_Achievable Economic UCT Potential | F7 | Industrial | Primary Metals | New | Space Heating | Natural Gas | Insulation - Wall Cavity | A | Incremental Energy Savings (MWh or mTherms) | Achievable Economic UCT Potential | 0 | 0 | 0 | 0 | 0 | 0 | 0 | 0 | 0 | 0 | 0 | 0 | 0 | 0 | 0 | 0 | 0 | 0 | 0 | 0 | 0 | 0
F8_Industrial_Primary Metals_New_Space Heating_Natural Gas_Insulation - Wall Cavity_A_Achievable Economic UCT Potential | F8 | Industrial | Primary Metals | New | Space Heating | Natural Gas | Insulation - Wall Cavity | A | Incremental Summer Peak Savings (MW) | Achievable Economic UCT Potential | 0 | 0 | 0 | 0 | 0 | 0 | 0 | 0 | 0 | 0 | 0 | 0 | 0 | 0 | 0 | 0 | 0 | 0 | 0 | 0 | 0 | 0
F9_Industrial_Primary Metals_New_Space Heating_Natural Gas_Insulation - Wall Cavity_A_Achievable Economic UCT Potential | F9 | Industrial | Primary Metals | New | Space Heating | Natural Gas | Insulation - Wall Cavity | A | Incremental Winter Peak Savings (MW) | Achievable Economic UCT Potential | 0 | 0 | 0 | 0 | 0 | 0 | 0 | 0 | 0 | 0 | 0 | 0 | 0 | 0 | 0 | 0 | 0 | 0 | 0 | 0 | 0 | 0
F10_Industrial_Primary Metals_New_Space Heating_Natural Gas_Insulation - Wall Cavity_A_Achievable Economic UCT Potential | F10 | Industrial | Primary Metals | New | Space Heating | Natural Gas | Insulation - Wall Cavity | A | Cumulative Energy Savings (MWh or mTherms) | Achievable Economic UCT Potential | 0 | 0 | 0 | 0 | 0 | 0 | 0 | 0 | 0 | 0 | 0 | 0 | 0 | 0 | 0 | 0 | 0 | 0 | 0 | 0 | 0 | 0
F11_Industrial_Primary Metals_New_Space Heating_Natural Gas_Insulation - Wall Cavity_A_Achievable Economic UCT Potential | F11 | Industrial | Primary Metals | New | Space Heating | Natural Gas | Insulation - Wall Cavity | A | Cumulative Summer Peak Savings (MW) | Achievable Economic UCT Potential | 0 | 0 | 0 | 0 | 0 | 0 | 0 | 0 | 0 | 0 | 0 | 0 | 0 | 0 | 0 | 0 | 0 | 0 | 0 | 0 | 0 | 0
F12_Industrial_Primary Metals_New_Space Heating_Natural Gas_Insulation - Wall Cavity_A_Achievable Economic UCT Potential | F12 | Industrial | Primary Metals | New | Space Heating | Natural Gas | Insulation - Wall Cavity | A | Cumulative Winter Peak Savings (MW) | Achievable Economic UCT Potential | 0 | 0 | 0 | 0 | 0 | 0 | 0 | 0 | 0 | 0 | 0 | 0 | 0 | 0 | 0 | 0 | 0 | 0 | 0 | 0 | 0 | 0
F13_Industrial_Primary Metals_New_Space Heating_Natural Gas_Insulation - Wall Cavity_A_Achievable Economic UCT Potential | F13 | Industrial | Primary Metals | New | Space Heating | Natural Gas | Insulation - Wall Cavity | A | Purchases (Incremental) | Achievable Economic UCT Potential | 0 | 0 | 0 | 0 | 0 | 0 | 0 | 0 | 0 | 0 | 0 | 0 | 0 | 0 | 0 | 0 | 0 | 0 | 0 | 0 | 0 | 0
F14_Industrial_Primary Metals_New_Space Heating_Natural Gas_Insulation - Wall Cavity_A_Achievable Economic UCT Potential | F14 | Industrial | Primary Metals | New | Space Heating | Natural Gas | Insulation - Wall Cavity | A | Purchases (Cumulative) | Achievable Economic UCT Potential | 0 | 0 | 0 | 0 | 0 | 0 | 0 | 0 | 0 | 0 | 0 | 0 | 0 | 0 | 0 | 0 | 0 | 0 | 0 | 0 | 0 | 0
F1_Industrial_Primary Metals_New_Space Heating_Natural Gas_Insulation - Ducting_A_Achievable Economic UCT Potential | F1 | Industrial | Primary Metals | New | Space Heating | Natural Gas | Insulation - Ducting | A | Original Unit Energy Savings (kWh or therms) | Achievable Economic UCT Potential | 0 | 0 | 0.0012737 | 0.0012737 | 0.0012737 | 0.0012737 | 0.0012737 | 0.0012737 | 0.0012737 | 0.0012737 | 0.0012737 | 0.0012737 | 0.0012737 | 0.0012737 | 0.0012737 | 0.0012737 | 0.0012737 | 0.0012737 | 0.0012737 | 0.0012737 | 0.0012737 | 0.0012737
F2_Industrial_Primary Metals_New_Space Heating_Natural Gas_Insulation - Ducting_A_Achievable Economic UCT Potential | F2 | Industrial | Primary Metals | New | Space Heating | Natural Gas | Insulation - Ducting | A | Original Unit Summer Peak Savings (kW) | Achievable Economic UCT Potential | 0 | 0 | 0 | 0 | 0 | 0 | 0 | 0 | 0 | 0 | 0 | 0 | 0 | 0 | 0 | 0 | 0 | 0 | 0 | 0 | 0 | 0
F3_Industrial_Primary Metals_New_Space Heating_Natural Gas_Insulation - Ducting_A_Achievable Economic UCT Potential | F3 | Industrial | Primary Metals | New | Space Heating | Natural Gas | Insulation - Ducting | A | Original Unit Winter Peak Savings (kW) | Achievable Economic UCT Potential | 0 | 0 | 0 | 0 | 0 | 0 | 0 | 0 | 0 | 0 | 0 | 0 | 0 | 0 | 0 | 0 | 0 | 0 | 0 | 0 | 0 | 0
F4_Industrial_Primary Metals_New_Space Heating_Natural Gas_Insulation - Ducting_A_Achievable Economic UCT Potential | F4 | Industrial | Primary Metals | New | Space Heating | Natural Gas | Insulation - Ducting | A | Standalone Impact on Baseline Energy (%) | Achievable Economic UCT Potential | bar: 2019 to 2040
F5_Industrial_Primary Metals_New_Space Heating_Natural Gas_Insulation - Ducting_A_Achievable Economic UCT Potential | F5 | Industrial | Primary Metals | New | Space Heating | Natural Gas | Insulation - Ducting | A | Standalone Impact on Baseline Summer Peak (%) | Achievable Economic UCT Potential | bar: 2019 to 2040
F6_Industrial_Primary Metals_New_Space Heating_Natural Gas_Insulation - Ducting_A_Achievable Economic UCT Potential | F6 | Industrial | Primary Metals | New | Space Heating | Natural Gas | Insulation - Ducting | A | Standalone Impact on Baseline Winter Peak (%) | Achievable Economic UCT Potential | bar: 2019 to 2040
F7_Industrial_Primary Metals_New_Space Heating_Natural Gas_Insulation - Ducting_A_Achievable Economic UCT Potential | F7 | Industrial | Primary Metals | New | Space Heating | Natural Gas | Insulation - Ducting | A | Incremental Energy Savings (MWh or mTherms) | Achievable Economic UCT Potential | 0 | 0 | 0 | 0 | 0 | 0 | 0 | 0 | 0 | 0 | 0 | 0 | 0 | 0 | 0 | 0 | 0 | 0 | 0 | 0 | 0 | 0
F8_Industrial_Primary Metals_New_Space Heating_Natural Gas_Insulation - Ducting_A_Achievable Economic UCT Potential | F8 | Industrial | Primary Metals | New | Space Heating | Natural Gas | Insulation - Ducting | A | Incremental Summer Peak Savings (MW) | Achievable Economic UCT Potential | 0 | 0 | 0 | 0 | 0 | 0 | 0 | 0 | 0 | 0 | 0 | 0 | 0 | 0 | 0 | 0 | 0 | 0 | 0 | 0 | 0 | 0
F9_Industrial_Primary Metals_New_Space Heating_Natural Gas_Insulation - Ducting_A_Achievable Economic UCT Potential | F9 | Industrial | Primary Metals | New | Space Heating | Natural Gas | Insulation - Ducting | A | Incremental Winter Peak Savings (MW) | Achievable Economic UCT Potential | 0 | 0 | 0 | 0 | 0 | 0 | 0 | 0 | 0 | 0 | 0 | 0 | 0 | 0 | 0 | 0 | 0 | 0 | 0 | 0 | 0 | 0
F10_Industrial_Primary Metals_New_Space Heating_Natural Gas_Insulation - Ducting_A_Achievable Economic UCT Potential | F10 | Industrial | Primary Metals | New | Space Heating | Natural Gas | Insulation - Ducting | A | Cumulative Energy Savings (MWh or mTherms) | Achievable Economic UCT Potential | 0 | 0 | 0 | 0 | 0 | 0 | 0 | 0 | 0 | 0 | 0 | 0 | 0 | 0 | 0 | 0 | 0 | 0 | 0 | 0 | 0 | 0
F11_Industrial_Primary Metals_New_Space Heating_Natural Gas_Insulation - Ducting_A_Achievable Economic UCT Potential | F11 | Industrial | Primary Metals | New | Space Heating | Natural Gas | Insulation - Ducting | A | Cumulative Summer Peak Savings (MW) | Achievable Economic UCT Potential | 0 | 0 | 0 | 0 | 0 | 0 | 0 | 0 | 0 | 0 | 0 | 0 | 0 | 0 | 0 | 0 | 0 | 0 | 0 | 0 | 0 | 0
F12_Industrial_Primary Metals_New_Space Heating_Natural Gas_Insulation - Ducting_A_Achievable Economic UCT Potential | F12 | Industrial | Primary Metals | New | Space Heating | Natural Gas | Insulation - Ducting | A | Cumulative Winter Peak Savings (MW) | Achievable Economic UCT Potential | 0 | 0 | 0 | 0 | 0 | 0 | 0 | 0 | 0 | 0 | 0 | 0 | 0 | 0 | 0 | 0 | 0 | 0 | 0 | 0 | 0 | 0
F13_Industrial_Primary Metals_New_Space Heating_Natural Gas_Insulation - Ducting_A_Achievable Economic UCT Potential | F13 | Industrial | Primary Metals | New | Space Heating | Natural Gas | Insulation - Ducting | A | Purchases (Incremental) | Achievable Economic UCT Potential | 0 | 0 | 0 | 0 | 0 | 0 | 0 | 0 | 0 | 0 | 0 | 0 | 0 | 0 | 0 | 0 | 0 | 0 | 0 | 0 | 0 | 0
F14_Industrial_Primary Metals_New_Space Heating_Natural Gas_Insulation - Ducting_A_Achievable Economic UCT Potential | F14 | Industrial | Primary Metals | New | Space Heating | Natural Gas | Insulation - Ducting | A | Purchases (Cumulative) | Achievable Economic UCT Potential | 0 | 0 | 0 | 0 | 0 | 0 | 0 | 0 | 0 | 0 | 0 | 0 | 0 | 0 | 0 | 0 | 0 | 0 | 0 | 0 | 0 | 0
F1_Industrial_Primary Metals_New_Space Heating_Natural Gas_HVAC - Duct Repair and Sealing_A_Achievable Economic UCT Potential | F1 | Industrial | Primary Metals | New | Space Heating | Natural Gas | HVAC - Duct Repair and Sealing | A | Original Unit Energy Savings (kWh or therms) | Achievable Economic UCT Potential | 0 | 0 | 0.0036023 | 0.0036023 | 0.0036023 | 0.0036023 | 0.0036023 | 0.0036023 | 0.0036023 | 0.0036023 | 0.0036023 | 0.0036023 | 0.0036023 | 0.0036023 | 0.0036023 | 0.0036023 | 0.0036023 | 0.0036023 | 0.0036023 | 0.0036023 | 0.0036023 | 0.0036023
F2_Industrial_Primary Metals_New_Space Heating_Natural Gas_HVAC - Duct Repair and Sealing_A_Achievable Economic UCT Potential | F2 | Industrial | Primary Metals | New | Space Heating | Natural Gas | HVAC - Duct Repair and Sealing | A | Original Unit Summer Peak Savings (kW) | Achievable Economic UCT Potential | 0 | 0 | 0 | 0 | 0 | 0 | 0 | 0 | 0 | 0 | 0 | 0 | 0 | 0 | 0 | 0 | 0 | 0 | 0 | 0 | 0 | 0
F3_Industrial_Primary Metals_New_Space Heating_Natural Gas_HVAC - Duct Repair and Sealing_A_Achievable Economic UCT Potential | F3 | Industrial | Primary Metals | New | Space Heating | Natural Gas | HVAC - Duct Repair and Sealing | A | Original Unit Winter Peak Savings (kW) | Achievable Economic UCT Potential | 0 | 0 | 0 | 0 | 0 | 0 | 0 | 0 | 0 | 0 | 0 | 0 | 0 | 0 | 0 | 0 | 0 | 0 | 0 | 0 | 0 | 0
F4_Industrial_Primary Metals_New_Space Heating_Natural Gas_HVAC - Duct Repair and Sealing_A_Achievable Economic UCT Potential | F4 | Industrial | Primary Metals | New | Space Heating | Natural Gas | HVAC - Duct Repair and Sealing | A | Standalone Impact on Baseline Energy (%) | Achievable Economic UCT Potential | bar: 2019 to 2040
F5_Industrial_Primary Metals_New_Space Heating_Natural Gas_HVAC - Duct Repair and Sealing_A_Achievable Economic UCT Potential | F5 | Industrial | Primary Metals | New | Space Heating | Natural Gas | HVAC - Duct Repair and Sealing | A | Standalone Impact on Baseline Summer Peak (%) | Achievable Economic UCT Potential | bar: 2019 to 2040
F6_Industrial_Primary Metals_New_Space Heating_Natural Gas_HVAC - Duct Repair and Sealing_A_Achievable Economic UCT Potential | F6 | Industrial | Primary Metals | New | Space Heating | Natural Gas | HVAC - Duct Repair and Sealing | A | Standalone Impact on Baseline Winter Peak (%) | Achievable Economic UCT Potential | bar: 2019 to 2040
F7_Industrial_Primary Metals_New_Space Heating_Natural Gas_HVAC - Duct Repair and Sealing_A_Achievable Economic UCT Potential | F7 | Industrial | Primary Metals | New | Space Heating | Natural Gas | HVAC - Duct Repair and Sealing | A | Incremental Energy Savings (MWh or mTherms) | Achievable Economic UCT Potential | 0 | 0 | 0 | 0 | 0 | 0 | 0 | 0 | 0 | 0 | 0 | 0 | 0 | 0 | 0 | 0 | 0 | 0 | 0 | 0 | 0 | 0
F8_Industrial_Primary Metals_New_Space Heating_Natural Gas_HVAC - Duct Repair and Sealing_A_Achievable Economic UCT Potential | F8 | Industrial | Primary Metals | New | Space Heating | Natural Gas | HVAC - Duct Repair and Sealing | A | Incremental Summer Peak Savings (MW) | Achievable Economic UCT Potential | 0 | 0 | 0 | 0 | 0 | 0 | 0 | 0 | 0 | 0 | 0 | 0 | 0 | 0 | 0 | 0 | 0 | 0 | 0 | 0 | 0 | 0
F9_Industrial_Primary Metals_New_Space Heating_Natural Gas_HVAC - Duct Repair and Sealing_A_Achievable Economic UCT Potential | F9 | Industrial | Primary Metals | New | Space Heating | Natural Gas | HVAC - Duct Repair and Sealing | A | Incremental Winter Peak Savings (MW) | Achievable Economic UCT Potential | 0 | 0 | 0 | 0 | 0 | 0 | 0 | 0 | 0 | 0 | 0 | 0 | 0 | 0 | 0 | 0 | 0 | 0 | 0 | 0 | 0 | 0
F10_Industrial_Primary Metals_New_Space Heating_Natural Gas_HVAC - Duct Repair and Sealing_A_Achievable Economic UCT Potential | F10 | Industrial | Primary Metals | New | Space Heating | Natural Gas | HVAC - Duct Repair and Sealing | A | Cumulative Energy Savings (MWh or mTherms) | Achievable Economic UCT Potential | 0 | 0 | 0 | 0 | 0 | 0 | 0 | 0 | 0 | 0 | 0 | 0 | 0 | 0 | 0 | 0 | 0 | 0 | 0 | 0 | 0 | 0
F11_Industrial_Primary Metals_New_Space Heating_Natural Gas_HVAC - Duct Repair and Sealing_A_Achievable Economic UCT Potential | F11 | Industrial | Primary Metals | New | Space Heating | Natural Gas | HVAC - Duct Repair and Sealing | A | Cumulative Summer Peak Savings (MW) | Achievable Economic UCT Potential | 0 | 0 | 0 | 0 | 0 | 0 | 0 | 0 | 0 | 0 | 0 | 0 | 0 | 0 | 0 | 0 | 0 | 0 | 0 | 0 | 0 | 0
F12_Industrial_Primary Metals_New_Space Heating_Natural Gas_HVAC - Duct Repair and Sealing_A_Achievable Economic UCT Potential | F12 | Industrial | Primary Metals | New | Space Heating | Natural Gas | HVAC - Duct Repair and Sealing | A | Cumulative Winter Peak Savings (MW) | Achievable Economic UCT Potential | 0 | 0 | 0 | 0 | 0 | 0 | 0 | 0 | 0 | 0 | 0 | 0 | 0 | 0 | 0 | 0 | 0 | 0 | 0 | 0 | 0 | 0
F13_Industrial_Primary Metals_New_Space Heating_Natural Gas_HVAC - Duct Repair and Sealing_A_Achievable Economic UCT Potential | F13 | Industrial | Primary Metals | New | Space Heating | Natural Gas | HVAC - Duct Repair and Sealing | A | Purchases (Incremental) | Achievable Economic UCT Potential | 0 | 0 | 0 | 0 | 0 | 0 | 0 | 0 | 0 | 0 | 0 | 0 | 0 | 0 | 0 | 0 | 0 | 0 | 0 | 0 | 0 | 0
F14_Industrial_Primary Metals_New_Space Heating_Natural Gas_HVAC - Duct Repair and Sealing_A_Achievable Economic UCT Potential | F14 | Industrial | Primary Metals | New | Space Heating | Natural Gas | HVAC - Duct Repair and Sealing | A | Purchases (Cumulative) | Achievable Economic UCT Potential | 0 | 0 | 0 | 0 | 0 | 0 | 0 | 0 | 0 | 0 | 0 | 0 | 0 | 0 | 0 | 0 | 0 | 0 | 0 | 0 | 0 | 0
F1_Industrial_Primary Metals_New_Space Heating_Natural Gas_Windows - High Efficiency_A_Achievable Economic UCT Potential | F1 | Industrial | Primary Metals | New | Space Heating | Natural Gas | Windows - High Efficiency | A | Original Unit Energy Savings (kWh or therms) | Achievable Economic UCT Potential | 0 | 0 | 0.0073878 | 0.0073878 | 0.0073878 | 0.0073878 | 0.0073878 | 0.0073878 | 0.0073878 | 0.0073878 | 0.0073878 | 0.0073878 | 0.0073878 | 0.0073878 | 0.0073878 | 0.0073878 | 0.0073878 | 0.0073878 | 0.0073878 | 0.0073878 | 0.0073878 | 0.0073878
F2_Industrial_Primary Metals_New_Space Heating_Natural Gas_Windows - High Efficiency_A_Achievable Economic UCT Potential | F2 | Industrial | Primary Metals | New | Space Heating | Natural Gas | Windows - High Efficiency | A | Original Unit Summer Peak Savings (kW) | Achievable Economic UCT Potential | 0 | 0 | 0 | 0 | 0 | 0 | 0 | 0 | 0 | 0 | 0 | 0 | 0 | 0 | 0 | 0 | 0 | 0 | 0 | 0 | 0 | 0
F3_Industrial_Primary Metals_New_Space Heating_Natural Gas_Windows - High Efficiency_A_Achievable Economic UCT Potential | F3 | Industrial | Primary Metals | New | Space Heating | Natural Gas | Windows - High Efficiency | A | Original Unit Winter Peak Savings (kW) | Achievable Economic UCT Potential | 0 | 0 | 0 | 0 | 0 | 0 | 0 | 0 | 0 | 0 | 0 | 0 | 0 | 0 | 0 | 0 | 0 | 0 | 0 | 0 | 0 | 0
F4_Industrial_Primary Metals_New_Space Heating_Natural Gas_Windows - High Efficiency_A_Achievable Economic UCT Potential | F4 | Industrial | Primary Metals | New | Space Heating | Natural Gas | Windows - High Efficiency | A | Standalone Impact on Baseline Energy (%) | Achievable Economic UCT Potential | bar: 2019 to 2040
F5_Industrial_Primary Metals_New_Space Heating_Natural Gas_Windows - High Efficiency_A_Achievable Economic UCT Potential | F5 | Industrial | Primary Metals | New | Space Heating | Natural Gas | Windows - High Efficiency | A | Standalone Impact on Baseline Summer Peak (%) | Achievable Economic UCT Potential | bar: 2019 to 2040
F6_Industrial_Primary Metals_New_Space Heating_Natural Gas_Windows - High Efficiency_A_Achievable Economic UCT Potential | F6 | Industrial | Primary Metals | New | Space Heating | Natural Gas | Windows - High Efficiency | A | Standalone Impact on Baseline Winter Peak (%) | Achievable Economic UCT Potential | bar: 2019 to 2040
F7_Industrial_Primary Metals_New_Space Heating_Natural Gas_Windows - High Efficiency_A_Achievable Economic UCT Potential | F7 | Industrial | Primary Metals | New | Space Heating | Natural Gas | Windows - High Efficiency | A | Incremental Energy Savings (MWh or mTherms) | Achievable Economic UCT Potential | 0 | 0 | 0 | 0 | 0 | 0 | 0 | 0 | 0 | 0 | 0 | 0 | 0 | 0 | 0 | 0 | 0 | 0 | 0 | 0 | 0 | 0
F8_Industrial_Primary Metals_New_Space Heating_Natural Gas_Windows - High Efficiency_A_Achievable Economic UCT Potential | F8 | Industrial | Primary Metals | New | Space Heating | Natural Gas | Windows - High Efficiency | A | Incremental Summer Peak Savings (MW) | Achievable Economic UCT Potential | 0 | 0 | 0 | 0 | 0 | 0 | 0 | 0 | 0 | 0 | 0 | 0 | 0 | 0 | 0 | 0 | 0 | 0 | 0 | 0 | 0 | 0
F9_Industrial_Primary Metals_New_Space Heating_Natural Gas_Windows - High Efficiency_A_Achievable Economic UCT Potential | F9 | Industrial | Primary Metals | New | Space Heating | Natural Gas | Windows - High Efficiency | A | Incremental Winter Peak Savings (MW) | Achievable Economic UCT Potential | 0 | 0 | 0 | 0 | 0 | 0 | 0 | 0 | 0 | 0 | 0 | 0 | 0 | 0 | 0 | 0 | 0 | 0 | 0 | 0 | 0 | 0
F10_Industrial_Primary Metals_New_Space Heating_Natural Gas_Windows - High Efficiency_A_Achievable Economic UCT Potential | F10 | Industrial | Primary Metals | New | Space Heating | Natural Gas | Windows - High Efficiency | A | Cumulative Energy Savings (MWh or mTherms) | Achievable Economic UCT Potential | 0 | 0 | 0 | 0 | 0 | 0 | 0 | 0 | 0 | 0 | 0 | 0 | 0 | 0 | 0 | 0 | 0 | 0 | 0 | 0 | 0 | 0
F11_Industrial_Primary Metals_New_Space Heating_Natural Gas_Windows - High Efficiency_A_Achievable Economic UCT Potential | F11 | Industrial | Primary Metals | New | Space Heating | Natural Gas | Windows - High Efficiency | A | Cumulative Summer Peak Savings (MW) | Achievable Economic UCT Potential | 0 | 0 | 0 | 0 | 0 | 0 | 0 | 0 | 0 | 0 | 0 | 0 | 0 | 0 | 0 | 0 | 0 | 0 | 0 | 0 | 0 | 0
F12_Industrial_Primary Metals_New_Space Heating_Natural Gas_Windows - High Efficiency_A_Achievable Economic UCT Potential | F12 | Industrial | Primary Metals | New | Space Heating | Natural Gas | Windows - High Efficiency | A | Cumulative Winter Peak Savings (MW) | Achievable Economic UCT Potential | 0 | 0 | 0 | 0 | 0 | 0 | 0 | 0 | 0 | 0 | 0 | 0 | 0 | 0 | 0 | 0 | 0 | 0 | 0 | 0 | 0 | 0
F13_Industrial_Primary Metals_New_Space Heating_Natural Gas_Windows - High Efficiency_A_Achievable Economic UCT Potential | F13 | Industrial | Primary Metals | New | Space Heating | Natural Gas | Windows - High Efficiency | A | Purchases (Incremental) | Achievable Economic UCT Potential | 0 | 0 | 0 | 0 | 0 | 0 | 0 | 0 | 0 | 0 | 0 | 0 | 0 | 0 | 0 | 0 | 0 | 0 | 0 | 0 | 0 | 0
F14_Industrial_Primary Metals_New_Space Heating_Natural Gas_Windows - High Efficiency_A_Achievable Economic UCT Potential | F14 | Industrial | Primary Metals | New | Space Heating | Natural Gas | Windows - High Efficiency | A | Purchases (Cumulative) | Achievable Economic UCT Potential | 0 | 0 | 0 | 0 | 0 | 0 | 0 | 0 | 0 | 0 | 0 | 0 | 0 | 0 | 0 | 0 | 0 | 0 | 0 | 0 | 0 | 0
F1_Industrial_Primary Metals_New_Space Heating_Natural Gas_Gas Boiler - Maintenance_A_Achievable Economic UCT Potential | F1 | Industrial | Primary Metals | New | Space Heating | Natural Gas | Gas Boiler - Maintenance | A | Original Unit Energy Savings (kWh or therms) | Achievable Economic UCT Potential | 0 | 0 | 27.8643 | 27.8643 | 27.8643 | 27.8643 | 27.8643 | 27.8643 | 27.8643 | 27.8643 | 27.8643 | 27.8643 | 27.8643 | 27.8643 | 27.8643 | 27.8643 | 27.8643 | 27.8643 | 27.8643 | 27.8643 | 27.8643 | 27.8643
F2_Industrial_Primary Metals_New_Space Heating_Natural Gas_Gas Boiler - Maintenance_A_Achievable Economic UCT Potential | F2 | Industrial | Primary Metals | New | Space Heating | Natural Gas | Gas Boiler - Maintenance | A | Original Unit Summer Peak Savings (kW) | Achievable Economic UCT Potential | 0 | 0 | 0 | 0 | 0 | 0 | 0 | 0 | 0 | 0 | 0 | 0 | 0 | 0 | 0 | 0 | 0 | 0 | 0 | 0 | 0 | 0
F3_Industrial_Primary Metals_New_Space Heating_Natural Gas_Gas Boiler - Maintenance_A_Achievable Economic UCT Potential | F3 | Industrial | Primary Metals | New | Space Heating | Natural Gas | Gas Boiler - Maintenance | A | Original Unit Winter Peak Savings (kW) | Achievable Economic UCT Potential | 0 | 0 | 0 | 0 | 0 | 0 | 0 | 0 | 0 | 0 | 0 | 0 | 0 | 0 | 0 | 0 | 0 | 0 | 0 | 0 | 0 | 0
F4_Industrial_Primary Metals_New_Space Heating_Natural Gas_Gas Boiler - Maintenance_A_Achievable Economic UCT Potential | F4 | Industrial | Primary Metals | New | Space Heating | Natural Gas | Gas Boiler - Maintenance | A | Standalone Impact on Baseline Energy (%) | Achievable Economic UCT Potential | 0% | 0% | 0.002102% | 0.002678% | 0.002898% | 0.002333% | 0.00205% | 0.001805% | 0.001597% | 0.001413% | 0.001302% | 0.001194% | 0.001103% | 0.001014% | 0.0009612% | 0.000904% | 0.0008533% | 0.000801% | 0.0007699% | 0.0007346% | 0.0007033% | 0.0006747%
F5_Industrial_Primary Metals_New_Space Heating_Natural Gas_Gas Boiler - Maintenance_A_Achievable Economic UCT Potential | F5 | Industrial | Primary Metals | New | Space Heating | Natural Gas | Gas Boiler - Maintenance | A | Standalone Impact on Baseline Summer Peak (%) | Achievable Economic UCT Potential | bar: 2019 to 2040
F6_Industrial_Primary Metals_New_Space Heating_Natural Gas_Gas Boiler - Maintenance_A_Achievable Economic UCT Potential | F6 | Industrial | Primary Metals | New | Space Heating | Natural Gas | Gas Boiler - Maintenance | A | Standalone Impact on Baseline Winter Peak (%) | Achievable Economic UCT Potential | bar: 2019 to 2040
F7_Industrial_Primary Metals_New_Space Heating_Natural Gas_Gas Boiler - Maintenance_A_Achievable Economic UCT Potential | F7 | Industrial | Primary Metals | New | Space Heating | Natural Gas | Gas Boiler - Maintenance | A | Incremental Energy Savings (MWh or mTherms) | Achievable Economic UCT Potential | 0 | 0 | 0.00010599 | 0.00012965 | 0.00012798 | 0.00013304 | 0.00013417 | 0.00013379 | 0.00013304 | 0.00013417 | 0.00013379 | 0.00023903 | 0.00026382 | 0.00026177 | 0.00047805 | 0.00052763 | 0.00052354 | 0.0009561 | 0.0010553 | 0.0010471 | 0.0019393 | 0.0021151
F8_Industrial_Primary Metals_New_Space Heating_Natural Gas_Gas Boiler - Maintenance_A_Achievable Economic UCT Potential | F8 | Industrial | Primary Metals | New | Space Heating | Natural Gas | Gas Boiler - Maintenance | A | Incremental Summer Peak Savings (MW) | Achievable Economic UCT Potential | 0 | 0 | 0 | 0 | 0 | 0 | 0 | 0 | 0 | 0 | 0 | 0 | 0 | 0 | 0 | 0 | 0 | 0 | 0 | 0 | 0 | 0
F9_Industrial_Primary Metals_New_Space Heating_Natural Gas_Gas Boiler - Maintenance_A_Achievable Economic UCT Potential | F9 | Industrial | Primary Metals | New | Space Heating | Natural Gas | Gas Boiler - Maintenance | A | Incremental Winter Peak Savings (MW) | Achievable Economic UCT Potential | 0 | 0 | 0 | 0 | 0 | 0 | 0 | 0 | 0 | 0 | 0 | 0 | 0 | 0 | 0 | 0 | 0 | 0 | 0 | 0 | 0 | 0
F10_Industrial_Primary Metals_New_Space Heating_Natural Gas_Gas Boiler - Maintenance_A_Achievable Economic UCT Potential | F10 | Industrial | Primary Metals | New | Space Heating | Natural Gas | Gas Boiler - Maintenance | A | Cumulative Energy Savings (MWh or mTherms) | Achievable Economic UCT Potential | 0 | 0 | 0.00010599 | 0.00023563 | 0.00036361 | 0.00039066 | 0.00039519 | 0.000401 | 0.000401 | 0.000401 | 0.000401 | 0.000401 | 0.000401 | 0.000401 | 0.000401 | 0.000401 | 0.000401 | 0.000401 | 0.000401 | 0.000401 | 0.000401 | 0.000401
F11_Industrial_Primary Metals_New_Space Heating_Natural Gas_Gas Boiler - Maintenance_A_Achievable Economic UCT Potential | F11 | Industrial | Primary Metals | New | Space Heating | Natural Gas | Gas Boiler - Maintenance | A | Cumulative Summer Peak Savings (MW) | Achievable Economic UCT Potential | 0 | 0 | 0 | 0 | 0 | 0 | 0 | 0 | 0 | 0 | 0 | 0 | 0 | 0 | 0 | 0 | 0 | 0 | 0 | 0 | 0 | 0
F12_Industrial_Primary Metals_New_Space Heating_Natural Gas_Gas Boiler - Maintenance_A_Achievable Economic UCT Potential | F12 | Industrial | Primary Metals | New | Space Heating | Natural Gas | Gas Boiler - Maintenance | A | Cumulative Winter Peak Savings (MW) | Achievable Economic UCT Potential | 0 | 0 | 0 | 0 | 0 | 0 | 0 | 0 | 0 | 0 | 0 | 0 | 0 | 0 | 0 | 0 | 0 | 0 | 0 | 0 | 0 | 0
F13_Industrial_Primary Metals_New_Space Heating_Natural Gas_Gas Boiler - Maintenance_A_Achievable Economic UCT Potential | F13 | Industrial | Primary Metals | New | Space Heating | Natural Gas | Gas Boiler - Maintenance | A | Purchases (Incremental) | Achievable Economic UCT Potential | 0 | 0 | 0.0038036 | 0.0046528 | 0.0045929 | 0.0047746 | 0.0048152 | 0.0048015 | 0.0047746 | 0.0048152 | 0.0048015 | 0.0085782 | 0.0094679 | 0.0093944 | 0.017156 | 0.018936 | 0.018789 | 0.034313 | 0.037872 | 0.037578 | 0.069597 | 0.075906
F14_Industrial_Primary Metals_New_Space Heating_Natural Gas_Gas Boiler - Maintenance_A_Achievable Economic UCT Potential | F14 | Industrial | Primary Metals | New | Space Heating | Natural Gas | Gas Boiler - Maintenance | A | Purchases (Cumulative) | Achievable Economic UCT Potential | 0 | 0 | 0.0038036 | 0.0084564 | 0.013049 | 0.01402 | 0.014183 | 0.014391 | 0.014391 | 0.014391 | 0.014391 | 0.014391 | 0.014391 | 0.014391 | 0.014391 | 0.014391 | 0.014391 | 0.014391 | 0.014391 | 0.014391 | 0.014391 | 0.014391
F1_Industrial_Primary Metals_New_Process_Natural Gas_Gas Boiler - Maintenance_A_Achievable Economic UCT Potential | F1 | Industrial | Primary Metals | New | Process | Natural Gas | Gas Boiler - Maintenance | A | Original Unit Energy Savings (kWh or therms) | Achievable Economic UCT Potential | 0 | 0 | 28.0317 | 28.0317 | 28.0317 | 28.0317 | 28.0317 | 28.0317 | 28.0317 | 28.0317 | 28.0317 | 28.0317 | 28.0317 | 28.0317 | 28.0317 | 28.0317 | 28.0317 | 28.0317 | 28.0317 | 28.0317 | 28.0317 | 28.0317
F2_Industrial_Primary Metals_New_Process_Natural Gas_Gas Boiler - Maintenance_A_Achievable Economic UCT Potential | F2 | Industrial | Primary Metals | New | Process | Natural Gas | Gas Boiler - Maintenance | A | Original Unit Summer Peak Savings (kW) | Achievable Economic UCT Potential | 0 | 0 | 0 | 0 | 0 | 0 | 0 | 0 | 0 | 0 | 0 | 0 | 0 | 0 | 0 | 0 | 0 | 0 | 0 | 0 | 0 | 0
F3_Industrial_Primary Metals_New_Process_Natural Gas_Gas Boiler - Maintenance_A_Achievable Economic UCT Potential | F3 | Industrial | Primary Metals | New | Process | Natural Gas | Gas Boiler - Maintenance | A | Original Unit Winter Peak Savings (kW) | Achievable Economic UCT Potential | 0 | 0 | 0 | 0 | 0 | 0 | 0 | 0 | 0 | 0 | 0 | 0 | 0 | 0 | 0 | 0 | 0 | 0 | 0 | 0 | 0 | 0
F4_Industrial_Primary Metals_New_Process_Natural Gas_Gas Boiler - Maintenance_A_Achievable Economic UCT Potential | F4 | Industrial | Primary Metals | New | Process | Natural Gas | Gas Boiler - Maintenance | A | Standalone Impact on Baseline Energy (%) | Achievable Economic UCT Potential | 0% | 0% | 0.002811% | 0.003581% | 0.003875% | 0.003119% | 0.002741% | 0.002414% | 0.002135% | 0.00189% | 0.001741% | 0.001596% | 0.001475% | 0.001356% | 0.001285% | 0.001209% | 0.001141% | 0.001071% | 0.001029% | 0.0009821% | 0.0009403% | 0.0009019%
F5_Industrial_Primary Metals_New_Process_Natural Gas_Gas Boiler - Maintenance_A_Achievable Economic UCT Potential | F5 | Industrial | Primary Metals | New | Process | Natural Gas | Gas Boiler - Maintenance | A | Standalone Impact on Baseline Summer Peak (%) | Achievable Economic UCT Potential | bar: 2019 to 2040
F6_Industrial_Primary Metals_New_Process_Natural Gas_Gas Boiler - Maintenance_A_Achievable Economic UCT Potential | F6 | Industrial | Primary Metals | New | Process | Natural Gas | Gas Boiler - Maintenance | A | Standalone Impact on Baseline Winter Peak (%) | Achievable Economic UCT Potential | bar: 2019 to 2040
F7_Industrial_Primary Metals_New_Process_Natural Gas_Gas Boiler - Maintenance_A_Achievable Economic UCT Potential | F7 | Industrial | Primary Metals | New | Process | Natural Gas | Gas Boiler - Maintenance | A | Incremental Energy Savings (MWh or mTherms) | Achievable Economic UCT Potential | 0 | 0 | 0.0038618 | 0.0047239 | 0.0046631 | 0.0048476 | 0.0048888 | 0.0048749 | 0.0048476 | 0.0048888 | 0.0048749 | 0.0087094 | 0.0096127 | 0.009538 | 0.017419 | 0.019225 | 0.019076 | 0.034837 | 0.038451 | 0.038152 | 0.070661 | 0.077066
F8_Industrial_Primary Metals_New_Process_Natural Gas_Gas Boiler - Maintenance_A_Achievable Economic UCT Potential | F8 | Industrial | Primary Metals | New | Process | Natural Gas | Gas Boiler - Maintenance | A | Incremental Summer Peak Savings (MW) | Achievable Economic UCT Potential | 0 | 0 | 0 | 0 | 0 | 0 | 0 | 0 | 0 | 0 | 0 | 0 | 0 | 0 | 0 | 0 | 0 | 0 | 0 | 0 | 0 | 0
F9_Industrial_Primary Metals_New_Process_Natural Gas_Gas Boiler - Maintenance_A_Achievable Economic UCT Potential | F9 | Industrial | Primary Metals | New | Process | Natural Gas | Gas Boiler - Maintenance | A | Incremental Winter Peak Savings (MW) | Achievable Economic UCT Potential | 0 | 0 | 0 | 0 | 0 | 0 | 0 | 0 | 0 | 0 | 0 | 0 | 0 | 0 | 0 | 0 | 0 | 0 | 0 | 0 | 0 | 0
F10_Industrial_Primary Metals_New_Process_Natural Gas_Gas Boiler - Maintenance_A_Achievable Economic UCT Potential | F10 | Industrial | Primary Metals | New | Process | Natural Gas | Gas Boiler - Maintenance | A | Cumulative Energy Savings (MWh or mTherms) | Achievable Economic UCT Potential | 0 | 0 | 0.0038618 | 0.0085857 | 0.013249 | 0.014235 | 0.014399 | 0.014611 | 0.014611 | 0.014611 | 0.014611 | 0.014611 | 0.014611 | 0.014611 | 0.014611 | 0.014611 | 0.014611 | 0.014611 | 0.014611 | 0.014611 | 0.014611 | 0.014611
F11_Industrial_Primary Metals_New_Process_Natural Gas_Gas Boiler - Maintenance_A_Achievable Economic UCT Potential | F11 | Industrial | Primary Metals | New | Process | Natural Gas | Gas Boiler - Maintenance | A | Cumulative Summer Peak Savings (MW) | Achievable Economic UCT Potential | 0 | 0 | 0 | 0 | 0 | 0 | 0 | 0 | 0 | 0 | 0 | 0 | 0 | 0 | 0 | 0 | 0 | 0 | 0 | 0 | 0 | 0
F12_Industrial_Primary Metals_New_Process_Natural Gas_Gas Boiler - Maintenance_A_Achievable Economic UCT Potential | F12 | Industrial | Primary Metals | New | Process | Natural Gas | Gas Boiler - Maintenance | A | Cumulative Winter Peak Savings (MW) | Achievable Economic UCT Potential | 0 | 0 | 0 | 0 | 0 | 0 | 0 | 0 | 0 | 0 | 0 | 0 | 0 | 0 | 0 | 0 | 0 | 0 | 0 | 0 | 0 | 0
F13_Industrial_Primary Metals_New_Process_Natural Gas_Gas Boiler - Maintenance_A_Achievable Economic UCT Potential | F13 | Industrial | Primary Metals | New | Process | Natural Gas | Gas Boiler - Maintenance | A | Purchases (Incremental) | Achievable Economic UCT Potential | 0 | 0 | 0.13777 | 0.16852 | 0.16635 | 0.17293 | 0.1744 | 0.17391 | 0.17293 | 0.1744 | 0.17391 | 0.3107 | 0.34292 | 0.34026 | 0.62139 | 0.68584 | 0.68052 | 1.2428 | 1.3717 | 1.361 | 2.5207 | 2.7493
F14_Industrial_Primary Metals_New_Process_Natural Gas_Gas Boiler - Maintenance_A_Achievable Economic UCT Potential | F14 | Industrial | Primary Metals | New | Process | Natural Gas | Gas Boiler - Maintenance | A | Purchases (Cumulative) | Achievable Economic UCT Potential | 0 | 0 | 0.13777 | 0.30628 | 0.47264 | 0.5078 | 0.51369 | 0.52124 | 0.52124 | 0.52124 | 0.52124 | 0.52124 | 0.52124 | 0.52124 | 0.52124 | 0.52124 | 0.52124 | 0.52124 | 0.52124 | 0.52124 | 0.52124 | 0.52124
F1_Industrial_Primary Metals_New_Space Heating_Natural Gas_Gas Furnace - Maintenance_A_Achievable Economic UCT Potential | F1 | Industrial | Primary Metals | New | Space Heating | Natural Gas | Gas Furnace - Maintenance | A | Original Unit Energy Savings (kWh or therms) | Achievable Economic UCT Potential | 0 | 0 | 0.0083129 | 0.0083129 | 0.0083129 | 0.0083129 | 0.0083129 | 0.0083129 | 0.0083129 | 0.0083129 | 0.0083129 | 0.0083129 | 0.0083129 | 0.0083129 | 0.0083129 | 0.0083129 | 0.0083129 | 0.0083129 | 0.0083129 | 0.0083129 | 0.0083129 | 0.0083129
F2_Industrial_Primary Metals_New_Space Heating_Natural Gas_Gas Furnace - Maintenance_A_Achievable Economic UCT Potential | F2 | Industrial | Primary Metals | New | Space Heating | Natural Gas | Gas Furnace - Maintenance | A | Original Unit Summer Peak Savings (kW) | Achievable Economic UCT Potential | 0 | 0 | 0 | 0 | 0 | 0 | 0 | 0 | 0 | 0 | 0 | 0 | 0 | 0 | 0 | 0 | 0 | 0 | 0 | 0 | 0 | 0
F3_Industrial_Primary Metals_New_Space Heating_Natural Gas_Gas Furnace - Maintenance_A_Achievable Economic UCT Potential | F3 | Industrial | Primary Metals | New | Space Heating | Natural Gas | Gas Furnace - Maintenance | A | Original Unit Winter Peak Savings (kW) | Achievable Economic UCT Potential | 0 | 0 | 0 | 0 | 0 | 0 | 0 | 0 | 0 | 0 | 0 | 0 | 0 | 0 | 0 | 0 | 0 | 0 | 0 | 0 | 0 | 0
F4_Industrial_Primary Metals_New_Space Heating_Natural Gas_Gas Furnace - Maintenance_A_Achievable Economic UCT Potential | F4 | Industrial | Primary Metals | New | Space Heating | Natural Gas | Gas Furnace - Maintenance | A | Standalone Impact on Baseline Energy (%) | Achievable Economic UCT Potential | bar: 2019 to 2040
F5_Industrial_Primary Metals_New_Space Heating_Natural Gas_Gas Furnace - Maintenance_A_Achievable Economic UCT Potential | F5 | Industrial | Primary Metals | New | Space Heating | Natural Gas | Gas Furnace - Maintenance | A | Standalone Impact on Baseline Summer Peak (%) | Achievable Economic UCT Potential | bar: 2019 to 2040
F6_Industrial_Primary Metals_New_Space Heating_Natural Gas_Gas Furnace - Maintenance_A_Achievable Economic UCT Potential | F6 | Industrial | Primary Metals | New | Space Heating | Natural Gas | Gas Furnace - Maintenance | A | Standalone Impact on Baseline Winter Peak (%) | Achievable Economic UCT Potential | bar: 2019 to 2040
F7_Industrial_Primary Metals_New_Space Heating_Natural Gas_Gas Furnace - Maintenance_A_Achievable Economic UCT Potential | F7 | Industrial | Primary Metals | New | Space Heating | Natural Gas | Gas Furnace - Maintenance | A | Incremental Energy Savings (MWh or mTherms) | Achievable Economic UCT Potential | 0 | 0 | 0 | 0 | 0 | 0 | 0 | 0 | 0 | 0 | 0 | 0 | 0 | 0 | 0 | 0 | 0 | 0 | 0 | 0 | 0 | 0
F8_Industrial_Primary Metals_New_Space Heating_Natural Gas_Gas Furnace - Maintenance_A_Achievable Economic UCT Potential | F8 | Industrial | Primary Metals | New | Space Heating | Natural Gas | Gas Furnace - Maintenance | A | Incremental Summer Peak Savings (MW) | Achievable Economic UCT Potential | 0 | 0 | 0 | 0 | 0 | 0 | 0 | 0 | 0 | 0 | 0 | 0 | 0 | 0 | 0 | 0 | 0 | 0 | 0 | 0 | 0 | 0
F9_Industrial_Primary Metals_New_Space Heating_Natural Gas_Gas Furnace - Maintenance_A_Achievable Economic UCT Potential | F9 | Industrial | Primary Metals | New | Space Heating | Natural Gas | Gas Furnace - Maintenance | A | Incremental Winter Peak Savings (MW) | Achievable Economic UCT Potential | 0 | 0 | 0 | 0 | 0 | 0 | 0 | 0 | 0 | 0 | 0 | 0 | 0 | 0 | 0 | 0 | 0 | 0 | 0 | 0 | 0 | 0
F10_Industrial_Primary Metals_New_Space Heating_Natural Gas_Gas Furnace - Maintenance_A_Achievable Economic UCT Potential | F10 | Industrial | Primary Metals | New | Space Heating | Natural Gas | Gas Furnace - Maintenance | A | Cumulative Energy Savings (MWh or mTherms) | Achievable Economic UCT Potential | 0 | 0 | 0 | 0 | 0 | 0 | 0 | 0 | 0 | 0 | 0 | 0 | 0 | 0 | 0 | 0 | 0 | 0 | 0 | 0 | 0 | 0
F11_Industrial_Primary Metals_New_Space Heating_Natural Gas_Gas Furnace - Maintenance_A_Achievable Economic UCT Potential | F11 | Industrial | Primary Metals | New | Space Heating | Natural Gas | Gas Furnace - Maintenance | A | Cumulative Summer Peak Savings (MW) | Achievable Economic UCT Potential | 0 | 0 | 0 | 0 | 0 | 0 | 0 | 0 | 0 | 0 | 0 | 0 | 0 | 0 | 0 | 0 | 0 | 0 | 0 | 0 | 0 | 0
F12_Industrial_Primary Metals_New_Space Heating_Natural Gas_Gas Furnace - Maintenance_A_Achievable Economic UCT Potential | F12 | Industrial | Primary Metals | New | Space Heating | Natural Gas | Gas Furnace - Maintenance | A | Cumulative Winter Peak Savings (MW) | Achievable Economic UCT Potential | 0 | 0 | 0 | 0 | 0 | 0 | 0 | 0 | 0 | 0 | 0 | 0 | 0 | 0 | 0 | 0 | 0 | 0 | 0 | 0 | 0 | 0
F13_Industrial_Primary Metals_New_Space Heating_Natural Gas_Gas Furnace - Maintenance_A_Achievable Economic UCT Potential | F13 | Industrial | Primary Metals | New | Space Heating | Natural Gas | Gas Furnace - Maintenance | A | Purchases (Incremental) | Achievable Economic UCT Potential | 0 | 0 | 0 | 0 | 0 | 0 | 0 | 0 | 0 | 0 | 0 | 0 | 0 | 0 | 0 | 0 | 0 | 0 | 0 | 0 | 0 | 0
F14_Industrial_Primary Metals_New_Space Heating_Natural Gas_Gas Furnace - Maintenance_A_Achievable Economic UCT Potential | F14 | Industrial | Primary Metals | New | Space Heating | Natural Gas | Gas Furnace - Maintenance | A | Purchases (Cumulative) | Achievable Economic UCT Potential | 0 | 0 | 0 | 0 | 0 | 0 | 0 | 0 | 0 | 0 | 0 | 0 | 0 | 0 | 0 | 0 | 0 | 0 | 0 | 0 | 0 | 0
F1_Industrial_Primary Metals_New_Space Heating_Natural Gas_Gas Boiler - Hot Water Reset_A_Achievable Economic UCT Potential | F1 | Industrial | Primary Metals | New | Space Heating | Natural Gas | Gas Boiler - Hot Water Reset | A | Original Unit Energy Savings (kWh or therms) | Achievable Economic UCT Potential | 0 | 0 | 101.3247 | 101.3247 | 101.3247 | 101.3247 | 101.3247 | 101.3247 | 101.3247 | 101.3247 | 101.3247 | 101.3247 | 101.3247 | 101.3247 | 101.3247 | 101.3247 | 101.3247 | 101.3247 | 101.3247 | 101.3247 | 101.3247 | 101.3247
F2_Industrial_Primary Metals_New_Space Heating_Natural Gas_Gas Boiler - Hot Water Reset_A_Achievable Economic UCT Potential | F2 | Industrial | Primary Metals | New | Space Heating | Natural Gas | Gas Boiler - Hot Water Reset | A | Original Unit Summer Peak Savings (kW) | Achievable Economic UCT Potential | 0 | 0 | 0 | 0 | 0 | 0 | 0 | 0 | 0 | 0 | 0 | 0 | 0 | 0 | 0 | 0 | 0 | 0 | 0 | 0 | 0 | 0
F3_Industrial_Primary Metals_New_Space Heating_Natural Gas_Gas Boiler - Hot Water Reset_A_Achievable Economic UCT Potential | F3 | Industrial | Primary Metals | New | Space Heating | Natural Gas | Gas Boiler - Hot Water Reset | A | Original Unit Winter Peak Savings (kW) | Achievable Economic UCT Potential | 0 | 0 | 0 | 0 | 0 | 0 | 0 | 0 | 0 | 0 | 0 | 0 | 0 | 0 | 0 | 0 | 0 | 0 | 0 | 0 | 0 | 0
F4_Industrial_Primary Metals_New_Space Heating_Natural Gas_Gas Boiler - Hot Water Reset_A_Achievable Economic UCT Potential | F4 | Industrial | Primary Metals | New | Space Heating | Natural Gas | Gas Boiler - Hot Water Reset | A | Standalone Impact on Baseline Energy (%) | Achievable Economic UCT Potential | 0% | 0% | 0.007431% | 0.01338% | 0.02055% | 0.02836% | 0.03942% | 0.05149% | 0.06451% | 0.07646% | 0.08869% | 0.097% | 0.1018% | 0.1016% | 0.101% | 0.09722% | 0.09271% | 0.08738% | 0.08398% | 0.08013% | 0.07672% | 0.07359%
F5_Industrial_Primary Metals_New_Space Heating_Natural Gas_Gas Boiler - Hot Water Reset_A_Achievable Economic UCT Potential | F5 | Industrial | Primary Metals | New | Space Heating | Natural Gas | Gas Boiler - Hot Water Reset | A | Standalone Impact on Baseline Summer Peak (%) | Achievable Economic UCT Potential | bar: 2019 to 2040
F6_Industrial_Primary Metals_New_Space Heating_Natural Gas_Gas Boiler - Hot Water Reset_A_Achievable Economic UCT Potential | F6 | Industrial | Primary Metals | New | Space Heating | Natural Gas | Gas Boiler - Hot Water Reset | A | Standalone Impact on Baseline Winter Peak (%) | Achievable Economic UCT Potential | bar: 2019 to 2040
F7_Industrial_Primary Metals_New_Space Heating_Natural Gas_Gas Boiler - Hot Water Reset_A_Achievable Economic UCT Potential | F7 | Industrial | Primary Metals | New | Space Heating | Natural Gas | Gas Boiler - Hot Water Reset | A | Incremental Energy Savings (MWh or mTherms) | Achievable Economic UCT Potential | 0 | 0 | 0.0003746 | 0.0008027 | 0.0014007 | 0.0021703 | 0.0028495 | 0.0038389 | 0.0047611 | 0.0054956 | 0.0056223 | 0.0052712 | 0.0044138 | 0.0031781 | 0.0019466 | 0.00099653 | 0.00044666 | 0.00017303 | 0.0003746 | 0.0008027 | 0.0014007 | 0.0021703
F8_Industrial_Primary Metals_New_Space Heating_Natural Gas_Gas Boiler - Hot Water Reset_A_Achievable Economic UCT Potential | F8 | Industrial | Primary Metals | New | Space Heating | Natural Gas | Gas Boiler - Hot Water Reset | A | Incremental Summer Peak Savings (MW) | Achievable Economic UCT Potential | 0 | 0 | 0 | 0 | 0 | 0 | 0 | 0 | 0 | 0 | 0 | 0 | 0 | 0 | 0 | 0 | 0 | 0 | 0 | 0 | 0 | 0
F9_Industrial_Primary Metals_New_Space Heating_Natural Gas_Gas Boiler - Hot Water Reset_A_Achievable Economic UCT Potential | F9 | Industrial | Primary Metals | New | Space Heating | Natural Gas | Gas Boiler - Hot Water Reset | A | Incremental Winter Peak Savings (MW) | Achievable Economic UCT Potential | 0 | 0 | 0 | 0 | 0 | 0 | 0 | 0 | 0 | 0 | 0 | 0 | 0 | 0 | 0 | 0 | 0 | 0 | 0 | 0 | 0 | 0
F10_Industrial_Primary Metals_New_Space Heating_Natural Gas_Gas Boiler - Hot Water Reset_A_Achievable Economic UCT Potential | F10 | Industrial | Primary Metals | New | Space Heating | Natural Gas | Gas Boiler - Hot Water Reset | A | Cumulative Energy Savings (MWh or mTherms) | Achievable Economic UCT Potential | 0 | 0 | 0.0003746 | 0.0011773 | 0.002578 | 0.0047483 | 0.0075978 | 0.011437 | 0.016198 | 0.021693 | 0.027316 | 0.032587 | 0.037001 | 0.040179 | 0.042126 | 0.043122 | 0.043569 | 0.043742 | 0.043742 | 0.043742 | 0.043742 | 0.043742
F11_Industrial_Primary Metals_New_Space Heating_Natural Gas_Gas Boiler - Hot Water Reset_A_Achievable Economic UCT Potential | F11 | Industrial | Primary Metals | New | Space Heating | Natural Gas | Gas Boiler - Hot Water Reset | A | Cumulative Summer Peak Savings (MW) | Achievable Economic UCT Potential | 0 | 0 | 0 | 0 | 0 | 0 | 0 | 0 | 0 | 0 | 0 | 0 | 0 | 0 | 0 | 0 | 0 | 0 | 0 | 0 | 0 | 0
F12_Industrial_Primary Metals_New_Space Heating_Natural Gas_Gas Boiler - Hot Water Reset_A_Achievable Economic UCT Potential | F12 | Industrial | Primary Metals | New | Space Heating | Natural Gas | Gas Boiler - Hot Water Reset | A | Cumulative Winter Peak Savings (MW) | Achievable Economic UCT Potential | 0 | 0 | 0 | 0 | 0 | 0 | 0 | 0 | 0 | 0 | 0 | 0 | 0 | 0 | 0 | 0 | 0 | 0 | 0 | 0 | 0 | 0
F13_Industrial_Primary Metals_New_Space Heating_Natural Gas_Gas Boiler - Hot Water Reset_A_Achievable Economic UCT Potential | F13 | Industrial | Primary Metals | New | Space Heating | Natural Gas | Gas Boiler - Hot Water Reset | A | Purchases (Incremental) | Achievable Economic UCT Potential | 0 | 0 | 0.003697 | 0.0079221 | 0.013824 | 0.02142 | 0.028123 | 0.037888 | 0.046989 | 0.054237 | 0.055488 | 0.052023 | 0.043561 | 0.031366 | 0.019212 | 0.009835 | 0.0044082 | 0.0017077 | 0.003697 | 0.0079221 | 0.013824 | 0.02142
F14_Industrial_Primary Metals_New_Space Heating_Natural Gas_Gas Boiler - Hot Water Reset_A_Achievable Economic UCT Potential | F14 | Industrial | Primary Metals | New | Space Heating | Natural Gas | Gas Boiler - Hot Water Reset | A | Purchases (Cumulative) | Achievable Economic UCT Potential | 0 | 0 | 0.003697 | 0.011619 | 0.025443 | 0.046862 | 0.074985 | 0.11287 | 0.15986 | 0.2141 | 0.26959 | 0.32161 | 0.36517 | 0.39654 | 0.41575 | 0.42558 | 0.42999 | 0.4317 | 0.4317 | 0.4317 | 0.4317 | 0.4317
F1_Industrial_Primary Metals_New_Process_Natural Gas_Gas Boiler - Hot Water Reset_A_Achievable Economic UCT Potential | F1 | Industrial | Primary Metals | New | Process | Natural Gas | Gas Boiler - Hot Water Reset | A | Original Unit Energy Savings (kWh or therms) | Achievable Economic UCT Potential | 0 | 0 | 50.9667 | 50.9667 | 50.9667 | 50.9667 | 50.9667 | 50.9667 | 50.9667 | 50.9667 | 50.9667 | 50.9667 | 50.9667 | 50.9667 | 50.9667 | 50.9667 | 50.9667 | 50.9667 | 50.9667 | 50.9667 | 50.9667 | 50.9667
F2_Industrial_Primary Metals_New_Process_Natural Gas_Gas Boiler - Hot Water Reset_A_Achievable Economic UCT Potential | F2 | Industrial | Primary Metals | New | Process | Natural Gas | Gas Boiler - Hot Water Reset | A | Original Unit Summer Peak Savings (kW) | Achievable Economic UCT Potential | 0 | 0 | 0 | 0 | 0 | 0 | 0 | 0 | 0 | 0 | 0 | 0 | 0 | 0 | 0 | 0 | 0 | 0 | 0 | 0 | 0 | 0
F3_Industrial_Primary Metals_New_Process_Natural Gas_Gas Boiler - Hot Water Reset_A_Achievable Economic UCT Potential | F3 | Industrial | Primary Metals | New | Process | Natural Gas | Gas Boiler - Hot Water Reset | A | Original Unit Winter Peak Savings (kW) | Achievable Economic UCT Potential | 0 | 0 | 0 | 0 | 0 | 0 | 0 | 0 | 0 | 0 | 0 | 0 | 0 | 0 | 0 | 0 | 0 | 0 | 0 | 0 | 0 | 0
F4_Industrial_Primary Metals_New_Process_Natural Gas_Gas Boiler - Hot Water Reset_A_Achievable Economic UCT Potential | F4 | Industrial | Primary Metals | New | Process | Natural Gas | Gas Boiler - Hot Water Reset | A | Standalone Impact on Baseline Energy (%) | Achievable Economic UCT Potential | 0% | 0% | 0.004967% | 0.008945% | 0.01374% | 0.01895% | 0.02635% | 0.03442% | 0.04312% | 0.05111% | 0.05928% | 0.06484% | 0.06804% | 0.06791% | 0.06749% | 0.06498% | 0.06197% | 0.05841% | 0.05613% | 0.05356% | 0.05128% | 0.04919%
F5_Industrial_Primary Metals_New_Process_Natural Gas_Gas Boiler - Hot Water Reset_A_Achievable Economic UCT Potential | F5 | Industrial | Primary Metals | New | Process | Natural Gas | Gas Boiler - Hot Water Reset | A | Standalone Impact on Baseline Summer Peak (%) | Achievable Economic UCT Potential | bar: 2019 to 2040
F6_Industrial_Primary Metals_New_Process_Natural Gas_Gas Boiler - Hot Water Reset_A_Achievable Economic UCT Potential | F6 | Industrial | Primary Metals | New | Process | Natural Gas | Gas Boiler - Hot Water Reset | A | Standalone Impact on Baseline Winter Peak (%) | Achievable Economic UCT Potential | bar: 2019 to 2040
F7_Industrial_Primary Metals_New_Process_Natural Gas_Gas Boiler - Hot Water Reset_A_Achievable Economic UCT Potential | F7 | Industrial | Primary Metals | New | Process | Natural Gas | Gas Boiler - Hot Water Reset | A | Incremental Energy Savings (MWh or mTherms) | Achievable Economic UCT Potential | 0 | 0 | 0.0068247 | 0.014624 | 0.025518 | 0.03954 | 0.051914 | 0.06994 | 0.08674 | 0.10012 | 0.10243 | 0.096033 | 0.080412 | 0.0579 | 0.035465 | 0.018155 | 0.0081375 | 0.0031523 | 0.0068247 | 0.014624 | 0.025518 | 0.03954
F8_Industrial_Primary Metals_New_Process_Natural Gas_Gas Boiler - Hot Water Reset_A_Achievable Economic UCT Potential | F8 | Industrial | Primary Metals | New | Process | Natural Gas | Gas Boiler - Hot Water Reset | A | Incremental Summer Peak Savings (MW) | Achievable Economic UCT Potential | 0 | 0 | 0 | 0 | 0 | 0 | 0 | 0 | 0 | 0 | 0 | 0 | 0 | 0 | 0 | 0 | 0 | 0 | 0 | 0 | 0 | 0
F9_Industrial_Primary Metals_New_Process_Natural Gas_Gas Boiler - Hot Water Reset_A_Achievable Economic UCT Potential | F9 | Industrial | Primary Metals | New | Process | Natural Gas | Gas Boiler - Hot Water Reset | A | Incremental Winter Peak Savings (MW) | Achievable Economic UCT Potential | 0 | 0 | 0 | 0 | 0 | 0 | 0 | 0 | 0 | 0 | 0 | 0 | 0 | 0 | 0 | 0 | 0 | 0 | 0 | 0 | 0 | 0
F10_Industrial_Primary Metals_New_Process_Natural Gas_Gas Boiler - Hot Water Reset_A_Achievable Economic UCT Potential | F10 | Industrial | Primary Metals | New | Process | Natural Gas | Gas Boiler - Hot Water Reset | A | Cumulative Energy Savings (MWh or mTherms) | Achievable Economic UCT Potential | 0 | 0 | 0.0068247 | 0.021449 | 0.046967 | 0.086507 | 0.13842 | 0.20836 | 0.2951 | 0.39522 | 0.49765 | 0.59368 | 0.6741 | 0.732 | 0.76746 | 0.78562 | 0.79375 | 0.79691 | 0.79691 | 0.79691 | 0.79691 | 0.79691
F11_Industrial_Primary Metals_New_Process_Natural Gas_Gas Boiler - Hot Water Reset_A_Achievable Economic UCT Potential | F11 | Industrial | Primary Metals | New | Process | Natural Gas | Gas Boiler - Hot Water Reset | A | Cumulative Summer Peak Savings (MW) | Achievable Economic UCT Potential | 0 | 0 | 0 | 0 | 0 | 0 | 0 | 0 | 0 | 0 | 0 | 0 | 0 | 0 | 0 | 0 | 0 | 0 | 0 | 0 | 0 | 0
F12_Industrial_Primary Metals_New_Process_Natural Gas_Gas Boiler - Hot Water Reset_A_Achievable Economic UCT Potential | F12 | Industrial | Primary Metals | New | Process | Natural Gas | Gas Boiler - Hot Water Reset | A | Cumulative Winter Peak Savings (MW) | Achievable Economic UCT Potential | 0 | 0 | 0 | 0 | 0 | 0 | 0 | 0 | 0 | 0 | 0 | 0 | 0 | 0 | 0 | 0 | 0 | 0 | 0 | 0 | 0 | 0
F13_Industrial_Primary Metals_New_Process_Natural Gas_Gas Boiler - Hot Water Reset_A_Achievable Economic UCT Potential | F13 | Industrial | Primary Metals | New | Process | Natural Gas | Gas Boiler - Hot Water Reset | A | Purchases (Incremental) | Achievable Economic UCT Potential | 0 | 0 | 0.1339 | 0.28693 | 0.50068 | 0.7758 | 1.0186 | 1.3723 | 1.7019 | 1.9644 | 2.0097 | 1.8842 | 1.5777 | 1.136 | 0.69584 | 0.35622 | 0.15966 | 0.06185 | 0.1339 | 0.28693 | 0.50068 | 0.7758
F14_Industrial_Primary Metals_New_Process_Natural Gas_Gas Boiler - Hot Water Reset_A_Achievable Economic UCT Potential | F14 | Industrial | Primary Metals | New | Process | Natural Gas | Gas Boiler - Hot Water Reset | A | Purchases (Cumulative) | Achievable Economic UCT Potential | 0 | 0 | 0.1339 | 0.42084 | 0.92152 | 1.6973 | 2.7159 | 4.0882 | 5.7901 | 7.7545 | 9.7642 | 11.6484 | 13.2262 | 14.3622 | 15.0581 | 15.4143 | 15.5739 | 15.6358 | 15.6358 | 15.6358 | 15.6358 | 15.6358
F1_Industrial_Primary Metals_New_Space Heating_Natural Gas_Steam Trap Maintenance_A_Achievable Economic UCT Potential | F1 | Industrial | Primary Metals | New | Space Heating | Natural Gas | Steam Trap Maintenance | A | Original Unit Energy Savings (kWh or therms) | Achievable Economic UCT Potential | 0 | 0 | 35.7959 | 35.7959 | 35.7959 | 35.7959 | 35.7959 | 35.7959 | 35.7959 | 35.7959 | 35.7959 | 35.7959 | 35.7959 | 35.7959 | 35.7959 | 35.7959 | 35.7959 | 35.7959 | 35.7959 | 35.7959 | 35.7959 | 35.7959
F2_Industrial_Primary Metals_New_Space Heating_Natural Gas_Steam Trap Maintenance_A_Achievable Economic UCT Potential | F2 | Industrial | Primary Metals | New | Space Heating | Natural Gas | Steam Trap Maintenance | A | Original Unit Summer Peak Savings (kW) | Achievable Economic UCT Potential | 0 | 0 | 0 | 0 | 0 | 0 | 0 | 0 | 0 | 0 | 0 | 0 | 0 | 0 | 0 | 0 | 0 | 0 | 0 | 0 | 0 | 0
F3_Industrial_Primary Metals_New_Space Heating_Natural Gas_Steam Trap Maintenance_A_Achievable Economic UCT Potential | F3 | Industrial | Primary Metals | New | Space Heating | Natural Gas | Steam Trap Maintenance | A | Original Unit Winter Peak Savings (kW) | Achievable Economic UCT Potential | 0 | 0 | 0 | 0 | 0 | 0 | 0 | 0 | 0 | 0 | 0 | 0 | 0 | 0 | 0 | 0 | 0 | 0 | 0 | 0 | 0 | 0
F4_Industrial_Primary Metals_New_Space Heating_Natural Gas_Steam Trap Maintenance_A_Achievable Economic UCT Potential | F4 | Industrial | Primary Metals | New | Space Heating | Natural Gas | Steam Trap Maintenance | A | Standalone Impact on Baseline Energy (%) | Achievable Economic UCT Potential | bar: 2019 to 2040
F5_Industrial_Primary Metals_New_Space Heating_Natural Gas_Steam Trap Maintenance_A_Achievable Economic UCT Potential | F5 | Industrial | Primary Metals | New | Space Heating | Natural Gas | Steam Trap Maintenance | A | Standalone Impact on Baseline Summer Peak (%) | Achievable Economic UCT Potential | bar: 2019 to 2040
F6_Industrial_Primary Metals_New_Space Heating_Natural Gas_Steam Trap Maintenance_A_Achievable Economic UCT Potential | F6 | Industrial | Primary Metals | New | Space Heating | Natural Gas | Steam Trap Maintenance | A | Standalone Impact on Baseline Winter Peak (%) | Achievable Economic UCT Potential | bar: 2019 to 2040
F7_Industrial_Primary Metals_New_Space Heating_Natural Gas_Steam Trap Maintenance_A_Achievable Economic UCT Potential | F7 | Industrial | Primary Metals | New | Space Heating | Natural Gas | Steam Trap Maintenance | A | Incremental Energy Savings (MWh or mTherms) | Achievable Economic UCT Potential | 0 | 0 | 0 | 0 | 0 | 0 | 0 | 0 | 0 | 0 | 0 | 0 | 0 | 0 | 0 | 0 | 0 | 0 | 0 | 0 | 0 | 0
F8_Industrial_Primary Metals_New_Space Heating_Natural Gas_Steam Trap Maintenance_A_Achievable Economic UCT Potential | F8 | Industrial | Primary Metals | New | Space Heating | Natural Gas | Steam Trap Maintenance | A | Incremental Summer Peak Savings (MW) | Achievable Economic UCT Potential | 0 | 0 | 0 | 0 | 0 | 0 | 0 | 0 | 0 | 0 | 0 | 0 | 0 | 0 | 0 | 0 | 0 | 0 | 0 | 0 | 0 | 0
F9_Industrial_Primary Metals_New_Space Heating_Natural Gas_Steam Trap Maintenance_A_Achievable Economic UCT Potential | F9 | Industrial | Primary Metals | New | Space Heating | Natural Gas | Steam Trap Maintenance | A | Incremental Winter Peak Savings (MW) | Achievable Economic UCT Potential | 0 | 0 | 0 | 0 | 0 | 0 | 0 | 0 | 0 | 0 | 0 | 0 | 0 | 0 | 0 | 0 | 0 | 0 | 0 | 0 | 0 | 0
F10_Industrial_Primary Metals_New_Space Heating_Natural Gas_Steam Trap Maintenance_A_Achievable Economic UCT Potential | F10 | Industrial | Primary Metals | New | Space Heating | Natural Gas | Steam Trap Maintenance | A | Cumulative Energy Savings (MWh or mTherms) | Achievable Economic UCT Potential | 0 | 0 | 0 | 0 | 0 | 0 | 0 | 0 | 0 | 0 | 0 | 0 | 0 | 0 | 0 | 0 | 0 | 0 | 0 | 0 | 0 | 0
F11_Industrial_Primary Metals_New_Space Heating_Natural Gas_Steam Trap Maintenance_A_Achievable Economic UCT Potential | F11 | Industrial | Primary Metals | New | Space Heating | Natural Gas | Steam Trap Maintenance | A | Cumulative Summer Peak Savings (MW) | Achievable Economic UCT Potential | 0 | 0 | 0 | 0 | 0 | 0 | 0 | 0 | 0 | 0 | 0 | 0 | 0 | 0 | 0 | 0 | 0 | 0 | 0 | 0 | 0 | 0
F12_Industrial_Primary Metals_New_Space Heating_Natural Gas_Steam Trap Maintenance_A_Achievable Economic UCT Potential | F12 | Industrial | Primary Metals | New | Space Heating | Natural Gas | Steam Trap Maintenance | A | Cumulative Winter Peak Savings (MW) | Achievable Economic UCT Potential | 0 | 0 | 0 | 0 | 0 | 0 | 0 | 0 | 0 | 0 | 0 | 0 | 0 | 0 | 0 | 0 | 0 | 0 | 0 | 0 | 0 | 0
F13_Industrial_Primary Metals_New_Space Heating_Natural Gas_Steam Trap Maintenance_A_Achievable Economic UCT Potential | F13 | Industrial | Primary Metals | New | Space Heating | Natural Gas | Steam Trap Maintenance | A | Purchases (Incremental) | Achievable Economic UCT Potential | 0 | 0 | 0 | 0 | 0 | 0 | 0 | 0 | 0 | 0 | 0 | 0 | 0 | 0 | 0 | 0 | 0 | 0 | 0 | 0 | 0 | 0
F14_Industrial_Primary Metals_New_Space Heating_Natural Gas_Steam Trap Maintenance_A_Achievable Economic UCT Potential | F14 | Industrial | Primary Metals | New | Space Heating | Natural Gas | Steam Trap Maintenance | A | Purchases (Cumulative) | Achievable Economic UCT Potential | 0 | 0 | 0 | 0 | 0 | 0 | 0 | 0 | 0 | 0 | 0 | 0 | 0 | 0 | 0 | 0 | 0 | 0 | 0 | 0 | 0 | 0
F1_Industrial_Primary Metals_New_Process_Natural Gas_Steam Trap Maintenance_A_Achievable Economic UCT Potential | F1 | Industrial | Primary Metals | New | Process | Natural Gas | Steam Trap Maintenance | A | Original Unit Energy Savings (kWh or therms) | Achievable Economic UCT Potential | 0 | 0 | 36.0109 | 36.0109 | 36.0109 | 36.0109 | 36.0109 | 36.0109 | 36.0109 | 36.0109 | 36.0109 | 36.0109 | 36.0109 | 36.0109 | 36.0109 | 36.0109 | 36.0109 | 36.0109 | 36.0109 | 36.0109 | 36.0109 | 36.0109
F2_Industrial_Primary Metals_New_Process_Natural Gas_Steam Trap Maintenance_A_Achievable Economic UCT Potential | F2 | Industrial | Primary Metals | New | Process | Natural Gas | Steam Trap Maintenance | A | Original Unit Summer Peak Savings (kW) | Achievable Economic UCT Potential | 0 | 0 | 0 | 0 | 0 | 0 | 0 | 0 | 0 | 0 | 0 | 0 | 0 | 0 | 0 | 0 | 0 | 0 | 0 | 0 | 0 | 0
F3_Industrial_Primary Metals_New_Process_Natural Gas_Steam Trap Maintenance_A_Achievable Economic UCT Potential | F3 | Industrial | Primary Metals | New | Process | Natural Gas | Steam Trap Maintenance | A | Original Unit Winter Peak Savings (kW) | Achievable Economic UCT Potential | 0 | 0 | 0 | 0 | 0 | 0 | 0 | 0 | 0 | 0 | 0 | 0 | 0 | 0 | 0 | 0 | 0 | 0 | 0 | 0 | 0 | 0
F4_Industrial_Primary Metals_New_Process_Natural Gas_Steam Trap Maintenance_A_Achievable Economic UCT Potential | F4 | Industrial | Primary Metals | New | Process | Natural Gas | Steam Trap Maintenance | A | Standalone Impact on Baseline Energy (%) | Achievable Economic UCT Potential | bar: 2019 to 2040
F5_Industrial_Primary Metals_New_Process_Natural Gas_Steam Trap Maintenance_A_Achievable Economic UCT Potential | F5 | Industrial | Primary Metals | New | Process | Natural Gas | Steam Trap Maintenance | A | Standalone Impact on Baseline Summer Peak (%) | Achievable Economic UCT Potential | bar: 2019 to 2040
F6_Industrial_Primary Metals_New_Process_Natural Gas_Steam Trap Maintenance_A_Achievable Economic UCT Potential | F6 | Industrial | Primary Metals | New | Process | Natural Gas | Steam Trap Maintenance | A | Standalone Impact on Baseline Winter Peak (%) | Achievable Economic UCT Potential | bar: 2019 to 2040
F7_Industrial_Primary Metals_New_Process_Natural Gas_Steam Trap Maintenance_A_Achievable Economic UCT Potential | F7 | Industrial | Primary Metals | New | Process | Natural Gas | Steam Trap Maintenance | A | Incremental Energy Savings (MWh or mTherms) | Achievable Economic UCT Potential | 0 | 0 | 0 | 0 | 0 | 0 | 0 | 0 | 0 | 0 | 0 | 0 | 0 | 0 | 0 | 0 | 0 | 0 | 0 | 0 | 0 | 0
F8_Industrial_Primary Metals_New_Process_Natural Gas_Steam Trap Maintenance_A_Achievable Economic UCT Potential | F8 | Industrial | Primary Metals | New | Process | Natural Gas | Steam Trap Maintenance | A | Incremental Summer Peak Savings (MW) | Achievable Economic UCT Potential | 0 | 0 | 0 | 0 | 0 | 0 | 0 | 0 | 0 | 0 | 0 | 0 | 0 | 0 | 0 | 0 | 0 | 0 | 0 | 0 | 0 | 0
F9_Industrial_Primary Metals_New_Process_Natural Gas_Steam Trap Maintenance_A_Achievable Economic UCT Potential | F9 | Industrial | Primary Metals | New | Process | Natural Gas | Steam Trap Maintenance | A | Incremental Winter Peak Savings (MW) | Achievable Economic UCT Potential | 0 | 0 | 0 | 0 | 0 | 0 | 0 | 0 | 0 | 0 | 0 | 0 | 0 | 0 | 0 | 0 | 0 | 0 | 0 | 0 | 0 | 0
F10_Industrial_Primary Metals_New_Process_Natural Gas_Steam Trap Maintenance_A_Achievable Economic UCT Potential | F10 | Industrial | Primary Metals | New | Process | Natural Gas | Steam Trap Maintenance | A | Cumulative Energy Savings (MWh or mTherms) | Achievable Economic UCT Potential | 0 | 0 | 0 | 0 | 0 | 0 | 0 | 0 | 0 | 0 | 0 | 0 | 0 | 0 | 0 | 0 | 0 | 0 | 0 | 0 | 0 | 0
F11_Industrial_Primary Metals_New_Process_Natural Gas_Steam Trap Maintenance_A_Achievable Economic UCT Potential | F11 | Industrial | Primary Metals | New | Process | Natural Gas | Steam Trap Maintenance | A | Cumulative Summer Peak Savings (MW) | Achievable Economic UCT Potential | 0 | 0 | 0 | 0 | 0 | 0 | 0 | 0 | 0 | 0 | 0 | 0 | 0 | 0 | 0 | 0 | 0 | 0 | 0 | 0 | 0 | 0
F12_Industrial_Primary Metals_New_Process_Natural Gas_Steam Trap Maintenance_A_Achievable Economic UCT Potential | F12 | Industrial | Primary Metals | New | Process | Natural Gas | Steam Trap Maintenance | A | Cumulative Winter Peak Savings (MW) | Achievable Economic UCT Potential | 0 | 0 | 0 | 0 | 0 | 0 | 0 | 0 | 0 | 0 | 0 | 0 | 0 | 0 | 0 | 0 | 0 | 0 | 0 | 0 | 0 | 0
F13_Industrial_Primary Metals_New_Process_Natural Gas_Steam Trap Maintenance_A_Achievable Economic UCT Potential | F13 | Industrial | Primary Metals | New | Process | Natural Gas | Steam Trap Maintenance | A | Purchases (Incremental) | Achievable Economic UCT Potential | 0 | 0 | 0 | 0 | 0 | 0 | 0 | 0 | 0 | 0 | 0 | 0 | 0 | 0 | 0 | 0 | 0 | 0 | 0 | 0 | 0 | 0
F14_Industrial_Primary Metals_New_Process_Natural Gas_Steam Trap Maintenance_A_Achievable Economic UCT Potential | F14 | Industrial | Primary Metals | New | Process | Natural Gas | Steam Trap Maintenance | A | Purchases (Cumulative) | Achievable Economic UCT Potential | 0 | 0 | 0 | 0 | 0 | 0 | 0 | 0 | 0 | 0 | 0 | 0 | 0 | 0 | 0 | 0 | 0 | 0 | 0 | 0 | 0 | 0
F1_Industrial_Primary Metals_New_Space Heating_Natural Gas_Gas Boiler - High Turndown_A_Achievable Economic UCT Potential | F1 | Industrial | Primary Metals | New | Space Heating | Natural Gas | Gas Boiler - High Turndown | A | Original Unit Energy Savings (kWh or therms) | Achievable Economic UCT Potential | 0 | 0 | 37.9968 | 37.9968 | 37.9968 | 37.9968 | 37.9968 | 37.9968 | 37.9968 | 37.9968 | 37.9968 | 37.9968 | 37.9968 | 37.9968 | 37.9968 | 37.9968 | 37.9968 | 37.9968 | 37.9968 | 37.9968 | 37.9968 | 37.9968
F2_Industrial_Primary Metals_New_Space Heating_Natural Gas_Gas Boiler - High Turndown_A_Achievable Economic UCT Potential | F2 | Industrial | Primary Metals | New | Space Heating | Natural Gas | Gas Boiler - High Turndown | A | Original Unit Summer Peak Savings (kW) | Achievable Economic UCT Potential | 0 | 0 | 0 | 0 | 0 | 0 | 0 | 0 | 0 | 0 | 0 | 0 | 0 | 0 | 0 | 0 | 0 | 0 | 0 | 0 | 0 | 0
F3_Industrial_Primary Metals_New_Space Heating_Natural Gas_Gas Boiler - High Turndown_A_Achievable Economic UCT Potential | F3 | Industrial | Primary Metals | New | Space Heating | Natural Gas | Gas Boiler - High Turndown | A | Original Unit Winter Peak Savings (kW) | Achievable Economic UCT Potential | 0 | 0 | 0 | 0 | 0 | 0 | 0 | 0 | 0 | 0 | 0 | 0 | 0 | 0 | 0 | 0 | 0 | 0 | 0 | 0 | 0 | 0
F4_Industrial_Primary Metals_New_Space Heating_Natural Gas_Gas Boiler - High Turndown_A_Achievable Economic UCT Potential | F4 | Industrial | Primary Metals | New | Space Heating | Natural Gas | Gas Boiler - High Turndown | A | Standalone Impact on Baseline Energy (%) | Achievable Economic UCT Potential | 0% | 0% | 0.004253% | 0.00669% | 0.008944% | 0.01095% | 0.01377% | 0.01578% | 0.01702% | 0.01751% | 0.01809% | 0.01815% | 0.01803% | 0.01758% | 0.01746% | 0.01707% | 0.01662% | 0.01561% | 0.015% | 0.01431% | 0.0137% | 0.01314%
F5_Industrial_Primary Metals_New_Space Heating_Natural Gas_Gas Boiler - High Turndown_A_Achievable Economic UCT Potential | F5 | Industrial | Primary Metals | New | Space Heating | Natural Gas | Gas Boiler - High Turndown | A | Standalone Impact on Baseline Summer Peak (%) | Achievable Economic UCT Potential | bar: 2019 to 2040
F6_Industrial_Primary Metals_New_Space Heating_Natural Gas_Gas Boiler - High Turndown_A_Achievable Economic UCT Potential | F6 | Industrial | Primary Metals | New | Space Heating | Natural Gas | Gas Boiler - High Turndown | A | Standalone Impact on Baseline Winter Peak (%) | Achievable Economic UCT Potential | bar: 2019 to 2040
F7_Industrial_Primary Metals_New_Space Heating_Natural Gas_Gas Boiler - High Turndown_A_Achievable Economic UCT Potential | F7 | Industrial | Primary Metals | New | Space Heating | Natural Gas | Gas Boiler - High Turndown | A | Incremental Energy Savings (MWh or mTherms) | Achievable Economic UCT Potential | 0 | 0 | 0.00021439 | 0.00037415 | 0.00053352 | 0.00071214 | 0.00081972 | 0.00085014 | 0.00076889 | 0.00069501 | 0.00060361 | 0.00052669 | 0.00045592 | 0.00039682 | 0.00033488 | 0.00028484 | 0.00024142 | 0.00021439 | 0.00037415 | 0.00053352 | 0.00071214 | 0.00081972
F8_Industrial_Primary Metals_New_Space Heating_Natural Gas_Gas Boiler - High Turndown_A_Achievable Economic UCT Potential | F8 | Industrial | Primary Metals | New | Space Heating | Natural Gas | Gas Boiler - High Turndown | A | Incremental Summer Peak Savings (MW) | Achievable Economic UCT Potential | 0 | 0 | 0 | 0 | 0 | 0 | 0 | 0 | 0 | 0 | 0 | 0 | 0 | 0 | 0 | 0 | 0 | 0 | 0 | 0 | 0 | 0
F9_Industrial_Primary Metals_New_Space Heating_Natural Gas_Gas Boiler - High Turndown_A_Achievable Economic UCT Potential | F9 | Industrial | Primary Metals | New | Space Heating | Natural Gas | Gas Boiler - High Turndown | A | Incremental Winter Peak Savings (MW) | Achievable Economic UCT Potential | 0 | 0 | 0 | 0 | 0 | 0 | 0 | 0 | 0 | 0 | 0 | 0 | 0 | 0 | 0 | 0 | 0 | 0 | 0 | 0 | 0 | 0
F10_Industrial_Primary Metals_New_Space Heating_Natural Gas_Gas Boiler - High Turndown_A_Achievable Economic UCT Potential | F10 | Industrial | Primary Metals | New | Space Heating | Natural Gas | Gas Boiler - High Turndown | A | Cumulative Energy Savings (MWh or mTherms) | Achievable Economic UCT Potential | 0 | 0 | 0.00021439 | 0.00058854 | 0.0011221 | 0.0018342 | 0.0026539 | 0.003504 | 0.0042729 | 0.0049679 | 0.0055716 | 0.0060982 | 0.0065542 | 0.006951 | 0.0072859 | 0.0075707 | 0.0078121 | 0.0078121 | 0.0078121 | 0.0078121 | 0.0078121 | 0.0078121
F11_Industrial_Primary Metals_New_Space Heating_Natural Gas_Gas Boiler - High Turndown_A_Achievable Economic UCT Potential | F11 | Industrial | Primary Metals | New | Space Heating | Natural Gas | Gas Boiler - High Turndown | A | Cumulative Summer Peak Savings (MW) | Achievable Economic UCT Potential | 0 | 0 | 0 | 0 | 0 | 0 | 0 | 0 | 0 | 0 | 0 | 0 | 0 | 0 | 0 | 0 | 0 | 0 | 0 | 0 | 0 | 0
F12_Industrial_Primary Metals_New_Space Heating_Natural Gas_Gas Boiler - High Turndown_A_Achievable Economic UCT Potential | F12 | Industrial | Primary Metals | New | Space Heating | Natural Gas | Gas Boiler - High Turndown | A | Cumulative Winter Peak Savings (MW) | Achievable Economic UCT Potential | 0 | 0 | 0 | 0 | 0 | 0 | 0 | 0 | 0 | 0 | 0 | 0 | 0 | 0 | 0 | 0 | 0 | 0 | 0 | 0 | 0 | 0
F13_Industrial_Primary Metals_New_Space Heating_Natural Gas_Gas Boiler - High Turndown_A_Achievable Economic UCT Potential | F13 | Industrial | Primary Metals | New | Space Heating | Natural Gas | Gas Boiler - High Turndown | A | Purchases (Incremental) | Achievable Economic UCT Potential | 0 | 0 | 0.0056423 | 0.0098468 | 0.014041 | 0.018742 | 0.021573 | 0.022374 | 0.020236 | 0.018291 | 0.015886 | 0.013861 | 0.011999 | 0.010444 | 0.0088134 | 0.0074965 | 0.0063536 | 0.0056423 | 0.0098468 | 0.014041 | 0.018742 | 0.021573
F14_Industrial_Primary Metals_New_Space Heating_Natural Gas_Gas Boiler - High Turndown_A_Achievable Economic UCT Potential | F14 | Industrial | Primary Metals | New | Space Heating | Natural Gas | Gas Boiler - High Turndown | A | Purchases (Cumulative) | Achievable Economic UCT Potential | 0 | 0 | 0.0056423 | 0.015489 | 0.02953 | 0.048272 | 0.069846 | 0.09222 | 0.11246 | 0.13075 | 0.14663 | 0.16049 | 0.17249 | 0.18294 | 0.19175 | 0.19925 | 0.2056 | 0.2056 | 0.2056 | 0.2056 | 0.2056 | 0.2056
F1_Industrial_Primary Metals_New_Process_Natural Gas_Gas Boiler - High Turndown_A_Achievable Economic UCT Potential | F1 | Industrial | Primary Metals | New | Process | Natural Gas | Gas Boiler - High Turndown | A | Original Unit Energy Savings (kWh or therms) | Achievable Economic UCT Potential | 0 | 0 | 38.225 | 38.225 | 38.225 | 38.225 | 38.225 | 38.225 | 38.225 | 38.225 | 38.225 | 38.225 | 38.225 | 38.225 | 38.225 | 38.225 | 38.225 | 38.225 | 38.225 | 38.225 | 38.225 | 38.225
F2_Industrial_Primary Metals_New_Process_Natural Gas_Gas Boiler - High Turndown_A_Achievable Economic UCT Potential | F2 | Industrial | Primary Metals | New | Process | Natural Gas | Gas Boiler - High Turndown | A | Original Unit Summer Peak Savings (kW) | Achievable Economic UCT Potential | 0 | 0 | 0 | 0 | 0 | 0 | 0 | 0 | 0 | 0 | 0 | 0 | 0 | 0 | 0 | 0 | 0 | 0 | 0 | 0 | 0 | 0
F3_Industrial_Primary Metals_New_Process_Natural Gas_Gas Boiler - High Turndown_A_Achievable Economic UCT Potential | F3 | Industrial | Primary Metals | New | Process | Natural Gas | Gas Boiler - High Turndown | A | Original Unit Winter Peak Savings (kW) | Achievable Economic UCT Potential | 0 | 0 | 0 | 0 | 0 | 0 | 0 | 0 | 0 | 0 | 0 | 0 | 0 | 0 | 0 | 0 | 0 | 0 | 0 | 0 | 0 | 0
F4_Industrial_Primary Metals_New_Process_Natural Gas_Gas Boiler - High Turndown_A_Achievable Economic UCT Potential | F4 | Industrial | Primary Metals | New | Process | Natural Gas | Gas Boiler - High Turndown | A | Standalone Impact on Baseline Energy (%) | Achievable Economic UCT Potential | 0% | 0% | 0.005686% | 0.008943% | 0.01196% | 0.01464% | 0.01841% | 0.02109% | 0.02275% | 0.02341% | 0.02418% | 0.02427% | 0.0241% | 0.0235% | 0.02335% | 0.02282% | 0.02222% | 0.02086% | 0.02005% | 0.01913% | 0.01832% | 0.01757%
F5_Industrial_Primary Metals_New_Process_Natural Gas_Gas Boiler - High Turndown_A_Achievable Economic UCT Potential | F5 | Industrial | Primary Metals | New | Process | Natural Gas | Gas Boiler - High Turndown | A | Standalone Impact on Baseline Summer Peak (%) | Achievable Economic UCT Potential | bar: 2019 to 2040
F6_Industrial_Primary Metals_New_Process_Natural Gas_Gas Boiler - High Turndown_A_Achievable Economic UCT Potential | F6 | Industrial | Primary Metals | New | Process | Natural Gas | Gas Boiler - High Turndown | A | Standalone Impact on Baseline Winter Peak (%) | Achievable Economic UCT Potential | bar: 2019 to 2040
F7_Industrial_Primary Metals_New_Process_Natural Gas_Gas Boiler - High Turndown_A_Achievable Economic UCT Potential | F7 | Industrial | Primary Metals | New | Process | Natural Gas | Gas Boiler - High Turndown | A | Incremental Energy Savings (MWh or mTherms) | Achievable Economic UCT Potential | 0 | 0 | 0.0078116 | 0.013633 | 0.01944 | 0.025948 | 0.029868 | 0.030976 | 0.028016 | 0.025324 | 0.021994 | 0.019191 | 0.016612 | 0.014459 | 0.012202 | 0.010379 | 0.0087964 | 0.0078116 | 0.013633 | 0.01944 | 0.025948 | 0.029868
F8_Industrial_Primary Metals_New_Process_Natural Gas_Gas Boiler - High Turndown_A_Achievable Economic UCT Potential | F8 | Industrial | Primary Metals | New | Process | Natural Gas | Gas Boiler - High Turndown | A | Incremental Summer Peak Savings (MW) | Achievable Economic UCT Potential | 0 | 0 | 0 | 0 | 0 | 0 | 0 | 0 | 0 | 0 | 0 | 0 | 0 | 0 | 0 | 0 | 0 | 0 | 0 | 0 | 0 | 0
F9_Industrial_Primary Metals_New_Process_Natural Gas_Gas Boiler - High Turndown_A_Achievable Economic UCT Potential | F9 | Industrial | Primary Metals | New | Process | Natural Gas | Gas Boiler - High Turndown | A | Incremental Winter Peak Savings (MW) | Achievable Economic UCT Potential | 0 | 0 | 0 | 0 | 0 | 0 | 0 | 0 | 0 | 0 | 0 | 0 | 0 | 0 | 0 | 0 | 0 | 0 | 0 | 0 | 0 | 0
F10_Industrial_Primary Metals_New_Process_Natural Gas_Gas Boiler - High Turndown_A_Achievable Economic UCT Potential | F10 | Industrial | Primary Metals | New | Process | Natural Gas | Gas Boiler - High Turndown | A | Cumulative Energy Savings (MWh or mTherms) | Achievable Economic UCT Potential | 0 | 0 | 0.0078116 | 0.021444 | 0.040884 | 0.066832 | 0.0967 | 0.12768 | 0.15569 | 0.18102 | 0.20301 | 0.2222 | 0.23881 | 0.25327 | 0.26547 | 0.27585 | 0.28465 | 0.28465 | 0.28465 | 0.28465 | 0.28465 | 0.28465
F11_Industrial_Primary Metals_New_Process_Natural Gas_Gas Boiler - High Turndown_A_Achievable Economic UCT Potential | F11 | Industrial | Primary Metals | New | Process | Natural Gas | Gas Boiler - High Turndown | A | Cumulative Summer Peak Savings (MW) | Achievable Economic UCT Potential | 0 | 0 | 0 | 0 | 0 | 0 | 0 | 0 | 0 | 0 | 0 | 0 | 0 | 0 | 0 | 0 | 0 | 0 | 0 | 0 | 0 | 0
F12_Industrial_Primary Metals_New_Process_Natural Gas_Gas Boiler - High Turndown_A_Achievable Economic UCT Potential | F12 | Industrial | Primary Metals | New | Process | Natural Gas | Gas Boiler - High Turndown | A | Cumulative Winter Peak Savings (MW) | Achievable Economic UCT Potential | 0 | 0 | 0 | 0 | 0 | 0 | 0 | 0 | 0 | 0 | 0 | 0 | 0 | 0 | 0 | 0 | 0 | 0 | 0 | 0 | 0 | 0
F13_Industrial_Primary Metals_New_Process_Natural Gas_Gas Boiler - High Turndown_A_Achievable Economic UCT Potential | F13 | Industrial | Primary Metals | New | Process | Natural Gas | Gas Boiler - High Turndown | A | Purchases (Incremental) | Achievable Economic UCT Potential | 0 | 0 | 0.20436 | 0.35664 | 0.50856 | 0.67883 | 0.78137 | 0.81037 | 0.73292 | 0.66249 | 0.57537 | 0.50205 | 0.43459 | 0.37826 | 0.31922 | 0.27152 | 0.23012 | 0.20436 | 0.35664 | 0.50856 | 0.67883 | 0.78137
F14_Industrial_Primary Metals_New_Process_Natural Gas_Gas Boiler - High Turndown_A_Achievable Economic UCT Potential | F14 | Industrial | Primary Metals | New | Process | Natural Gas | Gas Boiler - High Turndown | A | Purchases (Cumulative) | Achievable Economic UCT Potential | 0 | 0 | 0.20436 | 0.561 | 1.0696 | 1.7484 | 2.5298 | 3.3401 | 4.073 | 4.7355 | 5.3109 | 5.813 | 6.2476 | 6.6258 | 6.945 | 7.2165 | 7.4467 | 7.4467 | 7.4467 | 7.4467 | 7.4467 | 7.4467
F1_Industrial_Primary Metals_New_Space Heating_Natural Gas_Gas Boiler - Burner Control Optimization_A_Achievable Economic UCT Potential | F1 | Industrial | Primary Metals | New | Space Heating | Natural Gas | Gas Boiler - Burner Control Optimization | A | Original Unit Energy Savings (kWh or therms) | Achievable Economic UCT Potential | 0 | 0 | 11.0191 | 11.0191 | 11.0191 | 11.0191 | 11.0191 | 11.0191 | 11.0191 | 11.0191 | 11.0191 | 11.0191 | 11.0191 | 11.0191 | 11.0191 | 11.0191 | 11.0191 | 11.0191 | 11.0191 | 11.0191 | 11.0191 | 11.0191
F2_Industrial_Primary Metals_New_Space Heating_Natural Gas_Gas Boiler - Burner Control Optimization_A_Achievable Economic UCT Potential | F2 | Industrial | Primary Metals | New | Space Heating | Natural Gas | Gas Boiler - Burner Control Optimization | A | Original Unit Summer Peak Savings (kW) | Achievable Economic UCT Potential | 0 | 0 | 0 | 0 | 0 | 0 | 0 | 0 | 0 | 0 | 0 | 0 | 0 | 0 | 0 | 0 | 0 | 0 | 0 | 0 | 0 | 0
F3_Industrial_Primary Metals_New_Space Heating_Natural Gas_Gas Boiler - Burner Control Optimization_A_Achievable Economic UCT Potential | F3 | Industrial | Primary Metals | New | Space Heating | Natural Gas | Gas Boiler - Burner Control Optimization | A | Original Unit Winter Peak Savings (kW) | Achievable Economic UCT Potential | 0 | 0 | 0 | 0 | 0 | 0 | 0 | 0 | 0 | 0 | 0 | 0 | 0 | 0 | 0 | 0 | 0 | 0 | 0 | 0 | 0 | 0
F4_Industrial_Primary Metals_New_Space Heating_Natural Gas_Gas Boiler - Burner Control Optimization_A_Achievable Economic UCT Potential | F4 | Industrial | Primary Metals | New | Space Heating | Natural Gas | Gas Boiler - Burner Control Optimization | A | Standalone Impact on Baseline Energy (%) | Achievable Economic UCT Potential | 0% | 0% | 0.0003327% | 0.0007136% | 0.001546% | 0.002989% | 0.005444% | 0.00871% | 0.01278% | 0.01723% | 0.02224% | 0.02677% | 0.03069% | 0.03341% | 0.03596% | 0.03716% | 0.03753% | 0.03695% | 0.03666% | 0.03571% | 0.0346% | 0.03342%
F5_Industrial_Primary Metals_New_Space Heating_Natural Gas_Gas Boiler - Burner Control Optimization_A_Achievable Economic UCT Potential | F5 | Industrial | Primary Metals | New | Space Heating | Natural Gas | Gas Boiler - Burner Control Optimization | A | Standalone Impact on Baseline Summer Peak (%) | Achievable Economic UCT Potential | bar: 2019 to 2040
F6_Industrial_Primary Metals_New_Space Heating_Natural Gas_Gas Boiler - Burner Control Optimization_A_Achievable Economic UCT Potential | F6 | Industrial | Primary Metals | New | Space Heating | Natural Gas | Gas Boiler - Burner Control Optimization | A | Standalone Impact on Baseline Winter Peak (%) | Achievable Economic UCT Potential | bar: 2019 to 2040
F7_Industrial_Primary Metals_New_Space Heating_Natural Gas_Gas Boiler - Burner Control Optimization_A_Achievable Economic UCT Potential | F7 | Industrial | Primary Metals | New | Space Heating | Natural Gas | Gas Boiler - Burner Control Optimization | A | Incremental Energy Savings (MWh or mTherms) | Achievable Economic UCT Potential | 0 | 0 | 1.6771e-05 | 4.6008e-05 | 0.00013121 | 0.0003065 | 0.0005488 | 0.00088536 | 0.0012739 | 0.0016793 | 0.0019633 | 0.0021414 | 0.0021626 | 0.0020587 | 0.0017885 | 0.001479 | 0.0011545 | 0.00086095 | 0.0005972 | 0.00039826 | 0.00025321 | 0.00017873
F8_Industrial_Primary Metals_New_Space Heating_Natural Gas_Gas Boiler - Burner Control Optimization_A_Achievable Economic UCT Potential | F8 | Industrial | Primary Metals | New | Space Heating | Natural Gas | Gas Boiler - Burner Control Optimization | A | Incremental Summer Peak Savings (MW) | Achievable Economic UCT Potential | 0 | 0 | 0 | 0 | 0 | 0 | 0 | 0 | 0 | 0 | 0 | 0 | 0 | 0 | 0 | 0 | 0 | 0 | 0 | 0 | 0 | 0
F9_Industrial_Primary Metals_New_Space Heating_Natural Gas_Gas Boiler - Burner Control Optimization_A_Achievable Economic UCT Potential | F9 | Industrial | Primary Metals | New | Space Heating | Natural Gas | Gas Boiler - Burner Control Optimization | A | Incremental Winter Peak Savings (MW) | Achievable Economic UCT Potential | 0 | 0 | 0 | 0 | 0 | 0 | 0 | 0 | 0 | 0 | 0 | 0 | 0 | 0 | 0 | 0 | 0 | 0 | 0 | 0 | 0 | 0
F10_Industrial_Primary Metals_New_Space Heating_Natural Gas_Gas Boiler - Burner Control Optimization_A_Achievable Economic UCT Potential | F10 | Industrial | Primary Metals | New | Space Heating | Natural Gas | Gas Boiler - Burner Control Optimization | A | Cumulative Energy Savings (MWh or mTherms) | Achievable Economic UCT Potential | 0 | 0 | 1.6771e-05 | 6.278e-05 | 0.00019399 | 0.00050049 | 0.0010493 | 0.0019346 | 0.0032086 | 0.0048879 | 0.0068511 | 0.0089925 | 0.011155 | 0.013214 | 0.015002 | 0.016481 | 0.017636 | 0.018497 | 0.019094 | 0.019492 | 0.019729 | 0.019861
F11_Industrial_Primary Metals_New_Space Heating_Natural Gas_Gas Boiler - Burner Control Optimization_A_Achievable Economic UCT Potential | F11 | Industrial | Primary Metals | New | Space Heating | Natural Gas | Gas Boiler - Burner Control Optimization | A | Cumulative Summer Peak Savings (MW) | Achievable Economic UCT Potential | 0 | 0 | 0 | 0 | 0 | 0 | 0 | 0 | 0 | 0 | 0 | 0 | 0 | 0 | 0 | 0 | 0 | 0 | 0 | 0 | 0 | 0
F12_Industrial_Primary Metals_New_Space Heating_Natural Gas_Gas Boiler - Burner Control Optimization_A_Achievable Economic UCT Potential | F12 | Industrial | Primary Metals | New | Space Heating | Natural Gas | Gas Boiler - Burner Control Optimization | A | Cumulative Winter Peak Savings (MW) | Achievable Economic UCT Potential | 0 | 0 | 0 | 0 | 0 | 0 | 0 | 0 | 0 | 0 | 0 | 0 | 0 | 0 | 0 | 0 | 0 | 0 | 0 | 0 | 0 | 0
F13_Industrial_Primary Metals_New_Space Heating_Natural Gas_Gas Boiler - Burner Control Optimization_A_Achievable Economic UCT Potential | F13 | Industrial | Primary Metals | New | Space Heating | Natural Gas | Gas Boiler - Burner Control Optimization | A | Purchases (Incremental) | Achievable Economic UCT Potential | 0 | 0 | 0.001522 | 0.0041753 | 0.011908 | 0.027815 | 0.049804 | 0.080348 | 0.11561 | 0.1524 | 0.17817 | 0.19433 | 0.19626 | 0.18684 | 0.16231 | 0.13422 | 0.10478 | 0.078133 | 0.054197 | 0.036143 | 0.022979 | 0.01622
F14_Industrial_Primary Metals_New_Space Heating_Natural Gas_Gas Boiler - Burner Control Optimization_A_Achievable Economic UCT Potential | F14 | Industrial | Primary Metals | New | Space Heating | Natural Gas | Gas Boiler - Burner Control Optimization | A | Purchases (Cumulative) | Achievable Economic UCT Potential | 0 | 0 | 0.001522 | 0.0056974 | 0.017605 | 0.04542 | 0.095224 | 0.17557 | 0.29118 | 0.44358 | 0.62175 | 0.81609 | 1.0123 | 1.1992 | 1.3615 | 1.4957 | 1.6005 | 1.6786 | 1.7328 | 1.769 | 1.7904 | 1.8025
F1_Industrial_Primary Metals_New_Process_Natural Gas_Gas Boiler - Burner Control Optimization_A_Achievable Economic UCT Potential | F1 | Industrial | Primary Metals | New | Process | Natural Gas | Gas Boiler - Burner Control Optimization | A | Original Unit Energy Savings (kWh or therms) | Achievable Economic UCT Potential | 0 | 0 | 11.0853 | 11.0853 | 11.0853 | 11.0853 | 11.0853 | 11.0853 | 11.0853 | 11.0853 | 11.0853 | 11.0853 | 11.0853 | 11.0853 | 11.0853 | 11.0853 | 11.0853 | 11.0853 | 11.0853 | 11.0853 | 11.0853 | 11.0853
F2_Industrial_Primary Metals_New_Process_Natural Gas_Gas Boiler - Burner Control Optimization_A_Achievable Economic UCT Potential | F2 | Industrial | Primary Metals | New | Process | Natural Gas | Gas Boiler - Burner Control Optimization | A | Original Unit Summer Peak Savings (kW) | Achievable Economic UCT Potential | 0 | 0 | 0 | 0 | 0 | 0 | 0 | 0 | 0 | 0 | 0 | 0 | 0 | 0 | 0 | 0 | 0 | 0 | 0 | 0 | 0 | 0
F3_Industrial_Primary Metals_New_Process_Natural Gas_Gas Boiler - Burner Control Optimization_A_Achievable Economic UCT Potential | F3 | Industrial | Primary Metals | New | Process | Natural Gas | Gas Boiler - Burner Control Optimization | A | Original Unit Winter Peak Savings (kW) | Achievable Economic UCT Potential | 0 | 0 | 0 | 0 | 0 | 0 | 0 | 0 | 0 | 0 | 0 | 0 | 0 | 0 | 0 | 0 | 0 | 0 | 0 | 0 | 0 | 0
F4_Industrial_Primary Metals_New_Process_Natural Gas_Gas Boiler - Burner Control Optimization_A_Achievable Economic UCT Potential | F4 | Industrial | Primary Metals | New | Process | Natural Gas | Gas Boiler - Burner Control Optimization | A | Standalone Impact on Baseline Energy (%) | Achievable Economic UCT Potential | 0% | 0% | 0.0004448% | 0.000954% | 0.002067% | 0.003996% | 0.007278% | 0.01164% | 0.01708% | 0.02303% | 0.02974% | 0.03579% | 0.04102% | 0.04467% | 0.04807% | 0.04967% | 0.05017% | 0.04939% | 0.04901% | 0.04774% | 0.04626% | 0.04467%
F5_Industrial_Primary Metals_New_Process_Natural Gas_Gas Boiler - Burner Control Optimization_A_Achievable Economic UCT Potential | F5 | Industrial | Primary Metals | New | Process | Natural Gas | Gas Boiler - Burner Control Optimization | A | Standalone Impact on Baseline Summer Peak (%) | Achievable Economic UCT Potential | bar: 2019 to 2040
F6_Industrial_Primary Metals_New_Process_Natural Gas_Gas Boiler - Burner Control Optimization_A_Achievable Economic UCT Potential | F6 | Industrial | Primary Metals | New | Process | Natural Gas | Gas Boiler - Burner Control Optimization | A | Standalone Impact on Baseline Winter Peak (%) | Achievable Economic UCT Potential | bar: 2019 to 2040
F7_Industrial_Primary Metals_New_Process_Natural Gas_Gas Boiler - Burner Control Optimization_A_Achievable Economic UCT Potential | F7 | Industrial | Primary Metals | New | Process | Natural Gas | Gas Boiler - Burner Control Optimization | A | Incremental Energy Savings (MWh or mTherms) | Achievable Economic UCT Potential | 0 | 0 | 0.00061109 | 0.0016764 | 0.0047809 | 0.011168 | 0.019996 | 0.03226 | 0.046418 | 0.061188 | 0.071536 | 0.078025 | 0.078799 | 0.075014 | 0.065167 | 0.05389 | 0.042068 | 0.03137 | 0.02176 | 0.014511 | 0.0092261 | 0.0065123
F8_Industrial_Primary Metals_New_Process_Natural Gas_Gas Boiler - Burner Control Optimization_A_Achievable Economic UCT Potential | F8 | Industrial | Primary Metals | New | Process | Natural Gas | Gas Boiler - Burner Control Optimization | A | Incremental Summer Peak Savings (MW) | Achievable Economic UCT Potential | 0 | 0 | 0 | 0 | 0 | 0 | 0 | 0 | 0 | 0 | 0 | 0 | 0 | 0 | 0 | 0 | 0 | 0 | 0 | 0 | 0 | 0
F9_Industrial_Primary Metals_New_Process_Natural Gas_Gas Boiler - Burner Control Optimization_A_Achievable Economic UCT Potential | F9 | Industrial | Primary Metals | New | Process | Natural Gas | Gas Boiler - Burner Control Optimization | A | Incremental Winter Peak Savings (MW) | Achievable Economic UCT Potential | 0 | 0 | 0 | 0 | 0 | 0 | 0 | 0 | 0 | 0 | 0 | 0 | 0 | 0 | 0 | 0 | 0 | 0 | 0 | 0 | 0 | 0
F10_Industrial_Primary Metals_New_Process_Natural Gas_Gas Boiler - Burner Control Optimization_A_Achievable Economic UCT Potential | F10 | Industrial | Primary Metals | New | Process | Natural Gas | Gas Boiler - Burner Control Optimization | A | Cumulative Energy Savings (MWh or mTherms) | Achievable Economic UCT Potential | 0 | 0 | 0.00061109 | 0.0022875 | 0.0070684 | 0.018236 | 0.038233 | 0.070492 | 0.11691 | 0.1781 | 0.24963 | 0.32766 | 0.40646 | 0.48147 | 0.54664 | 0.60053 | 0.6426 | 0.67397 | 0.69573 | 0.71024 | 0.71885 | 0.72369
F11_Industrial_Primary Metals_New_Process_Natural Gas_Gas Boiler - Burner Control Optimization_A_Achievable Economic UCT Potential | F11 | Industrial | Primary Metals | New | Process | Natural Gas | Gas Boiler - Burner Control Optimization | A | Cumulative Summer Peak Savings (MW) | Achievable Economic UCT Potential | 0 | 0 | 0 | 0 | 0 | 0 | 0 | 0 | 0 | 0 | 0 | 0 | 0 | 0 | 0 | 0 | 0 | 0 | 0 | 0 | 0 | 0
F12_Industrial_Primary Metals_New_Process_Natural Gas_Gas Boiler - Burner Control Optimization_A_Achievable Economic UCT Potential | F12 | Industrial | Primary Metals | New | Process | Natural Gas | Gas Boiler - Burner Control Optimization | A | Cumulative Winter Peak Savings (MW) | Achievable Economic UCT Potential | 0 | 0 | 0 | 0 | 0 | 0 | 0 | 0 | 0 | 0 | 0 | 0 | 0 | 0 | 0 | 0 | 0 | 0 | 0 | 0 | 0 | 0
F13_Industrial_Primary Metals_New_Process_Natural Gas_Gas Boiler - Burner Control Optimization_A_Achievable Economic UCT Potential | F13 | Industrial | Primary Metals | New | Process | Natural Gas | Gas Boiler - Burner Control Optimization | A | Purchases (Incremental) | Achievable Economic UCT Potential | 0 | 0 | 0.055127 | 0.15123 | 0.43129 | 1.0074 | 1.8039 | 2.9102 | 4.1873 | 5.5197 | 6.4532 | 7.0386 | 7.1084 | 6.767 | 5.8787 | 4.8614 | 3.7949 | 2.8299 | 1.963 | 1.3091 | 0.83229 | 0.58747
F14_Industrial_Primary Metals_New_Process_Natural Gas_Gas Boiler - Burner Control Optimization_A_Achievable Economic UCT Potential | F14 | Industrial | Primary Metals | New | Process | Natural Gas | Gas Boiler - Burner Control Optimization | A | Purchases (Cumulative) | Achievable Economic UCT Potential | 0 | 0 | 0.055127 | 0.20635 | 0.63764 | 1.6451 | 3.449 | 6.3591 | 10.5465 | 16.0662 | 22.5194 | 29.558 | 36.6664 | 43.4334 | 49.3121 | 54.1735 | 57.9684 | 60.7984 | 62.7613 | 64.0704 | 64.8476 | 65.2838
F1_Industrial_Primary Metals_New_Space Heating_Natural Gas_HVAC - Demand Controlled Ventilation_A_Achievable Economic UCT Potential | F1 | Industrial | Primary Metals | New | Space Heating | Natural Gas | HVAC - Demand Controlled Ventilation | A | Original Unit Energy Savings (kWh or therms) | Achievable Economic UCT Potential | 0 | 0 | 0.067787 | 0.067787 | 0.067787 | 0.067787 | 0.067787 | 0.067787 | 0.067787 | 0.067787 | 0.067787 | 0.067787 | 0.067787 | 0.067787 | 0.067787 | 0.067787 | 0.067787 | 0.067787 | 0.067787 | 0.067787 | 0.067787 | 0.067787
F2_Industrial_Primary Metals_New_Space Heating_Natural Gas_HVAC - Demand Controlled Ventilation_A_Achievable Economic UCT Potential | F2 | Industrial | Primary Metals | New | Space Heating | Natural Gas | HVAC - Demand Controlled Ventilation | A | Original Unit Summer Peak Savings (kW) | Achievable Economic UCT Potential | 0 | 0 | 0 | 0 | 0 | 0 | 0 | 0 | 0 | 0 | 0 | 0 | 0 | 0 | 0 | 0 | 0 | 0 | 0 | 0 | 0 | 0
F3_Industrial_Primary Metals_New_Space Heating_Natural Gas_HVAC - Demand Controlled Ventilation_A_Achievable Economic UCT Potential | F3 | Industrial | Primary Metals | New | Space Heating | Natural Gas | HVAC - Demand Controlled Ventilation | A | Original Unit Winter Peak Savings (kW) | Achievable Economic UCT Potential | 0 | 0 | 0 | 0 | 0 | 0 | 0 | 0 | 0 | 0 | 0 | 0 | 0 | 0 | 0 | 0 | 0 | 0 | 0 | 0 | 0 | 0
F4_Industrial_Primary Metals_New_Space Heating_Natural Gas_HVAC - Demand Controlled Ventilation_A_Achievable Economic UCT Potential | F4 | Industrial | Primary Metals | New | Space Heating | Natural Gas | HVAC - Demand Controlled Ventilation | A | Standalone Impact on Baseline Energy (%) | Achievable Economic UCT Potential | 0% | 0% | 0.0396% | 0.06229% | 0.08329% | 0.102% | 0.1282% | 0.1509% | 0.173% | 0.1928% | 0.2172% | 0.2387% | 0.2602% | 0.2788% | 0.3039% | 0.3254% | 0.3467% | 0.3611% | 0.38% | 0.3931% | 0.4043% | 0.4146%
F5_Industrial_Primary Metals_New_Space Heating_Natural Gas_HVAC - Demand Controlled Ventilation_A_Achievable Economic UCT Potential | F5 | Industrial | Primary Metals | New | Space Heating | Natural Gas | HVAC - Demand Controlled Ventilation | A | Standalone Impact on Baseline Summer Peak (%) | Achievable Economic UCT Potential | bar: 2019 to 2040
F6_Industrial_Primary Metals_New_Space Heating_Natural Gas_HVAC - Demand Controlled Ventilation_A_Achievable Economic UCT Potential | F6 | Industrial | Primary Metals | New | Space Heating | Natural Gas | HVAC - Demand Controlled Ventilation | A | Standalone Impact on Baseline Winter Peak (%) | Achievable Economic UCT Potential | bar: 2019 to 2040
F7_Industrial_Primary Metals_New_Space Heating_Natural Gas_HVAC - Demand Controlled Ventilation_A_Achievable Economic UCT Potential | F7 | Industrial | Primary Metals | New | Space Heating | Natural Gas | HVAC - Demand Controlled Ventilation | A | Incremental Energy Savings (MWh or mTherms) | Achievable Economic UCT Potential | 0 | 0 | 0.0019963 | 0.0034839 | 0.0049679 | 0.0066312 | 0.0076329 | 0.0087958 | 0.009944 | 0.011236 | 0.012197 | 0.013304 | 0.014395 | 0.015662 | 0.016521 | 0.017566 | 0.01861 | 0.019825 | 0.020628 | 0.021617 | 0.022579 | 0.023538
F8_Industrial_Primary Metals_New_Space Heating_Natural Gas_HVAC - Demand Controlled Ventilation_A_Achievable Economic UCT Potential | F8 | Industrial | Primary Metals | New | Space Heating | Natural Gas | HVAC - Demand Controlled Ventilation | A | Incremental Summer Peak Savings (MW) | Achievable Economic UCT Potential | 0 | 0 | 0 | 0 | 0 | 0 | 0 | 0 | 0 | 0 | 0 | 0 | 0 | 0 | 0 | 0 | 0 | 0 | 0 | 0 | 0 | 0
F9_Industrial_Primary Metals_New_Space Heating_Natural Gas_HVAC - Demand Controlled Ventilation_A_Achievable Economic UCT Potential | F9 | Industrial | Primary Metals | New | Space Heating | Natural Gas | HVAC - Demand Controlled Ventilation | A | Incremental Winter Peak Savings (MW) | Achievable Economic UCT Potential | 0 | 0 | 0 | 0 | 0 | 0 | 0 | 0 | 0 | 0 | 0 | 0 | 0 | 0 | 0 | 0 | 0 | 0 | 0 | 0 | 0 | 0
F10_Industrial_Primary Metals_New_Space Heating_Natural Gas_HVAC - Demand Controlled Ventilation_A_Achievable Economic UCT Potential | F10 | Industrial | Primary Metals | New | Space Heating | Natural Gas | HVAC - Demand Controlled Ventilation | A | Cumulative Energy Savings (MWh or mTherms) | Achievable Economic UCT Potential | 0 | 0 | 0.0019963 | 0.0054802 | 0.010448 | 0.017079 | 0.024712 | 0.033508 | 0.043452 | 0.054688 | 0.066885 | 0.080189 | 0.094584 | 0.11025 | 0.12677 | 0.14433 | 0.16294 | 0.18077 | 0.19792 | 0.21456 | 0.23051 | 0.24642
F11_Industrial_Primary Metals_New_Space Heating_Natural Gas_HVAC - Demand Controlled Ventilation_A_Achievable Economic UCT Potential | F11 | Industrial | Primary Metals | New | Space Heating | Natural Gas | HVAC - Demand Controlled Ventilation | A | Cumulative Summer Peak Savings (MW) | Achievable Economic UCT Potential | 0 | 0 | 0 | 0 | 0 | 0 | 0 | 0 | 0 | 0 | 0 | 0 | 0 | 0 | 0 | 0 | 0 | 0 | 0 | 0 | 0 | 0
F12_Industrial_Primary Metals_New_Space Heating_Natural Gas_HVAC - Demand Controlled Ventilation_A_Achievable Economic UCT Potential | F12 | Industrial | Primary Metals | New | Space Heating | Natural Gas | HVAC - Demand Controlled Ventilation | A | Cumulative Winter Peak Savings (MW) | Achievable Economic UCT Potential | 0 | 0 | 0 | 0 | 0 | 0 | 0 | 0 | 0 | 0 | 0 | 0 | 0 | 0 | 0 | 0 | 0 | 0 | 0 | 0 | 0 | 0
F13_Industrial_Primary Metals_New_Space Heating_Natural Gas_HVAC - Demand Controlled Ventilation_A_Achievable Economic UCT Potential | F13 | Industrial | Primary Metals | New | Space Heating | Natural Gas | HVAC - Demand Controlled Ventilation | A | Purchases (Incremental) | Achievable Economic UCT Potential | 0 | 0 | 29.4497 | 51.3954 | 73.2871 | 97.8243 | 112.6016 | 129.7561 | 146.6944 | 165.7473 | 179.9379 | 196.2589 | 212.3635 | 231.0453 | 243.7247 | 259.1347 | 274.5331 | 292.4589 | 304.2994 | 318.8897 | 333.0827 | 347.2337
F14_Industrial_Primary Metals_New_Space Heating_Natural Gas_HVAC - Demand Controlled Ventilation_A_Achievable Economic UCT Potential | F14 | Industrial | Primary Metals | New | Space Heating | Natural Gas | HVAC - Demand Controlled Ventilation | A | Purchases (Cumulative) | Achievable Economic UCT Potential | 0 | 0 | 29.4497 | 80.8451 | 154.1322 | 251.9565 | 364.5581 | 494.3142 | 641.0085 | 806.7559 | 986.6937 | 1182.9526 | 1395.3161 | 1626.3614 | 1870.0861 | 2129.2209 | 2403.754 | 2666.7631 | 2919.6672 | 3165.2698 | 3400.5282 | 3635.1603
F1_Industrial_Primary Metals_New_Space Heating_Natural Gas_Gas Boiler - Stack Economizer_A_Achievable Economic UCT Potential | F1 | Industrial | Primary Metals | New | Space Heating | Natural Gas | Gas Boiler - Stack Economizer | A | Original Unit Energy Savings (kWh or therms) | Achievable Economic UCT Potential | 0 | 0 | 27.7376 | 27.7376 | 27.7376 | 27.7376 | 27.7376 | 27.7376 | 27.7376 | 27.7376 | 27.7376 | 27.7376 | 27.7376 | 27.7376 | 27.7376 | 27.7376 | 27.7376 | 27.7376 | 27.7376 | 27.7376 | 27.7376 | 27.7376
F2_Industrial_Primary Metals_New_Space Heating_Natural Gas_Gas Boiler - Stack Economizer_A_Achievable Economic UCT Potential | F2 | Industrial | Primary Metals | New | Space Heating | Natural Gas | Gas Boiler - Stack Economizer | A | Original Unit Summer Peak Savings (kW) | Achievable Economic UCT Potential | 0 | 0 | 0 | 0 | 0 | 0 | 0 | 0 | 0 | 0 | 0 | 0 | 0 | 0 | 0 | 0 | 0 | 0 | 0 | 0 | 0 | 0
F3_Industrial_Primary Metals_New_Space Heating_Natural Gas_Gas Boiler - Stack Economizer_A_Achievable Economic UCT Potential | F3 | Industrial | Primary Metals | New | Space Heating | Natural Gas | Gas Boiler - Stack Economizer | A | Original Unit Winter Peak Savings (kW) | Achievable Economic UCT Potential | 0 | 0 | 0 | 0 | 0 | 0 | 0 | 0 | 0 | 0 | 0 | 0 | 0 | 0 | 0 | 0 | 0 | 0 | 0 | 0 | 0 | 0
F4_Industrial_Primary Metals_New_Space Heating_Natural Gas_Gas Boiler - Stack Economizer_A_Achievable Economic UCT Potential | F4 | Industrial | Primary Metals | New | Space Heating | Natural Gas | Gas Boiler - Stack Economizer | A | Standalone Impact on Baseline Energy (%) | Achievable Economic UCT Potential | 0% | 0% | 0.008279% | 0.01302% | 0.01741% | 0.02132% | 0.0268% | 0.03071% | 0.03313% | 0.03409% | 0.03521% | 0.03534% | 0.0351% | 0.03421% | 0.034% | 0.03323% | 0.03236% | 0.03038% | 0.0292% | 0.02786% | 0.02667% | 0.02559%
F5_Industrial_Primary Metals_New_Space Heating_Natural Gas_Gas Boiler - Stack Economizer_A_Achievable Economic UCT Potential | F5 | Industrial | Primary Metals | New | Space Heating | Natural Gas | Gas Boiler - Stack Economizer | A | Standalone Impact on Baseline Summer Peak (%) | Achievable Economic UCT Potential | bar: 2019 to 2040
F6_Industrial_Primary Metals_New_Space Heating_Natural Gas_Gas Boiler - Stack Economizer_A_Achievable Economic UCT Potential | F6 | Industrial | Primary Metals | New | Space Heating | Natural Gas | Gas Boiler - Stack Economizer | A | Standalone Impact on Baseline Winter Peak (%) | Achievable Economic UCT Potential | bar: 2019 to 2040
F7_Industrial_Primary Metals_New_Space Heating_Natural Gas_Gas Boiler - Stack Economizer_A_Achievable Economic UCT Potential | F7 | Industrial | Primary Metals | New | Space Heating | Natural Gas | Gas Boiler - Stack Economizer | A | Incremental Energy Savings (MWh or mTherms) | Achievable Economic UCT Potential | 0 | 0 | 0.00041734 | 0.00072834 | 0.0010386 | 0.0013863 | 0.0015957 | 0.0016549 | 0.0014968 | 0.0013529 | 0.001175 | 0.0010253 | 0.00088753 | 0.00077249 | 0.0006519 | 0.0005545 | 0.00046996 | 0.00041734 | 0.00072834 | 0.0010386 | 0.0013863 | 0.0015957
F8_Industrial_Primary Metals_New_Space Heating_Natural Gas_Gas Boiler - Stack Economizer_A_Achievable Economic UCT Potential | F8 | Industrial | Primary Metals | New | Space Heating | Natural Gas | Gas Boiler - Stack Economizer | A | Incremental Summer Peak Savings (MW) | Achievable Economic UCT Potential | 0 | 0 | 0 | 0 | 0 | 0 | 0 | 0 | 0 | 0 | 0 | 0 | 0 | 0 | 0 | 0 | 0 | 0 | 0 | 0 | 0 | 0
F9_Industrial_Primary Metals_New_Space Heating_Natural Gas_Gas Boiler - Stack Economizer_A_Achievable Economic UCT Potential | F9 | Industrial | Primary Metals | New | Space Heating | Natural Gas | Gas Boiler - Stack Economizer | A | Incremental Winter Peak Savings (MW) | Achievable Economic UCT Potential | 0 | 0 | 0 | 0 | 0 | 0 | 0 | 0 | 0 | 0 | 0 | 0 | 0 | 0 | 0 | 0 | 0 | 0 | 0 | 0 | 0 | 0
F10_Industrial_Primary Metals_New_Space Heating_Natural Gas_Gas Boiler - Stack Economizer_A_Achievable Economic UCT Potential | F10 | Industrial | Primary Metals | New | Space Heating | Natural Gas | Gas Boiler - Stack Economizer | A | Cumulative Energy Savings (MWh or mTherms) | Achievable Economic UCT Potential | 0 | 0 | 0.00041734 | 0.0011457 | 0.0021843 | 0.0035706 | 0.0051663 | 0.0068212 | 0.008318 | 0.0096709 | 0.010846 | 0.011871 | 0.012759 | 0.013531 | 0.014183 | 0.014738 | 0.015208 | 0.015208 | 0.015208 | 0.015208 | 0.015208 | 0.015208
F11_Industrial_Primary Metals_New_Space Heating_Natural Gas_Gas Boiler - Stack Economizer_A_Achievable Economic UCT Potential | F11 | Industrial | Primary Metals | New | Space Heating | Natural Gas | Gas Boiler - Stack Economizer | A | Cumulative Summer Peak Savings (MW) | Achievable Economic UCT Potential | 0 | 0 | 0 | 0 | 0 | 0 | 0 | 0 | 0 | 0 | 0 | 0 | 0 | 0 | 0 | 0 | 0 | 0 | 0 | 0 | 0 | 0
F12_Industrial_Primary Metals_New_Space Heating_Natural Gas_Gas Boiler - Stack Economizer_A_Achievable Economic UCT Potential | F12 | Industrial | Primary Metals | New | Space Heating | Natural Gas | Gas Boiler - Stack Economizer | A | Cumulative Winter Peak Savings (MW) | Achievable Economic UCT Potential | 0 | 0 | 0 | 0 | 0 | 0 | 0 | 0 | 0 | 0 | 0 | 0 | 0 | 0 | 0 | 0 | 0 | 0 | 0 | 0 | 0 | 0
F13_Industrial_Primary Metals_New_Space Heating_Natural Gas_Gas Boiler - Stack Economizer_A_Achievable Economic UCT Potential | F13 | Industrial | Primary Metals | New | Space Heating | Natural Gas | Gas Boiler - Stack Economizer | A | Purchases (Incremental) | Achievable Economic UCT Potential | 0 | 0 | 0.015046 | 0.026258 | 0.037443 | 0.049979 | 0.057529 | 0.059664 | 0.053962 | 0.048777 | 0.042362 | 0.036964 | 0.031997 | 0.02785 | 0.023502 | 0.019991 | 0.016943 | 0.015046 | 0.026258 | 0.037443 | 0.049979 | 0.057529
F14_Industrial_Primary Metals_New_Space Heating_Natural Gas_Gas Boiler - Stack Economizer_A_Achievable Economic UCT Potential | F14 | Industrial | Primary Metals | New | Space Heating | Natural Gas | Gas Boiler - Stack Economizer | A | Purchases (Cumulative) | Achievable Economic UCT Potential | 0 | 0 | 0.015046 | 0.041304 | 0.078747 | 0.12873 | 0.18626 | 0.24592 | 0.29988 | 0.34866 | 0.39102 | 0.42798 | 0.45998 | 0.48783 | 0.51133 | 0.53132 | 0.54827 | 0.54827 | 0.54827 | 0.54827 | 0.54827 | 0.54827
F1_Industrial_Primary Metals_New_Process_Natural Gas_Gas Boiler - Stack Economizer_A_Achievable Economic UCT Potential | F1 | Industrial | Primary Metals | New | Process | Natural Gas | Gas Boiler - Stack Economizer | A | Original Unit Energy Savings (kWh or therms) | Achievable Economic UCT Potential | 0 | 0 | 36.696 | 36.696 | 36.696 | 36.696 | 36.696 | 36.696 | 36.696 | 36.696 | 36.696 | 36.696 | 36.696 | 36.696 | 36.696 | 36.696 | 36.696 | 36.696 | 36.696 | 36.696 | 36.696 | 36.696
F2_Industrial_Primary Metals_New_Process_Natural Gas_Gas Boiler - Stack Economizer_A_Achievable Economic UCT Potential | F2 | Industrial | Primary Metals | New | Process | Natural Gas | Gas Boiler - Stack Economizer | A | Original Unit Summer Peak Savings (kW) | Achievable Economic UCT Potential | 0 | 0 | 0 | 0 | 0 | 0 | 0 | 0 | 0 | 0 | 0 | 0 | 0 | 0 | 0 | 0 | 0 | 0 | 0 | 0 | 0 | 0
F3_Industrial_Primary Metals_New_Process_Natural Gas_Gas Boiler - Stack Economizer_A_Achievable Economic UCT Potential | F3 | Industrial | Primary Metals | New | Process | Natural Gas | Gas Boiler - Stack Economizer | A | Original Unit Winter Peak Savings (kW) | Achievable Economic UCT Potential | 0 | 0 | 0 | 0 | 0 | 0 | 0 | 0 | 0 | 0 | 0 | 0 | 0 | 0 | 0 | 0 | 0 | 0 | 0 | 0 | 0 | 0
F4_Industrial_Primary Metals_New_Process_Natural Gas_Gas Boiler - Stack Economizer_A_Achievable Economic UCT Potential | F4 | Industrial | Primary Metals | New | Process | Natural Gas | Gas Boiler - Stack Economizer | A | Standalone Impact on Baseline Energy (%) | Achievable Economic UCT Potential | 0% | 0% | 0.01455% | 0.02289% | 0.03061% | 0.03749% | 0.04712% | 0.05399% | 0.05824% | 0.05993% | 0.06191% | 0.06212% | 0.06171% | 0.06015% | 0.05977% | 0.05841% | 0.05689% | 0.05341% | 0.05133% | 0.04898% | 0.04689% | 0.04498%
F5_Industrial_Primary Metals_New_Process_Natural Gas_Gas Boiler - Stack Economizer_A_Achievable Economic UCT Potential | F5 | Industrial | Primary Metals | New | Process | Natural Gas | Gas Boiler - Stack Economizer | A | Standalone Impact on Baseline Summer Peak (%) | Achievable Economic UCT Potential | bar: 2019 to 2040
F6_Industrial_Primary Metals_New_Process_Natural Gas_Gas Boiler - Stack Economizer_A_Achievable Economic UCT Potential | F6 | Industrial | Primary Metals | New | Process | Natural Gas | Gas Boiler - Stack Economizer | A | Standalone Impact on Baseline Winter Peak (%) | Achievable Economic UCT Potential | bar: 2019 to 2040
F7_Industrial_Primary Metals_New_Process_Natural Gas_Gas Boiler - Stack Economizer_A_Achievable Economic UCT Potential | F7 | Industrial | Primary Metals | New | Process | Natural Gas | Gas Boiler - Stack Economizer | A | Incremental Energy Savings (MWh or mTherms) | Achievable Economic UCT Potential | 0 | 0 | 0.019998 | 0.0349 | 0.049765 | 0.066427 | 0.076462 | 0.079299 | 0.071721 | 0.064829 | 0.056303 | 0.049128 | 0.042528 | 0.037015 | 0.031237 | 0.02657 | 0.022519 | 0.019998 | 0.0349 | 0.049765 | 0.066427 | 0.076462
F8_Industrial_Primary Metals_New_Process_Natural Gas_Gas Boiler - Stack Economizer_A_Achievable Economic UCT Potential | F8 | Industrial | Primary Metals | New | Process | Natural Gas | Gas Boiler - Stack Economizer | A | Incremental Summer Peak Savings (MW) | Achievable Economic UCT Potential | 0 | 0 | 0 | 0 | 0 | 0 | 0 | 0 | 0 | 0 | 0 | 0 | 0 | 0 | 0 | 0 | 0 | 0 | 0 | 0 | 0 | 0
F9_Industrial_Primary Metals_New_Process_Natural Gas_Gas Boiler - Stack Economizer_A_Achievable Economic UCT Potential | F9 | Industrial | Primary Metals | New | Process | Natural Gas | Gas Boiler - Stack Economizer | A | Incremental Winter Peak Savings (MW) | Achievable Economic UCT Potential | 0 | 0 | 0 | 0 | 0 | 0 | 0 | 0 | 0 | 0 | 0 | 0 | 0 | 0 | 0 | 0 | 0 | 0 | 0 | 0 | 0 | 0
F10_Industrial_Primary Metals_New_Process_Natural Gas_Gas Boiler - Stack Economizer_A_Achievable Economic UCT Potential | F10 | Industrial | Primary Metals | New | Process | Natural Gas | Gas Boiler - Stack Economizer | A | Cumulative Energy Savings (MWh or mTherms) | Achievable Economic UCT Potential | 0 | 0 | 0.019998 | 0.054898 | 0.10466 | 0.17109 | 0.24755 | 0.32685 | 0.39857 | 0.4634 | 0.51971 | 0.56883 | 0.61136 | 0.64838 | 0.67961 | 0.70618 | 0.7287 | 0.7287 | 0.7287 | 0.7287 | 0.7287 | 0.7287
F11_Industrial_Primary Metals_New_Process_Natural Gas_Gas Boiler - Stack Economizer_A_Achievable Economic UCT Potential | F11 | Industrial | Primary Metals | New | Process | Natural Gas | Gas Boiler - Stack Economizer | A | Cumulative Summer Peak Savings (MW) | Achievable Economic UCT Potential | 0 | 0 | 0 | 0 | 0 | 0 | 0 | 0 | 0 | 0 | 0 | 0 | 0 | 0 | 0 | 0 | 0 | 0 | 0 | 0 | 0 | 0
F12_Industrial_Primary Metals_New_Process_Natural Gas_Gas Boiler - Stack Economizer_A_Achievable Economic UCT Potential | F12 | Industrial | Primary Metals | New | Process | Natural Gas | Gas Boiler - Stack Economizer | A | Cumulative Winter Peak Savings (MW) | Achievable Economic UCT Potential | 0 | 0 | 0 | 0 | 0 | 0 | 0 | 0 | 0 | 0 | 0 | 0 | 0 | 0 | 0 | 0 | 0 | 0 | 0 | 0 | 0 | 0
F13_Industrial_Primary Metals_New_Process_Natural Gas_Gas Boiler - Stack Economizer_A_Achievable Economic UCT Potential | F13 | Industrial | Primary Metals | New | Process | Natural Gas | Gas Boiler - Stack Economizer | A | Purchases (Incremental) | Achievable Economic UCT Potential | 0 | 0 | 0.54496 | 0.95105 | 1.3562 | 1.8102 | 2.0837 | 2.161 | 1.9545 | 1.7666 | 1.5343 | 1.3388 | 1.1589 | 1.0087 | 0.85124 | 0.72405 | 0.61366 | 0.54496 | 0.95105 | 1.3562 | 1.8102 | 2.0837
F14_Industrial_Primary Metals_New_Process_Natural Gas_Gas Boiler - Stack Economizer_A_Achievable Economic UCT Potential | F14 | Industrial | Primary Metals | New | Process | Natural Gas | Gas Boiler - Stack Economizer | A | Purchases (Cumulative) | Achievable Economic UCT Potential | 0 | 0 | 0.54496 | 1.496 | 2.8522 | 4.6624 | 6.746 | 8.907 | 10.8615 | 12.6281 | 14.1624 | 15.5012 | 16.6601 | 17.6688 | 18.5201 | 19.2441 | 19.8578 | 19.8578 | 19.8578 | 19.8578 | 19.8578 | 19.8578
F1_Industrial_Primary Metals_New_Space Heating_Natural Gas_Gas Furnace Tube Inserts_A_Achievable Economic UCT Potential | F1 | Industrial | Primary Metals | New | Space Heating | Natural Gas | Gas Furnace Tube Inserts | A | Original Unit Energy Savings (kWh or therms) | Achievable Economic UCT Potential | 0 | 0 | 0.077933 | 0.077933 | 0.077933 | 0.077933 | 0.077933 | 0.077933 | 0.077933 | 0.077933 | 0.077933 | 0.077933 | 0.077933 | 0.077933 | 0.077933 | 0.077933 | 0.077933 | 0.077933 | 0.077933 | 0.077933 | 0.077933 | 0.077933
F2_Industrial_Primary Metals_New_Space Heating_Natural Gas_Gas Furnace Tube Inserts_A_Achievable Economic UCT Potential | F2 | Industrial | Primary Metals | New | Space Heating | Natural Gas | Gas Furnace Tube Inserts | A | Original Unit Summer Peak Savings (kW) | Achievable Economic UCT Potential | 0 | 0 | 0 | 0 | 0 | 0 | 0 | 0 | 0 | 0 | 0 | 0 | 0 | 0 | 0 | 0 | 0 | 0 | 0 | 0 | 0 | 0
F3_Industrial_Primary Metals_New_Space Heating_Natural Gas_Gas Furnace Tube Inserts_A_Achievable Economic UCT Potential | F3 | Industrial | Primary Metals | New | Space Heating | Natural Gas | Gas Furnace Tube Inserts | A | Original Unit Winter Peak Savings (kW) | Achievable Economic UCT Potential | 0 | 0 | 0 | 0 | 0 | 0 | 0 | 0 | 0 | 0 | 0 | 0 | 0 | 0 | 0 | 0 | 0 | 0 | 0 | 0 | 0 | 0
F4_Industrial_Primary Metals_New_Space Heating_Natural Gas_Gas Furnace Tube Inserts_A_Achievable Economic UCT Potential | F4 | Industrial | Primary Metals | New | Space Heating | Natural Gas | Gas Furnace Tube Inserts | A | Standalone Impact on Baseline Energy (%) | Achievable Economic UCT Potential | bar: 2019 to 2040
F5_Industrial_Primary Metals_New_Space Heating_Natural Gas_Gas Furnace Tube Inserts_A_Achievable Economic UCT Potential | F5 | Industrial | Primary Metals | New | Space Heating | Natural Gas | Gas Furnace Tube Inserts | A | Standalone Impact on Baseline Summer Peak (%) | Achievable Economic UCT Potential | bar: 2019 to 2040
F6_Industrial_Primary Metals_New_Space Heating_Natural Gas_Gas Furnace Tube Inserts_A_Achievable Economic UCT Potential | F6 | Industrial | Primary Metals | New | Space Heating | Natural Gas | Gas Furnace Tube Inserts | A | Standalone Impact on Baseline Winter Peak (%) | Achievable Economic UCT Potential | bar: 2019 to 2040
F7_Industrial_Primary Metals_New_Space Heating_Natural Gas_Gas Furnace Tube Inserts_A_Achievable Economic UCT Potential | F7 | Industrial | Primary Metals | New | Space Heating | Natural Gas | Gas Furnace Tube Inserts | A | Incremental Energy Savings (MWh or mTherms) | Achievable Economic UCT Potential | 0 | 0 | 0 | 0 | 0 | 0 | 0 | 0 | 0 | 0 | 0 | 0 | 0 | 0 | 0 | 0 | 0 | 0 | 0 | 0 | 0 | 0
F8_Industrial_Primary Metals_New_Space Heating_Natural Gas_Gas Furnace Tube Inserts_A_Achievable Economic UCT Potential | F8 | Industrial | Primary Metals | New | Space Heating | Natural Gas | Gas Furnace Tube Inserts | A | Incremental Summer Peak Savings (MW) | Achievable Economic UCT Potential | 0 | 0 | 0 | 0 | 0 | 0 | 0 | 0 | 0 | 0 | 0 | 0 | 0 | 0 | 0 | 0 | 0 | 0 | 0 | 0 | 0 | 0
F9_Industrial_Primary Metals_New_Space Heating_Natural Gas_Gas Furnace Tube Inserts_A_Achievable Economic UCT Potential | F9 | Industrial | Primary Metals | New | Space Heating | Natural Gas | Gas Furnace Tube Inserts | A | Incremental Winter Peak Savings (MW) | Achievable Economic UCT Potential | 0 | 0 | 0 | 0 | 0 | 0 | 0 | 0 | 0 | 0 | 0 | 0 | 0 | 0 | 0 | 0 | 0 | 0 | 0 | 0 | 0 | 0
F10_Industrial_Primary Metals_New_Space Heating_Natural Gas_Gas Furnace Tube Inserts_A_Achievable Economic UCT Potential | F10 | Industrial | Primary Metals | New | Space Heating | Natural Gas | Gas Furnace Tube Inserts | A | Cumulative Energy Savings (MWh or mTherms) | Achievable Economic UCT Potential | 0 | 0 | 0 | 0 | 0 | 0 | 0 | 0 | 0 | 0 | 0 | 0 | 0 | 0 | 0 | 0 | 0 | 0 | 0 | 0 | 0 | 0
F11_Industrial_Primary Metals_New_Space Heating_Natural Gas_Gas Furnace Tube Inserts_A_Achievable Economic UCT Potential | F11 | Industrial | Primary Metals | New | Space Heating | Natural Gas | Gas Furnace Tube Inserts | A | Cumulative Summer Peak Savings (MW) | Achievable Economic UCT Potential | 0 | 0 | 0 | 0 | 0 | 0 | 0 | 0 | 0 | 0 | 0 | 0 | 0 | 0 | 0 | 0 | 0 | 0 | 0 | 0 | 0 | 0
F12_Industrial_Primary Metals_New_Space Heating_Natural Gas_Gas Furnace Tube Inserts_A_Achievable Economic UCT Potential | F12 | Industrial | Primary Metals | New | Space Heating | Natural Gas | Gas Furnace Tube Inserts | A | Cumulative Winter Peak Savings (MW) | Achievable Economic UCT Potential | 0 | 0 | 0 | 0 | 0 | 0 | 0 | 0 | 0 | 0 | 0 | 0 | 0 | 0 | 0 | 0 | 0 | 0 | 0 | 0 | 0 | 0
F13_Industrial_Primary Metals_New_Space Heating_Natural Gas_Gas Furnace Tube Inserts_A_Achievable Economic UCT Potential | F13 | Industrial | Primary Metals | New | Space Heating | Natural Gas | Gas Furnace Tube Inserts | A | Purchases (Incremental) | Achievable Economic UCT Potential | 0 | 0 | 0 | 0 | 0 | 0 | 0 | 0 | 0 | 0 | 0 | 0 | 0 | 0 | 0 | 0 | 0 | 0 | 0 | 0 | 0 | 0
F14_Industrial_Primary Metals_New_Space Heating_Natural Gas_Gas Furnace Tube Inserts_A_Achievable Economic UCT Potential | F14 | Industrial | Primary Metals | New | Space Heating | Natural Gas | Gas Furnace Tube Inserts | A | Purchases (Cumulative) | Achievable Economic UCT Potential | 0 | 0 | 0 | 0 | 0 | 0 | 0 | 0 | 0 | 0 | 0 | 0 | 0 | 0 | 0 | 0 | 0 | 0 | 0 | 0 | 0 | 0
F1_Industrial_Primary Metals_New_Space Heating_Natural Gas_Space Heating - Heat Recovery Ventilator_A_Achievable Economic UCT Potential | F1 | Industrial | Primary Metals | New | Space Heating | Natural Gas | Space Heating - Heat Recovery Ventilator | A | Original Unit Energy Savings (kWh or therms) | Achievable Economic UCT Potential | 0 | 0 | 0.012707 | 0.012707 | 0.012707 | 0.012707 | 0.012707 | 0.012707 | 0.012707 | 0.012707 | 0.012707 | 0.012707 | 0.012707 | 0.012707 | 0.012707 | 0.012707 | 0.012707 | 0.012707 | 0.012707 | 0.012707 | 0.012707 | 0.012707
F2_Industrial_Primary Metals_New_Space Heating_Natural Gas_Space Heating - Heat Recovery Ventilator_A_Achievable Economic UCT Potential | F2 | Industrial | Primary Metals | New | Space Heating | Natural Gas | Space Heating - Heat Recovery Ventilator | A | Original Unit Summer Peak Savings (kW) | Achievable Economic UCT Potential | 0 | 0 | 0 | 0 | 0 | 0 | 0 | 0 | 0 | 0 | 0 | 0 | 0 | 0 | 0 | 0 | 0 | 0 | 0 | 0 | 0 | 0
F3_Industrial_Primary Metals_New_Space Heating_Natural Gas_Space Heating - Heat Recovery Ventilator_A_Achievable Economic UCT Potential | F3 | Industrial | Primary Metals | New | Space Heating | Natural Gas | Space Heating - Heat Recovery Ventilator | A | Original Unit Winter Peak Savings (kW) | Achievable Economic UCT Potential | 0 | 0 | 0 | 0 | 0 | 0 | 0 | 0 | 0 | 0 | 0 | 0 | 0 | 0 | 0 | 0 | 0 | 0 | 0 | 0 | 0 | 0
F4_Industrial_Primary Metals_New_Space Heating_Natural Gas_Space Heating - Heat Recovery Ventilator_A_Achievable Economic UCT Potential | F4 | Industrial | Primary Metals | New | Space Heating | Natural Gas | Space Heating - Heat Recovery Ventilator | A | Standalone Impact on Baseline Energy (%) | Achievable Economic UCT Potential | bar: 2019 to 2040
F5_Industrial_Primary Metals_New_Space Heating_Natural Gas_Space Heating - Heat Recovery Ventilator_A_Achievable Economic UCT Potential | F5 | Industrial | Primary Metals | New | Space Heating | Natural Gas | Space Heating - Heat Recovery Ventilator | A | Standalone Impact on Baseline Summer Peak (%) | Achievable Economic UCT Potential | bar: 2019 to 2040
F6_Industrial_Primary Metals_New_Space Heating_Natural Gas_Space Heating - Heat Recovery Ventilator_A_Achievable Economic UCT Potential | F6 | Industrial | Primary Metals | New | Space Heating | Natural Gas | Space Heating - Heat Recovery Ventilator | A | Standalone Impact on Baseline Winter Peak (%) | Achievable Economic UCT Potential | bar: 2019 to 2040
F7_Industrial_Primary Metals_New_Space Heating_Natural Gas_Space Heating - Heat Recovery Ventilator_A_Achievable Economic UCT Potential | F7 | Industrial | Primary Metals | New | Space Heating | Natural Gas | Space Heating - Heat Recovery Ventilator | A | Incremental Energy Savings (MWh or mTherms) | Achievable Economic UCT Potential | 0 | 0 | 0 | 0 | 0 | 0 | 0 | 0 | 0 | 0 | 0 | 0 | 0 | 0 | 0 | 0 | 0 | 0 | 0 | 0 | 0 | 0
F8_Industrial_Primary Metals_New_Space Heating_Natural Gas_Space Heating - Heat Recovery Ventilator_A_Achievable Economic UCT Potential | F8 | Industrial | Primary Metals | New | Space Heating | Natural Gas | Space Heating - Heat Recovery Ventilator | A | Incremental Summer Peak Savings (MW) | Achievable Economic UCT Potential | 0 | 0 | 0 | 0 | 0 | 0 | 0 | 0 | 0 | 0 | 0 | 0 | 0 | 0 | 0 | 0 | 0 | 0 | 0 | 0 | 0 | 0
F9_Industrial_Primary Metals_New_Space Heating_Natural Gas_Space Heating - Heat Recovery Ventilator_A_Achievable Economic UCT Potential | F9 | Industrial | Primary Metals | New | Space Heating | Natural Gas | Space Heating - Heat Recovery Ventilator | A | Incremental Winter Peak Savings (MW) | Achievable Economic UCT Potential | 0 | 0 | 0 | 0 | 0 | 0 | 0 | 0 | 0 | 0 | 0 | 0 | 0 | 0 | 0 | 0 | 0 | 0 | 0 | 0 | 0 | 0
F10_Industrial_Primary Metals_New_Space Heating_Natural Gas_Space Heating - Heat Recovery Ventilator_A_Achievable Economic UCT Potential | F10 | Industrial | Primary Metals | New | Space Heating | Natural Gas | Space Heating - Heat Recovery Ventilator | A | Cumulative Energy Savings (MWh or mTherms) | Achievable Economic UCT Potential | 0 | 0 | 0 | 0 | 0 | 0 | 0 | 0 | 0 | 0 | 0 | 0 | 0 | 0 | 0 | 0 | 0 | 0 | 0 | 0 | 0 | 0
F11_Industrial_Primary Metals_New_Space Heating_Natural Gas_Space Heating - Heat Recovery Ventilator_A_Achievable Economic UCT Potential | F11 | Industrial | Primary Metals | New | Space Heating | Natural Gas | Space Heating - Heat Recovery Ventilator | A | Cumulative Summer Peak Savings (MW) | Achievable Economic UCT Potential | 0 | 0 | 0 | 0 | 0 | 0 | 0 | 0 | 0 | 0 | 0 | 0 | 0 | 0 | 0 | 0 | 0 | 0 | 0 | 0 | 0 | 0
F12_Industrial_Primary Metals_New_Space Heating_Natural Gas_Space Heating - Heat Recovery Ventilator_A_Achievable Economic UCT Potential | F12 | Industrial | Primary Metals | New | Space Heating | Natural Gas | Space Heating - Heat Recovery Ventilator | A | Cumulative Winter Peak Savings (MW) | Achievable Economic UCT Potential | 0 | 0 | 0 | 0 | 0 | 0 | 0 | 0 | 0 | 0 | 0 | 0 | 0 | 0 | 0 | 0 | 0 | 0 | 0 | 0 | 0 | 0
F13_Industrial_Primary Metals_New_Space Heating_Natural Gas_Space Heating - Heat Recovery Ventilator_A_Achievable Economic UCT Potential | F13 | Industrial | Primary Metals | New | Space Heating | Natural Gas | Space Heating - Heat Recovery Ventilator | A | Purchases (Incremental) | Achievable Economic UCT Potential | 0 | 0 | 0 | 0 | 0 | 0 | 0 | 0 | 0 | 0 | 0 | 0 | 0 | 0 | 0 | 0 | 0 | 0 | 0 | 0 | 0 | 0
F14_Industrial_Primary Metals_New_Space Heating_Natural Gas_Space Heating - Heat Recovery Ventilator_A_Achievable Economic UCT Potential | F14 | Industrial | Primary Metals | New | Space Heating | Natural Gas | Space Heating - Heat Recovery Ventilator | A | Purchases (Cumulative) | Achievable Economic UCT Potential | 0 | 0 | 0 | 0 | 0 | 0 | 0 | 0 | 0 | 0 | 0 | 0 | 0 | 0 | 0 | 0 | 0 | 0 | 0 | 0 | 0 | 0
F1_Industrial_Primary Metals_New_Space Heating_Natural Gas_Thermostat - Programmable_A_Achievable Economic UCT Potential | F1 | Industrial | Primary Metals | New | Space Heating | Natural Gas | Thermostat - Programmable | A | Original Unit Energy Savings (kWh or therms) | Achievable Economic UCT Potential | 0 | 0 | 0.0061474 | 0.0061474 | 0.0061474 | 0.0061474 | 0.0061474 | 0.0061474 | 0.0061474 | 0.0061474 | 0.0061474 | 0.0061474 | 0.0061474 | 0.0061474 | 0.0061474 | 0.0061474 | 0.0061474 | 0.0061474 | 0.0061474 | 0.0061474 | 0.0061474 | 0.0061474
F2_Industrial_Primary Metals_New_Space Heating_Natural Gas_Thermostat - Programmable_A_Achievable Economic UCT Potential | F2 | Industrial | Primary Metals | New | Space Heating | Natural Gas | Thermostat - Programmable | A | Original Unit Summer Peak Savings (kW) | Achievable Economic UCT Potential | 0 | 0 | 0 | 0 | 0 | 0 | 0 | 0 | 0 | 0 | 0 | 0 | 0 | 0 | 0 | 0 | 0 | 0 | 0 | 0 | 0 | 0
F3_Industrial_Primary Metals_New_Space Heating_Natural Gas_Thermostat - Programmable_A_Achievable Economic UCT Potential | F3 | Industrial | Primary Metals | New | Space Heating | Natural Gas | Thermostat - Programmable | A | Original Unit Winter Peak Savings (kW) | Achievable Economic UCT Potential | 0 | 0 | 0 | 0 | 0 | 0 | 0 | 0 | 0 | 0 | 0 | 0 | 0 | 0 | 0 | 0 | 0 | 0 | 0 | 0 | 0 | 0
F4_Industrial_Primary Metals_New_Space Heating_Natural Gas_Thermostat - Programmable_A_Achievable Economic UCT Potential | F4 | Industrial | Primary Metals | New | Space Heating | Natural Gas | Thermostat - Programmable | A | Standalone Impact on Baseline Energy (%) | Achievable Economic UCT Potential | bar: 2019 to 2040
F5_Industrial_Primary Metals_New_Space Heating_Natural Gas_Thermostat - Programmable_A_Achievable Economic UCT Potential | F5 | Industrial | Primary Metals | New | Space Heating | Natural Gas | Thermostat - Programmable | A | Standalone Impact on Baseline Summer Peak (%) | Achievable Economic UCT Potential | bar: 2019 to 2040
F6_Industrial_Primary Metals_New_Space Heating_Natural Gas_Thermostat - Programmable_A_Achievable Economic UCT Potential | F6 | Industrial | Primary Metals | New | Space Heating | Natural Gas | Thermostat - Programmable | A | Standalone Impact on Baseline Winter Peak (%) | Achievable Economic UCT Potential | bar: 2019 to 2040
F7_Industrial_Primary Metals_New_Space Heating_Natural Gas_Thermostat - Programmable_A_Achievable Economic UCT Potential | F7 | Industrial | Primary Metals | New | Space Heating | Natural Gas | Thermostat - Programmable | A | Incremental Energy Savings (MWh or mTherms) | Achievable Economic UCT Potential | 0 | 0 | 0 | 0 | 0 | 0 | 0 | 0 | 0 | 0 | 0 | 0 | 0 | 0 | 0 | 0 | 0 | 0 | 0 | 0 | 0 | 0
F8_Industrial_Primary Metals_New_Space Heating_Natural Gas_Thermostat - Programmable_A_Achievable Economic UCT Potential | F8 | Industrial | Primary Metals | New | Space Heating | Natural Gas | Thermostat - Programmable | A | Incremental Summer Peak Savings (MW) | Achievable Economic UCT Potential | 0 | 0 | 0 | 0 | 0 | 0 | 0 | 0 | 0 | 0 | 0 | 0 | 0 | 0 | 0 | 0 | 0 | 0 | 0 | 0 | 0 | 0
F9_Industrial_Primary Metals_New_Space Heating_Natural Gas_Thermostat - Programmable_A_Achievable Economic UCT Potential | F9 | Industrial | Primary Metals | New | Space Heating | Natural Gas | Thermostat - Programmable | A | Incremental Winter Peak Savings (MW) | Achievable Economic UCT Potential | 0 | 0 | 0 | 0 | 0 | 0 | 0 | 0 | 0 | 0 | 0 | 0 | 0 | 0 | 0 | 0 | 0 | 0 | 0 | 0 | 0 | 0
F10_Industrial_Primary Metals_New_Space Heating_Natural Gas_Thermostat - Programmable_A_Achievable Economic UCT Potential | F10 | Industrial | Primary Metals | New | Space Heating | Natural Gas | Thermostat - Programmable | A | Cumulative Energy Savings (MWh or mTherms) | Achievable Economic UCT Potential | 0 | 0 | 0 | 0 | 0 | 0 | 0 | 0 | 0 | 0 | 0 | 0 | 0 | 0 | 0 | 0 | 0 | 0 | 0 | 0 | 0 | 0
F11_Industrial_Primary Metals_New_Space Heating_Natural Gas_Thermostat - Programmable_A_Achievable Economic UCT Potential | F11 | Industrial | Primary Metals | New | Space Heating | Natural Gas | Thermostat - Programmable | A | Cumulative Summer Peak Savings (MW) | Achievable Economic UCT Potential | 0 | 0 | 0 | 0 | 0 | 0 | 0 | 0 | 0 | 0 | 0 | 0 | 0 | 0 | 0 | 0 | 0 | 0 | 0 | 0 | 0 | 0
F12_Industrial_Primary Metals_New_Space Heating_Natural Gas_Thermostat - Programmable_A_Achievable Economic UCT Potential | F12 | Industrial | Primary Metals | New | Space Heating | Natural Gas | Thermostat - Programmable | A | Cumulative Winter Peak Savings (MW) | Achievable Economic UCT Potential | 0 | 0 | 0 | 0 | 0 | 0 | 0 | 0 | 0 | 0 | 0 | 0 | 0 | 0 | 0 | 0 | 0 | 0 | 0 | 0 | 0 | 0
F13_Industrial_Primary Metals_New_Space Heating_Natural Gas_Thermostat - Programmable_A_Achievable Economic UCT Potential | F13 | Industrial | Primary Metals | New | Space Heating | Natural Gas | Thermostat - Programmable | A | Purchases (Incremental) | Achievable Economic UCT Potential | 0 | 0 | 0 | 0 | 0 | 0 | 0 | 0 | 0 | 0 | 0 | 0 | 0 | 0 | 0 | 0 | 0 | 0 | 0 | 0 | 0 | 0
F14_Industrial_Primary Metals_New_Space Heating_Natural Gas_Thermostat - Programmable_A_Achievable Economic UCT Potential | F14 | Industrial | Primary Metals | New | Space Heating | Natural Gas | Thermostat - Programmable | A | Purchases (Cumulative) | Achievable Economic UCT Potential | 0 | 0 | 0 | 0 | 0 | 0 | 0 | 0 | 0 | 0 | 0 | 0 | 0 | 0 | 0 | 0 | 0 | 0 | 0 | 0 | 0 | 0
F1_Industrial_Primary Metals_New_Space Heating_Natural Gas_ENERGY STAR Connected Thermostat_A_Achievable Economic UCT Potential | F1 | Industrial | Primary Metals | New | Space Heating | Natural Gas | ENERGY STAR Connected Thermostat | A | Original Unit Energy Savings (kWh or therms) | Achievable Economic UCT Potential | 0 | 0 | 0.01486 | 0.01486 | 0.01486 | 0.01486 | 0.01486 | 0.01486 | 0.01486 | 0.01486 | 0.01486 | 0.01486 | 0.01486 | 0.01486 | 0.01486 | 0.01486 | 0.01486 | 0.01486 | 0.01486 | 0.01486 | 0.01486 | 0.01486
F2_Industrial_Primary Metals_New_Space Heating_Natural Gas_ENERGY STAR Connected Thermostat_A_Achievable Economic UCT Potential | F2 | Industrial | Primary Metals | New | Space Heating | Natural Gas | ENERGY STAR Connected Thermostat | A | Original Unit Summer Peak Savings (kW) | Achievable Economic UCT Potential | 0 | 0 | 0 | 0 | 0 | 0 | 0 | 0 | 0 | 0 | 0 | 0 | 0 | 0 | 0 | 0 | 0 | 0 | 0 | 0 | 0 | 0
F3_Industrial_Primary Metals_New_Space Heating_Natural Gas_ENERGY STAR Connected Thermostat_A_Achievable Economic UCT Potential | F3 | Industrial | Primary Metals | New | Space Heating | Natural Gas | ENERGY STAR Connected Thermostat | A | Original Unit Winter Peak Savings (kW) | Achievable Economic UCT Potential | 0 | 0 | 0 | 0 | 0 | 0 | 0 | 0 | 0 | 0 | 0 | 0 | 0 | 0 | 0 | 0 | 0 | 0 | 0 | 0 | 0 | 0
F4_Industrial_Primary Metals_New_Space Heating_Natural Gas_ENERGY STAR Connected Thermostat_A_Achievable Economic UCT Potential | F4 | Industrial | Primary Metals | New | Space Heating | Natural Gas | ENERGY STAR Connected Thermostat | A | Standalone Impact on Baseline Energy (%) | Achievable Economic UCT Potential | bar: 2019 to 2040
F5_Industrial_Primary Metals_New_Space Heating_Natural Gas_ENERGY STAR Connected Thermostat_A_Achievable Economic UCT Potential | F5 | Industrial | Primary Metals | New | Space Heating | Natural Gas | ENERGY STAR Connected Thermostat | A | Standalone Impact on Baseline Summer Peak (%) | Achievable Economic UCT Potential | bar: 2019 to 2040
F6_Industrial_Primary Metals_New_Space Heating_Natural Gas_ENERGY STAR Connected Thermostat_A_Achievable Economic UCT Potential | F6 | Industrial | Primary Metals | New | Space Heating | Natural Gas | ENERGY STAR Connected Thermostat | A | Standalone Impact on Baseline Winter Peak (%) | Achievable Economic UCT Potential | bar: 2019 to 2040
F7_Industrial_Primary Metals_New_Space Heating_Natural Gas_ENERGY STAR Connected Thermostat_A_Achievable Economic UCT Potential | F7 | Industrial | Primary Metals | New | Space Heating | Natural Gas | ENERGY STAR Connected Thermostat | A | Incremental Energy Savings (MWh or mTherms) | Achievable Economic UCT Potential | 0 | 0 | 0 | 0 | 0 | 0 | 0 | 0 | 0 | 0 | 0 | 0 | 0 | 0 | 0 | 0 | 0 | 0 | 0 | 0 | 0 | 0
F8_Industrial_Primary Metals_New_Space Heating_Natural Gas_ENERGY STAR Connected Thermostat_A_Achievable Economic UCT Potential | F8 | Industrial | Primary Metals | New | Space Heating | Natural Gas | ENERGY STAR Connected Thermostat | A | Incremental Summer Peak Savings (MW) | Achievable Economic UCT Potential | 0 | 0 | 0 | 0 | 0 | 0 | 0 | 0 | 0 | 0 | 0 | 0 | 0 | 0 | 0 | 0 | 0 | 0 | 0 | 0 | 0 | 0
F9_Industrial_Primary Metals_New_Space Heating_Natural Gas_ENERGY STAR Connected Thermostat_A_Achievable Economic UCT Potential | F9 | Industrial | Primary Metals | New | Space Heating | Natural Gas | ENERGY STAR Connected Thermostat | A | Incremental Winter Peak Savings (MW) | Achievable Economic UCT Potential | 0 | 0 | 0 | 0 | 0 | 0 | 0 | 0 | 0 | 0 | 0 | 0 | 0 | 0 | 0 | 0 | 0 | 0 | 0 | 0 | 0 | 0
F10_Industrial_Primary Metals_New_Space Heating_Natural Gas_ENERGY STAR Connected Thermostat_A_Achievable Economic UCT Potential | F10 | Industrial | Primary Metals | New | Space Heating | Natural Gas | ENERGY STAR Connected Thermostat | A | Cumulative Energy Savings (MWh or mTherms) | Achievable Economic UCT Potential | 0 | 0 | 0 | 0 | 0 | 0 | 0 | 0 | 0 | 0 | 0 | 0 | 0 | 0 | 0 | 0 | 0 | 0 | 0 | 0 | 0 | 0
F11_Industrial_Primary Metals_New_Space Heating_Natural Gas_ENERGY STAR Connected Thermostat_A_Achievable Economic UCT Potential | F11 | Industrial | Primary Metals | New | Space Heating | Natural Gas | ENERGY STAR Connected Thermostat | A | Cumulative Summer Peak Savings (MW) | Achievable Economic UCT Potential | 0 | 0 | 0 | 0 | 0 | 0 | 0 | 0 | 0 | 0 | 0 | 0 | 0 | 0 | 0 | 0 | 0 | 0 | 0 | 0 | 0 | 0
F12_Industrial_Primary Metals_New_Space Heating_Natural Gas_ENERGY STAR Connected Thermostat_A_Achievable Economic UCT Potential | F12 | Industrial | Primary Metals | New | Space Heating | Natural Gas | ENERGY STAR Connected Thermostat | A | Cumulative Winter Peak Savings (MW) | Achievable Economic UCT Potential | 0 | 0 | 0 | 0 | 0 | 0 | 0 | 0 | 0 | 0 | 0 | 0 | 0 | 0 | 0 | 0 | 0 | 0 | 0 | 0 | 0 | 0
F13_Industrial_Primary Metals_New_Space Heating_Natural Gas_ENERGY STAR Connected Thermostat_A_Achievable Economic UCT Potential | F13 | Industrial | Primary Metals | New | Space Heating | Natural Gas | ENERGY STAR Connected Thermostat | A | Purchases (Incremental) | Achievable Economic UCT Potential | 0 | 0 | 0 | 0 | 0 | 0 | 0 | 0 | 0 | 0 | 0 | 0 | 0 | 0 | 0 | 0 | 0 | 0 | 0 | 0 | 0 | 0
F14_Industrial_Primary Metals_New_Space Heating_Natural Gas_ENERGY STAR Connected Thermostat_A_Achievable Economic UCT Potential | F14 | Industrial | Primary Metals | New | Space Heating | Natural Gas | ENERGY STAR Connected Thermostat | A | Purchases (Cumulative) | Achievable Economic UCT Potential | 0 | 0 | 0 | 0 | 0 | 0 | 0 | 0 | 0 | 0 | 0 | 0 | 0 | 0 | 0 | 0 | 0 | 0 | 0 | 0 | 0 | 0
F1_Industrial_Primary Metals_New_Space Heating_Natural Gas_Destratification Fans (HVLS)_A_Achievable Economic UCT Potential | F1 | Industrial | Primary Metals | New | Space Heating | Natural Gas | Destratification Fans (HVLS) | A | Original Unit Energy Savings (kWh or therms) | Achievable Economic UCT Potential | 0 | 0 | 0.01486 | 0.01486 | 0.01486 | 0.01486 | 0.01486 | 0.01486 | 0.01486 | 0.01486 | 0.01486 | 0.01486 | 0.01486 | 0.01486 | 0.01486 | 0.01486 | 0.01486 | 0.01486 | 0.01486 | 0.01486 | 0.01486 | 0.01486
F2_Industrial_Primary Metals_New_Space Heating_Natural Gas_Destratification Fans (HVLS)_A_Achievable Economic UCT Potential | F2 | Industrial | Primary Metals | New | Space Heating | Natural Gas | Destratification Fans (HVLS) | A | Original Unit Summer Peak Savings (kW) | Achievable Economic UCT Potential | 0 | 0 | 0 | 0 | 0 | 0 | 0 | 0 | 0 | 0 | 0 | 0 | 0 | 0 | 0 | 0 | 0 | 0 | 0 | 0 | 0 | 0
F3_Industrial_Primary Metals_New_Space Heating_Natural Gas_Destratification Fans (HVLS)_A_Achievable Economic UCT Potential | F3 | Industrial | Primary Metals | New | Space Heating | Natural Gas | Destratification Fans (HVLS) | A | Original Unit Winter Peak Savings (kW) | Achievable Economic UCT Potential | 0 | 0 | 0 | 0 | 0 | 0 | 0 | 0 | 0 | 0 | 0 | 0 | 0 | 0 | 0 | 0 | 0 | 0 | 0 | 0 | 0 | 0
F4_Industrial_Primary Metals_New_Space Heating_Natural Gas_Destratification Fans (HVLS)_A_Achievable Economic UCT Potential | F4 | Industrial | Primary Metals | New | Space Heating | Natural Gas | Destratification Fans (HVLS) | A | Standalone Impact on Baseline Energy (%) | Achievable Economic UCT Potential | bar: 2019 to 2040
F5_Industrial_Primary Metals_New_Space Heating_Natural Gas_Destratification Fans (HVLS)_A_Achievable Economic UCT Potential | F5 | Industrial | Primary Metals | New | Space Heating | Natural Gas | Destratification Fans (HVLS) | A | Standalone Impact on Baseline Summer Peak (%) | Achievable Economic UCT Potential | bar: 2019 to 2040
F6_Industrial_Primary Metals_New_Space Heating_Natural Gas_Destratification Fans (HVLS)_A_Achievable Economic UCT Potential | F6 | Industrial | Primary Metals | New | Space Heating | Natural Gas | Destratification Fans (HVLS) | A | Standalone Impact on Baseline Winter Peak (%) | Achievable Economic UCT Potential | bar: 2019 to 2040
F7_Industrial_Primary Metals_New_Space Heating_Natural Gas_Destratification Fans (HVLS)_A_Achievable Economic UCT Potential | F7 | Industrial | Primary Metals | New | Space Heating | Natural Gas | Destratification Fans (HVLS) | A | Incremental Energy Savings (MWh or mTherms) | Achievable Economic UCT Potential | 0 | 0 | 0 | 0 | 0 | 0 | 0 | 0 | 0 | 0 | 0 | 0 | 0 | 0 | 0 | 0 | 0 | 0 | 0 | 0 | 0 | 0
F8_Industrial_Primary Metals_New_Space Heating_Natural Gas_Destratification Fans (HVLS)_A_Achievable Economic UCT Potential | F8 | Industrial | Primary Metals | New | Space Heating | Natural Gas | Destratification Fans (HVLS) | A | Incremental Summer Peak Savings (MW) | Achievable Economic UCT Potential | 0 | 0 | 0 | 0 | 0 | 0 | 0 | 0 | 0 | 0 | 0 | 0 | 0 | 0 | 0 | 0 | 0 | 0 | 0 | 0 | 0 | 0
F9_Industrial_Primary Metals_New_Space Heating_Natural Gas_Destratification Fans (HVLS)_A_Achievable Economic UCT Potential | F9 | Industrial | Primary Metals | New | Space Heating | Natural Gas | Destratification Fans (HVLS) | A | Incremental Winter Peak Savings (MW) | Achievable Economic UCT Potential | 0 | 0 | 0 | 0 | 0 | 0 | 0 | 0 | 0 | 0 | 0 | 0 | 0 | 0 | 0 | 0 | 0 | 0 | 0 | 0 | 0 | 0
F10_Industrial_Primary Metals_New_Space Heating_Natural Gas_Destratification Fans (HVLS)_A_Achievable Economic UCT Potential | F10 | Industrial | Primary Metals | New | Space Heating | Natural Gas | Destratification Fans (HVLS) | A | Cumulative Energy Savings (MWh or mTherms) | Achievable Economic UCT Potential | 0 | 0 | 0 | 0 | 0 | 0 | 0 | 0 | 0 | 0 | 0 | 0 | 0 | 0 | 0 | 0 | 0 | 0 | 0 | 0 | 0 | 0
F11_Industrial_Primary Metals_New_Space Heating_Natural Gas_Destratification Fans (HVLS)_A_Achievable Economic UCT Potential | F11 | Industrial | Primary Metals | New | Space Heating | Natural Gas | Destratification Fans (HVLS) | A | Cumulative Summer Peak Savings (MW) | Achievable Economic UCT Potential | 0 | 0 | 0 | 0 | 0 | 0 | 0 | 0 | 0 | 0 | 0 | 0 | 0 | 0 | 0 | 0 | 0 | 0 | 0 | 0 | 0 | 0
F12_Industrial_Primary Metals_New_Space Heating_Natural Gas_Destratification Fans (HVLS)_A_Achievable Economic UCT Potential | F12 | Industrial | Primary Metals | New | Space Heating | Natural Gas | Destratification Fans (HVLS) | A | Cumulative Winter Peak Savings (MW) | Achievable Economic UCT Potential | 0 | 0 | 0 | 0 | 0 | 0 | 0 | 0 | 0 | 0 | 0 | 0 | 0 | 0 | 0 | 0 | 0 | 0 | 0 | 0 | 0 | 0
F13_Industrial_Primary Metals_New_Space Heating_Natural Gas_Destratification Fans (HVLS)_A_Achievable Economic UCT Potential | F13 | Industrial | Primary Metals | New | Space Heating | Natural Gas | Destratification Fans (HVLS) | A | Purchases (Incremental) | Achievable Economic UCT Potential | 0 | 0 | 0 | 0 | 0 | 0 | 0 | 0 | 0 | 0 | 0 | 0 | 0 | 0 | 0 | 0 | 0 | 0 | 0 | 0 | 0 | 0
F14_Industrial_Primary Metals_New_Space Heating_Natural Gas_Destratification Fans (HVLS)_A_Achievable Economic UCT Potential | F14 | Industrial | Primary Metals | New | Space Heating | Natural Gas | Destratification Fans (HVLS) | A | Purchases (Cumulative) | Achievable Economic UCT Potential | 0 | 0 | 0 | 0 | 0 | 0 | 0 | 0 | 0 | 0 | 0 | 0 | 0 | 0 | 0 | 0 | 0 | 0 | 0 | 0 | 0 | 0
F1_Industrial_Primary Metals_New_Space Heating_Natural Gas_Gas Boiler - Insulate Steam Lines/Condensate Tank_A_Achievable Economic UCT Potential | F1 | Industrial | Primary Metals | New | Space Heating | Natural Gas | Gas Boiler - Insulate Steam Lines/Condensate Tank | A | Original Unit Energy Savings (kWh or therms) | Achievable Economic UCT Potential | 0 | 0 | 301.7662 | 301.7662 | 301.7662 | 301.7662 | 301.7662 | 301.7662 | 301.7662 | 301.7662 | 301.7662 | 301.7662 | 301.7662 | 301.7662 | 301.7662 | 301.7662 | 301.7662 | 301.7662 | 301.7662 | 301.7662 | 301.7662 | 301.7662
F2_Industrial_Primary Metals_New_Space Heating_Natural Gas_Gas Boiler - Insulate Steam Lines/Condensate Tank_A_Achievable Economic UCT Potential | F2 | Industrial | Primary Metals | New | Space Heating | Natural Gas | Gas Boiler - Insulate Steam Lines/Condensate Tank | A | Original Unit Summer Peak Savings (kW) | Achievable Economic UCT Potential | 0 | 0 | 0 | 0 | 0 | 0 | 0 | 0 | 0 | 0 | 0 | 0 | 0 | 0 | 0 | 0 | 0 | 0 | 0 | 0 | 0 | 0
F3_Industrial_Primary Metals_New_Space Heating_Natural Gas_Gas Boiler - Insulate Steam Lines/Condensate Tank_A_Achievable Economic UCT Potential | F3 | Industrial | Primary Metals | New | Space Heating | Natural Gas | Gas Boiler - Insulate Steam Lines/Condensate Tank | A | Original Unit Winter Peak Savings (kW) | Achievable Economic UCT Potential | 0 | 0 | 0 | 0 | 0 | 0 | 0 | 0 | 0 | 0 | 0 | 0 | 0 | 0 | 0 | 0 | 0 | 0 | 0 | 0 | 0 | 0
F4_Industrial_Primary Metals_New_Space Heating_Natural Gas_Gas Boiler - Insulate Steam Lines/Condensate Tank_A_Achievable Economic UCT Potential | F4 | Industrial | Primary Metals | New | Space Heating | Natural Gas | Gas Boiler - Insulate Steam Lines/Condensate Tank | A | Standalone Impact on Baseline Energy (%) | Achievable Economic UCT Potential | 0% | 0% | 0.005147% | 0.008096% | 0.01082% | 0.01326% | 0.01666% | 0.01961% | 0.02249% | 0.02505% | 0.02822% | 0.03102% | 0.03382% | 0.03623% | 0.03949% | 0.04229% | 0.04506% | 0.04745% | 0.05075% | 0.05357% | 0.05644% | 0.05929%
F5_Industrial_Primary Metals_New_Space Heating_Natural Gas_Gas Boiler - Insulate Steam Lines/Condensate Tank_A_Achievable Economic UCT Potential | F5 | Industrial | Primary Metals | New | Space Heating | Natural Gas | Gas Boiler - Insulate Steam Lines/Condensate Tank | A | Standalone Impact on Baseline Summer Peak (%) | Achievable Economic UCT Potential | bar: 2019 to 2040
F6_Industrial_Primary Metals_New_Space Heating_Natural Gas_Gas Boiler - Insulate Steam Lines/Condensate Tank_A_Achievable Economic UCT Potential | F6 | Industrial | Primary Metals | New | Space Heating | Natural Gas | Gas Boiler - Insulate Steam Lines/Condensate Tank | A | Standalone Impact on Baseline Winter Peak (%) | Achievable Economic UCT Potential | bar: 2019 to 2040
F7_Industrial_Primary Metals_New_Space Heating_Natural Gas_Gas Boiler - Insulate Steam Lines/Condensate Tank_A_Achievable Economic UCT Potential | F7 | Industrial | Primary Metals | New | Space Heating | Natural Gas | Gas Boiler - Insulate Steam Lines/Condensate Tank | A | Incremental Energy Savings (MWh or mTherms) | Achievable Economic UCT Potential | 0 | 0 | 0.00025945 | 0.00045279 | 0.00064566 | 0.00086183 | 0.00099202 | 0.0011432 | 0.0012924 | 0.0014602 | 0.0015853 | 0.001729 | 0.0018709 | 0.0020355 | 0.0021472 | 0.002283 | 0.0024186 | 0.0025766 | 0.0026809 | 0.0028094 | 0.0029345 | 0.0030591
F8_Industrial_Primary Metals_New_Space Heating_Natural Gas_Gas Boiler - Insulate Steam Lines/Condensate Tank_A_Achievable Economic UCT Potential | F8 | Industrial | Primary Metals | New | Space Heating | Natural Gas | Gas Boiler - Insulate Steam Lines/Condensate Tank | A | Incremental Summer Peak Savings (MW) | Achievable Economic UCT Potential | 0 | 0 | 0 | 0 | 0 | 0 | 0 | 0 | 0 | 0 | 0 | 0 | 0 | 0 | 0 | 0 | 0 | 0 | 0 | 0 | 0 | 0
F9_Industrial_Primary Metals_New_Space Heating_Natural Gas_Gas Boiler - Insulate Steam Lines/Condensate Tank_A_Achievable Economic UCT Potential | F9 | Industrial | Primary Metals | New | Space Heating | Natural Gas | Gas Boiler - Insulate Steam Lines/Condensate Tank | A | Incremental Winter Peak Savings (MW) | Achievable Economic UCT Potential | 0 | 0 | 0 | 0 | 0 | 0 | 0 | 0 | 0 | 0 | 0 | 0 | 0 | 0 | 0 | 0 | 0 | 0 | 0 | 0 | 0 | 0
F10_Industrial_Primary Metals_New_Space Heating_Natural Gas_Gas Boiler - Insulate Steam Lines/Condensate Tank_A_Achievable Economic UCT Potential | F10 | Industrial | Primary Metals | New | Space Heating | Natural Gas | Gas Boiler - Insulate Steam Lines/Condensate Tank | A | Cumulative Energy Savings (MWh or mTherms) | Achievable Economic UCT Potential | 0 | 0 | 0.00025945 | 0.00071225 | 0.0013579 | 0.0022197 | 0.0032118 | 0.0043549 | 0.0056473 | 0.0071075 | 0.0086928 | 0.010422 | 0.012293 | 0.014328 | 0.016475 | 0.018758 | 0.021177 | 0.023754 | 0.026435 | 0.029244 | 0.032178 | 0.035238
F11_Industrial_Primary Metals_New_Space Heating_Natural Gas_Gas Boiler - Insulate Steam Lines/Condensate Tank_A_Achievable Economic UCT Potential | F11 | Industrial | Primary Metals | New | Space Heating | Natural Gas | Gas Boiler - Insulate Steam Lines/Condensate Tank | A | Cumulative Summer Peak Savings (MW) | Achievable Economic UCT Potential | 0 | 0 | 0 | 0 | 0 | 0 | 0 | 0 | 0 | 0 | 0 | 0 | 0 | 0 | 0 | 0 | 0 | 0 | 0 | 0 | 0 | 0
F12_Industrial_Primary Metals_New_Space Heating_Natural Gas_Gas Boiler - Insulate Steam Lines/Condensate Tank_A_Achievable Economic UCT Potential | F12 | Industrial | Primary Metals | New | Space Heating | Natural Gas | Gas Boiler - Insulate Steam Lines/Condensate Tank | A | Cumulative Winter Peak Savings (MW) | Achievable Economic UCT Potential | 0 | 0 | 0 | 0 | 0 | 0 | 0 | 0 | 0 | 0 | 0 | 0 | 0 | 0 | 0 | 0 | 0 | 0 | 0 | 0 | 0 | 0
F13_Industrial_Primary Metals_New_Space Heating_Natural Gas_Gas Boiler - Insulate Steam Lines/Condensate Tank_A_Achievable Economic UCT Potential | F13 | Industrial | Primary Metals | New | Space Heating | Natural Gas | Gas Boiler - Insulate Steam Lines/Condensate Tank | A | Purchases (Incremental) | Achievable Economic UCT Potential | 0 | 0 | 0.00085978 | 0.0015005 | 0.0021396 | 0.002856 | 0.0032874 | 0.0037882 | 0.0042827 | 0.004839 | 0.0052532 | 0.0057297 | 0.0061999 | 0.0067453 | 0.0071155 | 0.0075654 | 0.0080149 | 0.0085383 | 0.008884 | 0.0093099 | 0.0097243 | 0.010137
F14_Industrial_Primary Metals_New_Space Heating_Natural Gas_Gas Boiler - Insulate Steam Lines/Condensate Tank_A_Achievable Economic UCT Potential | F14 | Industrial | Primary Metals | New | Space Heating | Natural Gas | Gas Boiler - Insulate Steam Lines/Condensate Tank | A | Purchases (Cumulative) | Achievable Economic UCT Potential | 0 | 0 | 0.00085978 | 0.0023603 | 0.0044999 | 0.0073558 | 0.010643 | 0.014431 | 0.018714 | 0.023553 | 0.028806 | 0.034536 | 0.040736 | 0.047481 | 0.054597 | 0.062162 | 0.070177 | 0.078715 | 0.087599 | 0.096909 | 0.10663 | 0.11677
F1_Industrial_Primary Metals_New_Process_Natural Gas_Gas Boiler - Insulate Steam Lines/Condensate Tank_A_Achievable Economic UCT Potential | F1 | Industrial | Primary Metals | New | Process | Natural Gas | Gas Boiler - Insulate Steam Lines/Condensate Tank | A | Original Unit Energy Savings (kWh or therms) | Achievable Economic UCT Potential | 0 | 0 | 303.5793 | 303.5793 | 303.5793 | 303.5793 | 303.5793 | 303.5793 | 303.5793 | 303.5793 | 303.5793 | 303.5793 | 303.5793 | 303.5793 | 303.5793 | 303.5793 | 303.5793 | 303.5793 | 303.5793 | 303.5793 | 303.5793 | 303.5793
F2_Industrial_Primary Metals_New_Process_Natural Gas_Gas Boiler - Insulate Steam Lines/Condensate Tank_A_Achievable Economic UCT Potential | F2 | Industrial | Primary Metals | New | Process | Natural Gas | Gas Boiler - Insulate Steam Lines/Condensate Tank | A | Original Unit Summer Peak Savings (kW) | Achievable Economic UCT Potential | 0 | 0 | 0 | 0 | 0 | 0 | 0 | 0 | 0 | 0 | 0 | 0 | 0 | 0 | 0 | 0 | 0 | 0 | 0 | 0 | 0 | 0
F3_Industrial_Primary Metals_New_Process_Natural Gas_Gas Boiler - Insulate Steam Lines/Condensate Tank_A_Achievable Economic UCT Potential | F3 | Industrial | Primary Metals | New | Process | Natural Gas | Gas Boiler - Insulate Steam Lines/Condensate Tank | A | Original Unit Winter Peak Savings (kW) | Achievable Economic UCT Potential | 0 | 0 | 0 | 0 | 0 | 0 | 0 | 0 | 0 | 0 | 0 | 0 | 0 | 0 | 0 | 0 | 0 | 0 | 0 | 0 | 0 | 0
F4_Industrial_Primary Metals_New_Process_Natural Gas_Gas Boiler - Insulate Steam Lines/Condensate Tank_A_Achievable Economic UCT Potential | F4 | Industrial | Primary Metals | New | Process | Natural Gas | Gas Boiler - Insulate Steam Lines/Condensate Tank | A | Standalone Impact on Baseline Energy (%) | Achievable Economic UCT Potential | 0% | 0% | 0.006881% | 0.01082% | 0.01447% | 0.01772% | 0.02228% | 0.02621% | 0.03007% | 0.03349% | 0.03773% | 0.04147% | 0.04521% | 0.04843% | 0.05279% | 0.05654% | 0.06025% | 0.06343% | 0.06785% | 0.07162% | 0.07545% | 0.07926%
F5_Industrial_Primary Metals_New_Process_Natural Gas_Gas Boiler - Insulate Steam Lines/Condensate Tank_A_Achievable Economic UCT Potential | F5 | Industrial | Primary Metals | New | Process | Natural Gas | Gas Boiler - Insulate Steam Lines/Condensate Tank | A | Standalone Impact on Baseline Summer Peak (%) | Achievable Economic UCT Potential | bar: 2019 to 2040
F6_Industrial_Primary Metals_New_Process_Natural Gas_Gas Boiler - Insulate Steam Lines/Condensate Tank_A_Achievable Economic UCT Potential | F6 | Industrial | Primary Metals | New | Process | Natural Gas | Gas Boiler - Insulate Steam Lines/Condensate Tank | A | Standalone Impact on Baseline Winter Peak (%) | Achievable Economic UCT Potential | bar: 2019 to 2040
F7_Industrial_Primary Metals_New_Process_Natural Gas_Gas Boiler - Insulate Steam Lines/Condensate Tank_A_Achievable Economic UCT Potential | F7 | Industrial | Primary Metals | New | Process | Natural Gas | Gas Boiler - Insulate Steam Lines/Condensate Tank | A | Incremental Energy Savings (MWh or mTherms) | Achievable Economic UCT Potential | 0 | 0 | 0.0094536 | 0.016498 | 0.023526 | 0.031402 | 0.036146 | 0.041653 | 0.04709 | 0.053206 | 0.057762 | 0.063001 | 0.06817 | 0.074167 | 0.078238 | 0.083184 | 0.088127 | 0.093882 | 0.097683 | 0.10237 | 0.10692 | 0.11146
F8_Industrial_Primary Metals_New_Process_Natural Gas_Gas Boiler - Insulate Steam Lines/Condensate Tank_A_Achievable Economic UCT Potential | F8 | Industrial | Primary Metals | New | Process | Natural Gas | Gas Boiler - Insulate Steam Lines/Condensate Tank | A | Incremental Summer Peak Savings (MW) | Achievable Economic UCT Potential | 0 | 0 | 0 | 0 | 0 | 0 | 0 | 0 | 0 | 0 | 0 | 0 | 0 | 0 | 0 | 0 | 0 | 0 | 0 | 0 | 0 | 0
F9_Industrial_Primary Metals_New_Process_Natural Gas_Gas Boiler - Insulate Steam Lines/Condensate Tank_A_Achievable Economic UCT Potential | F9 | Industrial | Primary Metals | New | Process | Natural Gas | Gas Boiler - Insulate Steam Lines/Condensate Tank | A | Incremental Winter Peak Savings (MW) | Achievable Economic UCT Potential | 0 | 0 | 0 | 0 | 0 | 0 | 0 | 0 | 0 | 0 | 0 | 0 | 0 | 0 | 0 | 0 | 0 | 0 | 0 | 0 | 0 | 0
F10_Industrial_Primary Metals_New_Process_Natural Gas_Gas Boiler - Insulate Steam Lines/Condensate Tank_A_Achievable Economic UCT Potential | F10 | Industrial | Primary Metals | New | Process | Natural Gas | Gas Boiler - Insulate Steam Lines/Condensate Tank | A | Cumulative Energy Savings (MWh or mTherms) | Achievable Economic UCT Potential | 0 | 0 | 0.0094536 | 0.025952 | 0.049478 | 0.08088 | 0.11703 | 0.15868 | 0.20577 | 0.25898 | 0.31674 | 0.37974 | 0.44791 | 0.52208 | 0.60031 | 0.6835 | 0.77163 | 0.86551 | 0.96319 | 1.0656 | 1.1725 | 1.2839
F11_Industrial_Primary Metals_New_Process_Natural Gas_Gas Boiler - Insulate Steam Lines/Condensate Tank_A_Achievable Economic UCT Potential | F11 | Industrial | Primary Metals | New | Process | Natural Gas | Gas Boiler - Insulate Steam Lines/Condensate Tank | A | Cumulative Summer Peak Savings (MW) | Achievable Economic UCT Potential | 0 | 0 | 0 | 0 | 0 | 0 | 0 | 0 | 0 | 0 | 0 | 0 | 0 | 0 | 0 | 0 | 0 | 0 | 0 | 0 | 0 | 0
F12_Industrial_Primary Metals_New_Process_Natural Gas_Gas Boiler - Insulate Steam Lines/Condensate Tank_A_Achievable Economic UCT Potential | F12 | Industrial | Primary Metals | New | Process | Natural Gas | Gas Boiler - Insulate Steam Lines/Condensate Tank | A | Cumulative Winter Peak Savings (MW) | Achievable Economic UCT Potential | 0 | 0 | 0 | 0 | 0 | 0 | 0 | 0 | 0 | 0 | 0 | 0 | 0 | 0 | 0 | 0 | 0 | 0 | 0 | 0 | 0 | 0
F13_Industrial_Primary Metals_New_Process_Natural Gas_Gas Boiler - Insulate Steam Lines/Condensate Tank_A_Achievable Economic UCT Potential | F13 | Industrial | Primary Metals | New | Process | Natural Gas | Gas Boiler - Insulate Steam Lines/Condensate Tank | A | Purchases (Incremental) | Achievable Economic UCT Potential | 0 | 0 | 0.031141 | 0.054346 | 0.077495 | 0.10344 | 0.11907 | 0.13721 | 0.15512 | 0.17526 | 0.19027 | 0.20753 | 0.22456 | 0.24431 | 0.25772 | 0.27401 | 0.29029 | 0.30925 | 0.32177 | 0.3372 | 0.35221 | 0.36717
F14_Industrial_Primary Metals_New_Process_Natural Gas_Gas Boiler - Insulate Steam Lines/Condensate Tank_A_Achievable Economic UCT Potential | F14 | Industrial | Primary Metals | New | Process | Natural Gas | Gas Boiler - Insulate Steam Lines/Condensate Tank | A | Purchases (Cumulative) | Achievable Economic UCT Potential | 0 | 0 | 0.031141 | 0.085487 | 0.16298 | 0.26642 | 0.38549 | 0.52269 | 0.67781 | 0.85307 | 1.0433 | 1.2509 | 1.4754 | 1.7197 | 1.9775 | 2.2515 | 2.5418 | 2.851 | 3.1728 | 3.51 | 3.8622 | 4.2294
F1_Industrial_Primary Metals_New_Space Heating_Natural Gas_Gas Boiler - Insulate Hot Water Lines_A_Achievable Economic UCT Potential | F1 | Industrial | Primary Metals | New | Space Heating | Natural Gas | Gas Boiler - Insulate Hot Water Lines | A | Original Unit Energy Savings (kWh or therms) | Achievable Economic UCT Potential | 0 | 0 | 341.0907 | 341.0907 | 341.0907 | 341.0907 | 341.0907 | 341.0907 | 341.0907 | 341.0907 | 341.0907 | 341.0907 | 341.0907 | 341.0907 | 341.0907 | 341.0907 | 341.0907 | 341.0907 | 341.0907 | 341.0907 | 341.0907 | 341.0907
F2_Industrial_Primary Metals_New_Space Heating_Natural Gas_Gas Boiler - Insulate Hot Water Lines_A_Achievable Economic UCT Potential | F2 | Industrial | Primary Metals | New | Space Heating | Natural Gas | Gas Boiler - Insulate Hot Water Lines | A | Original Unit Summer Peak Savings (kW) | Achievable Economic UCT Potential | 0 | 0 | 0 | 0 | 0 | 0 | 0 | 0 | 0 | 0 | 0 | 0 | 0 | 0 | 0 | 0 | 0 | 0 | 0 | 0 | 0 | 0
F3_Industrial_Primary Metals_New_Space Heating_Natural Gas_Gas Boiler - Insulate Hot Water Lines_A_Achievable Economic UCT Potential | F3 | Industrial | Primary Metals | New | Space Heating | Natural Gas | Gas Boiler - Insulate Hot Water Lines | A | Original Unit Winter Peak Savings (kW) | Achievable Economic UCT Potential | 0 | 0 | 0 | 0 | 0 | 0 | 0 | 0 | 0 | 0 | 0 | 0 | 0 | 0 | 0 | 0 | 0 | 0 | 0 | 0 | 0 | 0
F4_Industrial_Primary Metals_New_Space Heating_Natural Gas_Gas Boiler - Insulate Hot Water Lines_A_Achievable Economic UCT Potential | F4 | Industrial | Primary Metals | New | Space Heating | Natural Gas | Gas Boiler - Insulate Hot Water Lines | A | Standalone Impact on Baseline Energy (%) | Achievable Economic UCT Potential | 0% | 0% | 0.005818% | 0.009151% | 0.01224% | 0.01498% | 0.01883% | 0.02216% | 0.02542% | 0.02832% | 0.0319% | 0.03507% | 0.03822% | 0.04095% | 0.04464% | 0.0478% | 0.05094% | 0.05363% | 0.05736% | 0.06056% | 0.06379% | 0.06701%
F5_Industrial_Primary Metals_New_Space Heating_Natural Gas_Gas Boiler - Insulate Hot Water Lines_A_Achievable Economic UCT Potential | F5 | Industrial | Primary Metals | New | Space Heating | Natural Gas | Gas Boiler - Insulate Hot Water Lines | A | Standalone Impact on Baseline Summer Peak (%) | Achievable Economic UCT Potential | bar: 2019 to 2040
F6_Industrial_Primary Metals_New_Space Heating_Natural Gas_Gas Boiler - Insulate Hot Water Lines_A_Achievable Economic UCT Potential | F6 | Industrial | Primary Metals | New | Space Heating | Natural Gas | Gas Boiler - Insulate Hot Water Lines | A | Standalone Impact on Baseline Winter Peak (%) | Achievable Economic UCT Potential | bar: 2019 to 2040
F7_Industrial_Primary Metals_New_Space Heating_Natural Gas_Gas Boiler - Insulate Hot Water Lines_A_Achievable Economic UCT Potential | F7 | Industrial | Primary Metals | New | Space Heating | Natural Gas | Gas Boiler - Insulate Hot Water Lines | A | Incremental Energy Savings (MWh or mTherms) | Achievable Economic UCT Potential | 0 | 0 | 0.00029326 | 0.0005118 | 0.0007298 | 0.00097414 | 0.0011213 | 0.0012921 | 0.0014608 | 0.0016505 | 0.0017918 | 0.0019544 | 0.0021147 | 0.0023008 | 0.002427 | 0.0025805 | 0.0027338 | 0.0029123 | 0.0030302 | 0.0031755 | 0.0033169 | 0.0034578
F8_Industrial_Primary Metals_New_Space Heating_Natural Gas_Gas Boiler - Insulate Hot Water Lines_A_Achievable Economic UCT Potential | F8 | Industrial | Primary Metals | New | Space Heating | Natural Gas | Gas Boiler - Insulate Hot Water Lines | A | Incremental Summer Peak Savings (MW) | Achievable Economic UCT Potential | 0 | 0 | 0 | 0 | 0 | 0 | 0 | 0 | 0 | 0 | 0 | 0 | 0 | 0 | 0 | 0 | 0 | 0 | 0 | 0 | 0 | 0
F9_Industrial_Primary Metals_New_Space Heating_Natural Gas_Gas Boiler - Insulate Hot Water Lines_A_Achievable Economic UCT Potential | F9 | Industrial | Primary Metals | New | Space Heating | Natural Gas | Gas Boiler - Insulate Hot Water Lines | A | Incremental Winter Peak Savings (MW) | Achievable Economic UCT Potential | 0 | 0 | 0 | 0 | 0 | 0 | 0 | 0 | 0 | 0 | 0 | 0 | 0 | 0 | 0 | 0 | 0 | 0 | 0 | 0 | 0 | 0
F10_Industrial_Primary Metals_New_Space Heating_Natural Gas_Gas Boiler - Insulate Hot Water Lines_A_Achievable Economic UCT Potential | F10 | Industrial | Primary Metals | New | Space Heating | Natural Gas | Gas Boiler - Insulate Hot Water Lines | A | Cumulative Energy Savings (MWh or mTherms) | Achievable Economic UCT Potential | 0 | 0 | 0.00029326 | 0.00080506 | 0.0015349 | 0.002509 | 0.0036303 | 0.0049224 | 0.0063832 | 0.0080337 | 0.0098256 | 0.01178 | 0.013895 | 0.016195 | 0.018622 | 0.021203 | 0.023937 | 0.026849 | 0.029879 | 0.033055 | 0.036372 | 0.039829
F11_Industrial_Primary Metals_New_Space Heating_Natural Gas_Gas Boiler - Insulate Hot Water Lines_A_Achievable Economic UCT Potential | F11 | Industrial | Primary Metals | New | Space Heating | Natural Gas | Gas Boiler - Insulate Hot Water Lines | A | Cumulative Summer Peak Savings (MW) | Achievable Economic UCT Potential | 0 | 0 | 0 | 0 | 0 | 0 | 0 | 0 | 0 | 0 | 0 | 0 | 0 | 0 | 0 | 0 | 0 | 0 | 0 | 0 | 0 | 0
F12_Industrial_Primary Metals_New_Space Heating_Natural Gas_Gas Boiler - Insulate Hot Water Lines_A_Achievable Economic UCT Potential | F12 | Industrial | Primary Metals | New | Space Heating | Natural Gas | Gas Boiler - Insulate Hot Water Lines | A | Cumulative Winter Peak Savings (MW) | Achievable Economic UCT Potential | 0 | 0 | 0 | 0 | 0 | 0 | 0 | 0 | 0 | 0 | 0 | 0 | 0 | 0 | 0 | 0 | 0 | 0 | 0 | 0 | 0 | 0
F13_Industrial_Primary Metals_New_Space Heating_Natural Gas_Gas Boiler - Insulate Hot Water Lines_A_Achievable Economic UCT Potential | F13 | Industrial | Primary Metals | New | Space Heating | Natural Gas | Gas Boiler - Insulate Hot Water Lines | A | Purchases (Incremental) | Achievable Economic UCT Potential | 0 | 0 | 0.00085978 | 0.0015005 | 0.0021396 | 0.002856 | 0.0032874 | 0.0037882 | 0.0042827 | 0.004839 | 0.0052532 | 0.0057297 | 0.0061999 | 0.0067453 | 0.0071155 | 0.0075654 | 0.0080149 | 0.0085383 | 0.008884 | 0.0093099 | 0.0097243 | 0.010137
F14_Industrial_Primary Metals_New_Space Heating_Natural Gas_Gas Boiler - Insulate Hot Water Lines_A_Achievable Economic UCT Potential | F14 | Industrial | Primary Metals | New | Space Heating | Natural Gas | Gas Boiler - Insulate Hot Water Lines | A | Purchases (Cumulative) | Achievable Economic UCT Potential | 0 | 0 | 0.00085978 | 0.0023603 | 0.0044999 | 0.0073558 | 0.010643 | 0.014431 | 0.018714 | 0.023553 | 0.028806 | 0.034536 | 0.040736 | 0.047481 | 0.054597 | 0.062162 | 0.070177 | 0.078715 | 0.087599 | 0.096909 | 0.10663 | 0.11677
F1_Industrial_Primary Metals_New_Process_Natural Gas_Gas Boiler - Insulate Hot Water Lines_A_Achievable Economic UCT Potential | F1 | Industrial | Primary Metals | New | Process | Natural Gas | Gas Boiler - Insulate Hot Water Lines | A | Original Unit Energy Savings (kWh or therms) | Achievable Economic UCT Potential | 0 | 0 | 343.1401 | 343.1401 | 343.1401 | 343.1401 | 343.1401 | 343.1401 | 343.1401 | 343.1401 | 343.1401 | 343.1401 | 343.1401 | 343.1401 | 343.1401 | 343.1401 | 343.1401 | 343.1401 | 343.1401 | 343.1401 | 343.1401 | 343.1401
F2_Industrial_Primary Metals_New_Process_Natural Gas_Gas Boiler - Insulate Hot Water Lines_A_Achievable Economic UCT Potential | F2 | Industrial | Primary Metals | New | Process | Natural Gas | Gas Boiler - Insulate Hot Water Lines | A | Original Unit Summer Peak Savings (kW) | Achievable Economic UCT Potential | 0 | 0 | 0 | 0 | 0 | 0 | 0 | 0 | 0 | 0 | 0 | 0 | 0 | 0 | 0 | 0 | 0 | 0 | 0 | 0 | 0 | 0
F3_Industrial_Primary Metals_New_Process_Natural Gas_Gas Boiler - Insulate Hot Water Lines_A_Achievable Economic UCT Potential | F3 | Industrial | Primary Metals | New | Process | Natural Gas | Gas Boiler - Insulate Hot Water Lines | A | Original Unit Winter Peak Savings (kW) | Achievable Economic UCT Potential | 0 | 0 | 0 | 0 | 0 | 0 | 0 | 0 | 0 | 0 | 0 | 0 | 0 | 0 | 0 | 0 | 0 | 0 | 0 | 0 | 0 | 0
F4_Industrial_Primary Metals_New_Process_Natural Gas_Gas Boiler - Insulate Hot Water Lines_A_Achievable Economic UCT Potential | F4 | Industrial | Primary Metals | New | Process | Natural Gas | Gas Boiler - Insulate Hot Water Lines | A | Standalone Impact on Baseline Energy (%) | Achievable Economic UCT Potential | 0% | 0% | 0.007777% | 0.01223% | 0.01636% | 0.02003% | 0.02518% | 0.02963% | 0.03398% | 0.03785% | 0.04265% | 0.04688% | 0.0511% | 0.05475% | 0.05967% | 0.0639% | 0.0681% | 0.0717% | 0.07669% | 0.08096% | 0.08528% | 0.08958%
F5_Industrial_Primary Metals_New_Process_Natural Gas_Gas Boiler - Insulate Hot Water Lines_A_Achievable Economic UCT Potential | F5 | Industrial | Primary Metals | New | Process | Natural Gas | Gas Boiler - Insulate Hot Water Lines | A | Standalone Impact on Baseline Summer Peak (%) | Achievable Economic UCT Potential | bar: 2019 to 2040
F6_Industrial_Primary Metals_New_Process_Natural Gas_Gas Boiler - Insulate Hot Water Lines_A_Achievable Economic UCT Potential | F6 | Industrial | Primary Metals | New | Process | Natural Gas | Gas Boiler - Insulate Hot Water Lines | A | Standalone Impact on Baseline Winter Peak (%) | Achievable Economic UCT Potential | bar: 2019 to 2040
F7_Industrial_Primary Metals_New_Process_Natural Gas_Gas Boiler - Insulate Hot Water Lines_A_Achievable Economic UCT Potential | F7 | Industrial | Primary Metals | New | Process | Natural Gas | Gas Boiler - Insulate Hot Water Lines | A | Incremental Energy Savings (MWh or mTherms) | Achievable Economic UCT Potential | 0 | 0 | 0.010686 | 0.018648 | 0.026592 | 0.035495 | 0.040856 | 0.047081 | 0.053227 | 0.06014 | 0.065289 | 0.071211 | 0.077054 | 0.083833 | 0.088433 | 0.094025 | 0.099612 | 0.10612 | 0.11041 | 0.11571 | 0.12086 | 0.12599
F8_Industrial_Primary Metals_New_Process_Natural Gas_Gas Boiler - Insulate Hot Water Lines_A_Achievable Economic UCT Potential | F8 | Industrial | Primary Metals | New | Process | Natural Gas | Gas Boiler - Insulate Hot Water Lines | A | Incremental Summer Peak Savings (MW) | Achievable Economic UCT Potential | 0 | 0 | 0 | 0 | 0 | 0 | 0 | 0 | 0 | 0 | 0 | 0 | 0 | 0 | 0 | 0 | 0 | 0 | 0 | 0 | 0 | 0
F9_Industrial_Primary Metals_New_Process_Natural Gas_Gas Boiler - Insulate Hot Water Lines_A_Achievable Economic UCT Potential | F9 | Industrial | Primary Metals | New | Process | Natural Gas | Gas Boiler - Insulate Hot Water Lines | A | Incremental Winter Peak Savings (MW) | Achievable Economic UCT Potential | 0 | 0 | 0 | 0 | 0 | 0 | 0 | 0 | 0 | 0 | 0 | 0 | 0 | 0 | 0 | 0 | 0 | 0 | 0 | 0 | 0 | 0
F10_Industrial_Primary Metals_New_Process_Natural Gas_Gas Boiler - Insulate Hot Water Lines_A_Achievable Economic UCT Potential | F10 | Industrial | Primary Metals | New | Process | Natural Gas | Gas Boiler - Insulate Hot Water Lines | A | Cumulative Energy Savings (MWh or mTherms) | Achievable Economic UCT Potential | 0 | 0 | 0.010686 | 0.029334 | 0.055925 | 0.09142 | 0.13228 | 0.17936 | 0.23258 | 0.29272 | 0.35801 | 0.42922 | 0.50628 | 0.59011 | 0.67854 | 0.77257 | 0.87218 | 0.9783 | 1.0887 | 1.2044 | 1.3253 | 1.4513
F11_Industrial_Primary Metals_New_Process_Natural Gas_Gas Boiler - Insulate Hot Water Lines_A_Achievable Economic UCT Potential | F11 | Industrial | Primary Metals | New | Process | Natural Gas | Gas Boiler - Insulate Hot Water Lines | A | Cumulative Summer Peak Savings (MW) | Achievable Economic UCT Potential | 0 | 0 | 0 | 0 | 0 | 0 | 0 | 0 | 0 | 0 | 0 | 0 | 0 | 0 | 0 | 0 | 0 | 0 | 0 | 0 | 0 | 0
F12_Industrial_Primary Metals_New_Process_Natural Gas_Gas Boiler - Insulate Hot Water Lines_A_Achievable Economic UCT Potential | F12 | Industrial | Primary Metals | New | Process | Natural Gas | Gas Boiler - Insulate Hot Water Lines | A | Cumulative Winter Peak Savings (MW) | Achievable Economic UCT Potential | 0 | 0 | 0 | 0 | 0 | 0 | 0 | 0 | 0 | 0 | 0 | 0 | 0 | 0 | 0 | 0 | 0 | 0 | 0 | 0 | 0 | 0
F13_Industrial_Primary Metals_New_Process_Natural Gas_Gas Boiler - Insulate Hot Water Lines_A_Achievable Economic UCT Potential | F13 | Industrial | Primary Metals | New | Process | Natural Gas | Gas Boiler - Insulate Hot Water Lines | A | Purchases (Incremental) | Achievable Economic UCT Potential | 0 | 0 | 0.031141 | 0.054346 | 0.077495 | 0.10344 | 0.11907 | 0.13721 | 0.15512 | 0.17526 | 0.19027 | 0.20753 | 0.22456 | 0.24431 | 0.25772 | 0.27401 | 0.29029 | 0.30925 | 0.32177 | 0.3372 | 0.35221 | 0.36717
F14_Industrial_Primary Metals_New_Process_Natural Gas_Gas Boiler - Insulate Hot Water Lines_A_Achievable Economic UCT Potential | F14 | Industrial | Primary Metals | New | Process | Natural Gas | Gas Boiler - Insulate Hot Water Lines | A | Purchases (Cumulative) | Achievable Economic UCT Potential | 0 | 0 | 0.031141 | 0.085487 | 0.16298 | 0.26642 | 0.38549 | 0.52269 | 0.67781 | 0.85307 | 1.0433 | 1.2509 | 1.4754 | 1.7197 | 1.9775 | 2.2515 | 2.5418 | 2.851 | 3.1728 | 3.51 | 3.8622 | 4.2294
F1_Industrial_Primary Metals_New_Process_Natural Gas_Process - Insulate Heated Process Fluids_A_Achievable Economic UCT Potential | F1 | Industrial | Primary Metals | New | Process | Natural Gas | Process - Insulate Heated Process Fluids | A | Original Unit Energy Savings (kWh or therms) | Achievable Economic UCT Potential | 0 | 0 | 1904.8967 | 1904.8967 | 1904.8967 | 1904.8967 | 1904.8967 | 1904.8967 | 1904.8967 | 1904.8967 | 1904.8967 | 1904.8967 | 1904.8967 | 1904.8967 | 1904.8967 | 1904.8967 | 1904.8967 | 1904.8967 | 1904.8967 | 1904.8967 | 1904.8967 | 1904.8967
F2_Industrial_Primary Metals_New_Process_Natural Gas_Process - Insulate Heated Process Fluids_A_Achievable Economic UCT Potential | F2 | Industrial | Primary Metals | New | Process | Natural Gas | Process - Insulate Heated Process Fluids | A | Original Unit Summer Peak Savings (kW) | Achievable Economic UCT Potential | 0 | 0 | 0 | 0 | 0 | 0 | 0 | 0 | 0 | 0 | 0 | 0 | 0 | 0 | 0 | 0 | 0 | 0 | 0 | 0 | 0 | 0
F3_Industrial_Primary Metals_New_Process_Natural Gas_Process - Insulate Heated Process Fluids_A_Achievable Economic UCT Potential | F3 | Industrial | Primary Metals | New | Process | Natural Gas | Process - Insulate Heated Process Fluids | A | Original Unit Winter Peak Savings (kW) | Achievable Economic UCT Potential | 0 | 0 | 0 | 0 | 0 | 0 | 0 | 0 | 0 | 0 | 0 | 0 | 0 | 0 | 0 | 0 | 0 | 0 | 0 | 0 | 0 | 0
F4_Industrial_Primary Metals_New_Process_Natural Gas_Process - Insulate Heated Process Fluids_A_Achievable Economic UCT Potential | F4 | Industrial | Primary Metals | New | Process | Natural Gas | Process - Insulate Heated Process Fluids | A | Standalone Impact on Baseline Energy (%) | Achievable Economic UCT Potential | 0% | 0% | 0.09444% | 0.1486% | 0.1986% | 0.2432% | 0.3058% | 0.3503% | 0.3779% | 0.3889% | 0.4017% | 0.4031% | 0.4004% | 0.3903% | 0.3878% | 0.379% | 0.3692% | 0.3557% | 0.3419% | 0.3263% | 0.3124% | 0.2996%
F5_Industrial_Primary Metals_New_Process_Natural Gas_Process - Insulate Heated Process Fluids_A_Achievable Economic UCT Potential | F5 | Industrial | Primary Metals | New | Process | Natural Gas | Process - Insulate Heated Process Fluids | A | Standalone Impact on Baseline Summer Peak (%) | Achievable Economic UCT Potential | bar: 2019 to 2040
F6_Industrial_Primary Metals_New_Process_Natural Gas_Process - Insulate Heated Process Fluids_A_Achievable Economic UCT Potential | F6 | Industrial | Primary Metals | New | Process | Natural Gas | Process - Insulate Heated Process Fluids | A | Standalone Impact on Baseline Winter Peak (%) | Achievable Economic UCT Potential | bar: 2019 to 2040
F7_Industrial_Primary Metals_New_Process_Natural Gas_Process - Insulate Heated Process Fluids_A_Achievable Economic UCT Potential | F7 | Industrial | Primary Metals | New | Process | Natural Gas | Process - Insulate Heated Process Fluids | A | Incremental Energy Savings (MWh or mTherms) | Achievable Economic UCT Potential | 0 | 0 | 0.12976 | 0.22646 | 0.32292 | 0.43103 | 0.49614 | 0.51456 | 0.46538 | 0.42066 | 0.36534 | 0.31878 | 0.27595 | 0.24018 | 0.20269 | 0.17241 | 0.14612 | 0.12453 | 0.00088377 | 0.00033077 | 0.00011778 | 4.0038e-05
F8_Industrial_Primary Metals_New_Process_Natural Gas_Process - Insulate Heated Process Fluids_A_Achievable Economic UCT Potential | F8 | Industrial | Primary Metals | New | Process | Natural Gas | Process - Insulate Heated Process Fluids | A | Incremental Summer Peak Savings (MW) | Achievable Economic UCT Potential | 0 | 0 | 0 | 0 | 0 | 0 | 0 | 0 | 0 | 0 | 0 | 0 | 0 | 0 | 0 | 0 | 0 | 0 | 0 | 0 | 0 | 0
F9_Industrial_Primary Metals_New_Process_Natural Gas_Process - Insulate Heated Process Fluids_A_Achievable Economic UCT Potential | F9 | Industrial | Primary Metals | New | Process | Natural Gas | Process - Insulate Heated Process Fluids | A | Incremental Winter Peak Savings (MW) | Achievable Economic UCT Potential | 0 | 0 | 0 | 0 | 0 | 0 | 0 | 0 | 0 | 0 | 0 | 0 | 0 | 0 | 0 | 0 | 0 | 0 | 0 | 0 | 0 | 0
F10_Industrial_Primary Metals_New_Process_Natural Gas_Process - Insulate Heated Process Fluids_A_Achievable Economic UCT Potential | F10 | Industrial | Primary Metals | New | Process | Natural Gas | Process - Insulate Heated Process Fluids | A | Cumulative Energy Savings (MWh or mTherms) | Achievable Economic UCT Potential | 0 | 0 | 0.12976 | 0.35622 | 0.67913 | 1.1102 | 1.6063 | 2.1209 | 2.5862 | 3.0069 | 3.3722 | 3.691 | 3.967 | 4.2072 | 4.4099 | 4.5823 | 4.7284 | 4.8529 | 4.8538 | 4.8541 | 4.8542 | 4.8543
F11_Industrial_Primary Metals_New_Process_Natural Gas_Process - Insulate Heated Process Fluids_A_Achievable Economic UCT Potential | F11 | Industrial | Primary Metals | New | Process | Natural Gas | Process - Insulate Heated Process Fluids | A | Cumulative Summer Peak Savings (MW) | Achievable Economic UCT Potential | 0 | 0 | 0 | 0 | 0 | 0 | 0 | 0 | 0 | 0 | 0 | 0 | 0 | 0 | 0 | 0 | 0 | 0 | 0 | 0 | 0 | 0
F12_Industrial_Primary Metals_New_Process_Natural Gas_Process - Insulate Heated Process Fluids_A_Achievable Economic UCT Potential | F12 | Industrial | Primary Metals | New | Process | Natural Gas | Process - Insulate Heated Process Fluids | A | Cumulative Winter Peak Savings (MW) | Achievable Economic UCT Potential | 0 | 0 | 0 | 0 | 0 | 0 | 0 | 0 | 0 | 0 | 0 | 0 | 0 | 0 | 0 | 0 | 0 | 0 | 0 | 0 | 0 | 0
F13_Industrial_Primary Metals_New_Process_Natural Gas_Process - Insulate Heated Process Fluids_A_Achievable Economic UCT Potential | F13 | Industrial | Primary Metals | New | Process | Natural Gas | Process - Insulate Heated Process Fluids | A | Purchases (Incremental) | Achievable Economic UCT Potential | 0 | 0 | 0.06812 | 0.11888 | 0.16952 | 0.22628 | 0.26046 | 0.27012 | 0.24431 | 0.22083 | 0.19179 | 0.16735 | 0.14486 | 0.12609 | 0.10641 | 0.090506 | 0.076708 | 0.065373 | 0.00046395 | 0.00017364 | 6.183e-05 | 2.1019e-05
F14_Industrial_Primary Metals_New_Process_Natural Gas_Process - Insulate Heated Process Fluids_A_Achievable Economic UCT Potential | F14 | Industrial | Primary Metals | New | Process | Natural Gas | Process - Insulate Heated Process Fluids | A | Purchases (Cumulative) | Achievable Economic UCT Potential | 0 | 0 | 0.06812 | 0.187 | 0.35652 | 0.5828 | 0.84325 | 1.1134 | 1.3577 | 1.5785 | 1.7703 | 1.9377 | 2.0825 | 2.2086 | 2.315 | 2.4055 | 2.4822 | 2.5476 | 2.5481 | 2.5482 | 2.5483 | 2.5483
F1_Industrial_Primary Metals_New_Process_Natural Gas_Process Heat Recovery_A_Achievable Economic UCT Potential | F1 | Industrial | Primary Metals | New | Process | Natural Gas | Process Heat Recovery | A | Original Unit Energy Savings (kWh or therms) | Achievable Economic UCT Potential | 0 | 0 | 3.7787 | 3.7787 | 3.7787 | 3.7787 | 3.7787 | 3.7787 | 3.7787 | 3.7787 | 3.7787 | 3.7787 | 3.7787 | 3.7787 | 3.7787 | 3.7787 | 3.7787 | 3.7787 | 3.7787 | 3.7787 | 3.7787 | 3.7787
F2_Industrial_Primary Metals_New_Process_Natural Gas_Process Heat Recovery_A_Achievable Economic UCT Potential | F2 | Industrial | Primary Metals | New | Process | Natural Gas | Process Heat Recovery | A | Original Unit Summer Peak Savings (kW) | Achievable Economic UCT Potential | 0 | 0 | 0 | 0 | 0 | 0 | 0 | 0 | 0 | 0 | 0 | 0 | 0 | 0 | 0 | 0 | 0 | 0 | 0 | 0 | 0 | 0
F3_Industrial_Primary Metals_New_Process_Natural Gas_Process Heat Recovery_A_Achievable Economic UCT Potential | F3 | Industrial | Primary Metals | New | Process | Natural Gas | Process Heat Recovery | A | Original Unit Winter Peak Savings (kW) | Achievable Economic UCT Potential | 0 | 0 | 0 | 0 | 0 | 0 | 0 | 0 | 0 | 0 | 0 | 0 | 0 | 0 | 0 | 0 | 0 | 0 | 0 | 0 | 0 | 0
F4_Industrial_Primary Metals_New_Process_Natural Gas_Process Heat Recovery_A_Achievable Economic UCT Potential | F4 | Industrial | Primary Metals | New | Process | Natural Gas | Process Heat Recovery | A | Standalone Impact on Baseline Energy (%) | Achievable Economic UCT Potential | bar: 2019 to 2040
F5_Industrial_Primary Metals_New_Process_Natural Gas_Process Heat Recovery_A_Achievable Economic UCT Potential | F5 | Industrial | Primary Metals | New | Process | Natural Gas | Process Heat Recovery | A | Standalone Impact on Baseline Summer Peak (%) | Achievable Economic UCT Potential | bar: 2019 to 2040
F6_Industrial_Primary Metals_New_Process_Natural Gas_Process Heat Recovery_A_Achievable Economic UCT Potential | F6 | Industrial | Primary Metals | New | Process | Natural Gas | Process Heat Recovery | A | Standalone Impact on Baseline Winter Peak (%) | Achievable Economic UCT Potential | bar: 2019 to 2040
F7_Industrial_Primary Metals_New_Process_Natural Gas_Process Heat Recovery_A_Achievable Economic UCT Potential | F7 | Industrial | Primary Metals | New | Process | Natural Gas | Process Heat Recovery | A | Incremental Energy Savings (MWh or mTherms) | Achievable Economic UCT Potential | 0 | 0 | 0 | 0 | 0 | 0 | 0 | 0 | 0 | 0 | 0 | 0 | 0 | 0 | 0 | 0 | 0 | 0 | 0 | 0 | 0 | 0
F8_Industrial_Primary Metals_New_Process_Natural Gas_Process Heat Recovery_A_Achievable Economic UCT Potential | F8 | Industrial | Primary Metals | New | Process | Natural Gas | Process Heat Recovery | A | Incremental Summer Peak Savings (MW) | Achievable Economic UCT Potential | 0 | 0 | 0 | 0 | 0 | 0 | 0 | 0 | 0 | 0 | 0 | 0 | 0 | 0 | 0 | 0 | 0 | 0 | 0 | 0 | 0 | 0
F9_Industrial_Primary Metals_New_Process_Natural Gas_Process Heat Recovery_A_Achievable Economic UCT Potential | F9 | Industrial | Primary Metals | New | Process | Natural Gas | Process Heat Recovery | A | Incremental Winter Peak Savings (MW) | Achievable Economic UCT Potential | 0 | 0 | 0 | 0 | 0 | 0 | 0 | 0 | 0 | 0 | 0 | 0 | 0 | 0 | 0 | 0 | 0 | 0 | 0 | 0 | 0 | 0
F10_Industrial_Primary Metals_New_Process_Natural Gas_Process Heat Recovery_A_Achievable Economic UCT Potential | F10 | Industrial | Primary Metals | New | Process | Natural Gas | Process Heat Recovery | A | Cumulative Energy Savings (MWh or mTherms) | Achievable Economic UCT Potential | 0 | 0 | 0 | 0 | 0 | 0 | 0 | 0 | 0 | 0 | 0 | 0 | 0 | 0 | 0 | 0 | 0 | 0 | 0 | 0 | 0 | 0
F11_Industrial_Primary Metals_New_Process_Natural Gas_Process Heat Recovery_A_Achievable Economic UCT Potential | F11 | Industrial | Primary Metals | New | Process | Natural Gas | Process Heat Recovery | A | Cumulative Summer Peak Savings (MW) | Achievable Economic UCT Potential | 0 | 0 | 0 | 0 | 0 | 0 | 0 | 0 | 0 | 0 | 0 | 0 | 0 | 0 | 0 | 0 | 0 | 0 | 0 | 0 | 0 | 0
F12_Industrial_Primary Metals_New_Process_Natural Gas_Process Heat Recovery_A_Achievable Economic UCT Potential | F12 | Industrial | Primary Metals | New | Process | Natural Gas | Process Heat Recovery | A | Cumulative Winter Peak Savings (MW) | Achievable Economic UCT Potential | 0 | 0 | 0 | 0 | 0 | 0 | 0 | 0 | 0 | 0 | 0 | 0 | 0 | 0 | 0 | 0 | 0 | 0 | 0 | 0 | 0 | 0
F13_Industrial_Primary Metals_New_Process_Natural Gas_Process Heat Recovery_A_Achievable Economic UCT Potential | F13 | Industrial | Primary Metals | New | Process | Natural Gas | Process Heat Recovery | A | Purchases (Incremental) | Achievable Economic UCT Potential | 0 | 0 | 0 | 0 | 0 | 0 | 0 | 0 | 0 | 0 | 0 | 0 | 0 | 0 | 0 | 0 | 0 | 0 | 0 | 0 | 0 | 0
F14_Industrial_Primary Metals_New_Process_Natural Gas_Process Heat Recovery_A_Achievable Economic UCT Potential | F14 | Industrial | Primary Metals | New | Process | Natural Gas | Process Heat Recovery | A | Purchases (Cumulative) | Achievable Economic UCT Potential | 0 | 0 | 0 | 0 | 0 | 0 | 0 | 0 | 0 | 0 | 0 | 0 | 0 | 0 | 0 | 0 | 0 | 0 | 0 | 0 | 0 | 0
F1_Industrial_Primary Metals_New_Space Heating_Natural Gas_Building Automation System_A_Achievable Economic UCT Potential | F1 | Industrial | Primary Metals | New | Space Heating | Natural Gas | Building Automation System | A | Original Unit Energy Savings (kWh or therms) | Achievable Economic UCT Potential | 0 | 0 | 0.01486 | 0.01486 | 0.01486 | 0.01486 | 0.01486 | 0.01486 | 0.01486 | 0.01486 | 0.01486 | 0.01486 | 0.01486 | 0.01486 | 0.01486 | 0.01486 | 0.01486 | 0.01486 | 0.01486 | 0.01486 | 0.01486 | 0.01486
F2_Industrial_Primary Metals_New_Space Heating_Natural Gas_Building Automation System_A_Achievable Economic UCT Potential | F2 | Industrial | Primary Metals | New | Space Heating | Natural Gas | Building Automation System | A | Original Unit Summer Peak Savings (kW) | Achievable Economic UCT Potential | 0 | 0 | 0 | 0 | 0 | 0 | 0 | 0 | 0 | 0 | 0 | 0 | 0 | 0 | 0 | 0 | 0 | 0 | 0 | 0 | 0 | 0
F3_Industrial_Primary Metals_New_Space Heating_Natural Gas_Building Automation System_A_Achievable Economic UCT Potential | F3 | Industrial | Primary Metals | New | Space Heating | Natural Gas | Building Automation System | A | Original Unit Winter Peak Savings (kW) | Achievable Economic UCT Potential | 0 | 0 | 0 | 0 | 0 | 0 | 0 | 0 | 0 | 0 | 0 | 0 | 0 | 0 | 0 | 0 | 0 | 0 | 0 | 0 | 0 | 0
F4_Industrial_Primary Metals_New_Space Heating_Natural Gas_Building Automation System_A_Achievable Economic UCT Potential | F4 | Industrial | Primary Metals | New | Space Heating | Natural Gas | Building Automation System | A | Standalone Impact on Baseline Energy (%) | Achievable Economic UCT Potential | 0% | 0% | 0.01308% | 0.03364% | 0.07001% | 0.128% | 0.2258% | 0.3601% | 0.5418% | 0.7689% | 1.066% | 1.4% | 1.767% | 2.128% | 2.523% | 2.85% | 3.11% | 3.265% | 3.398% | 3.416% | 3.365% | 3.268%
F5_Industrial_Primary Metals_New_Space Heating_Natural Gas_Building Automation System_A_Achievable Economic UCT Potential | F5 | Industrial | Primary Metals | New | Space Heating | Natural Gas | Building Automation System | A | Standalone Impact on Baseline Summer Peak (%) | Achievable Economic UCT Potential | bar: 2019 to 2040
F6_Industrial_Primary Metals_New_Space Heating_Natural Gas_Building Automation System_A_Achievable Economic UCT Potential | F6 | Industrial | Primary Metals | New | Space Heating | Natural Gas | Building Automation System | A | Standalone Impact on Baseline Winter Peak (%) | Achievable Economic UCT Potential | bar: 2019 to 2040
F7_Industrial_Primary Metals_New_Space Heating_Natural Gas_Building Automation System_A_Achievable Economic UCT Potential | F7 | Industrial | Primary Metals | New | Space Heating | Natural Gas | Building Automation System | A | Incremental Energy Savings (MWh or mTherms) | Achievable Economic UCT Potential | 0 | 0 | 0.00065928 | 0.0022999 | 0.005823 | 0.012643 | 0.02209 | 0.036457 | 0.056065 | 0.08212 | 0.11026 | 0.14182 | 0.17217 | 0.19927 | 0.21108 | 0.21156 | 0.19707 | 0.17361 | 0.13814 | 0.10022 | 0.066878 | 0.045469
F8_Industrial_Primary Metals_New_Space Heating_Natural Gas_Building Automation System_A_Achievable Economic UCT Potential | F8 | Industrial | Primary Metals | New | Space Heating | Natural Gas | Building Automation System | A | Incremental Summer Peak Savings (MW) | Achievable Economic UCT Potential | 0 | 0 | 0 | 0 | 0 | 0 | 0 | 0 | 0 | 0 | 0 | 0 | 0 | 0 | 0 | 0 | 0 | 0 | 0 | 0 | 0 | 0
F9_Industrial_Primary Metals_New_Space Heating_Natural Gas_Building Automation System_A_Achievable Economic UCT Potential | F9 | Industrial | Primary Metals | New | Space Heating | Natural Gas | Building Automation System | A | Incremental Winter Peak Savings (MW) | Achievable Economic UCT Potential | 0 | 0 | 0 | 0 | 0 | 0 | 0 | 0 | 0 | 0 | 0 | 0 | 0 | 0 | 0 | 0 | 0 | 0 | 0 | 0 | 0 | 0
F10_Industrial_Primary Metals_New_Space Heating_Natural Gas_Building Automation System_A_Achievable Economic UCT Potential | F10 | Industrial | Primary Metals | New | Space Heating | Natural Gas | Building Automation System | A | Cumulative Energy Savings (MWh or mTherms) | Achievable Economic UCT Potential | 0 | 0 | 0.00065928 | 0.0029592 | 0.0087822 | 0.021426 | 0.043515 | 0.079972 | 0.13604 | 0.21816 | 0.32842 | 0.47024 | 0.64242 | 0.84169 | 1.0528 | 1.2643 | 1.4614 | 1.6344 | 1.7702 | 1.8646 | 1.9188 | 1.9422
F11_Industrial_Primary Metals_New_Space Heating_Natural Gas_Building Automation System_A_Achievable Economic UCT Potential | F11 | Industrial | Primary Metals | New | Space Heating | Natural Gas | Building Automation System | A | Cumulative Summer Peak Savings (MW) | Achievable Economic UCT Potential | 0 | 0 | 0 | 0 | 0 | 0 | 0 | 0 | 0 | 0 | 0 | 0 | 0 | 0 | 0 | 0 | 0 | 0 | 0 | 0 | 0 | 0
F12_Industrial_Primary Metals_New_Space Heating_Natural Gas_Building Automation System_A_Achievable Economic UCT Potential | F12 | Industrial | Primary Metals | New | Space Heating | Natural Gas | Building Automation System | A | Cumulative Winter Peak Savings (MW) | Achievable Economic UCT Potential | 0 | 0 | 0 | 0 | 0 | 0 | 0 | 0 | 0 | 0 | 0 | 0 | 0 | 0 | 0 | 0 | 0 | 0 | 0 | 0 | 0 | 0
F13_Industrial_Primary Metals_New_Space Heating_Natural Gas_Building Automation System_A_Achievable Economic UCT Potential | F13 | Industrial | Primary Metals | New | Space Heating | Natural Gas | Building Automation System | A | Purchases (Incremental) | Achievable Economic UCT Potential | 0 | 0 | 44.365 | 154.7683 | 391.8476 | 850.7993 | 1486.4721 | 2453.2833 | 3772.7674 | 5526.1049 | 7420.0073 | 9543.6059 | 11585.9247 | 13409.5036 | 14204.4509 | 14236.7092 | 13261.0549 | 11682.8258 | 9295.6252 | 6743.9939 | 4500.43 | 3059.7592
F14_Industrial_Primary Metals_New_Space Heating_Natural Gas_Building Automation System_A_Achievable Economic UCT Potential | F14 | Industrial | Primary Metals | New | Space Heating | Natural Gas | Building Automation System | A | Purchases (Cumulative) | Achievable Economic UCT Potential | 0 | 0 | 44.365 | 199.1333 | 590.9809 | 1441.7802 | 2928.2523 | 5381.5356 | 9154.303 | 14680.4078 | 22100.4152 | 31644.021 | 43229.9457 | 56639.4493 | 70843.9002 | 85080.6094 | 98341.6644 | 109980.1251 | 119120.982 | 125473.1283 | 129122.759 | 130696.0461
F1_Industrial_Primary Metals_New_Space Heating_Natural Gas_Steam System Efficiency Improvements_A_Achievable Economic UCT Potential | F1 | Industrial | Primary Metals | New | Space Heating | Natural Gas | Steam System Efficiency Improvements | A | Original Unit Energy Savings (kWh or therms) | Achievable Economic UCT Potential | 0 | 0 | 0.13322 | 0.13322 | 0.13322 | 0.13322 | 0.13322 | 0.13322 | 0.13322 | 0.13322 | 0.13322 | 0.13322 | 0.13322 | 0.13322 | 0.13322 | 0.13322 | 0.13322 | 0.13322 | 0.13322 | 0.13322 | 0.13322 | 0.13322
F2_Industrial_Primary Metals_New_Space Heating_Natural Gas_Steam System Efficiency Improvements_A_Achievable Economic UCT Potential | F2 | Industrial | Primary Metals | New | Space Heating | Natural Gas | Steam System Efficiency Improvements | A | Original Unit Summer Peak Savings (kW) | Achievable Economic UCT Potential | 0 | 0 | 0 | 0 | 0 | 0 | 0 | 0 | 0 | 0 | 0 | 0 | 0 | 0 | 0 | 0 | 0 | 0 | 0 | 0 | 0 | 0
F3_Industrial_Primary Metals_New_Space Heating_Natural Gas_Steam System Efficiency Improvements_A_Achievable Economic UCT Potential | F3 | Industrial | Primary Metals | New | Space Heating | Natural Gas | Steam System Efficiency Improvements | A | Original Unit Winter Peak Savings (kW) | Achievable Economic UCT Potential | 0 | 0 | 0 | 0 | 0 | 0 | 0 | 0 | 0 | 0 | 0 | 0 | 0 | 0 | 0 | 0 | 0 | 0 | 0 | 0 | 0 | 0
F4_Industrial_Primary Metals_New_Space Heating_Natural Gas_Steam System Efficiency Improvements_A_Achievable Economic UCT Potential | F4 | Industrial | Primary Metals | New | Space Heating | Natural Gas | Steam System Efficiency Improvements | A | Standalone Impact on Baseline Energy (%) | Achievable Economic UCT Potential | 0% | 0% | 0.0008309% | 0.002137% | 0.004448% | 0.008129% | 0.01434% | 0.02269% | 0.03367% | 0.04689% | 0.06333% | 0.08071% | 0.09831% | 0.1134% | 0.1271% | 0.1341% | 0.134% | 0.1259% | 0.121% | 0.1155% | 0.1105% | 0.106%
F5_Industrial_Primary Metals_New_Space Heating_Natural Gas_Steam System Efficiency Improvements_A_Achievable Economic UCT Potential | F5 | Industrial | Primary Metals | New | Space Heating | Natural Gas | Steam System Efficiency Improvements | A | Standalone Impact on Baseline Summer Peak (%) | Achievable Economic UCT Potential | bar: 2019 to 2040
F6_Industrial_Primary Metals_New_Space Heating_Natural Gas_Steam System Efficiency Improvements_A_Achievable Economic UCT Potential | F6 | Industrial | Primary Metals | New | Space Heating | Natural Gas | Steam System Efficiency Improvements | A | Standalone Impact on Baseline Winter Peak (%) | Achievable Economic UCT Potential | bar: 2019 to 2040
F7_Industrial_Primary Metals_New_Space Heating_Natural Gas_Steam System Efficiency Improvements_A_Achievable Economic UCT Potential | F7 | Industrial | Primary Metals | New | Space Heating | Natural Gas | Steam System Efficiency Improvements | A | Incremental Energy Savings (MWh or mTherms) | Achievable Economic UCT Potential | 0 | 0 | 4.1888e-05 | 0.00014613 | 0.00036997 | 0.00080329 | 0.0014035 | 0.0023163 | 0.0035621 | 0.0052176 | 0.0070057 | 0.0090107 | 0.010939 | 0.012661 | 0.013411 | 0.013442 | 0.012521 | 0.011031 | 0.012807 | 0.013781 | 0.014245 | 0.013924
F8_Industrial_Primary Metals_New_Space Heating_Natural Gas_Steam System Efficiency Improvements_A_Achievable Economic UCT Potential | F8 | Industrial | Primary Metals | New | Space Heating | Natural Gas | Steam System Efficiency Improvements | A | Incremental Summer Peak Savings (MW) | Achievable Economic UCT Potential | 0 | 0 | 0 | 0 | 0 | 0 | 0 | 0 | 0 | 0 | 0 | 0 | 0 | 0 | 0 | 0 | 0 | 0 | 0 | 0 | 0 | 0
F9_Industrial_Primary Metals_New_Space Heating_Natural Gas_Steam System Efficiency Improvements_A_Achievable Economic UCT Potential | F9 | Industrial | Primary Metals | New | Space Heating | Natural Gas | Steam System Efficiency Improvements | A | Incremental Winter Peak Savings (MW) | Achievable Economic UCT Potential | 0 | 0 | 0 | 0 | 0 | 0 | 0 | 0 | 0 | 0 | 0 | 0 | 0 | 0 | 0 | 0 | 0 | 0 | 0 | 0 | 0 | 0
F10_Industrial_Primary Metals_New_Space Heating_Natural Gas_Steam System Efficiency Improvements_A_Achievable Economic UCT Potential | F10 | Industrial | Primary Metals | New | Space Heating | Natural Gas | Steam System Efficiency Improvements | A | Cumulative Energy Savings (MWh or mTherms) | Achievable Economic UCT Potential | 0 | 0 | 4.1888e-05 | 0.00018801 | 0.00055798 | 0.0013613 | 0.0027648 | 0.0050392 | 0.0084552 | 0.013303 | 0.019505 | 0.027112 | 0.035735 | 0.044834 | 0.053028 | 0.059464 | 0.062974 | 0.063023 | 0.063023 | 0.063023 | 0.063023 | 0.063023
F11_Industrial_Primary Metals_New_Space Heating_Natural Gas_Steam System Efficiency Improvements_A_Achievable Economic UCT Potential | F11 | Industrial | Primary Metals | New | Space Heating | Natural Gas | Steam System Efficiency Improvements | A | Cumulative Summer Peak Savings (MW) | Achievable Economic UCT Potential | 0 | 0 | 0 | 0 | 0 | 0 | 0 | 0 | 0 | 0 | 0 | 0 | 0 | 0 | 0 | 0 | 0 | 0 | 0 | 0 | 0 | 0
F12_Industrial_Primary Metals_New_Space Heating_Natural Gas_Steam System Efficiency Improvements_A_Achievable Economic UCT Potential | F12 | Industrial | Primary Metals | New | Space Heating | Natural Gas | Steam System Efficiency Improvements | A | Cumulative Winter Peak Savings (MW) | Achievable Economic UCT Potential | 0 | 0 | 0 | 0 | 0 | 0 | 0 | 0 | 0 | 0 | 0 | 0 | 0 | 0 | 0 | 0 | 0 | 0 | 0 | 0 | 0 | 0
F13_Industrial_Primary Metals_New_Space Heating_Natural Gas_Steam System Efficiency Improvements_A_Achievable Economic UCT Potential | F13 | Industrial | Primary Metals | New | Space Heating | Natural Gas | Steam System Efficiency Improvements | A | Purchases (Incremental) | Achievable Economic UCT Potential | 0 | 0 | 0.31442 | 1.0969 | 2.7771 | 6.0297 | 10.5348 | 17.3867 | 26.7381 | 39.1642 | 52.5865 | 67.6367 | 82.1109 | 95.0348 | 100.6687 | 100.8973 | 93.9827 | 82.7976 | 96.1317 | 103.4458 | 106.927 | 104.5175
F14_Industrial_Primary Metals_New_Space Heating_Natural Gas_Steam System Efficiency Improvements_A_Achievable Economic UCT Potential | F14 | Industrial | Primary Metals | New | Space Heating | Natural Gas | Steam System Efficiency Improvements | A | Purchases (Cumulative) | Achievable Economic UCT Potential | 0 | 0 | 0.31442 | 1.4113 | 4.1884 | 10.2181 | 20.7529 | 37.8252 | 63.4664 | 99.8535 | 146.4103 | 203.5122 | 268.2363 | 336.533 | 398.0375 | 446.3483 | 472.6944 | 473.0667 | 473.0667 | 473.0667 | 473.0667 | 473.0667
F1_Industrial_Primary Metals_New_Process_Natural Gas_Steam System Efficiency Improvements_A_Achievable Economic UCT Potential | F1 | Industrial | Primary Metals | New | Process | Natural Gas | Steam System Efficiency Improvements | A | Original Unit Energy Savings (kWh or therms) | Achievable Economic UCT Potential | 0 | 0 | 0.13402 | 0.13402 | 0.13402 | 0.13402 | 0.13402 | 0.13402 | 0.13402 | 0.13402 | 0.13402 | 0.13402 | 0.13402 | 0.13402 | 0.13402 | 0.13402 | 0.13402 | 0.13402 | 0.13402 | 0.13402 | 0.13402 | 0.13402
F2_Industrial_Primary Metals_New_Process_Natural Gas_Steam System Efficiency Improvements_A_Achievable Economic UCT Potential | F2 | Industrial | Primary Metals | New | Process | Natural Gas | Steam System Efficiency Improvements | A | Original Unit Summer Peak Savings (kW) | Achievable Economic UCT Potential | 0 | 0 | 0 | 0 | 0 | 0 | 0 | 0 | 0 | 0 | 0 | 0 | 0 | 0 | 0 | 0 | 0 | 0 | 0 | 0 | 0 | 0
F3_Industrial_Primary Metals_New_Process_Natural Gas_Steam System Efficiency Improvements_A_Achievable Economic UCT Potential | F3 | Industrial | Primary Metals | New | Process | Natural Gas | Steam System Efficiency Improvements | A | Original Unit Winter Peak Savings (kW) | Achievable Economic UCT Potential | 0 | 0 | 0 | 0 | 0 | 0 | 0 | 0 | 0 | 0 | 0 | 0 | 0 | 0 | 0 | 0 | 0 | 0 | 0 | 0 | 0 | 0
F4_Industrial_Primary Metals_New_Process_Natural Gas_Steam System Efficiency Improvements_A_Achievable Economic UCT Potential | F4 | Industrial | Primary Metals | New | Process | Natural Gas | Steam System Efficiency Improvements | A | Standalone Impact on Baseline Energy (%) | Achievable Economic UCT Potential | bar: 2019 to 2040
F5_Industrial_Primary Metals_New_Process_Natural Gas_Steam System Efficiency Improvements_A_Achievable Economic UCT Potential | F5 | Industrial | Primary Metals | New | Process | Natural Gas | Steam System Efficiency Improvements | A | Standalone Impact on Baseline Summer Peak (%) | Achievable Economic UCT Potential | bar: 2019 to 2040
F6_Industrial_Primary Metals_New_Process_Natural Gas_Steam System Efficiency Improvements_A_Achievable Economic UCT Potential | F6 | Industrial | Primary Metals | New | Process | Natural Gas | Steam System Efficiency Improvements | A | Standalone Impact on Baseline Winter Peak (%) | Achievable Economic UCT Potential | bar: 2019 to 2040
F7_Industrial_Primary Metals_New_Process_Natural Gas_Steam System Efficiency Improvements_A_Achievable Economic UCT Potential | F7 | Industrial | Primary Metals | New | Process | Natural Gas | Steam System Efficiency Improvements | A | Incremental Energy Savings (MWh or mTherms) | Achievable Economic UCT Potential | 0 | 0 | 0 | 0 | 0 | 0 | 0 | 0 | 0 | 0 | 0 | 0 | 0 | 0 | 0 | 0 | 0 | 0 | 0 | 0 | 0 | 0
F8_Industrial_Primary Metals_New_Process_Natural Gas_Steam System Efficiency Improvements_A_Achievable Economic UCT Potential | F8 | Industrial | Primary Metals | New | Process | Natural Gas | Steam System Efficiency Improvements | A | Incremental Summer Peak Savings (MW) | Achievable Economic UCT Potential | 0 | 0 | 0 | 0 | 0 | 0 | 0 | 0 | 0 | 0 | 0 | 0 | 0 | 0 | 0 | 0 | 0 | 0 | 0 | 0 | 0 | 0
F9_Industrial_Primary Metals_New_Process_Natural Gas_Steam System Efficiency Improvements_A_Achievable Economic UCT Potential | F9 | Industrial | Primary Metals | New | Process | Natural Gas | Steam System Efficiency Improvements | A | Incremental Winter Peak Savings (MW) | Achievable Economic UCT Potential | 0 | 0 | 0 | 0 | 0 | 0 | 0 | 0 | 0 | 0 | 0 | 0 | 0 | 0 | 0 | 0 | 0 | 0 | 0 | 0 | 0 | 0
F10_Industrial_Primary Metals_New_Process_Natural Gas_Steam System Efficiency Improvements_A_Achievable Economic UCT Potential | F10 | Industrial | Primary Metals | New | Process | Natural Gas | Steam System Efficiency Improvements | A | Cumulative Energy Savings (MWh or mTherms) | Achievable Economic UCT Potential | 0 | 0 | 0 | 0 | 0 | 0 | 0 | 0 | 0 | 0 | 0 | 0 | 0 | 0 | 0 | 0 | 0 | 0 | 0 | 0 | 0 | 0
F11_Industrial_Primary Metals_New_Process_Natural Gas_Steam System Efficiency Improvements_A_Achievable Economic UCT Potential | F11 | Industrial | Primary Metals | New | Process | Natural Gas | Steam System Efficiency Improvements | A | Cumulative Summer Peak Savings (MW) | Achievable Economic UCT Potential | 0 | 0 | 0 | 0 | 0 | 0 | 0 | 0 | 0 | 0 | 0 | 0 | 0 | 0 | 0 | 0 | 0 | 0 | 0 | 0 | 0 | 0
F12_Industrial_Primary Metals_New_Process_Natural Gas_Steam System Efficiency Improvements_A_Achievable Economic UCT Potential | F12 | Industrial | Primary Metals | New | Process | Natural Gas | Steam System Efficiency Improvements | A | Cumulative Winter Peak Savings (MW) | Achievable Economic UCT Potential | 0 | 0 | 0 | 0 | 0 | 0 | 0 | 0 | 0 | 0 | 0 | 0 | 0 | 0 | 0 | 0 | 0 | 0 | 0 | 0 | 0 | 0
F13_Industrial_Primary Metals_New_Process_Natural Gas_Steam System Efficiency Improvements_A_Achievable Economic UCT Potential | F13 | Industrial | Primary Metals | New | Process | Natural Gas | Steam System Efficiency Improvements | A | Purchases (Incremental) | Achievable Economic UCT Potential | 0 | 0 | 0 | 0 | 0 | 0 | 0 | 0 | 0 | 0 | 0 | 0 | 0 | 0 | 0 | 0 | 0 | 0 | 0 | 0 | 0 | 0
F14_Industrial_Primary Metals_New_Process_Natural Gas_Steam System Efficiency Improvements_A_Achievable Economic UCT Potential | F14 | Industrial | Primary Metals | New | Process | Natural Gas | Steam System Efficiency Improvements | A | Purchases (Cumulative) | Achievable Economic UCT Potential | 0 | 0 | 0 | 0 | 0 | 0 | 0 | 0 | 0 | 0 | 0 | 0 | 0 | 0 | 0 | 0 | 0 | 0 | 0 | 0 | 0 | 0
F1_Industrial_Primary Metals_New_Space Heating_Natural Gas_Strategic Energy Management_A_Achievable Economic UCT Potential | F1 | Industrial | Primary Metals | New | Space Heating | Natural Gas | Strategic Energy Management | A | Original Unit Energy Savings (kWh or therms) | Achievable Economic UCT Potential | 0 | 0 | 15.6701 | 15.6701 | 15.6701 | 15.6701 | 15.6701 | 15.6701 | 15.6701 | 15.6701 | 15.6701 | 15.6701 | 15.6701 | 15.6701 | 15.6701 | 15.6701 | 15.6701 | 15.6701 | 15.6701 | 15.6701 | 15.6701 | 15.6701
F2_Industrial_Primary Metals_New_Space Heating_Natural Gas_Strategic Energy Management_A_Achievable Economic UCT Potential | F2 | Industrial | Primary Metals | New | Space Heating | Natural Gas | Strategic Energy Management | A | Original Unit Summer Peak Savings (kW) | Achievable Economic UCT Potential | 0 | 0 | 0 | 0 | 0 | 0 | 0 | 0 | 0 | 0 | 0 | 0 | 0 | 0 | 0 | 0 | 0 | 0 | 0 | 0 | 0 | 0
F3_Industrial_Primary Metals_New_Space Heating_Natural Gas_Strategic Energy Management_A_Achievable Economic UCT Potential | F3 | Industrial | Primary Metals | New | Space Heating | Natural Gas | Strategic Energy Management | A | Original Unit Winter Peak Savings (kW) | Achievable Economic UCT Potential | 0 | 0 | 0 | 0 | 0 | 0 | 0 | 0 | 0 | 0 | 0 | 0 | 0 | 0 | 0 | 0 | 0 | 0 | 0 | 0 | 0 | 0
F4_Industrial_Primary Metals_New_Space Heating_Natural Gas_Strategic Energy Management_A_Achievable Economic UCT Potential | F4 | Industrial | Primary Metals | New | Space Heating | Natural Gas | Strategic Energy Management | A | Standalone Impact on Baseline Energy (%) | Achievable Economic UCT Potential | 0% | 0% | 0.08224% | 0.1294% | 0.173% | 0.2118% | 0.2663% | 0.2946% | 0.314% | 0.3238% | 0.3358% | 0.3429% | 0.3489% | 0.3507% | 0.3588% | 0.3626% | 0.3657% | 0.3575% | 0.3495% | 0.334% | 0.3198% | 0.3067%
F5_Industrial_Primary Metals_New_Space Heating_Natural Gas_Strategic Energy Management_A_Achievable Economic UCT Potential | F5 | Industrial | Primary Metals | New | Space Heating | Natural Gas | Strategic Energy Management | A | Standalone Impact on Baseline Summer Peak (%) | Achievable Economic UCT Potential | bar: 2019 to 2040
F6_Industrial_Primary Metals_New_Space Heating_Natural Gas_Strategic Energy Management_A_Achievable Economic UCT Potential | F6 | Industrial | Primary Metals | New | Space Heating | Natural Gas | Strategic Energy Management | A | Standalone Impact on Baseline Winter Peak (%) | Achievable Economic UCT Potential | bar: 2019 to 2040
F7_Industrial_Primary Metals_New_Space Heating_Natural Gas_Strategic Energy Management_A_Achievable Economic UCT Potential | F7 | Industrial | Primary Metals | New | Space Heating | Natural Gas | Strategic Energy Management | A | Incremental Energy Savings (MWh or mTherms) | Achievable Economic UCT Potential | 0 | 0 | 0.0041456 | 0.0072349 | 0.010317 | 0.013771 | 0.015851 | 0.018266 | 0.02065 | 0.023332 | 0.02533 | 0.027627 | 0.029894 | 0.032524 | 0.034309 | 0.036478 | 0.038646 | 0.041169 | 0.042836 | 0.04489 | 0.050249 | 0.054496
F8_Industrial_Primary Metals_New_Space Heating_Natural Gas_Strategic Energy Management_A_Achievable Economic UCT Potential | F8 | Industrial | Primary Metals | New | Space Heating | Natural Gas | Strategic Energy Management | A | Incremental Summer Peak Savings (MW) | Achievable Economic UCT Potential | 0 | 0 | 0 | 0 | 0 | 0 | 0 | 0 | 0 | 0 | 0 | 0 | 0 | 0 | 0 | 0 | 0 | 0 | 0 | 0 | 0 | 0
F9_Industrial_Primary Metals_New_Space Heating_Natural Gas_Strategic Energy Management_A_Achievable Economic UCT Potential | F9 | Industrial | Primary Metals | New | Space Heating | Natural Gas | Strategic Energy Management | A | Incremental Winter Peak Savings (MW) | Achievable Economic UCT Potential | 0 | 0 | 0 | 0 | 0 | 0 | 0 | 0 | 0 | 0 | 0 | 0 | 0 | 0 | 0 | 0 | 0 | 0 | 0 | 0 | 0 | 0
F10_Industrial_Primary Metals_New_Space Heating_Natural Gas_Strategic Energy Management_A_Achievable Economic UCT Potential | F10 | Industrial | Primary Metals | New | Space Heating | Natural Gas | Strategic Energy Management | A | Cumulative Energy Savings (MWh or mTherms) | Achievable Economic UCT Potential | 0 | 0 | 0.0041456 | 0.01138 | 0.021697 | 0.035468 | 0.051318 | 0.065438 | 0.078853 | 0.091869 | 0.10343 | 0.1152 | 0.12683 | 0.13871 | 0.14968 | 0.16083 | 0.17185 | 0.17898 | 0.18206 | 0.18232 | 0.18232 | 0.18232
F11_Industrial_Primary Metals_New_Space Heating_Natural Gas_Strategic Energy Management_A_Achievable Economic UCT Potential | F11 | Industrial | Primary Metals | New | Space Heating | Natural Gas | Strategic Energy Management | A | Cumulative Summer Peak Savings (MW) | Achievable Economic UCT Potential | 0 | 0 | 0 | 0 | 0 | 0 | 0 | 0 | 0 | 0 | 0 | 0 | 0 | 0 | 0 | 0 | 0 | 0 | 0 | 0 | 0 | 0
F12_Industrial_Primary Metals_New_Space Heating_Natural Gas_Strategic Energy Management_A_Achievable Economic UCT Potential | F12 | Industrial | Primary Metals | New | Space Heating | Natural Gas | Strategic Energy Management | A | Cumulative Winter Peak Savings (MW) | Achievable Economic UCT Potential | 0 | 0 | 0 | 0 | 0 | 0 | 0 | 0 | 0 | 0 | 0 | 0 | 0 | 0 | 0 | 0 | 0 | 0 | 0 | 0 | 0 | 0
F13_Industrial_Primary Metals_New_Space Heating_Natural Gas_Strategic Energy Management_A_Achievable Economic UCT Potential | F13 | Industrial | Primary Metals | New | Space Heating | Natural Gas | Strategic Energy Management | A | Purchases (Incremental) | Achievable Economic UCT Potential | 0 | 0 | 0.26456 | 0.4617 | 0.65836 | 0.87878 | 1.0115 | 1.1656 | 1.3178 | 1.489 | 1.6164 | 1.763 | 1.9077 | 2.0755 | 2.1894 | 2.3279 | 2.4662 | 2.6272 | 2.7336 | 2.8647 | 3.2067 | 3.4777
F14_Industrial_Primary Metals_New_Space Heating_Natural Gas_Strategic Energy Management_A_Achievable Economic UCT Potential | F14 | Industrial | Primary Metals | New | Space Heating | Natural Gas | Strategic Energy Management | A | Purchases (Cumulative) | Achievable Economic UCT Potential | 0 | 0 | 0.26456 | 0.72625 | 1.3846 | 2.2634 | 3.2749 | 4.176 | 5.0321 | 5.8627 | 6.6003 | 7.3519 | 8.0939 | 8.8517 | 9.5522 | 10.2636 | 10.9668 | 11.4218 | 11.6181 | 11.635 | 11.635 | 11.635
F1_Industrial_Primary Metals_New_Process_Natural Gas_Strategic Energy Management_A_Achievable Economic UCT Potential | F1 | Industrial | Primary Metals | New | Process | Natural Gas | Strategic Energy Management | A | Original Unit Energy Savings (kWh or therms) | Achievable Economic UCT Potential | 0 | 0 | 100.7891 | 100.7891 | 100.7891 | 100.7891 | 100.7891 | 100.7891 | 100.7891 | 100.7891 | 100.7891 | 100.7891 | 100.7891 | 100.7891 | 100.7891 | 100.7891 | 100.7891 | 100.7891 | 100.7891 | 100.7891 | 100.7891 | 100.7891
F2_Industrial_Primary Metals_New_Process_Natural Gas_Strategic Energy Management_A_Achievable Economic UCT Potential | F2 | Industrial | Primary Metals | New | Process | Natural Gas | Strategic Energy Management | A | Original Unit Summer Peak Savings (kW) | Achievable Economic UCT Potential | 0 | 0 | 0 | 0 | 0 | 0 | 0 | 0 | 0 | 0 | 0 | 0 | 0 | 0 | 0 | 0 | 0 | 0 | 0 | 0 | 0 | 0
F3_Industrial_Primary Metals_New_Process_Natural Gas_Strategic Energy Management_A_Achievable Economic UCT Potential | F3 | Industrial | Primary Metals | New | Process | Natural Gas | Strategic Energy Management | A | Original Unit Winter Peak Savings (kW) | Achievable Economic UCT Potential | 0 | 0 | 0 | 0 | 0 | 0 | 0 | 0 | 0 | 0 | 0 | 0 | 0 | 0 | 0 | 0 | 0 | 0 | 0 | 0 | 0 | 0
F4_Industrial_Primary Metals_New_Process_Natural Gas_Strategic Energy Management_A_Achievable Economic UCT Potential | F4 | Industrial | Primary Metals | New | Process | Natural Gas | Strategic Energy Management | A | Standalone Impact on Baseline Energy (%) | Achievable Economic UCT Potential | 0% | 0% | 0.08224% | 0.1294% | 0.173% | 0.2118% | 0.2663% | 0.2946% | 0.314% | 0.3238% | 0.3358% | 0.3429% | 0.3489% | 0.3507% | 0.3588% | 0.3626% | 0.3657% | 0.3575% | 0.3495% | 0.334% | 0.3198% | 0.3067%
F5_Industrial_Primary Metals_New_Process_Natural Gas_Strategic Energy Management_A_Achievable Economic UCT Potential | F5 | Industrial | Primary Metals | New | Process | Natural Gas | Strategic Energy Management | A | Standalone Impact on Baseline Summer Peak (%) | Achievable Economic UCT Potential | bar: 2019 to 2040
F6_Industrial_Primary Metals_New_Process_Natural Gas_Strategic Energy Management_A_Achievable Economic UCT Potential | F6 | Industrial | Primary Metals | New | Process | Natural Gas | Strategic Energy Management | A | Standalone Impact on Baseline Winter Peak (%) | Achievable Economic UCT Potential | bar: 2019 to 2040
F7_Industrial_Primary Metals_New_Process_Natural Gas_Strategic Energy Management_A_Achievable Economic UCT Potential | F7 | Industrial | Primary Metals | New | Process | Natural Gas | Strategic Energy Management | A | Incremental Energy Savings (MWh or mTherms) | Achievable Economic UCT Potential | 0 | 0 | 0.11299 | 0.19719 | 0.28118 | 0.37532 | 0.43202 | 0.49784 | 0.56283 | 0.63593 | 0.69037 | 0.75299 | 0.81478 | 0.88646 | 0.9351 | 0.99423 | 1.0533 | 1.1221 | 1.1675 | 1.2235 | 1.3696 | 1.4853
F8_Industrial_Primary Metals_New_Process_Natural Gas_Strategic Energy Management_A_Achievable Economic UCT Potential | F8 | Industrial | Primary Metals | New | Process | Natural Gas | Strategic Energy Management | A | Incremental Summer Peak Savings (MW) | Achievable Economic UCT Potential | 0 | 0 | 0 | 0 | 0 | 0 | 0 | 0 | 0 | 0 | 0 | 0 | 0 | 0 | 0 | 0 | 0 | 0 | 0 | 0 | 0 | 0
F9_Industrial_Primary Metals_New_Process_Natural Gas_Strategic Energy Management_A_Achievable Economic UCT Potential | F9 | Industrial | Primary Metals | New | Process | Natural Gas | Strategic Energy Management | A | Incremental Winter Peak Savings (MW) | Achievable Economic UCT Potential | 0 | 0 | 0 | 0 | 0 | 0 | 0 | 0 | 0 | 0 | 0 | 0 | 0 | 0 | 0 | 0 | 0 | 0 | 0 | 0 | 0 | 0
F10_Industrial_Primary Metals_New_Process_Natural Gas_Strategic Energy Management_A_Achievable Economic UCT Potential | F10 | Industrial | Primary Metals | New | Process | Natural Gas | Strategic Energy Management | A | Cumulative Energy Savings (MWh or mTherms) | Achievable Economic UCT Potential | 0 | 0 | 0.11299 | 0.31018 | 0.59136 | 0.96669 | 1.3987 | 1.7836 | 2.1492 | 2.5039 | 2.819 | 3.14 | 3.4569 | 3.7805 | 4.0797 | 4.3836 | 4.6839 | 4.8782 | 4.9621 | 4.9693 | 4.9693 | 4.9693
F11_Industrial_Primary Metals_New_Process_Natural Gas_Strategic Energy Management_A_Achievable Economic UCT Potential | F11 | Industrial | Primary Metals | New | Process | Natural Gas | Strategic Energy Management | A | Cumulative Summer Peak Savings (MW) | Achievable Economic UCT Potential | 0 | 0 | 0 | 0 | 0 | 0 | 0 | 0 | 0 | 0 | 0 | 0 | 0 | 0 | 0 | 0 | 0 | 0 | 0 | 0 | 0 | 0
F12_Industrial_Primary Metals_New_Process_Natural Gas_Strategic Energy Management_A_Achievable Economic UCT Potential | F12 | Industrial | Primary Metals | New | Process | Natural Gas | Strategic Energy Management | A | Cumulative Winter Peak Savings (MW) | Achievable Economic UCT Potential | 0 | 0 | 0 | 0 | 0 | 0 | 0 | 0 | 0 | 0 | 0 | 0 | 0 | 0 | 0 | 0 | 0 | 0 | 0 | 0 | 0 | 0
F13_Industrial_Primary Metals_New_Process_Natural Gas_Strategic Energy Management_A_Achievable Economic UCT Potential | F13 | Industrial | Primary Metals | New | Process | Natural Gas | Strategic Energy Management | A | Purchases (Incremental) | Achievable Economic UCT Potential | 0 | 0 | 1.1211 | 1.9565 | 2.7898 | 3.7239 | 4.2864 | 4.9394 | 5.5842 | 6.3095 | 6.8497 | 7.471 | 8.084 | 8.7952 | 9.2778 | 9.8644 | 10.4506 | 11.133 | 11.5837 | 12.1391 | 13.5883 | 14.737
F14_Industrial_Primary Metals_New_Process_Natural Gas_Strategic Energy Management_A_Achievable Economic UCT Potential | F14 | Industrial | Primary Metals | New | Process | Natural Gas | Strategic Energy Management | A | Purchases (Cumulative) | Achievable Economic UCT Potential | 0 | 0 | 1.1211 | 3.0775 | 5.8673 | 9.5912 | 13.8776 | 17.6959 | 21.3237 | 24.8433 | 27.9691 | 31.1537 | 34.2983 | 37.5093 | 40.4776 | 43.4924 | 46.4721 | 48.4 | 49.2321 | 49.3036 | 49.3036 | 49.3036
F1_Industrial_Primary Metals_New_Miscellaneous_Natural Gas_Strategic Energy Management_A_Achievable Economic UCT Potential | F1 | Industrial | Primary Metals | New | Miscellaneous | Natural Gas | Strategic Energy Management | A | Original Unit Energy Savings (kWh or therms) | Achievable Economic UCT Potential | 0 | 0 | 17.014 | 17.014 | 17.014 | 17.014 | 17.014 | 17.014 | 17.014 | 17.014 | 17.014 | 17.014 | 17.014 | 17.014 | 17.014 | 17.014 | 17.014 | 17.014 | 17.014 | 17.014 | 17.014 | 17.014
F2_Industrial_Primary Metals_New_Miscellaneous_Natural Gas_Strategic Energy Management_A_Achievable Economic UCT Potential | F2 | Industrial | Primary Metals | New | Miscellaneous | Natural Gas | Strategic Energy Management | A | Original Unit Summer Peak Savings (kW) | Achievable Economic UCT Potential | 0 | 0 | 0 | 0 | 0 | 0 | 0 | 0 | 0 | 0 | 0 | 0 | 0 | 0 | 0 | 0 | 0 | 0 | 0 | 0 | 0 | 0
F3_Industrial_Primary Metals_New_Miscellaneous_Natural Gas_Strategic Energy Management_A_Achievable Economic UCT Potential | F3 | Industrial | Primary Metals | New | Miscellaneous | Natural Gas | Strategic Energy Management | A | Original Unit Winter Peak Savings (kW) | Achievable Economic UCT Potential | 0 | 0 | 0 | 0 | 0 | 0 | 0 | 0 | 0 | 0 | 0 | 0 | 0 | 0 | 0 | 0 | 0 | 0 | 0 | 0 | 0 | 0
F4_Industrial_Primary Metals_New_Miscellaneous_Natural Gas_Strategic Energy Management_A_Achievable Economic UCT Potential | F4 | Industrial | Primary Metals | New | Miscellaneous | Natural Gas | Strategic Energy Management | A | Standalone Impact on Baseline Energy (%) | Achievable Economic UCT Potential | 0% | 0% | 0.08224% | 0.1294% | 0.173% | 0.2118% | 0.2663% | 0.2946% | 0.314% | 0.3238% | 0.3358% | 0.3429% | 0.3489% | 0.3507% | 0.3588% | 0.3626% | 0.3657% | 0.3575% | 0.3495% | 0.334% | 0.3198% | 0.3067%
F5_Industrial_Primary Metals_New_Miscellaneous_Natural Gas_Strategic Energy Management_A_Achievable Economic UCT Potential | F5 | Industrial | Primary Metals | New | Miscellaneous | Natural Gas | Strategic Energy Management | A | Standalone Impact on Baseline Summer Peak (%) | Achievable Economic UCT Potential | bar: 2019 to 2040
F6_Industrial_Primary Metals_New_Miscellaneous_Natural Gas_Strategic Energy Management_A_Achievable Economic UCT Potential | F6 | Industrial | Primary Metals | New | Miscellaneous | Natural Gas | Strategic Energy Management | A | Standalone Impact on Baseline Winter Peak (%) | Achievable Economic UCT Potential | bar: 2019 to 2040
F7_Industrial_Primary Metals_New_Miscellaneous_Natural Gas_Strategic Energy Management_A_Achievable Economic UCT Potential | F7 | Industrial | Primary Metals | New | Miscellaneous | Natural Gas | Strategic Energy Management | A | Incremental Energy Savings (MWh or mTherms) | Achievable Economic UCT Potential | 0 | 0 | 0.0047684 | 0.0083218 | 0.011866 | 0.015839 | 0.018232 | 0.02101 | 0.023752 | 0.026837 | 0.029135 | 0.031778 | 0.034385 | 0.03741 | 0.039463 | 0.041958 | 0.044452 | 0.047354 | 0.049271 | 0.051634 | 0.057798 | 0.062684
F8_Industrial_Primary Metals_New_Miscellaneous_Natural Gas_Strategic Energy Management_A_Achievable Economic UCT Potential | F8 | Industrial | Primary Metals | New | Miscellaneous | Natural Gas | Strategic Energy Management | A | Incremental Summer Peak Savings (MW) | Achievable Economic UCT Potential | 0 | 0 | 0 | 0 | 0 | 0 | 0 | 0 | 0 | 0 | 0 | 0 | 0 | 0 | 0 | 0 | 0 | 0 | 0 | 0 | 0 | 0
F9_Industrial_Primary Metals_New_Miscellaneous_Natural Gas_Strategic Energy Management_A_Achievable Economic UCT Potential | F9 | Industrial | Primary Metals | New | Miscellaneous | Natural Gas | Strategic Energy Management | A | Incremental Winter Peak Savings (MW) | Achievable Economic UCT Potential | 0 | 0 | 0 | 0 | 0 | 0 | 0 | 0 | 0 | 0 | 0 | 0 | 0 | 0 | 0 | 0 | 0 | 0 | 0 | 0 | 0 | 0
F10_Industrial_Primary Metals_New_Miscellaneous_Natural Gas_Strategic Energy Management_A_Achievable Economic UCT Potential | F10 | Industrial | Primary Metals | New | Miscellaneous | Natural Gas | Strategic Energy Management | A | Cumulative Energy Savings (MWh or mTherms) | Achievable Economic UCT Potential | 0 | 0 | 0.0047684 | 0.01309 | 0.024957 | 0.040796 | 0.059028 | 0.07527 | 0.0907 | 0.10567 | 0.11897 | 0.13251 | 0.14589 | 0.15955 | 0.17217 | 0.185 | 0.19767 | 0.20587 | 0.20941 | 0.20971 | 0.20971 | 0.20971
F11_Industrial_Primary Metals_New_Miscellaneous_Natural Gas_Strategic Energy Management_A_Achievable Economic UCT Potential | F11 | Industrial | Primary Metals | New | Miscellaneous | Natural Gas | Strategic Energy Management | A | Cumulative Summer Peak Savings (MW) | Achievable Economic UCT Potential | 0 | 0 | 0 | 0 | 0 | 0 | 0 | 0 | 0 | 0 | 0 | 0 | 0 | 0 | 0 | 0 | 0 | 0 | 0 | 0 | 0 | 0
F12_Industrial_Primary Metals_New_Miscellaneous_Natural Gas_Strategic Energy Management_A_Achievable Economic UCT Potential | F12 | Industrial | Primary Metals | New | Miscellaneous | Natural Gas | Strategic Energy Management | A | Cumulative Winter Peak Savings (MW) | Achievable Economic UCT Potential | 0 | 0 | 0 | 0 | 0 | 0 | 0 | 0 | 0 | 0 | 0 | 0 | 0 | 0 | 0 | 0 | 0 | 0 | 0 | 0 | 0 | 0
F13_Industrial_Primary Metals_New_Miscellaneous_Natural Gas_Strategic Energy Management_A_Achievable Economic UCT Potential | F13 | Industrial | Primary Metals | New | Miscellaneous | Natural Gas | Strategic Energy Management | A | Purchases (Incremental) | Achievable Economic UCT Potential | 0 | 0 | 0.28026 | 0.48911 | 0.69745 | 0.93097 | 1.0716 | 1.2349 | 1.396 | 1.5774 | 1.7124 | 1.8677 | 2.021 | 2.1988 | 2.3195 | 2.4661 | 2.6127 | 2.7832 | 2.8959 | 3.0348 | 3.3971 | 3.6842
F14_Industrial_Primary Metals_New_Miscellaneous_Natural Gas_Strategic Energy Management_A_Achievable Economic UCT Potential | F14 | Industrial | Primary Metals | New | Miscellaneous | Natural Gas | Strategic Energy Management | A | Purchases (Cumulative) | Achievable Economic UCT Potential | 0 | 0 | 0.28026 | 0.76938 | 1.4668 | 2.3978 | 3.4694 | 4.424 | 5.3309 | 6.2108 | 6.9923 | 7.7884 | 8.5746 | 9.3773 | 10.1194 | 10.8731 | 11.618 | 12.1 | 12.308 | 12.3259 | 12.3259 | 12.3259
F1_Industrial_Primary Metals_New_Space Heating_Natural Gas_Commissioning_A_Achievable Economic UCT Potential | F1 | Industrial | Primary Metals | New | Space Heating | Natural Gas | Commissioning | A | Original Unit Energy Savings (kWh or therms) | Achievable Economic UCT Potential | 0 | 0 | 20.6396 | 20.6396 | 20.6396 | 20.6396 | 20.6396 | 20.6396 | 20.6396 | 20.6396 | 20.6396 | 20.6396 | 20.6396 | 20.6396 | 20.6396 | 20.6396 | 20.6396 | 20.6396 | 20.6396 | 20.6396 | 20.6396 | 20.6396
F2_Industrial_Primary Metals_New_Space Heating_Natural Gas_Commissioning_A_Achievable Economic UCT Potential | F2 | Industrial | Primary Metals | New | Space Heating | Natural Gas | Commissioning | A | Original Unit Summer Peak Savings (kW) | Achievable Economic UCT Potential | 0 | 0 | 0 | 0 | 0 | 0 | 0 | 0 | 0 | 0 | 0 | 0 | 0 | 0 | 0 | 0 | 0 | 0 | 0 | 0 | 0 | 0
F3_Industrial_Primary Metals_New_Space Heating_Natural Gas_Commissioning_A_Achievable Economic UCT Potential | F3 | Industrial | Primary Metals | New | Space Heating | Natural Gas | Commissioning | A | Original Unit Winter Peak Savings (kW) | Achievable Economic UCT Potential | 0 | 0 | 0 | 0 | 0 | 0 | 0 | 0 | 0 | 0 | 0 | 0 | 0 | 0 | 0 | 0 | 0 | 0 | 0 | 0 | 0 | 0
F4_Industrial_Primary Metals_New_Space Heating_Natural Gas_Commissioning_A_Achievable Economic UCT Potential | F4 | Industrial | Primary Metals | New | Space Heating | Natural Gas | Commissioning | A | Standalone Impact on Baseline Energy (%) | Achievable Economic UCT Potential | bar: 2019 to 2040
F5_Industrial_Primary Metals_New_Space Heating_Natural Gas_Commissioning_A_Achievable Economic UCT Potential | F5 | Industrial | Primary Metals | New | Space Heating | Natural Gas | Commissioning | A | Standalone Impact on Baseline Summer Peak (%) | Achievable Economic UCT Potential | bar: 2019 to 2040
F6_Industrial_Primary Metals_New_Space Heating_Natural Gas_Commissioning_A_Achievable Economic UCT Potential | F6 | Industrial | Primary Metals | New | Space Heating | Natural Gas | Commissioning | A | Standalone Impact on Baseline Winter Peak (%) | Achievable Economic UCT Potential | bar: 2019 to 2040
F7_Industrial_Primary Metals_New_Space Heating_Natural Gas_Commissioning_A_Achievable Economic UCT Potential | F7 | Industrial | Primary Metals | New | Space Heating | Natural Gas | Commissioning | A | Incremental Energy Savings (MWh or mTherms) | Achievable Economic UCT Potential | 0 | 0 | 0 | 0 | 0 | 0 | 0 | 0 | 0 | 0 | 0 | 0 | 0 | 0 | 0 | 0 | 0 | 0 | 0 | 0 | 0 | 0
F8_Industrial_Primary Metals_New_Space Heating_Natural Gas_Commissioning_A_Achievable Economic UCT Potential | F8 | Industrial | Primary Metals | New | Space Heating | Natural Gas | Commissioning | A | Incremental Summer Peak Savings (MW) | Achievable Economic UCT Potential | 0 | 0 | 0 | 0 | 0 | 0 | 0 | 0 | 0 | 0 | 0 | 0 | 0 | 0 | 0 | 0 | 0 | 0 | 0 | 0 | 0 | 0
F9_Industrial_Primary Metals_New_Space Heating_Natural Gas_Commissioning_A_Achievable Economic UCT Potential | F9 | Industrial | Primary Metals | New | Space Heating | Natural Gas | Commissioning | A | Incremental Winter Peak Savings (MW) | Achievable Economic UCT Potential | 0 | 0 | 0 | 0 | 0 | 0 | 0 | 0 | 0 | 0 | 0 | 0 | 0 | 0 | 0 | 0 | 0 | 0 | 0 | 0 | 0 | 0
F10_Industrial_Primary Metals_New_Space Heating_Natural Gas_Commissioning_A_Achievable Economic UCT Potential | F10 | Industrial | Primary Metals | New | Space Heating | Natural Gas | Commissioning | A | Cumulative Energy Savings (MWh or mTherms) | Achievable Economic UCT Potential | 0 | 0 | 0 | 0 | 0 | 0 | 0 | 0 | 0 | 0 | 0 | 0 | 0 | 0 | 0 | 0 | 0 | 0 | 0 | 0 | 0 | 0
F11_Industrial_Primary Metals_New_Space Heating_Natural Gas_Commissioning_A_Achievable Economic UCT Potential | F11 | Industrial | Primary Metals | New | Space Heating | Natural Gas | Commissioning | A | Cumulative Summer Peak Savings (MW) | Achievable Economic UCT Potential | 0 | 0 | 0 | 0 | 0 | 0 | 0 | 0 | 0 | 0 | 0 | 0 | 0 | 0 | 0 | 0 | 0 | 0 | 0 | 0 | 0 | 0
F12_Industrial_Primary Metals_New_Space Heating_Natural Gas_Commissioning_A_Achievable Economic UCT Potential | F12 | Industrial | Primary Metals | New | Space Heating | Natural Gas | Commissioning | A | Cumulative Winter Peak Savings (MW) | Achievable Economic UCT Potential | 0 | 0 | 0 | 0 | 0 | 0 | 0 | 0 | 0 | 0 | 0 | 0 | 0 | 0 | 0 | 0 | 0 | 0 | 0 | 0 | 0 | 0
F13_Industrial_Primary Metals_New_Space Heating_Natural Gas_Commissioning_A_Achievable Economic UCT Potential | F13 | Industrial | Primary Metals | New | Space Heating | Natural Gas | Commissioning | A | Purchases (Incremental) | Achievable Economic UCT Potential | 0 | 0 | 0 | 0 | 0 | 0 | 0 | 0 | 0 | 0 | 0 | 0 | 0 | 0 | 0 | 0 | 0 | 0 | 0 | 0 | 0 | 0
F14_Industrial_Primary Metals_New_Space Heating_Natural Gas_Commissioning_A_Achievable Economic UCT Potential | F14 | Industrial | Primary Metals | New | Space Heating | Natural Gas | Commissioning | A | Purchases (Cumulative) | Achievable Economic UCT Potential | 0 | 0 | 0 | 0 | 0 | 0 | 0 | 0 | 0 | 0 | 0 | 0 | 0 | 0 | 0 | 0 | 0 | 0 | 0 | 0 | 0 | 0
F1_Industrial_Primary Metals_New_Process_Natural Gas_Commissioning_A_Achievable Economic UCT Potential | F1 | Industrial | Primary Metals | New | Process | Natural Gas | Commissioning | A | Original Unit Energy Savings (kWh or therms) | Achievable Economic UCT Potential | 0 | 0 | 562.5435 | 562.5435 | 562.5435 | 562.5435 | 562.5435 | 562.5435 | 562.5435 | 562.5435 | 562.5435 | 562.5435 | 562.5435 | 562.5435 | 562.5435 | 562.5435 | 562.5435 | 562.5435 | 562.5435 | 562.5435 | 562.5435 | 562.5435
F2_Industrial_Primary Metals_New_Process_Natural Gas_Commissioning_A_Achievable Economic UCT Potential | F2 | Industrial | Primary Metals | New | Process | Natural Gas | Commissioning | A | Original Unit Summer Peak Savings (kW) | Achievable Economic UCT Potential | 0 | 0 | 0 | 0 | 0 | 0 | 0 | 0 | 0 | 0 | 0 | 0 | 0 | 0 | 0 | 0 | 0 | 0 | 0 | 0 | 0 | 0
F3_Industrial_Primary Metals_New_Process_Natural Gas_Commissioning_A_Achievable Economic UCT Potential | F3 | Industrial | Primary Metals | New | Process | Natural Gas | Commissioning | A | Original Unit Winter Peak Savings (kW) | Achievable Economic UCT Potential | 0 | 0 | 0 | 0 | 0 | 0 | 0 | 0 | 0 | 0 | 0 | 0 | 0 | 0 | 0 | 0 | 0 | 0 | 0 | 0 | 0 | 0
F4_Industrial_Primary Metals_New_Process_Natural Gas_Commissioning_A_Achievable Economic UCT Potential | F4 | Industrial | Primary Metals | New | Process | Natural Gas | Commissioning | A | Standalone Impact on Baseline Energy (%) | Achievable Economic UCT Potential | bar: 2019 to 2040
F5_Industrial_Primary Metals_New_Process_Natural Gas_Commissioning_A_Achievable Economic UCT Potential | F5 | Industrial | Primary Metals | New | Process | Natural Gas | Commissioning | A | Standalone Impact on Baseline Summer Peak (%) | Achievable Economic UCT Potential | bar: 2019 to 2040
F6_Industrial_Primary Metals_New_Process_Natural Gas_Commissioning_A_Achievable Economic UCT Potential | F6 | Industrial | Primary Metals | New | Process | Natural Gas | Commissioning | A | Standalone Impact on Baseline Winter Peak (%) | Achievable Economic UCT Potential | bar: 2019 to 2040
F7_Industrial_Primary Metals_New_Process_Natural Gas_Commissioning_A_Achievable Economic UCT Potential | F7 | Industrial | Primary Metals | New | Process | Natural Gas | Commissioning | A | Incremental Energy Savings (MWh or mTherms) | Achievable Economic UCT Potential | 0 | 0 | 0 | 0 | 0 | 0 | 0 | 0 | 0 | 0 | 0 | 0 | 0 | 0 | 0 | 0 | 0 | 0 | 0 | 0 | 0 | 0
F8_Industrial_Primary Metals_New_Process_Natural Gas_Commissioning_A_Achievable Economic UCT Potential | F8 | Industrial | Primary Metals | New | Process | Natural Gas | Commissioning | A | Incremental Summer Peak Savings (MW) | Achievable Economic UCT Potential | 0 | 0 | 0 | 0 | 0 | 0 | 0 | 0 | 0 | 0 | 0 | 0 | 0 | 0 | 0 | 0 | 0 | 0 | 0 | 0 | 0 | 0
F9_Industrial_Primary Metals_New_Process_Natural Gas_Commissioning_A_Achievable Economic UCT Potential | F9 | Industrial | Primary Metals | New | Process | Natural Gas | Commissioning | A | Incremental Winter Peak Savings (MW) | Achievable Economic UCT Potential | 0 | 0 | 0 | 0 | 0 | 0 | 0 | 0 | 0 | 0 | 0 | 0 | 0 | 0 | 0 | 0 | 0 | 0 | 0 | 0 | 0 | 0
F10_Industrial_Primary Metals_New_Process_Natural Gas_Commissioning_A_Achievable Economic UCT Potential | F10 | Industrial | Primary Metals | New | Process | Natural Gas | Commissioning | A | Cumulative Energy Savings (MWh or mTherms) | Achievable Economic UCT Potential | 0 | 0 | 0 | 0 | 0 | 0 | 0 | 0 | 0 | 0 | 0 | 0 | 0 | 0 | 0 | 0 | 0 | 0 | 0 | 0 | 0 | 0
F11_Industrial_Primary Metals_New_Process_Natural Gas_Commissioning_A_Achievable Economic UCT Potential | F11 | Industrial | Primary Metals | New | Process | Natural Gas | Commissioning | A | Cumulative Summer Peak Savings (MW) | Achievable Economic UCT Potential | 0 | 0 | 0 | 0 | 0 | 0 | 0 | 0 | 0 | 0 | 0 | 0 | 0 | 0 | 0 | 0 | 0 | 0 | 0 | 0 | 0 | 0
F12_Industrial_Primary Metals_New_Process_Natural Gas_Commissioning_A_Achievable Economic UCT Potential | F12 | Industrial | Primary Metals | New | Process | Natural Gas | Commissioning | A | Cumulative Winter Peak Savings (MW) | Achievable Economic UCT Potential | 0 | 0 | 0 | 0 | 0 | 0 | 0 | 0 | 0 | 0 | 0 | 0 | 0 | 0 | 0 | 0 | 0 | 0 | 0 | 0 | 0 | 0
F13_Industrial_Primary Metals_New_Process_Natural Gas_Commissioning_A_Achievable Economic UCT Potential | F13 | Industrial | Primary Metals | New | Process | Natural Gas | Commissioning | A | Purchases (Incremental) | Achievable Economic UCT Potential | 0 | 0 | 0 | 0 | 0 | 0 | 0 | 0 | 0 | 0 | 0 | 0 | 0 | 0 | 0 | 0 | 0 | 0 | 0 | 0 | 0 | 0
F14_Industrial_Primary Metals_New_Process_Natural Gas_Commissioning_A_Achievable Economic UCT Potential | F14 | Industrial | Primary Metals | New | Process | Natural Gas | Commissioning | A | Purchases (Cumulative) | Achievable Economic UCT Potential | 0 | 0 | 0 | 0 | 0 | 0 | 0 | 0 | 0 | 0 | 0 | 0 | 0 | 0 | 0 | 0 | 0 | 0 | 0 | 0 | 0 | 0
F1_Industrial_Primary Metals_New_Space Heating_Natural Gas_Retrocommissioning_A_Achievable Economic UCT Potential | F1 | Industrial | Primary Metals | New | Space Heating | Natural Gas | Retrocommissioning | A | Original Unit Energy Savings (kWh or therms) | Achievable Economic UCT Potential | 0 | 0 | 0 | 0 | 0 | 0 | 0 | 0 | 0 | 0 | 0 | 0 | 0 | 0 | 0 | 0 | 0 | 0 | 0 | 0 | 0 | 0
F2_Industrial_Primary Metals_New_Space Heating_Natural Gas_Retrocommissioning_A_Achievable Economic UCT Potential | F2 | Industrial | Primary Metals | New | Space Heating | Natural Gas | Retrocommissioning | A | Original Unit Summer Peak Savings (kW) | Achievable Economic UCT Potential | 0 | 0 | 0 | 0 | 0 | 0 | 0 | 0 | 0 | 0 | 0 | 0 | 0 | 0 | 0 | 0 | 0 | 0 | 0 | 0 | 0 | 0
F3_Industrial_Primary Metals_New_Space Heating_Natural Gas_Retrocommissioning_A_Achievable Economic UCT Potential | F3 | Industrial | Primary Metals | New | Space Heating | Natural Gas | Retrocommissioning | A | Original Unit Winter Peak Savings (kW) | Achievable Economic UCT Potential | 0 | 0 | 0 | 0 | 0 | 0 | 0 | 0 | 0 | 0 | 0 | 0 | 0 | 0 | 0 | 0 | 0 | 0 | 0 | 0 | 0 | 0
F4_Industrial_Primary Metals_New_Space Heating_Natural Gas_Retrocommissioning_A_Achievable Economic UCT Potential | F4 | Industrial | Primary Metals | New | Space Heating | Natural Gas | Retrocommissioning | A | Standalone Impact on Baseline Energy (%) | Achievable Economic UCT Potential | bar: 2019 to 2040
F5_Industrial_Primary Metals_New_Space Heating_Natural Gas_Retrocommissioning_A_Achievable Economic UCT Potential | F5 | Industrial | Primary Metals | New | Space Heating | Natural Gas | Retrocommissioning | A | Standalone Impact on Baseline Summer Peak (%) | Achievable Economic UCT Potential | bar: 2019 to 2040
F6_Industrial_Primary Metals_New_Space Heating_Natural Gas_Retrocommissioning_A_Achievable Economic UCT Potential | F6 | Industrial | Primary Metals | New | Space Heating | Natural Gas | Retrocommissioning | A | Standalone Impact on Baseline Winter Peak (%) | Achievable Economic UCT Potential | bar: 2019 to 2040
F7_Industrial_Primary Metals_New_Space Heating_Natural Gas_Retrocommissioning_A_Achievable Economic UCT Potential | F7 | Industrial | Primary Metals | New | Space Heating | Natural Gas | Retrocommissioning | A | Incremental Energy Savings (MWh or mTherms) | Achievable Economic UCT Potential | 0 | 0 | 0 | 0 | 0 | 0 | 0 | 0 | 0 | 0 | 0 | 0 | 0 | 0 | 0 | 0 | 0 | 0 | 0 | 0 | 0 | 0
F8_Industrial_Primary Metals_New_Space Heating_Natural Gas_Retrocommissioning_A_Achievable Economic UCT Potential | F8 | Industrial | Primary Metals | New | Space Heating | Natural Gas | Retrocommissioning | A | Incremental Summer Peak Savings (MW) | Achievable Economic UCT Potential | 0 | 0 | 0 | 0 | 0 | 0 | 0 | 0 | 0 | 0 | 0 | 0 | 0 | 0 | 0 | 0 | 0 | 0 | 0 | 0 | 0 | 0
F9_Industrial_Primary Metals_New_Space Heating_Natural Gas_Retrocommissioning_A_Achievable Economic UCT Potential | F9 | Industrial | Primary Metals | New | Space Heating | Natural Gas | Retrocommissioning | A | Incremental Winter Peak Savings (MW) | Achievable Economic UCT Potential | 0 | 0 | 0 | 0 | 0 | 0 | 0 | 0 | 0 | 0 | 0 | 0 | 0 | 0 | 0 | 0 | 0 | 0 | 0 | 0 | 0 | 0
F10_Industrial_Primary Metals_New_Space Heating_Natural Gas_Retrocommissioning_A_Achievable Economic UCT Potential | F10 | Industrial | Primary Metals | New | Space Heating | Natural Gas | Retrocommissioning | A | Cumulative Energy Savings (MWh or mTherms) | Achievable Economic UCT Potential | 0 | 0 | 0 | 0 | 0 | 0 | 0 | 0 | 0 | 0 | 0 | 0 | 0 | 0 | 0 | 0 | 0 | 0 | 0 | 0 | 0 | 0
F11_Industrial_Primary Metals_New_Space Heating_Natural Gas_Retrocommissioning_A_Achievable Economic UCT Potential | F11 | Industrial | Primary Metals | New | Space Heating | Natural Gas | Retrocommissioning | A | Cumulative Summer Peak Savings (MW) | Achievable Economic UCT Potential | 0 | 0 | 0 | 0 | 0 | 0 | 0 | 0 | 0 | 0 | 0 | 0 | 0 | 0 | 0 | 0 | 0 | 0 | 0 | 0 | 0 | 0
F12_Industrial_Primary Metals_New_Space Heating_Natural Gas_Retrocommissioning_A_Achievable Economic UCT Potential | F12 | Industrial | Primary Metals | New | Space Heating | Natural Gas | Retrocommissioning | A | Cumulative Winter Peak Savings (MW) | Achievable Economic UCT Potential | 0 | 0 | 0 | 0 | 0 | 0 | 0 | 0 | 0 | 0 | 0 | 0 | 0 | 0 | 0 | 0 | 0 | 0 | 0 | 0 | 0 | 0
F13_Industrial_Primary Metals_New_Space Heating_Natural Gas_Retrocommissioning_A_Achievable Economic UCT Potential | F13 | Industrial | Primary Metals | New | Space Heating | Natural Gas | Retrocommissioning | A | Purchases (Incremental) | Achievable Economic UCT Potential | 0 | 0 | 0 | 0 | 0 | 0 | 0 | 0 | 0 | 0 | 0 | 0 | 0 | 0 | 0 | 0 | 0 | 0 | 0 | 0 | 0 | 0
F14_Industrial_Primary Metals_New_Space Heating_Natural Gas_Retrocommissioning_A_Achievable Economic UCT Potential | F14 | Industrial | Primary Metals | New | Space Heating | Natural Gas | Retrocommissioning | A | Purchases (Cumulative) | Achievable Economic UCT Potential | 0 | 0 | 0 | 0 | 0 | 0 | 0 | 0 | 0 | 0 | 0 | 0 | 0 | 0 | 0 | 0 | 0 | 0 | 0 | 0 | 0 | 0
F1_Industrial_Primary Metals_New_Process_Natural Gas_Retrocommissioning_A_Achievable Economic UCT Potential | F1 | Industrial | Primary Metals | New | Process | Natural Gas | Retrocommissioning | A | Original Unit Energy Savings (kWh or therms) | Achievable Economic UCT Potential | 0 | 0 | 0 | 0 | 0 | 0 | 0 | 0 | 0 | 0 | 0 | 0 | 0 | 0 | 0 | 0 | 0 | 0 | 0 | 0 | 0 | 0
F2_Industrial_Primary Metals_New_Process_Natural Gas_Retrocommissioning_A_Achievable Economic UCT Potential | F2 | Industrial | Primary Metals | New | Process | Natural Gas | Retrocommissioning | A | Original Unit Summer Peak Savings (kW) | Achievable Economic UCT Potential | 0 | 0 | 0 | 0 | 0 | 0 | 0 | 0 | 0 | 0 | 0 | 0 | 0 | 0 | 0 | 0 | 0 | 0 | 0 | 0 | 0 | 0
F3_Industrial_Primary Metals_New_Process_Natural Gas_Retrocommissioning_A_Achievable Economic UCT Potential | F3 | Industrial | Primary Metals | New | Process | Natural Gas | Retrocommissioning | A | Original Unit Winter Peak Savings (kW) | Achievable Economic UCT Potential | 0 | 0 | 0 | 0 | 0 | 0 | 0 | 0 | 0 | 0 | 0 | 0 | 0 | 0 | 0 | 0 | 0 | 0 | 0 | 0 | 0 | 0
F4_Industrial_Primary Metals_New_Process_Natural Gas_Retrocommissioning_A_Achievable Economic UCT Potential | F4 | Industrial | Primary Metals | New | Process | Natural Gas | Retrocommissioning | A | Standalone Impact on Baseline Energy (%) | Achievable Economic UCT Potential | bar: 2019 to 2040
F5_Industrial_Primary Metals_New_Process_Natural Gas_Retrocommissioning_A_Achievable Economic UCT Potential | F5 | Industrial | Primary Metals | New | Process | Natural Gas | Retrocommissioning | A | Standalone Impact on Baseline Summer Peak (%) | Achievable Economic UCT Potential | bar: 2019 to 2040
F6_Industrial_Primary Metals_New_Process_Natural Gas_Retrocommissioning_A_Achievable Economic UCT Potential | F6 | Industrial | Primary Metals | New | Process | Natural Gas | Retrocommissioning | A | Standalone Impact on Baseline Winter Peak (%) | Achievable Economic UCT Potential | bar: 2019 to 2040
F7_Industrial_Primary Metals_New_Process_Natural Gas_Retrocommissioning_A_Achievable Economic UCT Potential | F7 | Industrial | Primary Metals | New | Process | Natural Gas | Retrocommissioning | A | Incremental Energy Savings (MWh or mTherms) | Achievable Economic UCT Potential | 0 | 0 | 0 | 0 | 0 | 0 | 0 | 0 | 0 | 0 | 0 | 0 | 0 | 0 | 0 | 0 | 0 | 0 | 0 | 0 | 0 | 0
F8_Industrial_Primary Metals_New_Process_Natural Gas_Retrocommissioning_A_Achievable Economic UCT Potential | F8 | Industrial | Primary Metals | New | Process | Natural Gas | Retrocommissioning | A | Incremental Summer Peak Savings (MW) | Achievable Economic UCT Potential | 0 | 0 | 0 | 0 | 0 | 0 | 0 | 0 | 0 | 0 | 0 | 0 | 0 | 0 | 0 | 0 | 0 | 0 | 0 | 0 | 0 | 0
F9_Industrial_Primary Metals_New_Process_Natural Gas_Retrocommissioning_A_Achievable Economic UCT Potential | F9 | Industrial | Primary Metals | New | Process | Natural Gas | Retrocommissioning | A | Incremental Winter Peak Savings (MW) | Achievable Economic UCT Potential | 0 | 0 | 0 | 0 | 0 | 0 | 0 | 0 | 0 | 0 | 0 | 0 | 0 | 0 | 0 | 0 | 0 | 0 | 0 | 0 | 0 | 0
F10_Industrial_Primary Metals_New_Process_Natural Gas_Retrocommissioning_A_Achievable Economic UCT Potential | F10 | Industrial | Primary Metals | New | Process | Natural Gas | Retrocommissioning | A | Cumulative Energy Savings (MWh or mTherms) | Achievable Economic UCT Potential | 0 | 0 | 0 | 0 | 0 | 0 | 0 | 0 | 0 | 0 | 0 | 0 | 0 | 0 | 0 | 0 | 0 | 0 | 0 | 0 | 0 | 0
F11_Industrial_Primary Metals_New_Process_Natural Gas_Retrocommissioning_A_Achievable Economic UCT Potential | F11 | Industrial | Primary Metals | New | Process | Natural Gas | Retrocommissioning | A | Cumulative Summer Peak Savings (MW) | Achievable Economic UCT Potential | 0 | 0 | 0 | 0 | 0 | 0 | 0 | 0 | 0 | 0 | 0 | 0 | 0 | 0 | 0 | 0 | 0 | 0 | 0 | 0 | 0 | 0
F12_Industrial_Primary Metals_New_Process_Natural Gas_Retrocommissioning_A_Achievable Economic UCT Potential | F12 | Industrial | Primary Metals | New | Process | Natural Gas | Retrocommissioning | A | Cumulative Winter Peak Savings (MW) | Achievable Economic UCT Potential | 0 | 0 | 0 | 0 | 0 | 0 | 0 | 0 | 0 | 0 | 0 | 0 | 0 | 0 | 0 | 0 | 0 | 0 | 0 | 0 | 0 | 0
F13_Industrial_Primary Metals_New_Process_Natural Gas_Retrocommissioning_A_Achievable Economic UCT Potential | F13 | Industrial | Primary Metals | New | Process | Natural Gas | Retrocommissioning | A | Purchases (Incremental) | Achievable Economic UCT Potential | 0 | 0 | 0 | 0 | 0 | 0 | 0 | 0 | 0 | 0 | 0 | 0 | 0 | 0 | 0 | 0 | 0 | 0 | 0 | 0 | 0 | 0
F14_Industrial_Primary Metals_New_Process_Natural Gas_Retrocommissioning_A_Achievable Economic UCT Potential | F14 | Industrial | Primary Metals | New | Process | Natural Gas | Retrocommissioning | A | Purchases (Cumulative) | Achievable Economic UCT Potential | 0 | 0 | 0 | 0 | 0 | 0 | 0 | 0 | 0 | 0 | 0 | 0 | 0 | 0 | 0 | 0 | 0 | 0 | 0 | 0 | 0 | 0
F1_Industrial_Stone, Clay, and Glass_Existing_Space Heating_Natural Gas_Insulation - Roof/Ceiling_A_Achievable Economic UCT Potential | F1 | Industrial | Stone, Clay, and Glass | Existing | Space Heating | Natural Gas | Insulation - Roof/Ceiling | A | Original Unit Energy Savings (kWh or therms) | Achievable Economic UCT Potential | 0 | 0 | 0.083035 | 0.082838 | 0.082641 | 0.082447 | 0.082256 | 0.08207 | 0.08189 | 0.081718 | 0.081553 | 0.081398 | 0.081252 | 0.081115 | 0.080985 | 0.080863 | 0.080748 | 0.08064 | 0.080538 | 0.080442 | 0.080353 | 0.080269
F2_Industrial_Stone, Clay, and Glass_Existing_Space Heating_Natural Gas_Insulation - Roof/Ceiling_A_Achievable Economic UCT Potential | F2 | Industrial | Stone, Clay, and Glass | Existing | Space Heating | Natural Gas | Insulation - Roof/Ceiling | A | Original Unit Summer Peak Savings (kW) | Achievable Economic UCT Potential | 0 | 0 | 0 | 0 | 0 | 0 | 0 | 0 | 0 | 0 | 0 | 0 | 0 | 0 | 0 | 0 | 0 | 0 | 0 | 0 | 0 | 0
F3_Industrial_Stone, Clay, and Glass_Existing_Space Heating_Natural Gas_Insulation - Roof/Ceiling_A_Achievable Economic UCT Potential | F3 | Industrial | Stone, Clay, and Glass | Existing | Space Heating | Natural Gas | Insulation - Roof/Ceiling | A | Original Unit Winter Peak Savings (kW) | Achievable Economic UCT Potential | 0 | 0 | 0 | 0 | 0 | 0 | 0 | 0 | 0 | 0 | 0 | 0 | 0 | 0 | 0 | 0 | 0 | 0 | 0 | 0 | 0 | 0
F4_Industrial_Stone, Clay, and Glass_Existing_Space Heating_Natural Gas_Insulation - Roof/Ceiling_A_Achievable Economic UCT Potential | F4 | Industrial | Stone, Clay, and Glass | Existing | Space Heating | Natural Gas | Insulation - Roof/Ceiling | A | Standalone Impact on Baseline Energy (%) | Achievable Economic UCT Potential | bar: 2019 to 2040
F5_Industrial_Stone, Clay, and Glass_Existing_Space Heating_Natural Gas_Insulation - Roof/Ceiling_A_Achievable Economic UCT Potential | F5 | Industrial | Stone, Clay, and Glass | Existing | Space Heating | Natural Gas | Insulation - Roof/Ceiling | A | Standalone Impact on Baseline Summer Peak (%) | Achievable Economic UCT Potential | bar: 2019 to 2040
F6_Industrial_Stone, Clay, and Glass_Existing_Space Heating_Natural Gas_Insulation - Roof/Ceiling_A_Achievable Economic UCT Potential | F6 | Industrial | Stone, Clay, and Glass | Existing | Space Heating | Natural Gas | Insulation - Roof/Ceiling | A | Standalone Impact on Baseline Winter Peak (%) | Achievable Economic UCT Potential | bar: 2019 to 2040
F7_Industrial_Stone, Clay, and Glass_Existing_Space Heating_Natural Gas_Insulation - Roof/Ceiling_A_Achievable Economic UCT Potential | F7 | Industrial | Stone, Clay, and Glass | Existing | Space Heating | Natural Gas | Insulation - Roof/Ceiling | A | Incremental Energy Savings (MWh or mTherms) | Achievable Economic UCT Potential | 0 | 0 | 0 | 0 | 0 | 0 | 0 | 0 | 0 | 0 | 0 | 0 | 0 | 0 | 0 | 0 | 0 | 0 | 0 | 0 | 0 | 0
F8_Industrial_Stone, Clay, and Glass_Existing_Space Heating_Natural Gas_Insulation - Roof/Ceiling_A_Achievable Economic UCT Potential | F8 | Industrial | Stone, Clay, and Glass | Existing | Space Heating | Natural Gas | Insulation - Roof/Ceiling | A | Incremental Summer Peak Savings (MW) | Achievable Economic UCT Potential | 0 | 0 | 0 | 0 | 0 | 0 | 0 | 0 | 0 | 0 | 0 | 0 | 0 | 0 | 0 | 0 | 0 | 0 | 0 | 0 | 0 | 0
F9_Industrial_Stone, Clay, and Glass_Existing_Space Heating_Natural Gas_Insulation - Roof/Ceiling_A_Achievable Economic UCT Potential | F9 | Industrial | Stone, Clay, and Glass | Existing | Space Heating | Natural Gas | Insulation - Roof/Ceiling | A | Incremental Winter Peak Savings (MW) | Achievable Economic UCT Potential | 0 | 0 | 0 | 0 | 0 | 0 | 0 | 0 | 0 | 0 | 0 | 0 | 0 | 0 | 0 | 0 | 0 | 0 | 0 | 0 | 0 | 0
F10_Industrial_Stone, Clay, and Glass_Existing_Space Heating_Natural Gas_Insulation - Roof/Ceiling_A_Achievable Economic UCT Potential | F10 | Industrial | Stone, Clay, and Glass | Existing | Space Heating | Natural Gas | Insulation - Roof/Ceiling | A | Cumulative Energy Savings (MWh or mTherms) | Achievable Economic UCT Potential | 0 | 0 | 0 | 0 | 0 | 0 | 0 | 0 | 0 | 0 | 0 | 0 | 0 | 0 | 0 | 0 | 0 | 0 | 0 | 0 | 0 | 0
F11_Industrial_Stone, Clay, and Glass_Existing_Space Heating_Natural Gas_Insulation - Roof/Ceiling_A_Achievable Economic UCT Potential | F11 | Industrial | Stone, Clay, and Glass | Existing | Space Heating | Natural Gas | Insulation - Roof/Ceiling | A | Cumulative Summer Peak Savings (MW) | Achievable Economic UCT Potential | 0 | 0 | 0 | 0 | 0 | 0 | 0 | 0 | 0 | 0 | 0 | 0 | 0 | 0 | 0 | 0 | 0 | 0 | 0 | 0 | 0 | 0
F12_Industrial_Stone, Clay, and Glass_Existing_Space Heating_Natural Gas_Insulation - Roof/Ceiling_A_Achievable Economic UCT Potential | F12 | Industrial | Stone, Clay, and Glass | Existing | Space Heating | Natural Gas | Insulation - Roof/Ceiling | A | Cumulative Winter Peak Savings (MW) | Achievable Economic UCT Potential | 0 | 0 | 0 | 0 | 0 | 0 | 0 | 0 | 0 | 0 | 0 | 0 | 0 | 0 | 0 | 0 | 0 | 0 | 0 | 0 | 0 | 0
F13_Industrial_Stone, Clay, and Glass_Existing_Space Heating_Natural Gas_Insulation - Roof/Ceiling_A_Achievable Economic UCT Potential | F13 | Industrial | Stone, Clay, and Glass | Existing | Space Heating | Natural Gas | Insulation - Roof/Ceiling | A | Purchases (Incremental) | Achievable Economic UCT Potential | 0 | 0 | 0 | 0 | 0 | 0 | 0 | 0 | 0 | 0 | 0 | 0 | 0 | 0 | 0 | 0 | 0 | 0 | 0 | 0 | 0 | 0
F14_Industrial_Stone, Clay, and Glass_Existing_Space Heating_Natural Gas_Insulation - Roof/Ceiling_A_Achievable Economic UCT Potential | F14 | Industrial | Stone, Clay, and Glass | Existing | Space Heating | Natural Gas | Insulation - Roof/Ceiling | A | Purchases (Cumulative) | Achievable Economic UCT Potential | 0 | 0 | 0 | 0 | 0 | 0 | 0 | 0 | 0 | 0 | 0 | 0 | 0 | 0 | 0 | 0 | 0 | 0 | 0 | 0 | 0 | 0
F1_Industrial_Stone, Clay, and Glass_Existing_Space Heating_Natural Gas_Insulation - Wall Cavity_A_Achievable Economic UCT Potential | F1 | Industrial | Stone, Clay, and Glass | Existing | Space Heating | Natural Gas | Insulation - Wall Cavity | A | Original Unit Energy Savings (kWh or therms) | Achievable Economic UCT Potential | 0 | 0 | 0.018165 | 0.018122 | 0.018079 | 0.018037 | 0.017995 | 0.017954 | 0.017915 | 0.017877 | 0.017841 | 0.017807 | 0.017775 | 0.017745 | 0.017717 | 0.01769 | 0.017665 | 0.017641 | 0.017619 | 0.017598 | 0.017579 | 0.01756
F2_Industrial_Stone, Clay, and Glass_Existing_Space Heating_Natural Gas_Insulation - Wall Cavity_A_Achievable Economic UCT Potential | F2 | Industrial | Stone, Clay, and Glass | Existing | Space Heating | Natural Gas | Insulation - Wall Cavity | A | Original Unit Summer Peak Savings (kW) | Achievable Economic UCT Potential | 0 | 0 | 0 | 0 | 0 | 0 | 0 | 0 | 0 | 0 | 0 | 0 | 0 | 0 | 0 | 0 | 0 | 0 | 0 | 0 | 0 | 0
F3_Industrial_Stone, Clay, and Glass_Existing_Space Heating_Natural Gas_Insulation - Wall Cavity_A_Achievable Economic UCT Potential | F3 | Industrial | Stone, Clay, and Glass | Existing | Space Heating | Natural Gas | Insulation - Wall Cavity | A | Original Unit Winter Peak Savings (kW) | Achievable Economic UCT Potential | 0 | 0 | 0 | 0 | 0 | 0 | 0 | 0 | 0 | 0 | 0 | 0 | 0 | 0 | 0 | 0 | 0 | 0 | 0 | 0 | 0 | 0
F4_Industrial_Stone, Clay, and Glass_Existing_Space Heating_Natural Gas_Insulation - Wall Cavity_A_Achievable Economic UCT Potential | F4 | Industrial | Stone, Clay, and Glass | Existing | Space Heating | Natural Gas | Insulation - Wall Cavity | A | Standalone Impact on Baseline Energy (%) | Achievable Economic UCT Potential | bar: 2019 to 2040
F5_Industrial_Stone, Clay, and Glass_Existing_Space Heating_Natural Gas_Insulation - Wall Cavity_A_Achievable Economic UCT Potential | F5 | Industrial | Stone, Clay, and Glass | Existing | Space Heating | Natural Gas | Insulation - Wall Cavity | A | Standalone Impact on Baseline Summer Peak (%) | Achievable Economic UCT Potential | bar: 2019 to 2040
F6_Industrial_Stone, Clay, and Glass_Existing_Space Heating_Natural Gas_Insulation - Wall Cavity_A_Achievable Economic UCT Potential | F6 | Industrial | Stone, Clay, and Glass | Existing | Space Heating | Natural Gas | Insulation - Wall Cavity | A | Standalone Impact on Baseline Winter Peak (%) | Achievable Economic UCT Potential | bar: 2019 to 2040
F7_Industrial_Stone, Clay, and Glass_Existing_Space Heating_Natural Gas_Insulation - Wall Cavity_A_Achievable Economic UCT Potential | F7 | Industrial | Stone, Clay, and Glass | Existing | Space Heating | Natural Gas | Insulation - Wall Cavity | A | Incremental Energy Savings (MWh or mTherms) | Achievable Economic UCT Potential | 0 | 0 | 0 | 0 | 0 | 0 | 0 | 0 | 0 | 0 | 0 | 0 | 0 | 0 | 0 | 0 | 0 | 0 | 0 | 0 | 0 | 0
F8_Industrial_Stone, Clay, and Glass_Existing_Space Heating_Natural Gas_Insulation - Wall Cavity_A_Achievable Economic UCT Potential | F8 | Industrial | Stone, Clay, and Glass | Existing | Space Heating | Natural Gas | Insulation - Wall Cavity | A | Incremental Summer Peak Savings (MW) | Achievable Economic UCT Potential | 0 | 0 | 0 | 0 | 0 | 0 | 0 | 0 | 0 | 0 | 0 | 0 | 0 | 0 | 0 | 0 | 0 | 0 | 0 | 0 | 0 | 0
F9_Industrial_Stone, Clay, and Glass_Existing_Space Heating_Natural Gas_Insulation - Wall Cavity_A_Achievable Economic UCT Potential | F9 | Industrial | Stone, Clay, and Glass | Existing | Space Heating | Natural Gas | Insulation - Wall Cavity | A | Incremental Winter Peak Savings (MW) | Achievable Economic UCT Potential | 0 | 0 | 0 | 0 | 0 | 0 | 0 | 0 | 0 | 0 | 0 | 0 | 0 | 0 | 0 | 0 | 0 | 0 | 0 | 0 | 0 | 0
F10_Industrial_Stone, Clay, and Glass_Existing_Space Heating_Natural Gas_Insulation - Wall Cavity_A_Achievable Economic UCT Potential | F10 | Industrial | Stone, Clay, and Glass | Existing | Space Heating | Natural Gas | Insulation - Wall Cavity | A | Cumulative Energy Savings (MWh or mTherms) | Achievable Economic UCT Potential | 0 | 0 | 0 | 0 | 0 | 0 | 0 | 0 | 0 | 0 | 0 | 0 | 0 | 0 | 0 | 0 | 0 | 0 | 0 | 0 | 0 | 0
F11_Industrial_Stone, Clay, and Glass_Existing_Space Heating_Natural Gas_Insulation - Wall Cavity_A_Achievable Economic UCT Potential | F11 | Industrial | Stone, Clay, and Glass | Existing | Space Heating | Natural Gas | Insulation - Wall Cavity | A | Cumulative Summer Peak Savings (MW) | Achievable Economic UCT Potential | 0 | 0 | 0 | 0 | 0 | 0 | 0 | 0 | 0 | 0 | 0 | 0 | 0 | 0 | 0 | 0 | 0 | 0 | 0 | 0 | 0 | 0
F12_Industrial_Stone, Clay, and Glass_Existing_Space Heating_Natural Gas_Insulation - Wall Cavity_A_Achievable Economic UCT Potential | F12 | Industrial | Stone, Clay, and Glass | Existing | Space Heating | Natural Gas | Insulation - Wall Cavity | A | Cumulative Winter Peak Savings (MW) | Achievable Economic UCT Potential | 0 | 0 | 0 | 0 | 0 | 0 | 0 | 0 | 0 | 0 | 0 | 0 | 0 | 0 | 0 | 0 | 0 | 0 | 0 | 0 | 0 | 0
F13_Industrial_Stone, Clay, and Glass_Existing_Space Heating_Natural Gas_Insulation - Wall Cavity_A_Achievable Economic UCT Potential | F13 | Industrial | Stone, Clay, and Glass | Existing | Space Heating | Natural Gas | Insulation - Wall Cavity | A | Purchases (Incremental) | Achievable Economic UCT Potential | 0 | 0 | 0 | 0 | 0 | 0 | 0 | 0 | 0 | 0 | 0 | 0 | 0 | 0 | 0 | 0 | 0 | 0 | 0 | 0 | 0 | 0
F14_Industrial_Stone, Clay, and Glass_Existing_Space Heating_Natural Gas_Insulation - Wall Cavity_A_Achievable Economic UCT Potential | F14 | Industrial | Stone, Clay, and Glass | Existing | Space Heating | Natural Gas | Insulation - Wall Cavity | A | Purchases (Cumulative) | Achievable Economic UCT Potential | 0 | 0 | 0 | 0 | 0 | 0 | 0 | 0 | 0 | 0 | 0 | 0 | 0 | 0 | 0 | 0 | 0 | 0 | 0 | 0 | 0 | 0
F1_Industrial_Stone, Clay, and Glass_Existing_Space Heating_Natural Gas_Insulation - Ducting_A_Achievable Economic UCT Potential | F1 | Industrial | Stone, Clay, and Glass | Existing | Space Heating | Natural Gas | Insulation - Ducting | A | Original Unit Energy Savings (kWh or therms) | Achievable Economic UCT Potential | 0 | 0 | 0.0014398 | 0.0014319 | 0.0014239 | 0.0014161 | 0.0014083 | 0.0014008 | 0.0013935 | 0.0013865 | 0.0013799 | 0.0013736 | 0.0013677 | 0.0013622 | 0.001357 | 0.0013521 | 0.0013475 | 0.0013431 | 0.001339 | 0.0013352 | 0.0013316 | 0.0013281
F2_Industrial_Stone, Clay, and Glass_Existing_Space Heating_Natural Gas_Insulation - Ducting_A_Achievable Economic UCT Potential | F2 | Industrial | Stone, Clay, and Glass | Existing | Space Heating | Natural Gas | Insulation - Ducting | A | Original Unit Summer Peak Savings (kW) | Achievable Economic UCT Potential | 0 | 0 | 0 | 0 | 0 | 0 | 0 | 0 | 0 | 0 | 0 | 0 | 0 | 0 | 0 | 0 | 0 | 0 | 0 | 0 | 0 | 0
F3_Industrial_Stone, Clay, and Glass_Existing_Space Heating_Natural Gas_Insulation - Ducting_A_Achievable Economic UCT Potential | F3 | Industrial | Stone, Clay, and Glass | Existing | Space Heating | Natural Gas | Insulation - Ducting | A | Original Unit Winter Peak Savings (kW) | Achievable Economic UCT Potential | 0 | 0 | 0 | 0 | 0 | 0 | 0 | 0 | 0 | 0 | 0 | 0 | 0 | 0 | 0 | 0 | 0 | 0 | 0 | 0 | 0 | 0
F4_Industrial_Stone, Clay, and Glass_Existing_Space Heating_Natural Gas_Insulation - Ducting_A_Achievable Economic UCT Potential | F4 | Industrial | Stone, Clay, and Glass | Existing | Space Heating | Natural Gas | Insulation - Ducting | A | Standalone Impact on Baseline Energy (%) | Achievable Economic UCT Potential | bar: 2019 to 2040
F5_Industrial_Stone, Clay, and Glass_Existing_Space Heating_Natural Gas_Insulation - Ducting_A_Achievable Economic UCT Potential | F5 | Industrial | Stone, Clay, and Glass | Existing | Space Heating | Natural Gas | Insulation - Ducting | A | Standalone Impact on Baseline Summer Peak (%) | Achievable Economic UCT Potential | bar: 2019 to 2040
F6_Industrial_Stone, Clay, and Glass_Existing_Space Heating_Natural Gas_Insulation - Ducting_A_Achievable Economic UCT Potential | F6 | Industrial | Stone, Clay, and Glass | Existing | Space Heating | Natural Gas | Insulation - Ducting | A | Standalone Impact on Baseline Winter Peak (%) | Achievable Economic UCT Potential | bar: 2019 to 2040
F7_Industrial_Stone, Clay, and Glass_Existing_Space Heating_Natural Gas_Insulation - Ducting_A_Achievable Economic UCT Potential | F7 | Industrial | Stone, Clay, and Glass | Existing | Space Heating | Natural Gas | Insulation - Ducting | A | Incremental Energy Savings (MWh or mTherms) | Achievable Economic UCT Potential | 0 | 0 | 0 | 0 | 0 | 0 | 0 | 0 | 0 | 0 | 0 | 0 | 0 | 0 | 0 | 0 | 0 | 0 | 0 | 0 | 0 | 0
F8_Industrial_Stone, Clay, and Glass_Existing_Space Heating_Natural Gas_Insulation - Ducting_A_Achievable Economic UCT Potential | F8 | Industrial | Stone, Clay, and Glass | Existing | Space Heating | Natural Gas | Insulation - Ducting | A | Incremental Summer Peak Savings (MW) | Achievable Economic UCT Potential | 0 | 0 | 0 | 0 | 0 | 0 | 0 | 0 | 0 | 0 | 0 | 0 | 0 | 0 | 0 | 0 | 0 | 0 | 0 | 0 | 0 | 0
F9_Industrial_Stone, Clay, and Glass_Existing_Space Heating_Natural Gas_Insulation - Ducting_A_Achievable Economic UCT Potential | F9 | Industrial | Stone, Clay, and Glass | Existing | Space Heating | Natural Gas | Insulation - Ducting | A | Incremental Winter Peak Savings (MW) | Achievable Economic UCT Potential | 0 | 0 | 0 | 0 | 0 | 0 | 0 | 0 | 0 | 0 | 0 | 0 | 0 | 0 | 0 | 0 | 0 | 0 | 0 | 0 | 0 | 0
F10_Industrial_Stone, Clay, and Glass_Existing_Space Heating_Natural Gas_Insulation - Ducting_A_Achievable Economic UCT Potential | F10 | Industrial | Stone, Clay, and Glass | Existing | Space Heating | Natural Gas | Insulation - Ducting | A | Cumulative Energy Savings (MWh or mTherms) | Achievable Economic UCT Potential | 0 | 0 | 0 | 0 | 0 | 0 | 0 | 0 | 0 | 0 | 0 | 0 | 0 | 0 | 0 | 0 | 0 | 0 | 0 | 0 | 0 | 0
F11_Industrial_Stone, Clay, and Glass_Existing_Space Heating_Natural Gas_Insulation - Ducting_A_Achievable Economic UCT Potential | F11 | Industrial | Stone, Clay, and Glass | Existing | Space Heating | Natural Gas | Insulation - Ducting | A | Cumulative Summer Peak Savings (MW) | Achievable Economic UCT Potential | 0 | 0 | 0 | 0 | 0 | 0 | 0 | 0 | 0 | 0 | 0 | 0 | 0 | 0 | 0 | 0 | 0 | 0 | 0 | 0 | 0 | 0
F12_Industrial_Stone, Clay, and Glass_Existing_Space Heating_Natural Gas_Insulation - Ducting_A_Achievable Economic UCT Potential | F12 | Industrial | Stone, Clay, and Glass | Existing | Space Heating | Natural Gas | Insulation - Ducting | A | Cumulative Winter Peak Savings (MW) | Achievable Economic UCT Potential | 0 | 0 | 0 | 0 | 0 | 0 | 0 | 0 | 0 | 0 | 0 | 0 | 0 | 0 | 0 | 0 | 0 | 0 | 0 | 0 | 0 | 0
F13_Industrial_Stone, Clay, and Glass_Existing_Space Heating_Natural Gas_Insulation - Ducting_A_Achievable Economic UCT Potential | F13 | Industrial | Stone, Clay, and Glass | Existing | Space Heating | Natural Gas | Insulation - Ducting | A | Purchases (Incremental) | Achievable Economic UCT Potential | 0 | 0 | 0 | 0 | 0 | 0 | 0 | 0 | 0 | 0 | 0 | 0 | 0 | 0 | 0 | 0 | 0 | 0 | 0 | 0 | 0 | 0
F14_Industrial_Stone, Clay, and Glass_Existing_Space Heating_Natural Gas_Insulation - Ducting_A_Achievable Economic UCT Potential | F14 | Industrial | Stone, Clay, and Glass | Existing | Space Heating | Natural Gas | Insulation - Ducting | A | Purchases (Cumulative) | Achievable Economic UCT Potential | 0 | 0 | 0 | 0 | 0 | 0 | 0 | 0 | 0 | 0 | 0 | 0 | 0 | 0 | 0 | 0 | 0 | 0 | 0 | 0 | 0 | 0
F1_Industrial_Stone, Clay, and Glass_Existing_Space Heating_Natural Gas_HVAC - Duct Repair and Sealing_A_Achievable Economic UCT Potential | F1 | Industrial | Stone, Clay, and Glass | Existing | Space Heating | Natural Gas | HVAC - Duct Repair and Sealing | A | Original Unit Energy Savings (kWh or therms) | Achievable Economic UCT Potential | 0 | 0 | 0.0040723 | 0.0040498 | 0.0040273 | 0.004005 | 0.0039832 | 0.0039618 | 0.0039412 | 0.0039215 | 0.0039027 | 0.003885 | 0.0038683 | 0.0038527 | 0.0038379 | 0.0038241 | 0.003811 | 0.0037987 | 0.0037871 | 0.0037763 | 0.003766 | 0.0037564
F2_Industrial_Stone, Clay, and Glass_Existing_Space Heating_Natural Gas_HVAC - Duct Repair and Sealing_A_Achievable Economic UCT Potential | F2 | Industrial | Stone, Clay, and Glass | Existing | Space Heating | Natural Gas | HVAC - Duct Repair and Sealing | A | Original Unit Summer Peak Savings (kW) | Achievable Economic UCT Potential | 0 | 0 | 0 | 0 | 0 | 0 | 0 | 0 | 0 | 0 | 0 | 0 | 0 | 0 | 0 | 0 | 0 | 0 | 0 | 0 | 0 | 0
F3_Industrial_Stone, Clay, and Glass_Existing_Space Heating_Natural Gas_HVAC - Duct Repair and Sealing_A_Achievable Economic UCT Potential | F3 | Industrial | Stone, Clay, and Glass | Existing | Space Heating | Natural Gas | HVAC - Duct Repair and Sealing | A | Original Unit Winter Peak Savings (kW) | Achievable Economic UCT Potential | 0 | 0 | 0 | 0 | 0 | 0 | 0 | 0 | 0 | 0 | 0 | 0 | 0 | 0 | 0 | 0 | 0 | 0 | 0 | 0 | 0 | 0
F4_Industrial_Stone, Clay, and Glass_Existing_Space Heating_Natural Gas_HVAC - Duct Repair and Sealing_A_Achievable Economic UCT Potential | F4 | Industrial | Stone, Clay, and Glass | Existing | Space Heating | Natural Gas | HVAC - Duct Repair and Sealing | A | Standalone Impact on Baseline Energy (%) | Achievable Economic UCT Potential | bar: 2019 to 2040
F5_Industrial_Stone, Clay, and Glass_Existing_Space Heating_Natural Gas_HVAC - Duct Repair and Sealing_A_Achievable Economic UCT Potential | F5 | Industrial | Stone, Clay, and Glass | Existing | Space Heating | Natural Gas | HVAC - Duct Repair and Sealing | A | Standalone Impact on Baseline Summer Peak (%) | Achievable Economic UCT Potential | bar: 2019 to 2040
F6_Industrial_Stone, Clay, and Glass_Existing_Space Heating_Natural Gas_HVAC - Duct Repair and Sealing_A_Achievable Economic UCT Potential | F6 | Industrial | Stone, Clay, and Glass | Existing | Space Heating | Natural Gas | HVAC - Duct Repair and Sealing | A | Standalone Impact on Baseline Winter Peak (%) | Achievable Economic UCT Potential | bar: 2019 to 2040
F7_Industrial_Stone, Clay, and Glass_Existing_Space Heating_Natural Gas_HVAC - Duct Repair and Sealing_A_Achievable Economic UCT Potential | F7 | Industrial | Stone, Clay, and Glass | Existing | Space Heating | Natural Gas | HVAC - Duct Repair and Sealing | A | Incremental Energy Savings (MWh or mTherms) | Achievable Economic UCT Potential | 0 | 0 | 0 | 0 | 0 | 0 | 0 | 0 | 0 | 0 | 0 | 0 | 0 | 0 | 0 | 0 | 0 | 0 | 0 | 0 | 0 | 0
F8_Industrial_Stone, Clay, and Glass_Existing_Space Heating_Natural Gas_HVAC - Duct Repair and Sealing_A_Achievable Economic UCT Potential | F8 | Industrial | Stone, Clay, and Glass | Existing | Space Heating | Natural Gas | HVAC - Duct Repair and Sealing | A | Incremental Summer Peak Savings (MW) | Achievable Economic UCT Potential | 0 | 0 | 0 | 0 | 0 | 0 | 0 | 0 | 0 | 0 | 0 | 0 | 0 | 0 | 0 | 0 | 0 | 0 | 0 | 0 | 0 | 0
F9_Industrial_Stone, Clay, and Glass_Existing_Space Heating_Natural Gas_HVAC - Duct Repair and Sealing_A_Achievable Economic UCT Potential | F9 | Industrial | Stone, Clay, and Glass | Existing | Space Heating | Natural Gas | HVAC - Duct Repair and Sealing | A | Incremental Winter Peak Savings (MW) | Achievable Economic UCT Potential | 0 | 0 | 0 | 0 | 0 | 0 | 0 | 0 | 0 | 0 | 0 | 0 | 0 | 0 | 0 | 0 | 0 | 0 | 0 | 0 | 0 | 0
F10_Industrial_Stone, Clay, and Glass_Existing_Space Heating_Natural Gas_HVAC - Duct Repair and Sealing_A_Achievable Economic UCT Potential | F10 | Industrial | Stone, Clay, and Glass | Existing | Space Heating | Natural Gas | HVAC - Duct Repair and Sealing | A | Cumulative Energy Savings (MWh or mTherms) | Achievable Economic UCT Potential | 0 | 0 | 0 | 0 | 0 | 0 | 0 | 0 | 0 | 0 | 0 | 0 | 0 | 0 | 0 | 0 | 0 | 0 | 0 | 0 | 0 | 0
F11_Industrial_Stone, Clay, and Glass_Existing_Space Heating_Natural Gas_HVAC - Duct Repair and Sealing_A_Achievable Economic UCT Potential | F11 | Industrial | Stone, Clay, and Glass | Existing | Space Heating | Natural Gas | HVAC - Duct Repair and Sealing | A | Cumulative Summer Peak Savings (MW) | Achievable Economic UCT Potential | 0 | 0 | 0 | 0 | 0 | 0 | 0 | 0 | 0 | 0 | 0 | 0 | 0 | 0 | 0 | 0 | 0 | 0 | 0 | 0 | 0 | 0
F12_Industrial_Stone, Clay, and Glass_Existing_Space Heating_Natural Gas_HVAC - Duct Repair and Sealing_A_Achievable Economic UCT Potential | F12 | Industrial | Stone, Clay, and Glass | Existing | Space Heating | Natural Gas | HVAC - Duct Repair and Sealing | A | Cumulative Winter Peak Savings (MW) | Achievable Economic UCT Potential | 0 | 0 | 0 | 0 | 0 | 0 | 0 | 0 | 0 | 0 | 0 | 0 | 0 | 0 | 0 | 0 | 0 | 0 | 0 | 0 | 0 | 0
F13_Industrial_Stone, Clay, and Glass_Existing_Space Heating_Natural Gas_HVAC - Duct Repair and Sealing_A_Achievable Economic UCT Potential | F13 | Industrial | Stone, Clay, and Glass | Existing | Space Heating | Natural Gas | HVAC - Duct Repair and Sealing | A | Purchases (Incremental) | Achievable Economic UCT Potential | 0 | 0 | 0 | 0 | 0 | 0 | 0 | 0 | 0 | 0 | 0 | 0 | 0 | 0 | 0 | 0 | 0 | 0 | 0 | 0 | 0 | 0
F14_Industrial_Stone, Clay, and Glass_Existing_Space Heating_Natural Gas_HVAC - Duct Repair and Sealing_A_Achievable Economic UCT Potential | F14 | Industrial | Stone, Clay, and Glass | Existing | Space Heating | Natural Gas | HVAC - Duct Repair and Sealing | A | Purchases (Cumulative) | Achievable Economic UCT Potential | 0 | 0 | 0 | 0 | 0 | 0 | 0 | 0 | 0 | 0 | 0 | 0 | 0 | 0 | 0 | 0 | 0 | 0 | 0 | 0 | 0 | 0
F1_Industrial_Stone, Clay, and Glass_Existing_Space Heating_Natural Gas_Windows - High Efficiency_A_Achievable Economic UCT Potential | F1 | Industrial | Stone, Clay, and Glass | Existing | Space Heating | Natural Gas | Windows - High Efficiency | A | Original Unit Energy Savings (kWh or therms) | Achievable Economic UCT Potential | 0 | 0 | 0.0077675 | 0.0077491 | 0.0077307 | 0.0077125 | 0.0076946 | 0.0076772 | 0.0076604 | 0.0076442 | 0.0076289 | 0.0076144 | 0.0076007 | 0.0075878 | 0.0075757 | 0.0075643 | 0.0075535 | 0.0075434 | 0.0075339 | 0.007525 | 0.0075166 | 0.0075087
F2_Industrial_Stone, Clay, and Glass_Existing_Space Heating_Natural Gas_Windows - High Efficiency_A_Achievable Economic UCT Potential | F2 | Industrial | Stone, Clay, and Glass | Existing | Space Heating | Natural Gas | Windows - High Efficiency | A | Original Unit Summer Peak Savings (kW) | Achievable Economic UCT Potential | 0 | 0 | 0 | 0 | 0 | 0 | 0 | 0 | 0 | 0 | 0 | 0 | 0 | 0 | 0 | 0 | 0 | 0 | 0 | 0 | 0 | 0
F3_Industrial_Stone, Clay, and Glass_Existing_Space Heating_Natural Gas_Windows - High Efficiency_A_Achievable Economic UCT Potential | F3 | Industrial | Stone, Clay, and Glass | Existing | Space Heating | Natural Gas | Windows - High Efficiency | A | Original Unit Winter Peak Savings (kW) | Achievable Economic UCT Potential | 0 | 0 | 0 | 0 | 0 | 0 | 0 | 0 | 0 | 0 | 0 | 0 | 0 | 0 | 0 | 0 | 0 | 0 | 0 | 0 | 0 | 0
F4_Industrial_Stone, Clay, and Glass_Existing_Space Heating_Natural Gas_Windows - High Efficiency_A_Achievable Economic UCT Potential | F4 | Industrial | Stone, Clay, and Glass | Existing | Space Heating | Natural Gas | Windows - High Efficiency | A | Standalone Impact on Baseline Energy (%) | Achievable Economic UCT Potential | bar: 2019 to 2040
F5_Industrial_Stone, Clay, and Glass_Existing_Space Heating_Natural Gas_Windows - High Efficiency_A_Achievable Economic UCT Potential | F5 | Industrial | Stone, Clay, and Glass | Existing | Space Heating | Natural Gas | Windows - High Efficiency | A | Standalone Impact on Baseline Summer Peak (%) | Achievable Economic UCT Potential | bar: 2019 to 2040
F6_Industrial_Stone, Clay, and Glass_Existing_Space Heating_Natural Gas_Windows - High Efficiency_A_Achievable Economic UCT Potential | F6 | Industrial | Stone, Clay, and Glass | Existing | Space Heating | Natural Gas | Windows - High Efficiency | A | Standalone Impact on Baseline Winter Peak (%) | Achievable Economic UCT Potential | bar: 2019 to 2040
F7_Industrial_Stone, Clay, and Glass_Existing_Space Heating_Natural Gas_Windows - High Efficiency_A_Achievable Economic UCT Potential | F7 | Industrial | Stone, Clay, and Glass | Existing | Space Heating | Natural Gas | Windows - High Efficiency | A | Incremental Energy Savings (MWh or mTherms) | Achievable Economic UCT Potential | 0 | 0 | 0 | 0 | 0 | 0 | 0 | 0 | 0 | 0 | 0 | 0 | 0 | 0 | 0 | 0 | 0 | 0 | 0 | 0 | 0 | 0
F8_Industrial_Stone, Clay, and Glass_Existing_Space Heating_Natural Gas_Windows - High Efficiency_A_Achievable Economic UCT Potential | F8 | Industrial | Stone, Clay, and Glass | Existing | Space Heating | Natural Gas | Windows - High Efficiency | A | Incremental Summer Peak Savings (MW) | Achievable Economic UCT Potential | 0 | 0 | 0 | 0 | 0 | 0 | 0 | 0 | 0 | 0 | 0 | 0 | 0 | 0 | 0 | 0 | 0 | 0 | 0 | 0 | 0 | 0
F9_Industrial_Stone, Clay, and Glass_Existing_Space Heating_Natural Gas_Windows - High Efficiency_A_Achievable Economic UCT Potential | F9 | Industrial | Stone, Clay, and Glass | Existing | Space Heating | Natural Gas | Windows - High Efficiency | A | Incremental Winter Peak Savings (MW) | Achievable Economic UCT Potential | 0 | 0 | 0 | 0 | 0 | 0 | 0 | 0 | 0 | 0 | 0 | 0 | 0 | 0 | 0 | 0 | 0 | 0 | 0 | 0 | 0 | 0
F10_Industrial_Stone, Clay, and Glass_Existing_Space Heating_Natural Gas_Windows - High Efficiency_A_Achievable Economic UCT Potential | F10 | Industrial | Stone, Clay, and Glass | Existing | Space Heating | Natural Gas | Windows - High Efficiency | A | Cumulative Energy Savings (MWh or mTherms) | Achievable Economic UCT Potential | 0 | 0 | 0 | 0 | 0 | 0 | 0 | 0 | 0 | 0 | 0 | 0 | 0 | 0 | 0 | 0 | 0 | 0 | 0 | 0 | 0 | 0
F11_Industrial_Stone, Clay, and Glass_Existing_Space Heating_Natural Gas_Windows - High Efficiency_A_Achievable Economic UCT Potential | F11 | Industrial | Stone, Clay, and Glass | Existing | Space Heating | Natural Gas | Windows - High Efficiency | A | Cumulative Summer Peak Savings (MW) | Achievable Economic UCT Potential | 0 | 0 | 0 | 0 | 0 | 0 | 0 | 0 | 0 | 0 | 0 | 0 | 0 | 0 | 0 | 0 | 0 | 0 | 0 | 0 | 0 | 0
F12_Industrial_Stone, Clay, and Glass_Existing_Space Heating_Natural Gas_Windows - High Efficiency_A_Achievable Economic UCT Potential | F12 | Industrial | Stone, Clay, and Glass | Existing | Space Heating | Natural Gas | Windows - High Efficiency | A | Cumulative Winter Peak Savings (MW) | Achievable Economic UCT Potential | 0 | 0 | 0 | 0 | 0 | 0 | 0 | 0 | 0 | 0 | 0 | 0 | 0 | 0 | 0 | 0 | 0 | 0 | 0 | 0 | 0 | 0
F13_Industrial_Stone, Clay, and Glass_Existing_Space Heating_Natural Gas_Windows - High Efficiency_A_Achievable Economic UCT Potential | F13 | Industrial | Stone, Clay, and Glass | Existing | Space Heating | Natural Gas | Windows - High Efficiency | A | Purchases (Incremental) | Achievable Economic UCT Potential | 0 | 0 | 0 | 0 | 0 | 0 | 0 | 0 | 0 | 0 | 0 | 0 | 0 | 0 | 0 | 0 | 0 | 0 | 0 | 0 | 0 | 0
F14_Industrial_Stone, Clay, and Glass_Existing_Space Heating_Natural Gas_Windows - High Efficiency_A_Achievable Economic UCT Potential | F14 | Industrial | Stone, Clay, and Glass | Existing | Space Heating | Natural Gas | Windows - High Efficiency | A | Purchases (Cumulative) | Achievable Economic UCT Potential | 0 | 0 | 0 | 0 | 0 | 0 | 0 | 0 | 0 | 0 | 0 | 0 | 0 | 0 | 0 | 0 | 0 | 0 | 0 | 0 | 0 | 0
F1_Industrial_Stone, Clay, and Glass_Existing_Space Heating_Natural Gas_Gas Boiler - Maintenance_A_Achievable Economic UCT Potential | F1 | Industrial | Stone, Clay, and Glass | Existing | Space Heating | Natural Gas | Gas Boiler - Maintenance | A | Original Unit Energy Savings (kWh or therms) | Achievable Economic UCT Potential | 0 | 0 | 7.104 | 7.0861 | 7.0687 | 7.0516 | 7.035 | 7.0189 | 7.0032 | 6.9881 | 6.9736 | 6.9597 | 6.9463 | 6.9336 | 6.9215 | 6.9101 | 6.8994 | 6.8893 | 6.8799 | 6.8712 | 6.8633 | 6.8561
F2_Industrial_Stone, Clay, and Glass_Existing_Space Heating_Natural Gas_Gas Boiler - Maintenance_A_Achievable Economic UCT Potential | F2 | Industrial | Stone, Clay, and Glass | Existing | Space Heating | Natural Gas | Gas Boiler - Maintenance | A | Original Unit Summer Peak Savings (kW) | Achievable Economic UCT Potential | 0 | 0 | 0 | 0 | 0 | 0 | 0 | 0 | 0 | 0 | 0 | 0 | 0 | 0 | 0 | 0 | 0 | 0 | 0 | 0 | 0 | 0
F3_Industrial_Stone, Clay, and Glass_Existing_Space Heating_Natural Gas_Gas Boiler - Maintenance_A_Achievable Economic UCT Potential | F3 | Industrial | Stone, Clay, and Glass | Existing | Space Heating | Natural Gas | Gas Boiler - Maintenance | A | Original Unit Winter Peak Savings (kW) | Achievable Economic UCT Potential | 0 | 0 | 0 | 0 | 0 | 0 | 0 | 0 | 0 | 0 | 0 | 0 | 0 | 0 | 0 | 0 | 0 | 0 | 0 | 0 | 0 | 0
F4_Industrial_Stone, Clay, and Glass_Existing_Space Heating_Natural Gas_Gas Boiler - Maintenance_A_Achievable Economic UCT Potential | F4 | Industrial | Stone, Clay, and Glass | Existing | Space Heating | Natural Gas | Gas Boiler - Maintenance | A | Standalone Impact on Baseline Energy (%) | Achievable Economic UCT Potential | 0% | 0% | 0.004189% | 0.007197% | 0.009355% | 0.0111% | 0.01268% | 0.0141% | 0.01538% | 0.01652% | 0.01754% | 0.01847% | 0.01931% | 0.02004% | 0.0207% | 0.02131% | 0.02187% | 0.02242% | 0.02295% | 0.02347% | 0.02398% | 0.02448%
F5_Industrial_Stone, Clay, and Glass_Existing_Space Heating_Natural Gas_Gas Boiler - Maintenance_A_Achievable Economic UCT Potential | F5 | Industrial | Stone, Clay, and Glass | Existing | Space Heating | Natural Gas | Gas Boiler - Maintenance | A | Standalone Impact on Baseline Summer Peak (%) | Achievable Economic UCT Potential | bar: 2019 to 2040
F6_Industrial_Stone, Clay, and Glass_Existing_Space Heating_Natural Gas_Gas Boiler - Maintenance_A_Achievable Economic UCT Potential | F6 | Industrial | Stone, Clay, and Glass | Existing | Space Heating | Natural Gas | Gas Boiler - Maintenance | A | Standalone Impact on Baseline Winter Peak (%) | Achievable Economic UCT Potential | bar: 2019 to 2040
F7_Industrial_Stone, Clay, and Glass_Existing_Space Heating_Natural Gas_Gas Boiler - Maintenance_A_Achievable Economic UCT Potential | F7 | Industrial | Stone, Clay, and Glass | Existing | Space Heating | Natural Gas | Gas Boiler - Maintenance | A | Incremental Energy Savings (MWh or mTherms) | Achievable Economic UCT Potential | 0 | 0 | 0.0041068 | 0.0028218 | 0.001915 | 0.0014622 | 0.001256 | 0.0010657 | 0.00089523 | 0.00074586 | 0.00061715 | 0.00050767 | 0.00041551 | 0.00031744 | 0.00024254 | 0.00018532 | 0.00014162 | 0.00012761 | 9.8013e-05 | 8.2841e-05 | 6.8202e-05 | 5.408e-05
F8_Industrial_Stone, Clay, and Glass_Existing_Space Heating_Natural Gas_Gas Boiler - Maintenance_A_Achievable Economic UCT Potential | F8 | Industrial | Stone, Clay, and Glass | Existing | Space Heating | Natural Gas | Gas Boiler - Maintenance | A | Incremental Summer Peak Savings (MW) | Achievable Economic UCT Potential | 0 | 0 | 0 | 0 | 0 | 0 | 0 | 0 | 0 | 0 | 0 | 0 | 0 | 0 | 0 | 0 | 0 | 0 | 0 | 0 | 0 | 0
F9_Industrial_Stone, Clay, and Glass_Existing_Space Heating_Natural Gas_Gas Boiler - Maintenance_A_Achievable Economic UCT Potential | F9 | Industrial | Stone, Clay, and Glass | Existing | Space Heating | Natural Gas | Gas Boiler - Maintenance | A | Incremental Winter Peak Savings (MW) | Achievable Economic UCT Potential | 0 | 0 | 0 | 0 | 0 | 0 | 0 | 0 | 0 | 0 | 0 | 0 | 0 | 0 | 0 | 0 | 0 | 0 | 0 | 0 | 0 | 0
F10_Industrial_Stone, Clay, and Glass_Existing_Space Heating_Natural Gas_Gas Boiler - Maintenance_A_Achievable Economic UCT Potential | F10 | Industrial | Stone, Clay, and Glass | Existing | Space Heating | Natural Gas | Gas Boiler - Maintenance | A | Cumulative Energy Savings (MWh or mTherms) | Achievable Economic UCT Potential | 0 | 0 | 0.0041068 | 0.0069183 | 0.0088163 | 0.010257 | 0.011489 | 0.012528 | 0.013396 | 0.014113 | 0.014701 | 0.015179 | 0.015565 | 0.015854 | 0.016069 | 0.016228 | 0.016344 | 0.016448 | 0.016524 | 0.016586 | 0.016635 | 0.016671
F11_Industrial_Stone, Clay, and Glass_Existing_Space Heating_Natural Gas_Gas Boiler - Maintenance_A_Achievable Economic UCT Potential | F11 | Industrial | Stone, Clay, and Glass | Existing | Space Heating | Natural Gas | Gas Boiler - Maintenance | A | Cumulative Summer Peak Savings (MW) | Achievable Economic UCT Potential | 0 | 0 | 0 | 0 | 0 | 0 | 0 | 0 | 0 | 0 | 0 | 0 | 0 | 0 | 0 | 0 | 0 | 0 | 0 | 0 | 0 | 0
F12_Industrial_Stone, Clay, and Glass_Existing_Space Heating_Natural Gas_Gas Boiler - Maintenance_A_Achievable Economic UCT Potential | F12 | Industrial | Stone, Clay, and Glass | Existing | Space Heating | Natural Gas | Gas Boiler - Maintenance | A | Cumulative Winter Peak Savings (MW) | Achievable Economic UCT Potential | 0 | 0 | 0 | 0 | 0 | 0 | 0 | 0 | 0 | 0 | 0 | 0 | 0 | 0 | 0 | 0 | 0 | 0 | 0 | 0 | 0 | 0
F13_Industrial_Stone, Clay, and Glass_Existing_Space Heating_Natural Gas_Gas Boiler - Maintenance_A_Achievable Economic UCT Potential | F13 | Industrial | Stone, Clay, and Glass | Existing | Space Heating | Natural Gas | Gas Boiler - Maintenance | A | Purchases (Incremental) | Achievable Economic UCT Potential | 0 | 0 | 0.5781 | 0.39822 | 0.27092 | 0.20735 | 0.17854 | 0.15183 | 0.12783 | 0.10673 | 0.088498 | 0.072944 | 0.059817 | 0.045783 | 0.035041 | 0.026819 | 0.020527 | 0.018523 | 0.014246 | 0.012056 | 0.0099372 | 0.0078879
F14_Industrial_Stone, Clay, and Glass_Existing_Space Heating_Natural Gas_Gas Boiler - Maintenance_A_Achievable Economic UCT Potential | F14 | Industrial | Stone, Clay, and Glass | Existing | Space Heating | Natural Gas | Gas Boiler - Maintenance | A | Purchases (Cumulative) | Achievable Economic UCT Potential | 0 | 0 | 0.5781 | 0.97632 | 1.2472 | 1.4546 | 1.6331 | 1.785 | 1.9128 | 2.0195 | 2.108 | 2.181 | 2.2408 | 2.2866 | 2.3216 | 2.3484 | 2.369 | 2.3875 | 2.4017 | 2.4138 | 2.4237 | 2.4316
F1_Industrial_Stone, Clay, and Glass_Existing_Process_Natural Gas_Gas Boiler - Maintenance_A_Achievable Economic UCT Potential | F1 | Industrial | Stone, Clay, and Glass | Existing | Process | Natural Gas | Gas Boiler - Maintenance | A | Original Unit Energy Savings (kWh or therms) | Achievable Economic UCT Potential | 0 | 0 | 4.2096 | 4.2096 | 4.2096 | 4.2096 | 4.2096 | 4.2096 | 4.2096 | 4.2096 | 4.2096 | 4.2096 | 4.2096 | 4.2096 | 4.2096 | 4.2096 | 4.2096 | 4.2096 | 4.2096 | 4.2096 | 4.2096 | 4.2096
F2_Industrial_Stone, Clay, and Glass_Existing_Process_Natural Gas_Gas Boiler - Maintenance_A_Achievable Economic UCT Potential | F2 | Industrial | Stone, Clay, and Glass | Existing | Process | Natural Gas | Gas Boiler - Maintenance | A | Original Unit Summer Peak Savings (kW) | Achievable Economic UCT Potential | 0 | 0 | 0 | 0 | 0 | 0 | 0 | 0 | 0 | 0 | 0 | 0 | 0 | 0 | 0 | 0 | 0 | 0 | 0 | 0 | 0 | 0
F3_Industrial_Stone, Clay, and Glass_Existing_Process_Natural Gas_Gas Boiler - Maintenance_A_Achievable Economic UCT Potential | F3 | Industrial | Stone, Clay, and Glass | Existing | Process | Natural Gas | Gas Boiler - Maintenance | A | Original Unit Winter Peak Savings (kW) | Achievable Economic UCT Potential | 0 | 0 | 0 | 0 | 0 | 0 | 0 | 0 | 0 | 0 | 0 | 0 | 0 | 0 | 0 | 0 | 0 | 0 | 0 | 0 | 0 | 0
F4_Industrial_Stone, Clay, and Glass_Existing_Process_Natural Gas_Gas Boiler - Maintenance_A_Achievable Economic UCT Potential | F4 | Industrial | Stone, Clay, and Glass | Existing | Process | Natural Gas | Gas Boiler - Maintenance | A | Standalone Impact on Baseline Energy (%) | Achievable Economic UCT Potential | 0% | 0% | 0.001406% | 0.002415% | 0.00314% | 0.003726% | 0.004257% | 0.004734% | 0.005162% | 0.005546% | 0.00589% | 0.006201% | 0.006483% | 0.006732% | 0.006955% | 0.007158% | 0.007348% | 0.007535% | 0.007713% | 0.007888% | 0.008059% | 0.008227%
F5_Industrial_Stone, Clay, and Glass_Existing_Process_Natural Gas_Gas Boiler - Maintenance_A_Achievable Economic UCT Potential | F5 | Industrial | Stone, Clay, and Glass | Existing | Process | Natural Gas | Gas Boiler - Maintenance | A | Standalone Impact on Baseline Summer Peak (%) | Achievable Economic UCT Potential | bar: 2019 to 2040
F6_Industrial_Stone, Clay, and Glass_Existing_Process_Natural Gas_Gas Boiler - Maintenance_A_Achievable Economic UCT Potential | F6 | Industrial | Stone, Clay, and Glass | Existing | Process | Natural Gas | Gas Boiler - Maintenance | A | Standalone Impact on Baseline Winter Peak (%) | Achievable Economic UCT Potential | bar: 2019 to 2040
F7_Industrial_Stone, Clay, and Glass_Existing_Process_Natural Gas_Gas Boiler - Maintenance_A_Achievable Economic UCT Potential | F7 | Industrial | Stone, Clay, and Glass | Existing | Process | Natural Gas | Gas Boiler - Maintenance | A | Incremental Energy Savings (MWh or mTherms) | Achievable Economic UCT Potential | 0 | 0 | 0.026981 | 0.018586 | 0.012644 | 0.0096777 | 0.0083329 | 0.0070864 | 0.0059661 | 0.0049814 | 0.0041304 | 0.0034045 | 0.0027918 | 0.0021368 | 0.0016354 | 0.0012517 | 0.00095803 | 0.0008645 | 0.0006649 | 0.00056268 | 0.00046379 | 0.00036814
F8_Industrial_Stone, Clay, and Glass_Existing_Process_Natural Gas_Gas Boiler - Maintenance_A_Achievable Economic UCT Potential | F8 | Industrial | Stone, Clay, and Glass | Existing | Process | Natural Gas | Gas Boiler - Maintenance | A | Incremental Summer Peak Savings (MW) | Achievable Economic UCT Potential | 0 | 0 | 0 | 0 | 0 | 0 | 0 | 0 | 0 | 0 | 0 | 0 | 0 | 0 | 0 | 0 | 0 | 0 | 0 | 0 | 0 | 0
F9_Industrial_Stone, Clay, and Glass_Existing_Process_Natural Gas_Gas Boiler - Maintenance_A_Achievable Economic UCT Potential | F9 | Industrial | Stone, Clay, and Glass | Existing | Process | Natural Gas | Gas Boiler - Maintenance | A | Incremental Winter Peak Savings (MW) | Achievable Economic UCT Potential | 0 | 0 | 0 | 0 | 0 | 0 | 0 | 0 | 0 | 0 | 0 | 0 | 0 | 0 | 0 | 0 | 0 | 0 | 0 | 0 | 0 | 0
F10_Industrial_Stone, Clay, and Glass_Existing_Process_Natural Gas_Gas Boiler - Maintenance_A_Achievable Economic UCT Potential | F10 | Industrial | Stone, Clay, and Glass | Existing | Process | Natural Gas | Gas Boiler - Maintenance | A | Cumulative Energy Savings (MWh or mTherms) | Achievable Economic UCT Potential | 0 | 0 | 0.026981 | 0.045567 | 0.058211 | 0.067889 | 0.076222 | 0.083308 | 0.089274 | 0.094256 | 0.098386 | 0.10179 | 0.10458 | 0.10672 | 0.10835 | 0.10961 | 0.11056 | 0.11143 | 0.11209 | 0.11266 | 0.11312 | 0.11349
F11_Industrial_Stone, Clay, and Glass_Existing_Process_Natural Gas_Gas Boiler - Maintenance_A_Achievable Economic UCT Potential | F11 | Industrial | Stone, Clay, and Glass | Existing | Process | Natural Gas | Gas Boiler - Maintenance | A | Cumulative Summer Peak Savings (MW) | Achievable Economic UCT Potential | 0 | 0 | 0 | 0 | 0 | 0 | 0 | 0 | 0 | 0 | 0 | 0 | 0 | 0 | 0 | 0 | 0 | 0 | 0 | 0 | 0 | 0
F12_Industrial_Stone, Clay, and Glass_Existing_Process_Natural Gas_Gas Boiler - Maintenance_A_Achievable Economic UCT Potential | F12 | Industrial | Stone, Clay, and Glass | Existing | Process | Natural Gas | Gas Boiler - Maintenance | A | Cumulative Winter Peak Savings (MW) | Achievable Economic UCT Potential | 0 | 0 | 0 | 0 | 0 | 0 | 0 | 0 | 0 | 0 | 0 | 0 | 0 | 0 | 0 | 0 | 0 | 0 | 0 | 0 | 0 | 0
F13_Industrial_Stone, Clay, and Glass_Existing_Process_Natural Gas_Gas Boiler - Maintenance_A_Achievable Economic UCT Potential | F13 | Industrial | Stone, Clay, and Glass | Existing | Process | Natural Gas | Gas Boiler - Maintenance | A | Purchases (Incremental) | Achievable Economic UCT Potential | 0 | 0 | 6.4094 | 4.415 | 3.0037 | 2.2989 | 1.9795 | 1.6834 | 1.4173 | 1.1833 | 0.98118 | 0.80874 | 0.6632 | 0.50759 | 0.3885 | 0.29735 | 0.22758 | 0.20536 | 0.15795 | 0.13367 | 0.11017 | 0.087453
F14_Industrial_Stone, Clay, and Glass_Existing_Process_Natural Gas_Gas Boiler - Maintenance_A_Achievable Economic UCT Potential | F14 | Industrial | Stone, Clay, and Glass | Existing | Process | Natural Gas | Gas Boiler - Maintenance | A | Purchases (Cumulative) | Achievable Economic UCT Potential | 0 | 0 | 6.4094 | 10.8245 | 13.8282 | 16.1271 | 18.1066 | 19.79 | 21.2073 | 22.3906 | 23.3718 | 24.1805 | 24.8437 | 25.3513 | 25.7398 | 26.0372 | 26.2647 | 26.4701 | 26.6281 | 26.7617 | 26.8719 | 26.9594
F1_Industrial_Stone, Clay, and Glass_Existing_Space Heating_Natural Gas_Gas Furnace - Maintenance_A_Achievable Economic UCT Potential | F1 | Industrial | Stone, Clay, and Glass | Existing | Space Heating | Natural Gas | Gas Furnace - Maintenance | A | Original Unit Energy Savings (kWh or therms) | Achievable Economic UCT Potential | 0 | 0 | 0.0093975 | 0.0093456 | 0.0092937 | 0.0092423 | 0.0091918 | 0.0091426 | 0.0090951 | 0.0090495 | 0.0090061 | 0.0089653 | 0.0089269 | 0.0088907 | 0.0088567 | 0.0088247 | 0.0087946 | 0.0087662 | 0.0087395 | 0.0087144 | 0.0086907 | 0.0086685
F2_Industrial_Stone, Clay, and Glass_Existing_Space Heating_Natural Gas_Gas Furnace - Maintenance_A_Achievable Economic UCT Potential | F2 | Industrial | Stone, Clay, and Glass | Existing | Space Heating | Natural Gas | Gas Furnace - Maintenance | A | Original Unit Summer Peak Savings (kW) | Achievable Economic UCT Potential | 0 | 0 | 0 | 0 | 0 | 0 | 0 | 0 | 0 | 0 | 0 | 0 | 0 | 0 | 0 | 0 | 0 | 0 | 0 | 0 | 0 | 0
F3_Industrial_Stone, Clay, and Glass_Existing_Space Heating_Natural Gas_Gas Furnace - Maintenance_A_Achievable Economic UCT Potential | F3 | Industrial | Stone, Clay, and Glass | Existing | Space Heating | Natural Gas | Gas Furnace - Maintenance | A | Original Unit Winter Peak Savings (kW) | Achievable Economic UCT Potential | 0 | 0 | 0 | 0 | 0 | 0 | 0 | 0 | 0 | 0 | 0 | 0 | 0 | 0 | 0 | 0 | 0 | 0 | 0 | 0 | 0 | 0
F4_Industrial_Stone, Clay, and Glass_Existing_Space Heating_Natural Gas_Gas Furnace - Maintenance_A_Achievable Economic UCT Potential | F4 | Industrial | Stone, Clay, and Glass | Existing | Space Heating | Natural Gas | Gas Furnace - Maintenance | A | Standalone Impact on Baseline Energy (%) | Achievable Economic UCT Potential | bar: 2019 to 2040
F5_Industrial_Stone, Clay, and Glass_Existing_Space Heating_Natural Gas_Gas Furnace - Maintenance_A_Achievable Economic UCT Potential | F5 | Industrial | Stone, Clay, and Glass | Existing | Space Heating | Natural Gas | Gas Furnace - Maintenance | A | Standalone Impact on Baseline Summer Peak (%) | Achievable Economic UCT Potential | bar: 2019 to 2040
F6_Industrial_Stone, Clay, and Glass_Existing_Space Heating_Natural Gas_Gas Furnace - Maintenance_A_Achievable Economic UCT Potential | F6 | Industrial | Stone, Clay, and Glass | Existing | Space Heating | Natural Gas | Gas Furnace - Maintenance | A | Standalone Impact on Baseline Winter Peak (%) | Achievable Economic UCT Potential | bar: 2019 to 2040
F7_Industrial_Stone, Clay, and Glass_Existing_Space Heating_Natural Gas_Gas Furnace - Maintenance_A_Achievable Economic UCT Potential | F7 | Industrial | Stone, Clay, and Glass | Existing | Space Heating | Natural Gas | Gas Furnace - Maintenance | A | Incremental Energy Savings (MWh or mTherms) | Achievable Economic UCT Potential | 0 | 0 | 0 | 0 | 0 | 0 | 0 | 0 | 0 | 0 | 0 | 0 | 0 | 0 | 0 | 0 | 0 | 0 | 0 | 0 | 0 | 0
F8_Industrial_Stone, Clay, and Glass_Existing_Space Heating_Natural Gas_Gas Furnace - Maintenance_A_Achievable Economic UCT Potential | F8 | Industrial | Stone, Clay, and Glass | Existing | Space Heating | Natural Gas | Gas Furnace - Maintenance | A | Incremental Summer Peak Savings (MW) | Achievable Economic UCT Potential | 0 | 0 | 0 | 0 | 0 | 0 | 0 | 0 | 0 | 0 | 0 | 0 | 0 | 0 | 0 | 0 | 0 | 0 | 0 | 0 | 0 | 0
F9_Industrial_Stone, Clay, and Glass_Existing_Space Heating_Natural Gas_Gas Furnace - Maintenance_A_Achievable Economic UCT Potential | F9 | Industrial | Stone, Clay, and Glass | Existing | Space Heating | Natural Gas | Gas Furnace - Maintenance | A | Incremental Winter Peak Savings (MW) | Achievable Economic UCT Potential | 0 | 0 | 0 | 0 | 0 | 0 | 0 | 0 | 0 | 0 | 0 | 0 | 0 | 0 | 0 | 0 | 0 | 0 | 0 | 0 | 0 | 0
F10_Industrial_Stone, Clay, and Glass_Existing_Space Heating_Natural Gas_Gas Furnace - Maintenance_A_Achievable Economic UCT Potential | F10 | Industrial | Stone, Clay, and Glass | Existing | Space Heating | Natural Gas | Gas Furnace - Maintenance | A | Cumulative Energy Savings (MWh or mTherms) | Achievable Economic UCT Potential | 0 | 0 | 0 | 0 | 0 | 0 | 0 | 0 | 0 | 0 | 0 | 0 | 0 | 0 | 0 | 0 | 0 | 0 | 0 | 0 | 0 | 0
F11_Industrial_Stone, Clay, and Glass_Existing_Space Heating_Natural Gas_Gas Furnace - Maintenance_A_Achievable Economic UCT Potential | F11 | Industrial | Stone, Clay, and Glass | Existing | Space Heating | Natural Gas | Gas Furnace - Maintenance | A | Cumulative Summer Peak Savings (MW) | Achievable Economic UCT Potential | 0 | 0 | 0 | 0 | 0 | 0 | 0 | 0 | 0 | 0 | 0 | 0 | 0 | 0 | 0 | 0 | 0 | 0 | 0 | 0 | 0 | 0
F12_Industrial_Stone, Clay, and Glass_Existing_Space Heating_Natural Gas_Gas Furnace - Maintenance_A_Achievable Economic UCT Potential | F12 | Industrial | Stone, Clay, and Glass | Existing | Space Heating | Natural Gas | Gas Furnace - Maintenance | A | Cumulative Winter Peak Savings (MW) | Achievable Economic UCT Potential | 0 | 0 | 0 | 0 | 0 | 0 | 0 | 0 | 0 | 0 | 0 | 0 | 0 | 0 | 0 | 0 | 0 | 0 | 0 | 0 | 0 | 0
F13_Industrial_Stone, Clay, and Glass_Existing_Space Heating_Natural Gas_Gas Furnace - Maintenance_A_Achievable Economic UCT Potential | F13 | Industrial | Stone, Clay, and Glass | Existing | Space Heating | Natural Gas | Gas Furnace - Maintenance | A | Purchases (Incremental) | Achievable Economic UCT Potential | 0 | 0 | 0 | 0 | 0 | 0 | 0 | 0 | 0 | 0 | 0 | 0 | 0 | 0 | 0 | 0 | 0 | 0 | 0 | 0 | 0 | 0
F14_Industrial_Stone, Clay, and Glass_Existing_Space Heating_Natural Gas_Gas Furnace - Maintenance_A_Achievable Economic UCT Potential | F14 | Industrial | Stone, Clay, and Glass | Existing | Space Heating | Natural Gas | Gas Furnace - Maintenance | A | Purchases (Cumulative) | Achievable Economic UCT Potential | 0 | 0 | 0 | 0 | 0 | 0 | 0 | 0 | 0 | 0 | 0 | 0 | 0 | 0 | 0 | 0 | 0 | 0 | 0 | 0 | 0 | 0
F1_Industrial_Stone, Clay, and Glass_Existing_Space Heating_Natural Gas_Gas Boiler - Hot Water Reset_A_Achievable Economic UCT Potential | F1 | Industrial | Stone, Clay, and Glass | Existing | Space Heating | Natural Gas | Gas Boiler - Hot Water Reset | A | Original Unit Energy Savings (kWh or therms) | Achievable Economic UCT Potential | 0 | 0 | 25.8326 | 25.7677 | 25.7042 | 25.6422 | 25.5818 | 25.5231 | 25.4663 | 25.4114 | 25.3586 | 25.3079 | 25.2594 | 25.2131 | 25.1692 | 25.1277 | 25.0886 | 25.052 | 25.0179 | 24.9863 | 24.9574 | 24.9311
F2_Industrial_Stone, Clay, and Glass_Existing_Space Heating_Natural Gas_Gas Boiler - Hot Water Reset_A_Achievable Economic UCT Potential | F2 | Industrial | Stone, Clay, and Glass | Existing | Space Heating | Natural Gas | Gas Boiler - Hot Water Reset | A | Original Unit Summer Peak Savings (kW) | Achievable Economic UCT Potential | 0 | 0 | 0 | 0 | 0 | 0 | 0 | 0 | 0 | 0 | 0 | 0 | 0 | 0 | 0 | 0 | 0 | 0 | 0 | 0 | 0 | 0
F3_Industrial_Stone, Clay, and Glass_Existing_Space Heating_Natural Gas_Gas Boiler - Hot Water Reset_A_Achievable Economic UCT Potential | F3 | Industrial | Stone, Clay, and Glass | Existing | Space Heating | Natural Gas | Gas Boiler - Hot Water Reset | A | Original Unit Winter Peak Savings (kW) | Achievable Economic UCT Potential | 0 | 0 | 0 | 0 | 0 | 0 | 0 | 0 | 0 | 0 | 0 | 0 | 0 | 0 | 0 | 0 | 0 | 0 | 0 | 0 | 0 | 0
F4_Industrial_Stone, Clay, and Glass_Existing_Space Heating_Natural Gas_Gas Boiler - Hot Water Reset_A_Achievable Economic UCT Potential | F4 | Industrial | Stone, Clay, and Glass | Existing | Space Heating | Natural Gas | Gas Boiler - Hot Water Reset | A | Standalone Impact on Baseline Energy (%) | Achievable Economic UCT Potential | 0% | 0% | 0.007402% | 0.01662% | 0.02803% | 0.04143% | 0.05687% | 0.07508% | 0.09527% | 0.1162% | 0.1364% | 0.1544% | 0.1692% | 0.1801% | 0.1879% | 0.1934% | 0.1977% | 0.2015% | 0.2052% | 0.2088% | 0.2124% | 0.2161%
F5_Industrial_Stone, Clay, and Glass_Existing_Space Heating_Natural Gas_Gas Boiler - Hot Water Reset_A_Achievable Economic UCT Potential | F5 | Industrial | Stone, Clay, and Glass | Existing | Space Heating | Natural Gas | Gas Boiler - Hot Water Reset | A | Standalone Impact on Baseline Summer Peak (%) | Achievable Economic UCT Potential | bar: 2019 to 2040
F6_Industrial_Stone, Clay, and Glass_Existing_Space Heating_Natural Gas_Gas Boiler - Hot Water Reset_A_Achievable Economic UCT Potential | F6 | Industrial | Stone, Clay, and Glass | Existing | Space Heating | Natural Gas | Gas Boiler - Hot Water Reset | A | Standalone Impact on Baseline Winter Peak (%) | Achievable Economic UCT Potential | bar: 2019 to 2040
F7_Industrial_Stone, Clay, and Glass_Existing_Space Heating_Natural Gas_Gas Boiler - Hot Water Reset_A_Achievable Economic UCT Potential | F7 | Industrial | Stone, Clay, and Glass | Existing | Space Heating | Natural Gas | Gas Boiler - Hot Water Reset | A | Incremental Energy Savings (MWh or mTherms) | Achievable Economic UCT Potential | 0 | 0 | 0.0072576 | 0.0087356 | 0.01048 | 0.011927 | 0.013338 | 0.015289 | 0.016447 | 0.016476 | 0.015228 | 0.012838 | 0.0097446 | 0.0063264 | 0.0036038 | 0.0017024 | 0.00070673 | 0.00025219 | 7.731e-05 | 1.6539e-05 | 2.6685e-06 | 3.1446e-07
F8_Industrial_Stone, Clay, and Glass_Existing_Space Heating_Natural Gas_Gas Boiler - Hot Water Reset_A_Achievable Economic UCT Potential | F8 | Industrial | Stone, Clay, and Glass | Existing | Space Heating | Natural Gas | Gas Boiler - Hot Water Reset | A | Incremental Summer Peak Savings (MW) | Achievable Economic UCT Potential | 0 | 0 | 0 | 0 | 0 | 0 | 0 | 0 | 0 | 0 | 0 | 0 | 0 | 0 | 0 | 0 | 0 | 0 | 0 | 0 | 0 | 0
F9_Industrial_Stone, Clay, and Glass_Existing_Space Heating_Natural Gas_Gas Boiler - Hot Water Reset_A_Achievable Economic UCT Potential | F9 | Industrial | Stone, Clay, and Glass | Existing | Space Heating | Natural Gas | Gas Boiler - Hot Water Reset | A | Incremental Winter Peak Savings (MW) | Achievable Economic UCT Potential | 0 | 0 | 0 | 0 | 0 | 0 | 0 | 0 | 0 | 0 | 0 | 0 | 0 | 0 | 0 | 0 | 0 | 0 | 0 | 0 | 0 | 0
F10_Industrial_Stone, Clay, and Glass_Existing_Space Heating_Natural Gas_Gas Boiler - Hot Water Reset_A_Achievable Economic UCT Potential | F10 | Industrial | Stone, Clay, and Glass | Existing | Space Heating | Natural Gas | Gas Boiler - Hot Water Reset | A | Cumulative Energy Savings (MWh or mTherms) | Achievable Economic UCT Potential | 0 | 0 | 0.0072576 | 0.015975 | 0.026415 | 0.038278 | 0.051526 | 0.066697 | 0.082995 | 0.099293 | 0.11431 | 0.12692 | 0.13642 | 0.1425 | 0.14586 | 0.14732 | 0.1478 | 0.14783 | 0.14771 | 0.14754 | 0.14737 | 0.14722
F11_Industrial_Stone, Clay, and Glass_Existing_Space Heating_Natural Gas_Gas Boiler - Hot Water Reset_A_Achievable Economic UCT Potential | F11 | Industrial | Stone, Clay, and Glass | Existing | Space Heating | Natural Gas | Gas Boiler - Hot Water Reset | A | Cumulative Summer Peak Savings (MW) | Achievable Economic UCT Potential | 0 | 0 | 0 | 0 | 0 | 0 | 0 | 0 | 0 | 0 | 0 | 0 | 0 | 0 | 0 | 0 | 0 | 0 | 0 | 0 | 0 | 0
F12_Industrial_Stone, Clay, and Glass_Existing_Space Heating_Natural Gas_Gas Boiler - Hot Water Reset_A_Achievable Economic UCT Potential | F12 | Industrial | Stone, Clay, and Glass | Existing | Space Heating | Natural Gas | Gas Boiler - Hot Water Reset | A | Cumulative Winter Peak Savings (MW) | Achievable Economic UCT Potential | 0 | 0 | 0 | 0 | 0 | 0 | 0 | 0 | 0 | 0 | 0 | 0 | 0 | 0 | 0 | 0 | 0 | 0 | 0 | 0 | 0 | 0
F13_Industrial_Stone, Clay, and Glass_Existing_Space Heating_Natural Gas_Gas Boiler - Hot Water Reset_A_Achievable Economic UCT Potential | F13 | Industrial | Stone, Clay, and Glass | Existing | Space Heating | Natural Gas | Gas Boiler - Hot Water Reset | A | Purchases (Incremental) | Achievable Economic UCT Potential | 0 | 0 | 0.28095 | 0.33901 | 0.4077 | 0.46512 | 0.52138 | 0.59904 | 0.64583 | 0.64838 | 0.60049 | 0.50727 | 0.38578 | 0.25092 | 0.14318 | 0.06775 | 0.028169 | 0.010067 | 0.0030902 | 0.00066191 | 0.00010692 | 1.2613e-05
F14_Industrial_Stone, Clay, and Glass_Existing_Space Heating_Natural Gas_Gas Boiler - Hot Water Reset_A_Achievable Economic UCT Potential | F14 | Industrial | Stone, Clay, and Glass | Existing | Space Heating | Natural Gas | Gas Boiler - Hot Water Reset | A | Purchases (Cumulative) | Achievable Economic UCT Potential | 0 | 0 | 0.28095 | 0.61996 | 1.0277 | 1.4928 | 2.0142 | 2.6132 | 3.259 | 3.9074 | 4.5079 | 5.0152 | 5.401 | 5.6519 | 5.795 | 5.8628 | 5.891 | 5.901 | 5.9041 | 5.9048 | 5.9049 | 5.9049
F1_Industrial_Stone, Clay, and Glass_Existing_Process_Natural Gas_Gas Boiler - Hot Water Reset_A_Achievable Economic UCT Potential | F1 | Industrial | Stone, Clay, and Glass | Existing | Process | Natural Gas | Gas Boiler - Hot Water Reset | A | Original Unit Energy Savings (kWh or therms) | Achievable Economic UCT Potential | 0 | 0 | 7.6538 | 7.6538 | 7.6538 | 7.6538 | 7.6538 | 7.6538 | 7.6538 | 7.6538 | 7.6538 | 7.6538 | 7.6538 | 7.6538 | 7.6538 | 7.6538 | 7.6538 | 7.6538 | 7.6538 | 7.6538 | 7.6538 | 7.6538
F2_Industrial_Stone, Clay, and Glass_Existing_Process_Natural Gas_Gas Boiler - Hot Water Reset_A_Achievable Economic UCT Potential | F2 | Industrial | Stone, Clay, and Glass | Existing | Process | Natural Gas | Gas Boiler - Hot Water Reset | A | Original Unit Summer Peak Savings (kW) | Achievable Economic UCT Potential | 0 | 0 | 0 | 0 | 0 | 0 | 0 | 0 | 0 | 0 | 0 | 0 | 0 | 0 | 0 | 0 | 0 | 0 | 0 | 0 | 0 | 0
F3_Industrial_Stone, Clay, and Glass_Existing_Process_Natural Gas_Gas Boiler - Hot Water Reset_A_Achievable Economic UCT Potential | F3 | Industrial | Stone, Clay, and Glass | Existing | Process | Natural Gas | Gas Boiler - Hot Water Reset | A | Original Unit Winter Peak Savings (kW) | Achievable Economic UCT Potential | 0 | 0 | 0 | 0 | 0 | 0 | 0 | 0 | 0 | 0 | 0 | 0 | 0 | 0 | 0 | 0 | 0 | 0 | 0 | 0 | 0 | 0
F4_Industrial_Stone, Clay, and Glass_Existing_Process_Natural Gas_Gas Boiler - Hot Water Reset_A_Achievable Economic UCT Potential | F4 | Industrial | Stone, Clay, and Glass | Existing | Process | Natural Gas | Gas Boiler - Hot Water Reset | A | Standalone Impact on Baseline Energy (%) | Achievable Economic UCT Potential | 0% | 0% | 0.001242% | 0.002789% | 0.004704% | 0.006952% | 0.009545% | 0.0126% | 0.01599% | 0.01951% | 0.0229% | 0.02593% | 0.02841% | 0.03025% | 0.03156% | 0.03249% | 0.03322% | 0.03386% | 0.03447% | 0.03508% | 0.0357% | 0.03633%
F5_Industrial_Stone, Clay, and Glass_Existing_Process_Natural Gas_Gas Boiler - Hot Water Reset_A_Achievable Economic UCT Potential | F5 | Industrial | Stone, Clay, and Glass | Existing | Process | Natural Gas | Gas Boiler - Hot Water Reset | A | Standalone Impact on Baseline Summer Peak (%) | Achievable Economic UCT Potential | bar: 2019 to 2040
F6_Industrial_Stone, Clay, and Glass_Existing_Process_Natural Gas_Gas Boiler - Hot Water Reset_A_Achievable Economic UCT Potential | F6 | Industrial | Stone, Clay, and Glass | Existing | Process | Natural Gas | Gas Boiler - Hot Water Reset | A | Standalone Impact on Baseline Winter Peak (%) | Achievable Economic UCT Potential | bar: 2019 to 2040
F7_Industrial_Stone, Clay, and Glass_Existing_Process_Natural Gas_Gas Boiler - Hot Water Reset_A_Achievable Economic UCT Potential | F7 | Industrial | Stone, Clay, and Glass | Existing | Process | Natural Gas | Gas Boiler - Hot Water Reset | A | Incremental Energy Savings (MWh or mTherms) | Achievable Economic UCT Potential | 0 | 0 | 0.023841 | 0.028768 | 0.034597 | 0.039469 | 0.044243 | 0.050834 | 0.054804 | 0.055021 | 0.050957 | 0.043046 | 0.032737 | 0.021292 | 0.01215 | 0.0057492 | 0.0023904 | 0.00085425 | 0.00026223 | 5.6169e-05 | 9.0734e-06 | 1.0703e-06
F8_Industrial_Stone, Clay, and Glass_Existing_Process_Natural Gas_Gas Boiler - Hot Water Reset_A_Achievable Economic UCT Potential | F8 | Industrial | Stone, Clay, and Glass | Existing | Process | Natural Gas | Gas Boiler - Hot Water Reset | A | Incremental Summer Peak Savings (MW) | Achievable Economic UCT Potential | 0 | 0 | 0 | 0 | 0 | 0 | 0 | 0 | 0 | 0 | 0 | 0 | 0 | 0 | 0 | 0 | 0 | 0 | 0 | 0 | 0 | 0
F9_Industrial_Stone, Clay, and Glass_Existing_Process_Natural Gas_Gas Boiler - Hot Water Reset_A_Achievable Economic UCT Potential | F9 | Industrial | Stone, Clay, and Glass | Existing | Process | Natural Gas | Gas Boiler - Hot Water Reset | A | Incremental Winter Peak Savings (MW) | Achievable Economic UCT Potential | 0 | 0 | 0 | 0 | 0 | 0 | 0 | 0 | 0 | 0 | 0 | 0 | 0 | 0 | 0 | 0 | 0 | 0 | 0 | 0 | 0 | 0
F10_Industrial_Stone, Clay, and Glass_Existing_Process_Natural Gas_Gas Boiler - Hot Water Reset_A_Achievable Economic UCT Potential | F10 | Industrial | Stone, Clay, and Glass | Existing | Process | Natural Gas | Gas Boiler - Hot Water Reset | A | Cumulative Energy Savings (MWh or mTherms) | Achievable Economic UCT Potential | 0 | 0 | 0.023841 | 0.052609 | 0.087206 | 0.12667 | 0.17092 | 0.22175 | 0.27656 | 0.33158 | 0.38253 | 0.42558 | 0.45832 | 0.47961 | 0.49176 | 0.49751 | 0.4999 | 0.50075 | 0.50101 | 0.50107 | 0.50108 | 0.50108
F11_Industrial_Stone, Clay, and Glass_Existing_Process_Natural Gas_Gas Boiler - Hot Water Reset_A_Achievable Economic UCT Potential | F11 | Industrial | Stone, Clay, and Glass | Existing | Process | Natural Gas | Gas Boiler - Hot Water Reset | A | Cumulative Summer Peak Savings (MW) | Achievable Economic UCT Potential | 0 | 0 | 0 | 0 | 0 | 0 | 0 | 0 | 0 | 0 | 0 | 0 | 0 | 0 | 0 | 0 | 0 | 0 | 0 | 0 | 0 | 0
F12_Industrial_Stone, Clay, and Glass_Existing_Process_Natural Gas_Gas Boiler - Hot Water Reset_A_Achievable Economic UCT Potential | F12 | Industrial | Stone, Clay, and Glass | Existing | Process | Natural Gas | Gas Boiler - Hot Water Reset | A | Cumulative Winter Peak Savings (MW) | Achievable Economic UCT Potential | 0 | 0 | 0 | 0 | 0 | 0 | 0 | 0 | 0 | 0 | 0 | 0 | 0 | 0 | 0 | 0 | 0 | 0 | 0 | 0 | 0 | 0
F13_Industrial_Stone, Clay, and Glass_Existing_Process_Natural Gas_Gas Boiler - Hot Water Reset_A_Achievable Economic UCT Potential | F13 | Industrial | Stone, Clay, and Glass | Existing | Process | Natural Gas | Gas Boiler - Hot Water Reset | A | Purchases (Incremental) | Achievable Economic UCT Potential | 0 | 0 | 3.1149 | 3.7587 | 4.5202 | 5.1568 | 5.7805 | 6.6416 | 7.1603 | 7.1887 | 6.6577 | 5.6242 | 4.2772 | 2.7819 | 1.5875 | 0.75115 | 0.31232 | 0.11161 | 0.034261 | 0.0073387 | 0.0011855 | 0.00013984
F14_Industrial_Stone, Clay, and Glass_Existing_Process_Natural Gas_Gas Boiler - Hot Water Reset_A_Achievable Economic UCT Potential | F14 | Industrial | Stone, Clay, and Glass | Existing | Process | Natural Gas | Gas Boiler - Hot Water Reset | A | Purchases (Cumulative) | Achievable Economic UCT Potential | 0 | 0 | 3.1149 | 6.8736 | 11.3938 | 16.5505 | 22.3311 | 28.9727 | 36.133 | 43.3217 | 49.9793 | 55.6035 | 59.8807 | 62.6626 | 64.25 | 65.0012 | 65.3135 | 65.4251 | 65.4594 | 65.4667 | 65.4679 | 65.468
F1_Industrial_Stone, Clay, and Glass_Existing_Space Heating_Natural Gas_Steam Trap Maintenance_A_Achievable Economic UCT Potential | F1 | Industrial | Stone, Clay, and Glass | Existing | Space Heating | Natural Gas | Steam Trap Maintenance | A | Original Unit Energy Savings (kWh or therms) | Achievable Economic UCT Potential | 0 | 0 | 9.1261 | 9.1032 | 9.0808 | 9.0589 | 9.0375 | 9.0168 | 8.9967 | 8.9773 | 8.9587 | 8.9407 | 8.9236 | 8.9073 | 8.8918 | 8.8771 | 8.8633 | 8.8503 | 8.8383 | 8.8271 | 8.8169 | 8.8076
F2_Industrial_Stone, Clay, and Glass_Existing_Space Heating_Natural Gas_Steam Trap Maintenance_A_Achievable Economic UCT Potential | F2 | Industrial | Stone, Clay, and Glass | Existing | Space Heating | Natural Gas | Steam Trap Maintenance | A | Original Unit Summer Peak Savings (kW) | Achievable Economic UCT Potential | 0 | 0 | 0 | 0 | 0 | 0 | 0 | 0 | 0 | 0 | 0 | 0 | 0 | 0 | 0 | 0 | 0 | 0 | 0 | 0 | 0 | 0
F3_Industrial_Stone, Clay, and Glass_Existing_Space Heating_Natural Gas_Steam Trap Maintenance_A_Achievable Economic UCT Potential | F3 | Industrial | Stone, Clay, and Glass | Existing | Space Heating | Natural Gas | Steam Trap Maintenance | A | Original Unit Winter Peak Savings (kW) | Achievable Economic UCT Potential | 0 | 0 | 0 | 0 | 0 | 0 | 0 | 0 | 0 | 0 | 0 | 0 | 0 | 0 | 0 | 0 | 0 | 0 | 0 | 0 | 0 | 0
F4_Industrial_Stone, Clay, and Glass_Existing_Space Heating_Natural Gas_Steam Trap Maintenance_A_Achievable Economic UCT Potential | F4 | Industrial | Stone, Clay, and Glass | Existing | Space Heating | Natural Gas | Steam Trap Maintenance | A | Standalone Impact on Baseline Energy (%) | Achievable Economic UCT Potential | 0% | 0% | 0.00146% | 0.002944% | 0.004455% | 0.005992% | 0.007556% | 0.009147% | 0.01077% | 0.01241% | 0.01409% | 0.01579% | 0.01753% | 0.01929% | 0.02108% | 0.02291% | 0.02477% | 0.02665% | 0.02858% | 0.03053% | 0.03252% | 0.03455%
F5_Industrial_Stone, Clay, and Glass_Existing_Space Heating_Natural Gas_Steam Trap Maintenance_A_Achievable Economic UCT Potential | F5 | Industrial | Stone, Clay, and Glass | Existing | Space Heating | Natural Gas | Steam Trap Maintenance | A | Standalone Impact on Baseline Summer Peak (%) | Achievable Economic UCT Potential | bar: 2019 to 2040
F6_Industrial_Stone, Clay, and Glass_Existing_Space Heating_Natural Gas_Steam Trap Maintenance_A_Achievable Economic UCT Potential | F6 | Industrial | Stone, Clay, and Glass | Existing | Space Heating | Natural Gas | Steam Trap Maintenance | A | Standalone Impact on Baseline Winter Peak (%) | Achievable Economic UCT Potential | bar: 2019 to 2040
F7_Industrial_Stone, Clay, and Glass_Existing_Space Heating_Natural Gas_Steam Trap Maintenance_A_Achievable Economic UCT Potential | F7 | Industrial | Stone, Clay, and Glass | Existing | Space Heating | Natural Gas | Steam Trap Maintenance | A | Incremental Energy Savings (MWh or mTherms) | Achievable Economic UCT Potential | 0 | 0 | 0.0014311 | 0.0014029 | 0.0013753 | 0.0013483 | 0.0013219 | 0.0012962 | 0.001271 | 0.0012464 | 0.0012223 | 0.0011989 | 0.0011759 | 0.0011535 | 0.0011317 | 0.0011103 | 0.0010895 | 0.0010691 | 0.0010493 | 0.0010299 | 0.001011 | 0.00099248
F8_Industrial_Stone, Clay, and Glass_Existing_Space Heating_Natural Gas_Steam Trap Maintenance_A_Achievable Economic UCT Potential | F8 | Industrial | Stone, Clay, and Glass | Existing | Space Heating | Natural Gas | Steam Trap Maintenance | A | Incremental Summer Peak Savings (MW) | Achievable Economic UCT Potential | 0 | 0 | 0 | 0 | 0 | 0 | 0 | 0 | 0 | 0 | 0 | 0 | 0 | 0 | 0 | 0 | 0 | 0 | 0 | 0 | 0 | 0
F9_Industrial_Stone, Clay, and Glass_Existing_Space Heating_Natural Gas_Steam Trap Maintenance_A_Achievable Economic UCT Potential | F9 | Industrial | Stone, Clay, and Glass | Existing | Space Heating | Natural Gas | Steam Trap Maintenance | A | Incremental Winter Peak Savings (MW) | Achievable Economic UCT Potential | 0 | 0 | 0 | 0 | 0 | 0 | 0 | 0 | 0 | 0 | 0 | 0 | 0 | 0 | 0 | 0 | 0 | 0 | 0 | 0 | 0 | 0
F10_Industrial_Stone, Clay, and Glass_Existing_Space Heating_Natural Gas_Steam Trap Maintenance_A_Achievable Economic UCT Potential | F10 | Industrial | Stone, Clay, and Glass | Existing | Space Heating | Natural Gas | Steam Trap Maintenance | A | Cumulative Energy Savings (MWh or mTherms) | Achievable Economic UCT Potential | 0 | 0 | 0.0014311 | 0.0028303 | 0.0041986 | 0.0055368 | 0.0068456 | 0.0081261 | 0.009379 | 0.010605 | 0.011805 | 0.012981 | 0.014132 | 0.015259 | 0.016364 | 0.017448 | 0.01851 | 0.019552 | 0.020575 | 0.021579 | 0.022565 | 0.023534
F11_Industrial_Stone, Clay, and Glass_Existing_Space Heating_Natural Gas_Steam Trap Maintenance_A_Achievable Economic UCT Potential | F11 | Industrial | Stone, Clay, and Glass | Existing | Space Heating | Natural Gas | Steam Trap Maintenance | A | Cumulative Summer Peak Savings (MW) | Achievable Economic UCT Potential | 0 | 0 | 0 | 0 | 0 | 0 | 0 | 0 | 0 | 0 | 0 | 0 | 0 | 0 | 0 | 0 | 0 | 0 | 0 | 0 | 0 | 0
F12_Industrial_Stone, Clay, and Glass_Existing_Space Heating_Natural Gas_Steam Trap Maintenance_A_Achievable Economic UCT Potential | F12 | Industrial | Stone, Clay, and Glass | Existing | Space Heating | Natural Gas | Steam Trap Maintenance | A | Cumulative Winter Peak Savings (MW) | Achievable Economic UCT Potential | 0 | 0 | 0 | 0 | 0 | 0 | 0 | 0 | 0 | 0 | 0 | 0 | 0 | 0 | 0 | 0 | 0 | 0 | 0 | 0 | 0 | 0
F13_Industrial_Stone, Clay, and Glass_Existing_Space Heating_Natural Gas_Steam Trap Maintenance_A_Achievable Economic UCT Potential | F13 | Industrial | Stone, Clay, and Glass | Existing | Space Heating | Natural Gas | Steam Trap Maintenance | A | Purchases (Incremental) | Achievable Economic UCT Potential | 0 | 0 | 0.15681 | 0.15411 | 0.15145 | 0.14884 | 0.14627 | 0.14375 | 0.14127 | 0.13883 | 0.13644 | 0.13409 | 0.13178 | 0.1295 | 0.12727 | 0.12508 | 0.12292 | 0.1208 | 0.11872 | 0.11667 | 0.11466 | 0.11268
F14_Industrial_Stone, Clay, and Glass_Existing_Space Heating_Natural Gas_Steam Trap Maintenance_A_Achievable Economic UCT Potential | F14 | Industrial | Stone, Clay, and Glass | Existing | Space Heating | Natural Gas | Steam Trap Maintenance | A | Purchases (Cumulative) | Achievable Economic UCT Potential | 0 | 0 | 0.15681 | 0.31091 | 0.46236 | 0.6112 | 0.75747 | 0.90122 | 1.0425 | 1.1813 | 1.3178 | 1.4519 | 1.5836 | 1.7131 | 1.8404 | 1.9655 | 2.0884 | 2.2092 | 2.3279 | 2.4446 | 2.5593 | 2.6719
F1_Industrial_Stone, Clay, and Glass_Existing_Process_Natural Gas_Steam Trap Maintenance_A_Achievable Economic UCT Potential | F1 | Industrial | Stone, Clay, and Glass | Existing | Process | Natural Gas | Steam Trap Maintenance | A | Original Unit Energy Savings (kWh or therms) | Achievable Economic UCT Potential | 0 | 0 | 5.4079 | 5.4079 | 5.4079 | 5.4079 | 5.4079 | 5.4079 | 5.4079 | 5.4079 | 5.4079 | 5.4079 | 5.4079 | 5.4079 | 5.4079 | 5.4079 | 5.4079 | 5.4079 | 5.4079 | 5.4079 | 5.4079 | 5.4079
F2_Industrial_Stone, Clay, and Glass_Existing_Process_Natural Gas_Steam Trap Maintenance_A_Achievable Economic UCT Potential | F2 | Industrial | Stone, Clay, and Glass | Existing | Process | Natural Gas | Steam Trap Maintenance | A | Original Unit Summer Peak Savings (kW) | Achievable Economic UCT Potential | 0 | 0 | 0 | 0 | 0 | 0 | 0 | 0 | 0 | 0 | 0 | 0 | 0 | 0 | 0 | 0 | 0 | 0 | 0 | 0 | 0 | 0
F3_Industrial_Stone, Clay, and Glass_Existing_Process_Natural Gas_Steam Trap Maintenance_A_Achievable Economic UCT Potential | F3 | Industrial | Stone, Clay, and Glass | Existing | Process | Natural Gas | Steam Trap Maintenance | A | Original Unit Winter Peak Savings (kW) | Achievable Economic UCT Potential | 0 | 0 | 0 | 0 | 0 | 0 | 0 | 0 | 0 | 0 | 0 | 0 | 0 | 0 | 0 | 0 | 0 | 0 | 0 | 0 | 0 | 0
F4_Industrial_Stone, Clay, and Glass_Existing_Process_Natural Gas_Steam Trap Maintenance_A_Achievable Economic UCT Potential | F4 | Industrial | Stone, Clay, and Glass | Existing | Process | Natural Gas | Steam Trap Maintenance | A | Standalone Impact on Baseline Energy (%) | Achievable Economic UCT Potential | 0% | 0% | 0.0004898% | 0.0009882% | 0.001495% | 0.002011% | 0.002536% | 0.003071% | 0.003614% | 0.004167% | 0.00473% | 0.005303% | 0.005886% | 0.006479% | 0.007082% | 0.007697% | 0.008321% | 0.008957% | 0.009604% | 0.01026% | 0.01093% | 0.01161%
F5_Industrial_Stone, Clay, and Glass_Existing_Process_Natural Gas_Steam Trap Maintenance_A_Achievable Economic UCT Potential | F5 | Industrial | Stone, Clay, and Glass | Existing | Process | Natural Gas | Steam Trap Maintenance | A | Standalone Impact on Baseline Summer Peak (%) | Achievable Economic UCT Potential | bar: 2019 to 2040
F6_Industrial_Stone, Clay, and Glass_Existing_Process_Natural Gas_Steam Trap Maintenance_A_Achievable Economic UCT Potential | F6 | Industrial | Stone, Clay, and Glass | Existing | Process | Natural Gas | Steam Trap Maintenance | A | Standalone Impact on Baseline Winter Peak (%) | Achievable Economic UCT Potential | bar: 2019 to 2040
F7_Industrial_Stone, Clay, and Glass_Existing_Process_Natural Gas_Steam Trap Maintenance_A_Achievable Economic UCT Potential | F7 | Industrial | Stone, Clay, and Glass | Existing | Process | Natural Gas | Steam Trap Maintenance | A | Incremental Energy Savings (MWh or mTherms) | Achievable Economic UCT Potential | 0 | 0 | 0.0094018 | 0.0092397 | 0.0090804 | 0.0089239 | 0.00877 | 0.0086188 | 0.0084702 | 0.0083242 | 0.0081807 | 0.0080396 | 0.007901 | 0.0077648 | 0.0076309 | 0.0074993 | 0.00737 | 0.007243 | 0.0071181 | 0.0069954 | 0.0068747 | 0.0067562
F8_Industrial_Stone, Clay, and Glass_Existing_Process_Natural Gas_Steam Trap Maintenance_A_Achievable Economic UCT Potential | F8 | Industrial | Stone, Clay, and Glass | Existing | Process | Natural Gas | Steam Trap Maintenance | A | Incremental Summer Peak Savings (MW) | Achievable Economic UCT Potential | 0 | 0 | 0 | 0 | 0 | 0 | 0 | 0 | 0 | 0 | 0 | 0 | 0 | 0 | 0 | 0 | 0 | 0 | 0 | 0 | 0 | 0
F9_Industrial_Stone, Clay, and Glass_Existing_Process_Natural Gas_Steam Trap Maintenance_A_Achievable Economic UCT Potential | F9 | Industrial | Stone, Clay, and Glass | Existing | Process | Natural Gas | Steam Trap Maintenance | A | Incremental Winter Peak Savings (MW) | Achievable Economic UCT Potential | 0 | 0 | 0 | 0 | 0 | 0 | 0 | 0 | 0 | 0 | 0 | 0 | 0 | 0 | 0 | 0 | 0 | 0 | 0 | 0 | 0 | 0
F10_Industrial_Stone, Clay, and Glass_Existing_Process_Natural Gas_Steam Trap Maintenance_A_Achievable Economic UCT Potential | F10 | Industrial | Stone, Clay, and Glass | Existing | Process | Natural Gas | Steam Trap Maintenance | A | Cumulative Energy Savings (MWh or mTherms) | Achievable Economic UCT Potential | 0 | 0 | 0.0094018 | 0.018642 | 0.027722 | 0.036646 | 0.045416 | 0.054035 | 0.062505 | 0.070829 | 0.07901 | 0.087049 | 0.09495 | 0.10272 | 0.11035 | 0.11785 | 0.12522 | 0.13246 | 0.13958 | 0.14657 | 0.15345 | 0.1602
F11_Industrial_Stone, Clay, and Glass_Existing_Process_Natural Gas_Steam Trap Maintenance_A_Achievable Economic UCT Potential | F11 | Industrial | Stone, Clay, and Glass | Existing | Process | Natural Gas | Steam Trap Maintenance | A | Cumulative Summer Peak Savings (MW) | Achievable Economic UCT Potential | 0 | 0 | 0 | 0 | 0 | 0 | 0 | 0 | 0 | 0 | 0 | 0 | 0 | 0 | 0 | 0 | 0 | 0 | 0 | 0 | 0 | 0
F12_Industrial_Stone, Clay, and Glass_Existing_Process_Natural Gas_Steam Trap Maintenance_A_Achievable Economic UCT Potential | F12 | Industrial | Stone, Clay, and Glass | Existing | Process | Natural Gas | Steam Trap Maintenance | A | Cumulative Winter Peak Savings (MW) | Achievable Economic UCT Potential | 0 | 0 | 0 | 0 | 0 | 0 | 0 | 0 | 0 | 0 | 0 | 0 | 0 | 0 | 0 | 0 | 0 | 0 | 0 | 0 | 0 | 0
F13_Industrial_Stone, Clay, and Glass_Existing_Process_Natural Gas_Steam Trap Maintenance_A_Achievable Economic UCT Potential | F13 | Industrial | Stone, Clay, and Glass | Existing | Process | Natural Gas | Steam Trap Maintenance | A | Purchases (Incremental) | Achievable Economic UCT Potential | 0 | 0 | 1.7385 | 1.7086 | 1.6791 | 1.6502 | 1.6217 | 1.5938 | 1.5663 | 1.5393 | 1.5127 | 1.4866 | 1.461 | 1.4358 | 1.4111 | 1.3867 | 1.3628 | 1.3393 | 1.3162 | 1.2936 | 1.2712 | 1.2493
F14_Industrial_Stone, Clay, and Glass_Existing_Process_Natural Gas_Steam Trap Maintenance_A_Achievable Economic UCT Potential | F14 | Industrial | Stone, Clay, and Glass | Existing | Process | Natural Gas | Steam Trap Maintenance | A | Purchases (Cumulative) | Achievable Economic UCT Potential | 0 | 0 | 1.7385 | 3.4471 | 5.1262 | 6.7764 | 8.3981 | 9.9919 | 11.5581 | 13.0974 | 14.6101 | 16.0968 | 17.5578 | 18.9936 | 20.4047 | 21.7915 | 23.1543 | 24.4936 | 25.8099 | 27.1034 | 28.3747 | 29.624
F1_Industrial_Stone, Clay, and Glass_Existing_Space Heating_Natural Gas_Gas Boiler - High Turndown_A_Achievable Economic UCT Potential | F1 | Industrial | Stone, Clay, and Glass | Existing | Space Heating | Natural Gas | Gas Boiler - High Turndown | A | Original Unit Energy Savings (kWh or therms) | Achievable Economic UCT Potential | 0 | 0 | 9.6872 | 9.6629 | 9.6391 | 9.6158 | 9.5932 | 9.5712 | 9.5499 | 9.5293 | 9.5095 | 9.4905 | 9.4723 | 9.4549 | 9.4385 | 9.4229 | 9.4082 | 9.3945 | 9.3817 | 9.3699 | 9.359 | 9.3492
F2_Industrial_Stone, Clay, and Glass_Existing_Space Heating_Natural Gas_Gas Boiler - High Turndown_A_Achievable Economic UCT Potential | F2 | Industrial | Stone, Clay, and Glass | Existing | Space Heating | Natural Gas | Gas Boiler - High Turndown | A | Original Unit Summer Peak Savings (kW) | Achievable Economic UCT Potential | 0 | 0 | 0 | 0 | 0 | 0 | 0 | 0 | 0 | 0 | 0 | 0 | 0 | 0 | 0 | 0 | 0 | 0 | 0 | 0 | 0 | 0
F3_Industrial_Stone, Clay, and Glass_Existing_Space Heating_Natural Gas_Gas Boiler - High Turndown_A_Achievable Economic UCT Potential | F3 | Industrial | Stone, Clay, and Glass | Existing | Space Heating | Natural Gas | Gas Boiler - High Turndown | A | Original Unit Winter Peak Savings (kW) | Achievable Economic UCT Potential | 0 | 0 | 0 | 0 | 0 | 0 | 0 | 0 | 0 | 0 | 0 | 0 | 0 | 0 | 0 | 0 | 0 | 0 | 0 | 0 | 0 | 0
F4_Industrial_Stone, Clay, and Glass_Existing_Space Heating_Natural Gas_Gas Boiler - High Turndown_A_Achievable Economic UCT Potential | F4 | Industrial | Stone, Clay, and Glass | Existing | Space Heating | Natural Gas | Gas Boiler - High Turndown | A | Standalone Impact on Baseline Energy (%) | Achievable Economic UCT Potential | 0% | 0% | 0.004236% | 0.008546% | 0.01293% | 0.01739% | 0.02193% | 0.02613% | 0.02963% | 0.03259% | 0.03511% | 0.03728% | 0.03918% | 0.04086% | 0.04237% | 0.04375% | 0.04502% | 0.04621% | 0.04702% | 0.04785% | 0.04868% | 0.04954%
F5_Industrial_Stone, Clay, and Glass_Existing_Space Heating_Natural Gas_Gas Boiler - High Turndown_A_Achievable Economic UCT Potential | F5 | Industrial | Stone, Clay, and Glass | Existing | Space Heating | Natural Gas | Gas Boiler - High Turndown | A | Standalone Impact on Baseline Summer Peak (%) | Achievable Economic UCT Potential | bar: 2019 to 2040
F6_Industrial_Stone, Clay, and Glass_Existing_Space Heating_Natural Gas_Gas Boiler - High Turndown_A_Achievable Economic UCT Potential | F6 | Industrial | Stone, Clay, and Glass | Existing | Space Heating | Natural Gas | Gas Boiler - High Turndown | A | Standalone Impact on Baseline Winter Peak (%) | Achievable Economic UCT Potential | bar: 2019 to 2040
F7_Industrial_Stone, Clay, and Glass_Existing_Space Heating_Natural Gas_Gas Boiler - High Turndown_A_Achievable Economic UCT Potential | F7 | Industrial | Stone, Clay, and Glass | Existing | Space Heating | Natural Gas | Gas Boiler - High Turndown | A | Incremental Energy Savings (MWh or mTherms) | Achievable Economic UCT Potential | 0 | 0 | 0.0041536 | 0.0040718 | 0.0039917 | 0.0039134 | 0.0038369 | 0.0033859 | 0.0026561 | 0.0020837 | 0.0016348 | 0.0012827 | 0.0010066 | 0.00078992 | 0.00061996 | 0.00048661 | 0.00038198 | 0.00029988 | 2.0074e-06 | 7.0368e-07 | 2.3548e-07 | 7.5384e-08
F8_Industrial_Stone, Clay, and Glass_Existing_Space Heating_Natural Gas_Gas Boiler - High Turndown_A_Achievable Economic UCT Potential | F8 | Industrial | Stone, Clay, and Glass | Existing | Space Heating | Natural Gas | Gas Boiler - High Turndown | A | Incremental Summer Peak Savings (MW) | Achievable Economic UCT Potential | 0 | 0 | 0 | 0 | 0 | 0 | 0 | 0 | 0 | 0 | 0 | 0 | 0 | 0 | 0 | 0 | 0 | 0 | 0 | 0 | 0 | 0
F9_Industrial_Stone, Clay, and Glass_Existing_Space Heating_Natural Gas_Gas Boiler - High Turndown_A_Achievable Economic UCT Potential | F9 | Industrial | Stone, Clay, and Glass | Existing | Space Heating | Natural Gas | Gas Boiler - High Turndown | A | Incremental Winter Peak Savings (MW) | Achievable Economic UCT Potential | 0 | 0 | 0 | 0 | 0 | 0 | 0 | 0 | 0 | 0 | 0 | 0 | 0 | 0 | 0 | 0 | 0 | 0 | 0 | 0 | 0 | 0
F10_Industrial_Stone, Clay, and Glass_Existing_Space Heating_Natural Gas_Gas Boiler - High Turndown_A_Achievable Economic UCT Potential | F10 | Industrial | Stone, Clay, and Glass | Existing | Space Heating | Natural Gas | Gas Boiler - High Turndown | A | Cumulative Energy Savings (MWh or mTherms) | Achievable Economic UCT Potential | 0 | 0 | 0.0041536 | 0.0082149 | 0.012186 | 0.01607 | 0.019869 | 0.02321 | 0.025814 | 0.027842 | 0.029419 | 0.030643 | 0.031591 | 0.032323 | 0.032887 | 0.033319 | 0.033649 | 0.0339 | 0.033856 | 0.033814 | 0.033775 | 0.033739
F11_Industrial_Stone, Clay, and Glass_Existing_Space Heating_Natural Gas_Gas Boiler - High Turndown_A_Achievable Economic UCT Potential | F11 | Industrial | Stone, Clay, and Glass | Existing | Space Heating | Natural Gas | Gas Boiler - High Turndown | A | Cumulative Summer Peak Savings (MW) | Achievable Economic UCT Potential | 0 | 0 | 0 | 0 | 0 | 0 | 0 | 0 | 0 | 0 | 0 | 0 | 0 | 0 | 0 | 0 | 0 | 0 | 0 | 0 | 0 | 0
F12_Industrial_Stone, Clay, and Glass_Existing_Space Heating_Natural Gas_Gas Boiler - High Turndown_A_Achievable Economic UCT Potential | F12 | Industrial | Stone, Clay, and Glass | Existing | Space Heating | Natural Gas | Gas Boiler - High Turndown | A | Cumulative Winter Peak Savings (MW) | Achievable Economic UCT Potential | 0 | 0 | 0 | 0 | 0 | 0 | 0 | 0 | 0 | 0 | 0 | 0 | 0 | 0 | 0 | 0 | 0 | 0 | 0 | 0 | 0 | 0
F13_Industrial_Stone, Clay, and Glass_Existing_Space Heating_Natural Gas_Gas Boiler - High Turndown_A_Achievable Economic UCT Potential | F13 | Industrial | Stone, Clay, and Glass | Existing | Space Heating | Natural Gas | Gas Boiler - High Turndown | A | Purchases (Incremental) | Achievable Economic UCT Potential | 0 | 0 | 0.42877 | 0.42138 | 0.41411 | 0.40697 | 0.39996 | 0.35376 | 0.27813 | 0.21866 | 0.17192 | 0.13516 | 0.10626 | 0.083546 | 0.065684 | 0.051641 | 0.040601 | 0.031921 | 0.00021397 | 7.51e-05 | 2.5161e-05 | 8.0632e-06
F14_Industrial_Stone, Clay, and Glass_Existing_Space Heating_Natural Gas_Gas Boiler - High Turndown_A_Achievable Economic UCT Potential | F14 | Industrial | Stone, Clay, and Glass | Existing | Space Heating | Natural Gas | Gas Boiler - High Turndown | A | Purchases (Cumulative) | Achievable Economic UCT Potential | 0 | 0 | 0.42877 | 0.85015 | 1.2643 | 1.6712 | 2.0712 | 2.425 | 2.7031 | 2.9217 | 3.0937 | 3.2288 | 3.3351 | 3.4186 | 3.4843 | 3.536 | 3.5766 | 3.6085 | 3.6087 | 3.6088 | 3.6088 | 3.6088
F1_Industrial_Stone, Clay, and Glass_Existing_Process_Natural Gas_Gas Boiler - High Turndown_A_Achievable Economic UCT Potential | F1 | Industrial | Stone, Clay, and Glass | Existing | Process | Natural Gas | Gas Boiler - High Turndown | A | Original Unit Energy Savings (kWh or therms) | Achievable Economic UCT Potential | 0 | 0 | 5.7404 | 5.7404 | 5.7404 | 5.7404 | 5.7404 | 5.7404 | 5.7404 | 5.7404 | 5.7404 | 5.7404 | 5.7404 | 5.7404 | 5.7404 | 5.7404 | 5.7404 | 5.7404 | 5.7404 | 5.7404 | 5.7404 | 5.7404
F2_Industrial_Stone, Clay, and Glass_Existing_Process_Natural Gas_Gas Boiler - High Turndown_A_Achievable Economic UCT Potential | F2 | Industrial | Stone, Clay, and Glass | Existing | Process | Natural Gas | Gas Boiler - High Turndown | A | Original Unit Summer Peak Savings (kW) | Achievable Economic UCT Potential | 0 | 0 | 0 | 0 | 0 | 0 | 0 | 0 | 0 | 0 | 0 | 0 | 0 | 0 | 0 | 0 | 0 | 0 | 0 | 0 | 0 | 0
F3_Industrial_Stone, Clay, and Glass_Existing_Process_Natural Gas_Gas Boiler - High Turndown_A_Achievable Economic UCT Potential | F3 | Industrial | Stone, Clay, and Glass | Existing | Process | Natural Gas | Gas Boiler - High Turndown | A | Original Unit Winter Peak Savings (kW) | Achievable Economic UCT Potential | 0 | 0 | 0 | 0 | 0 | 0 | 0 | 0 | 0 | 0 | 0 | 0 | 0 | 0 | 0 | 0 | 0 | 0 | 0 | 0 | 0 | 0
F4_Industrial_Stone, Clay, and Glass_Existing_Process_Natural Gas_Gas Boiler - High Turndown_A_Achievable Economic UCT Potential | F4 | Industrial | Stone, Clay, and Glass | Existing | Process | Natural Gas | Gas Boiler - High Turndown | A | Standalone Impact on Baseline Energy (%) | Achievable Economic UCT Potential | 0% | 0% | 0.001422% | 0.002868% | 0.00434% | 0.005838% | 0.007362% | 0.00877% | 0.009948% | 0.01094% | 0.01179% | 0.01252% | 0.01316% | 0.01372% | 0.01423% | 0.0147% | 0.01513% | 0.01553% | 0.0158% | 0.01608% | 0.01636% | 0.01665%
F5_Industrial_Stone, Clay, and Glass_Existing_Process_Natural Gas_Gas Boiler - High Turndown_A_Achievable Economic UCT Potential | F5 | Industrial | Stone, Clay, and Glass | Existing | Process | Natural Gas | Gas Boiler - High Turndown | A | Standalone Impact on Baseline Summer Peak (%) | Achievable Economic UCT Potential | bar: 2019 to 2040
F6_Industrial_Stone, Clay, and Glass_Existing_Process_Natural Gas_Gas Boiler - High Turndown_A_Achievable Economic UCT Potential | F6 | Industrial | Stone, Clay, and Glass | Existing | Process | Natural Gas | Gas Boiler - High Turndown | A | Standalone Impact on Baseline Winter Peak (%) | Achievable Economic UCT Potential | bar: 2019 to 2040
F7_Industrial_Stone, Clay, and Glass_Existing_Process_Natural Gas_Gas Boiler - High Turndown_A_Achievable Economic UCT Potential | F7 | Industrial | Stone, Clay, and Glass | Existing | Process | Natural Gas | Gas Boiler - High Turndown | A | Incremental Energy Savings (MWh or mTherms) | Achievable Economic UCT Potential | 0 | 0 | 0.027289 | 0.026818 | 0.026356 | 0.025901 | 0.025455 | 0.022514 | 0.017701 | 0.013917 | 0.010941 | 0.0086022 | 0.0067631 | 0.0053172 | 0.0041804 | 0.0032867 | 0.002584 | 0.0020316 | 1.3618e-05 | 4.7797e-06 | 1.6013e-06 | 5.1317e-07
F8_Industrial_Stone, Clay, and Glass_Existing_Process_Natural Gas_Gas Boiler - High Turndown_A_Achievable Economic UCT Potential | F8 | Industrial | Stone, Clay, and Glass | Existing | Process | Natural Gas | Gas Boiler - High Turndown | A | Incremental Summer Peak Savings (MW) | Achievable Economic UCT Potential | 0 | 0 | 0 | 0 | 0 | 0 | 0 | 0 | 0 | 0 | 0 | 0 | 0 | 0 | 0 | 0 | 0 | 0 | 0 | 0 | 0 | 0
F9_Industrial_Stone, Clay, and Glass_Existing_Process_Natural Gas_Gas Boiler - High Turndown_A_Achievable Economic UCT Potential | F9 | Industrial | Stone, Clay, and Glass | Existing | Process | Natural Gas | Gas Boiler - High Turndown | A | Incremental Winter Peak Savings (MW) | Achievable Economic UCT Potential | 0 | 0 | 0 | 0 | 0 | 0 | 0 | 0 | 0 | 0 | 0 | 0 | 0 | 0 | 0 | 0 | 0 | 0 | 0 | 0 | 0 | 0
F10_Industrial_Stone, Clay, and Glass_Existing_Process_Natural Gas_Gas Boiler - High Turndown_A_Achievable Economic UCT Potential | F10 | Industrial | Stone, Clay, and Glass | Existing | Process | Natural Gas | Gas Boiler - High Turndown | A | Cumulative Energy Savings (MWh or mTherms) | Achievable Economic UCT Potential | 0 | 0 | 0.027289 | 0.054107 | 0.080463 | 0.10636 | 0.13182 | 0.15433 | 0.17203 | 0.18595 | 0.19689 | 0.20549 | 0.21226 | 0.21757 | 0.22176 | 0.22504 | 0.22763 | 0.22966 | 0.22967 | 0.22968 | 0.22968 | 0.22968
F11_Industrial_Stone, Clay, and Glass_Existing_Process_Natural Gas_Gas Boiler - High Turndown_A_Achievable Economic UCT Potential | F11 | Industrial | Stone, Clay, and Glass | Existing | Process | Natural Gas | Gas Boiler - High Turndown | A | Cumulative Summer Peak Savings (MW) | Achievable Economic UCT Potential | 0 | 0 | 0 | 0 | 0 | 0 | 0 | 0 | 0 | 0 | 0 | 0 | 0 | 0 | 0 | 0 | 0 | 0 | 0 | 0 | 0 | 0
F12_Industrial_Stone, Clay, and Glass_Existing_Process_Natural Gas_Gas Boiler - High Turndown_A_Achievable Economic UCT Potential | F12 | Industrial | Stone, Clay, and Glass | Existing | Process | Natural Gas | Gas Boiler - High Turndown | A | Cumulative Winter Peak Savings (MW) | Achievable Economic UCT Potential | 0 | 0 | 0 | 0 | 0 | 0 | 0 | 0 | 0 | 0 | 0 | 0 | 0 | 0 | 0 | 0 | 0 | 0 | 0 | 0 | 0 | 0
F13_Industrial_Stone, Clay, and Glass_Existing_Process_Natural Gas_Gas Boiler - High Turndown_A_Achievable Economic UCT Potential | F13 | Industrial | Stone, Clay, and Glass | Existing | Process | Natural Gas | Gas Boiler - High Turndown | A | Purchases (Incremental) | Achievable Economic UCT Potential | 0 | 0 | 4.7538 | 4.6719 | 4.5913 | 4.5122 | 4.4344 | 3.9221 | 3.0836 | 2.4243 | 1.906 | 1.4985 | 1.1782 | 0.92628 | 0.72825 | 0.57255 | 0.45014 | 0.35391 | 0.0023723 | 0.00083264 | 0.00027896 | 8.9397e-05
F14_Industrial_Stone, Clay, and Glass_Existing_Process_Natural Gas_Gas Boiler - High Turndown_A_Achievable Economic UCT Potential | F14 | Industrial | Stone, Clay, and Glass | Existing | Process | Natural Gas | Gas Boiler - High Turndown | A | Purchases (Cumulative) | Achievable Economic UCT Potential | 0 | 0 | 4.7538 | 9.4257 | 14.017 | 18.5292 | 22.9635 | 26.8856 | 29.9692 | 32.3936 | 34.2996 | 35.7981 | 36.9763 | 37.9026 | 38.6308 | 39.2034 | 39.6535 | 40.0074 | 40.0098 | 40.0106 | 40.0109 | 40.011
F1_Industrial_Stone, Clay, and Glass_Existing_Space Heating_Natural Gas_Gas Boiler - Burner Control Optimization_A_Achievable Economic UCT Potential | F1 | Industrial | Stone, Clay, and Glass | Existing | Space Heating | Natural Gas | Gas Boiler - Burner Control Optimization | A | Original Unit Energy Savings (kWh or therms) | Achievable Economic UCT Potential | 0 | 0 | 2.8093 | 2.8022 | 2.7953 | 2.7886 | 2.782 | 2.7756 | 2.7695 | 2.7635 | 2.7577 | 2.7522 | 2.747 | 2.7419 | 2.7372 | 2.7326 | 2.7284 | 2.7244 | 2.7207 | 2.7173 | 2.7141 | 2.7113
F2_Industrial_Stone, Clay, and Glass_Existing_Space Heating_Natural Gas_Gas Boiler - Burner Control Optimization_A_Achievable Economic UCT Potential | F2 | Industrial | Stone, Clay, and Glass | Existing | Space Heating | Natural Gas | Gas Boiler - Burner Control Optimization | A | Original Unit Summer Peak Savings (kW) | Achievable Economic UCT Potential | 0 | 0 | 0 | 0 | 0 | 0 | 0 | 0 | 0 | 0 | 0 | 0 | 0 | 0 | 0 | 0 | 0 | 0 | 0 | 0 | 0 | 0
F3_Industrial_Stone, Clay, and Glass_Existing_Space Heating_Natural Gas_Gas Boiler - Burner Control Optimization_A_Achievable Economic UCT Potential | F3 | Industrial | Stone, Clay, and Glass | Existing | Space Heating | Natural Gas | Gas Boiler - Burner Control Optimization | A | Original Unit Winter Peak Savings (kW) | Achievable Economic UCT Potential | 0 | 0 | 0 | 0 | 0 | 0 | 0 | 0 | 0 | 0 | 0 | 0 | 0 | 0 | 0 | 0 | 0 | 0 | 0 | 0 | 0 | 0
F4_Industrial_Stone, Clay, and Glass_Existing_Space Heating_Natural Gas_Gas Boiler - Burner Control Optimization_A_Achievable Economic UCT Potential | F4 | Industrial | Stone, Clay, and Glass | Existing | Space Heating | Natural Gas | Gas Boiler - Burner Control Optimization | A | Standalone Impact on Baseline Energy (%) | Achievable Economic UCT Potential | 0% | 0% | 0.0003314% | 0.000858% | 0.001915% | 0.003771% | 0.006672% | 0.01076% | 0.016% | 0.02217% | 0.0289% | 0.03575% | 0.0423% | 0.04822% | 0.05332% | 0.05757% | 0.06101% | 0.06379% | 0.06604% | 0.06792% | 0.06955% | 0.07107%
F5_Industrial_Stone, Clay, and Glass_Existing_Space Heating_Natural Gas_Gas Boiler - Burner Control Optimization_A_Achievable Economic UCT Potential | F5 | Industrial | Stone, Clay, and Glass | Existing | Space Heating | Natural Gas | Gas Boiler - Burner Control Optimization | A | Standalone Impact on Baseline Summer Peak (%) | Achievable Economic UCT Potential | bar: 2019 to 2040
F6_Industrial_Stone, Clay, and Glass_Existing_Space Heating_Natural Gas_Gas Boiler - Burner Control Optimization_A_Achievable Economic UCT Potential | F6 | Industrial | Stone, Clay, and Glass | Existing | Space Heating | Natural Gas | Gas Boiler - Burner Control Optimization | A | Standalone Impact on Baseline Winter Peak (%) | Achievable Economic UCT Potential | bar: 2019 to 2040
F7_Industrial_Stone, Clay, and Glass_Existing_Space Heating_Natural Gas_Gas Boiler - Burner Control Optimization_A_Achievable Economic UCT Potential | F7 | Industrial | Stone, Clay, and Glass | Existing | Space Heating | Natural Gas | Gas Boiler - Burner Control Optimization | A | Incremental Energy Savings (MWh or mTherms) | Achievable Economic UCT Potential | 0 | 0 | 0.00032493 | 0.0005007 | 0.0009817 | 0.0016843 | 0.0025688 | 0.0035262 | 0.0044006 | 0.0050347 | 0.0053174 | 0.0052153 | 0.0047745 | 0.0040981 | 0.003311 | 0.0025266 | 0.0018268 | 0.0012549 | 0.00082103 | 0.00051282 | 0.00030641 | 0.00020368
F8_Industrial_Stone, Clay, and Glass_Existing_Space Heating_Natural Gas_Gas Boiler - Burner Control Optimization_A_Achievable Economic UCT Potential | F8 | Industrial | Stone, Clay, and Glass | Existing | Space Heating | Natural Gas | Gas Boiler - Burner Control Optimization | A | Incremental Summer Peak Savings (MW) | Achievable Economic UCT Potential | 0 | 0 | 0 | 0 | 0 | 0 | 0 | 0 | 0 | 0 | 0 | 0 | 0 | 0 | 0 | 0 | 0 | 0 | 0 | 0 | 0 | 0
F9_Industrial_Stone, Clay, and Glass_Existing_Space Heating_Natural Gas_Gas Boiler - Burner Control Optimization_A_Achievable Economic UCT Potential | F9 | Industrial | Stone, Clay, and Glass | Existing | Space Heating | Natural Gas | Gas Boiler - Burner Control Optimization | A | Incremental Winter Peak Savings (MW) | Achievable Economic UCT Potential | 0 | 0 | 0 | 0 | 0 | 0 | 0 | 0 | 0 | 0 | 0 | 0 | 0 | 0 | 0 | 0 | 0 | 0 | 0 | 0 | 0 | 0
F10_Industrial_Stone, Clay, and Glass_Existing_Space Heating_Natural Gas_Gas Boiler - Burner Control Optimization_A_Achievable Economic UCT Potential | F10 | Industrial | Stone, Clay, and Glass | Existing | Space Heating | Natural Gas | Gas Boiler - Burner Control Optimization | A | Cumulative Energy Savings (MWh or mTherms) | Achievable Economic UCT Potential | 0 | 0 | 0.00032493 | 0.00082481 | 0.0018045 | 0.0034844 | 0.006045 | 0.0095573 | 0.013937 | 0.018941 | 0.024219 | 0.029386 | 0.034104 | 0.03814 | 0.041385 | 0.043843 | 0.045601 | 0.04679 | 0.047547 | 0.048 | 0.048251 | 0.048404
F11_Industrial_Stone, Clay, and Glass_Existing_Space Heating_Natural Gas_Gas Boiler - Burner Control Optimization_A_Achievable Economic UCT Potential | F11 | Industrial | Stone, Clay, and Glass | Existing | Space Heating | Natural Gas | Gas Boiler - Burner Control Optimization | A | Cumulative Summer Peak Savings (MW) | Achievable Economic UCT Potential | 0 | 0 | 0 | 0 | 0 | 0 | 0 | 0 | 0 | 0 | 0 | 0 | 0 | 0 | 0 | 0 | 0 | 0 | 0 | 0 | 0 | 0
F12_Industrial_Stone, Clay, and Glass_Existing_Space Heating_Natural Gas_Gas Boiler - Burner Control Optimization_A_Achievable Economic UCT Potential | F12 | Industrial | Stone, Clay, and Glass | Existing | Space Heating | Natural Gas | Gas Boiler - Burner Control Optimization | A | Cumulative Winter Peak Savings (MW) | Achievable Economic UCT Potential | 0 | 0 | 0 | 0 | 0 | 0 | 0 | 0 | 0 | 0 | 0 | 0 | 0 | 0 | 0 | 0 | 0 | 0 | 0 | 0 | 0 | 0
F13_Industrial_Stone, Clay, and Glass_Existing_Space Heating_Natural Gas_Gas Boiler - Burner Control Optimization_A_Achievable Economic UCT Potential | F13 | Industrial | Stone, Clay, and Glass | Existing | Space Heating | Natural Gas | Gas Boiler - Burner Control Optimization | A | Purchases (Incremental) | Achievable Economic UCT Potential | 0 | 0 | 0.11566 | 0.17868 | 0.35119 | 0.60399 | 0.92334 | 1.2704 | 1.589 | 1.8219 | 1.9282 | 1.8949 | 1.7381 | 1.4946 | 1.2096 | 0.92461 | 0.66955 | 0.4606 | 0.30177 | 0.18873 | 0.1129 | 0.075122
F14_Industrial_Stone, Clay, and Glass_Existing_Space Heating_Natural Gas_Gas Boiler - Burner Control Optimization_A_Achievable Economic UCT Potential | F14 | Industrial | Stone, Clay, and Glass | Existing | Space Heating | Natural Gas | Gas Boiler - Burner Control Optimization | A | Purchases (Cumulative) | Achievable Economic UCT Potential | 0 | 0 | 0.11566 | 0.29434 | 0.64553 | 1.2495 | 2.1729 | 3.4433 | 5.0322 | 6.8541 | 8.7823 | 10.6772 | 12.4153 | 13.9099 | 15.1196 | 16.0442 | 16.7137 | 17.1743 | 17.4761 | 17.6648 | 17.7777 | 17.8528
F1_Industrial_Stone, Clay, and Glass_Existing_Process_Natural Gas_Gas Boiler - Burner Control Optimization_A_Achievable Economic UCT Potential | F1 | Industrial | Stone, Clay, and Glass | Existing | Process | Natural Gas | Gas Boiler - Burner Control Optimization | A | Original Unit Energy Savings (kWh or therms) | Achievable Economic UCT Potential | 0 | 0 | 1.6647 | 1.6647 | 1.6647 | 1.6647 | 1.6647 | 1.6647 | 1.6647 | 1.6647 | 1.6647 | 1.6647 | 1.6647 | 1.6647 | 1.6647 | 1.6647 | 1.6647 | 1.6647 | 1.6647 | 1.6647 | 1.6647 | 1.6647
F2_Industrial_Stone, Clay, and Glass_Existing_Process_Natural Gas_Gas Boiler - Burner Control Optimization_A_Achievable Economic UCT Potential | F2 | Industrial | Stone, Clay, and Glass | Existing | Process | Natural Gas | Gas Boiler - Burner Control Optimization | A | Original Unit Summer Peak Savings (kW) | Achievable Economic UCT Potential | 0 | 0 | 0 | 0 | 0 | 0 | 0 | 0 | 0 | 0 | 0 | 0 | 0 | 0 | 0 | 0 | 0 | 0 | 0 | 0 | 0 | 0
F3_Industrial_Stone, Clay, and Glass_Existing_Process_Natural Gas_Gas Boiler - Burner Control Optimization_A_Achievable Economic UCT Potential | F3 | Industrial | Stone, Clay, and Glass | Existing | Process | Natural Gas | Gas Boiler - Burner Control Optimization | A | Original Unit Winter Peak Savings (kW) | Achievable Economic UCT Potential | 0 | 0 | 0 | 0 | 0 | 0 | 0 | 0 | 0 | 0 | 0 | 0 | 0 | 0 | 0 | 0 | 0 | 0 | 0 | 0 | 0 | 0
F4_Industrial_Stone, Clay, and Glass_Existing_Process_Natural Gas_Gas Boiler - Burner Control Optimization_A_Achievable Economic UCT Potential | F4 | Industrial | Stone, Clay, and Glass | Existing | Process | Natural Gas | Gas Boiler - Burner Control Optimization | A | Standalone Impact on Baseline Energy (%) | Achievable Economic UCT Potential | 0% | 0% | 0.0001112% | 0.000288% | 0.0006426% | 0.001266% | 0.00224% | 0.003611% | 0.005371% | 0.007443% | 0.009705% | 0.01201% | 0.0142% | 0.01619% | 0.01791% | 0.01934% | 0.0205% | 0.02143% | 0.02219% | 0.02283% | 0.02338% | 0.02389%
F5_Industrial_Stone, Clay, and Glass_Existing_Process_Natural Gas_Gas Boiler - Burner Control Optimization_A_Achievable Economic UCT Potential | F5 | Industrial | Stone, Clay, and Glass | Existing | Process | Natural Gas | Gas Boiler - Burner Control Optimization | A | Standalone Impact on Baseline Summer Peak (%) | Achievable Economic UCT Potential | bar: 2019 to 2040
F6_Industrial_Stone, Clay, and Glass_Existing_Process_Natural Gas_Gas Boiler - Burner Control Optimization_A_Achievable Economic UCT Potential | F6 | Industrial | Stone, Clay, and Glass | Existing | Process | Natural Gas | Gas Boiler - Burner Control Optimization | A | Standalone Impact on Baseline Winter Peak (%) | Achievable Economic UCT Potential | bar: 2019 to 2040
F7_Industrial_Stone, Clay, and Glass_Existing_Process_Natural Gas_Gas Boiler - Burner Control Optimization_A_Achievable Economic UCT Potential | F7 | Industrial | Stone, Clay, and Glass | Existing | Process | Natural Gas | Gas Boiler - Burner Control Optimization | A | Incremental Energy Savings (MWh or mTherms) | Achievable Economic UCT Potential | 0 | 0 | 0.0021348 | 0.0032978 | 0.0064819 | 0.011148 | 0.017042 | 0.023447 | 0.029327 | 0.033625 | 0.035588 | 0.034974 | 0.03208 | 0.027586 | 0.022326 | 0.017065 | 0.012358 | 0.0085012 | 0.0055697 | 0.0034833 | 0.0020837 | 0.0013865
F8_Industrial_Stone, Clay, and Glass_Existing_Process_Natural Gas_Gas Boiler - Burner Control Optimization_A_Achievable Economic UCT Potential | F8 | Industrial | Stone, Clay, and Glass | Existing | Process | Natural Gas | Gas Boiler - Burner Control Optimization | A | Incremental Summer Peak Savings (MW) | Achievable Economic UCT Potential | 0 | 0 | 0 | 0 | 0 | 0 | 0 | 0 | 0 | 0 | 0 | 0 | 0 | 0 | 0 | 0 | 0 | 0 | 0 | 0 | 0 | 0
F9_Industrial_Stone, Clay, and Glass_Existing_Process_Natural Gas_Gas Boiler - Burner Control Optimization_A_Achievable Economic UCT Potential | F9 | Industrial | Stone, Clay, and Glass | Existing | Process | Natural Gas | Gas Boiler - Burner Control Optimization | A | Incremental Winter Peak Savings (MW) | Achievable Economic UCT Potential | 0 | 0 | 0 | 0 | 0 | 0 | 0 | 0 | 0 | 0 | 0 | 0 | 0 | 0 | 0 | 0 | 0 | 0 | 0 | 0 | 0 | 0
F10_Industrial_Stone, Clay, and Glass_Existing_Process_Natural Gas_Gas Boiler - Burner Control Optimization_A_Achievable Economic UCT Potential | F10 | Industrial | Stone, Clay, and Glass | Existing | Process | Natural Gas | Gas Boiler - Burner Control Optimization | A | Cumulative Energy Savings (MWh or mTherms) | Achievable Economic UCT Potential | 0 | 0 | 0.0021348 | 0.0054326 | 0.011914 | 0.023062 | 0.040104 | 0.063551 | 0.092879 | 0.1265 | 0.16209 | 0.19707 | 0.22915 | 0.25673 | 0.27906 | 0.29612 | 0.30848 | 0.31698 | 0.32255 | 0.32603 | 0.32812 | 0.3295
F11_Industrial_Stone, Clay, and Glass_Existing_Process_Natural Gas_Gas Boiler - Burner Control Optimization_A_Achievable Economic UCT Potential | F11 | Industrial | Stone, Clay, and Glass | Existing | Process | Natural Gas | Gas Boiler - Burner Control Optimization | A | Cumulative Summer Peak Savings (MW) | Achievable Economic UCT Potential | 0 | 0 | 0 | 0 | 0 | 0 | 0 | 0 | 0 | 0 | 0 | 0 | 0 | 0 | 0 | 0 | 0 | 0 | 0 | 0 | 0 | 0
F12_Industrial_Stone, Clay, and Glass_Existing_Process_Natural Gas_Gas Boiler - Burner Control Optimization_A_Achievable Economic UCT Potential | F12 | Industrial | Stone, Clay, and Glass | Existing | Process | Natural Gas | Gas Boiler - Burner Control Optimization | A | Cumulative Winter Peak Savings (MW) | Achievable Economic UCT Potential | 0 | 0 | 0 | 0 | 0 | 0 | 0 | 0 | 0 | 0 | 0 | 0 | 0 | 0 | 0 | 0 | 0 | 0 | 0 | 0 | 0 | 0
F13_Industrial_Stone, Clay, and Glass_Existing_Process_Natural Gas_Gas Boiler - Burner Control Optimization_A_Achievable Economic UCT Potential | F13 | Industrial | Stone, Clay, and Glass | Existing | Process | Natural Gas | Gas Boiler - Burner Control Optimization | A | Purchases (Incremental) | Achievable Economic UCT Potential | 0 | 0 | 1.2824 | 1.981 | 3.8937 | 6.6965 | 10.2372 | 14.0849 | 17.6172 | 20.199 | 21.3777 | 21.0092 | 19.2705 | 16.5709 | 13.4114 | 10.2512 | 7.4233 | 5.1067 | 3.3458 | 2.0924 | 1.2517 | 0.83289
F14_Industrial_Stone, Clay, and Glass_Existing_Process_Natural Gas_Gas Boiler - Burner Control Optimization_A_Achievable Economic UCT Potential | F14 | Industrial | Stone, Clay, and Glass | Existing | Process | Natural Gas | Gas Boiler - Burner Control Optimization | A | Purchases (Cumulative) | Achievable Economic UCT Potential | 0 | 0 | 1.2824 | 3.2634 | 7.1571 | 13.8536 | 24.0907 | 38.1756 | 55.7928 | 75.9919 | 97.3696 | 118.3788 | 137.6492 | 154.2202 | 167.6316 | 177.8828 | 185.3061 | 190.4128 | 193.7586 | 195.851 | 197.1027 | 197.9356
F1_Industrial_Stone, Clay, and Glass_Existing_Space Heating_Natural Gas_HVAC - Demand Controlled Ventilation_A_Achievable Economic UCT Potential | F1 | Industrial | Stone, Clay, and Glass | Existing | Space Heating | Natural Gas | HVAC - Demand Controlled Ventilation | A | Original Unit Energy Savings (kWh or therms) | Achievable Economic UCT Potential | 0 | 0 | 0.076632 | 0.076208 | 0.075785 | 0.075366 | 0.074954 | 0.074553 | 0.074165 | 0.073793 | 0.07344 | 0.073107 | 0.072794 | 0.072499 | 0.072221 | 0.07196 | 0.071715 | 0.071483 | 0.071266 | 0.071061 | 0.070868 | 0.070686
F2_Industrial_Stone, Clay, and Glass_Existing_Space Heating_Natural Gas_HVAC - Demand Controlled Ventilation_A_Achievable Economic UCT Potential | F2 | Industrial | Stone, Clay, and Glass | Existing | Space Heating | Natural Gas | HVAC - Demand Controlled Ventilation | A | Original Unit Summer Peak Savings (kW) | Achievable Economic UCT Potential | 0 | 0 | 0 | 0 | 0 | 0 | 0 | 0 | 0 | 0 | 0 | 0 | 0 | 0 | 0 | 0 | 0 | 0 | 0 | 0 | 0 | 0
F3_Industrial_Stone, Clay, and Glass_Existing_Space Heating_Natural Gas_HVAC - Demand Controlled Ventilation_A_Achievable Economic UCT Potential | F3 | Industrial | Stone, Clay, and Glass | Existing | Space Heating | Natural Gas | HVAC - Demand Controlled Ventilation | A | Original Unit Winter Peak Savings (kW) | Achievable Economic UCT Potential | 0 | 0 | 0 | 0 | 0 | 0 | 0 | 0 | 0 | 0 | 0 | 0 | 0 | 0 | 0 | 0 | 0 | 0 | 0 | 0 | 0 | 0
F4_Industrial_Stone, Clay, and Glass_Existing_Space Heating_Natural Gas_HVAC - Demand Controlled Ventilation_A_Achievable Economic UCT Potential | F4 | Industrial | Stone, Clay, and Glass | Existing | Space Heating | Natural Gas | HVAC - Demand Controlled Ventilation | A | Standalone Impact on Baseline Energy (%) | Achievable Economic UCT Potential | 0% | 0% | 0.04258% | 0.08564% | 0.1292% | 0.1732% | 0.2177% | 0.2628% | 0.3084% | 0.3545% | 0.4013% | 0.4487% | 0.4967% | 0.5455% | 0.595% | 0.6452% | 0.6962% | 0.748% | 0.8005% | 0.854% | 0.9083% | 0.9634%
F5_Industrial_Stone, Clay, and Glass_Existing_Space Heating_Natural Gas_HVAC - Demand Controlled Ventilation_A_Achievable Economic UCT Potential | F5 | Industrial | Stone, Clay, and Glass | Existing | Space Heating | Natural Gas | HVAC - Demand Controlled Ventilation | A | Standalone Impact on Baseline Summer Peak (%) | Achievable Economic UCT Potential | bar: 2019 to 2040
F6_Industrial_Stone, Clay, and Glass_Existing_Space Heating_Natural Gas_HVAC - Demand Controlled Ventilation_A_Achievable Economic UCT Potential | F6 | Industrial | Stone, Clay, and Glass | Existing | Space Heating | Natural Gas | HVAC - Demand Controlled Ventilation | A | Standalone Impact on Baseline Winter Peak (%) | Achievable Economic UCT Potential | bar: 2019 to 2040
F7_Industrial_Stone, Clay, and Glass_Existing_Space Heating_Natural Gas_HVAC - Demand Controlled Ventilation_A_Achievable Economic UCT Potential | F7 | Industrial | Stone, Clay, and Glass | Existing | Space Heating | Natural Gas | HVAC - Demand Controlled Ventilation | A | Incremental Energy Savings (MWh or mTherms) | Achievable Economic UCT Potential | 0 | 0 | 0.041748 | 0.040802 | 0.039876 | 0.038971 | 0.03809 | 0.037233 | 0.036401 | 0.035594 | 0.034813 | 0.034057 | 0.033327 | 0.03262 | 0.031935 | 0.03127 | 0.030626 | 0.030001 | 0.029394 | 0.028804 | 0.028231 | 0.027673
F8_Industrial_Stone, Clay, and Glass_Existing_Space Heating_Natural Gas_HVAC - Demand Controlled Ventilation_A_Achievable Economic UCT Potential | F8 | Industrial | Stone, Clay, and Glass | Existing | Space Heating | Natural Gas | HVAC - Demand Controlled Ventilation | A | Incremental Summer Peak Savings (MW) | Achievable Economic UCT Potential | 0 | 0 | 0 | 0 | 0 | 0 | 0 | 0 | 0 | 0 | 0 | 0 | 0 | 0 | 0 | 0 | 0 | 0 | 0 | 0 | 0 | 0
F9_Industrial_Stone, Clay, and Glass_Existing_Space Heating_Natural Gas_HVAC - Demand Controlled Ventilation_A_Achievable Economic UCT Potential | F9 | Industrial | Stone, Clay, and Glass | Existing | Space Heating | Natural Gas | HVAC - Demand Controlled Ventilation | A | Incremental Winter Peak Savings (MW) | Achievable Economic UCT Potential | 0 | 0 | 0 | 0 | 0 | 0 | 0 | 0 | 0 | 0 | 0 | 0 | 0 | 0 | 0 | 0 | 0 | 0 | 0 | 0 | 0 | 0
F10_Industrial_Stone, Clay, and Glass_Existing_Space Heating_Natural Gas_HVAC - Demand Controlled Ventilation_A_Achievable Economic UCT Potential | F10 | Industrial | Stone, Clay, and Glass | Existing | Space Heating | Natural Gas | HVAC - Demand Controlled Ventilation | A | Cumulative Energy Savings (MWh or mTherms) | Achievable Economic UCT Potential | 0 | 0 | 0.041748 | 0.082319 | 0.12174 | 0.16004 | 0.19725 | 0.23343 | 0.26862 | 0.30286 | 0.33623 | 0.36876 | 0.40051 | 0.4315 | 0.46179 | 0.49139 | 0.52034 | 0.54866 | 0.57638 | 0.60353 | 0.63012 | 0.65618
F11_Industrial_Stone, Clay, and Glass_Existing_Space Heating_Natural Gas_HVAC - Demand Controlled Ventilation_A_Achievable Economic UCT Potential | F11 | Industrial | Stone, Clay, and Glass | Existing | Space Heating | Natural Gas | HVAC - Demand Controlled Ventilation | A | Cumulative Summer Peak Savings (MW) | Achievable Economic UCT Potential | 0 | 0 | 0 | 0 | 0 | 0 | 0 | 0 | 0 | 0 | 0 | 0 | 0 | 0 | 0 | 0 | 0 | 0 | 0 | 0 | 0 | 0
F12_Industrial_Stone, Clay, and Glass_Existing_Space Heating_Natural Gas_HVAC - Demand Controlled Ventilation_A_Achievable Economic UCT Potential | F12 | Industrial | Stone, Clay, and Glass | Existing | Space Heating | Natural Gas | HVAC - Demand Controlled Ventilation | A | Cumulative Winter Peak Savings (MW) | Achievable Economic UCT Potential | 0 | 0 | 0 | 0 | 0 | 0 | 0 | 0 | 0 | 0 | 0 | 0 | 0 | 0 | 0 | 0 | 0 | 0 | 0 | 0 | 0 | 0
F13_Industrial_Stone, Clay, and Glass_Existing_Space Heating_Natural Gas_HVAC - Demand Controlled Ventilation_A_Achievable Economic UCT Potential | F13 | Industrial | Stone, Clay, and Glass | Existing | Space Heating | Natural Gas | HVAC - Demand Controlled Ventilation | A | Purchases (Incremental) | Achievable Economic UCT Potential | 0 | 0 | 544.7936 | 535.4006 | 526.1695 | 517.0977 | 508.1822 | 499.4204 | 490.8097 | 482.3475 | 474.0312 | 465.8582 | 457.8262 | 449.9326 | 442.1752 | 434.5514 | 427.0592 | 419.6961 | 412.4599 | 405.3486 | 398.3598 | 391.4915
F14_Industrial_Stone, Clay, and Glass_Existing_Space Heating_Natural Gas_HVAC - Demand Controlled Ventilation_A_Achievable Economic UCT Potential | F14 | Industrial | Stone, Clay, and Glass | Existing | Space Heating | Natural Gas | HVAC - Demand Controlled Ventilation | A | Purchases (Cumulative) | Achievable Economic UCT Potential | 0 | 0 | 544.7936 | 1080.1942 | 1606.3637 | 2123.4614 | 2631.6436 | 3131.064 | 3621.8737 | 4104.2212 | 4578.2524 | 5044.1106 | 5501.9367 | 5951.8693 | 6394.0445 | 6828.5959 | 7255.6551 | 7675.3512 | 8087.8111 | 8493.1597 | 8891.5195 | 9283.011
F1_Industrial_Stone, Clay, and Glass_Existing_Space Heating_Natural Gas_Gas Boiler - Stack Economizer_A_Achievable Economic UCT Potential | F1 | Industrial | Stone, Clay, and Glass | Existing | Space Heating | Natural Gas | Gas Boiler - Stack Economizer | A | Original Unit Energy Savings (kWh or therms) | Achievable Economic UCT Potential | 0 | 0 | 7.0717 | 7.0539 | 7.0365 | 7.0196 | 7.003 | 6.987 | 6.9714 | 6.9564 | 6.9419 | 6.928 | 6.9148 | 6.9021 | 6.8901 | 6.8787 | 6.868 | 6.858 | 6.8486 | 6.84 | 6.8321 | 6.8249
F2_Industrial_Stone, Clay, and Glass_Existing_Space Heating_Natural Gas_Gas Boiler - Stack Economizer_A_Achievable Economic UCT Potential | F2 | Industrial | Stone, Clay, and Glass | Existing | Space Heating | Natural Gas | Gas Boiler - Stack Economizer | A | Original Unit Summer Peak Savings (kW) | Achievable Economic UCT Potential | 0 | 0 | 0 | 0 | 0 | 0 | 0 | 0 | 0 | 0 | 0 | 0 | 0 | 0 | 0 | 0 | 0 | 0 | 0 | 0 | 0 | 0
F3_Industrial_Stone, Clay, and Glass_Existing_Space Heating_Natural Gas_Gas Boiler - Stack Economizer_A_Achievable Economic UCT Potential | F3 | Industrial | Stone, Clay, and Glass | Existing | Space Heating | Natural Gas | Gas Boiler - Stack Economizer | A | Original Unit Winter Peak Savings (kW) | Achievable Economic UCT Potential | 0 | 0 | 0 | 0 | 0 | 0 | 0 | 0 | 0 | 0 | 0 | 0 | 0 | 0 | 0 | 0 | 0 | 0 | 0 | 0 | 0 | 0
F4_Industrial_Stone, Clay, and Glass_Existing_Space Heating_Natural Gas_Gas Boiler - Stack Economizer_A_Achievable Economic UCT Potential | F4 | Industrial | Stone, Clay, and Glass | Existing | Space Heating | Natural Gas | Gas Boiler - Stack Economizer | A | Standalone Impact on Baseline Energy (%) | Achievable Economic UCT Potential | 0% | 0% | 0.008247% | 0.01664% | 0.02517% | 0.03386% | 0.04269% | 0.05086% | 0.05768% | 0.06344% | 0.06835% | 0.07258% | 0.07627% | 0.07955% | 0.08248% | 0.08516% | 0.08764% | 0.08996% | 0.09154% | 0.09314% | 0.09477% | 0.09643%
F5_Industrial_Stone, Clay, and Glass_Existing_Space Heating_Natural Gas_Gas Boiler - Stack Economizer_A_Achievable Economic UCT Potential | F5 | Industrial | Stone, Clay, and Glass | Existing | Space Heating | Natural Gas | Gas Boiler - Stack Economizer | A | Standalone Impact on Baseline Summer Peak (%) | Achievable Economic UCT Potential | bar: 2019 to 2040
F6_Industrial_Stone, Clay, and Glass_Existing_Space Heating_Natural Gas_Gas Boiler - Stack Economizer_A_Achievable Economic UCT Potential | F6 | Industrial | Stone, Clay, and Glass | Existing | Space Heating | Natural Gas | Gas Boiler - Stack Economizer | A | Standalone Impact on Baseline Winter Peak (%) | Achievable Economic UCT Potential | bar: 2019 to 2040
F7_Industrial_Stone, Clay, and Glass_Existing_Space Heating_Natural Gas_Gas Boiler - Stack Economizer_A_Achievable Economic UCT Potential | F7 | Industrial | Stone, Clay, and Glass | Existing | Space Heating | Natural Gas | Gas Boiler - Stack Economizer | A | Incremental Energy Savings (MWh or mTherms) | Achievable Economic UCT Potential | 0 | 0 | 0.0080857 | 0.0079263 | 0.0077705 | 0.0076181 | 0.0074691 | 0.0065911 | 0.0051705 | 0.0040563 | 0.0031825 | 0.0024971 | 0.0019594 | 0.0015377 | 0.0012069 | 0.00094727 | 0.00074359 | 0.00058376 | 3.9077e-06 | 1.3698e-06 | 4.584e-07 | 1.4675e-07
F8_Industrial_Stone, Clay, and Glass_Existing_Space Heating_Natural Gas_Gas Boiler - Stack Economizer_A_Achievable Economic UCT Potential | F8 | Industrial | Stone, Clay, and Glass | Existing | Space Heating | Natural Gas | Gas Boiler - Stack Economizer | A | Incremental Summer Peak Savings (MW) | Achievable Economic UCT Potential | 0 | 0 | 0 | 0 | 0 | 0 | 0 | 0 | 0 | 0 | 0 | 0 | 0 | 0 | 0 | 0 | 0 | 0 | 0 | 0 | 0 | 0
F9_Industrial_Stone, Clay, and Glass_Existing_Space Heating_Natural Gas_Gas Boiler - Stack Economizer_A_Achievable Economic UCT Potential | F9 | Industrial | Stone, Clay, and Glass | Existing | Space Heating | Natural Gas | Gas Boiler - Stack Economizer | A | Incremental Winter Peak Savings (MW) | Achievable Economic UCT Potential | 0 | 0 | 0 | 0 | 0 | 0 | 0 | 0 | 0 | 0 | 0 | 0 | 0 | 0 | 0 | 0 | 0 | 0 | 0 | 0 | 0 | 0
F10_Industrial_Stone, Clay, and Glass_Existing_Space Heating_Natural Gas_Gas Boiler - Stack Economizer_A_Achievable Economic UCT Potential | F10 | Industrial | Stone, Clay, and Glass | Existing | Space Heating | Natural Gas | Gas Boiler - Stack Economizer | A | Cumulative Energy Savings (MWh or mTherms) | Achievable Economic UCT Potential | 0 | 0 | 0.0080857 | 0.015992 | 0.023723 | 0.031284 | 0.038679 | 0.045181 | 0.050251 | 0.054199 | 0.057269 | 0.059652 | 0.061497 | 0.062922 | 0.064019 | 0.064861 | 0.065503 | 0.065992 | 0.065906 | 0.065824 | 0.065748 | 0.065679
F11_Industrial_Stone, Clay, and Glass_Existing_Space Heating_Natural Gas_Gas Boiler - Stack Economizer_A_Achievable Economic UCT Potential | F11 | Industrial | Stone, Clay, and Glass | Existing | Space Heating | Natural Gas | Gas Boiler - Stack Economizer | A | Cumulative Summer Peak Savings (MW) | Achievable Economic UCT Potential | 0 | 0 | 0 | 0 | 0 | 0 | 0 | 0 | 0 | 0 | 0 | 0 | 0 | 0 | 0 | 0 | 0 | 0 | 0 | 0 | 0 | 0
F12_Industrial_Stone, Clay, and Glass_Existing_Space Heating_Natural Gas_Gas Boiler - Stack Economizer_A_Achievable Economic UCT Potential | F12 | Industrial | Stone, Clay, and Glass | Existing | Space Heating | Natural Gas | Gas Boiler - Stack Economizer | A | Cumulative Winter Peak Savings (MW) | Achievable Economic UCT Potential | 0 | 0 | 0 | 0 | 0 | 0 | 0 | 0 | 0 | 0 | 0 | 0 | 0 | 0 | 0 | 0 | 0 | 0 | 0 | 0 | 0 | 0
F13_Industrial_Stone, Clay, and Glass_Existing_Space Heating_Natural Gas_Gas Boiler - Stack Economizer_A_Achievable Economic UCT Potential | F13 | Industrial | Stone, Clay, and Glass | Existing | Space Heating | Natural Gas | Gas Boiler - Stack Economizer | A | Purchases (Incremental) | Achievable Economic UCT Potential | 0 | 0 | 1.1434 | 1.1237 | 1.1043 | 1.0853 | 1.0666 | 0.94335 | 0.74167 | 0.5831 | 0.45844 | 0.36043 | 0.28337 | 0.22279 | 0.17516 | 0.13771 | 0.10827 | 0.085122 | 0.00057059 | 0.00020027 | 6.7096e-05 | 2.1502e-05
F14_Industrial_Stone, Clay, and Glass_Existing_Space Heating_Natural Gas_Gas Boiler - Stack Economizer_A_Achievable Economic UCT Potential | F14 | Industrial | Stone, Clay, and Glass | Existing | Space Heating | Natural Gas | Gas Boiler - Stack Economizer | A | Purchases (Cumulative) | Achievable Economic UCT Potential | 0 | 0 | 1.1434 | 2.2671 | 3.3714 | 4.4566 | 5.5232 | 6.4665 | 7.2082 | 7.7913 | 8.2498 | 8.6102 | 8.8936 | 9.1164 | 9.2915 | 9.4292 | 9.5375 | 9.6226 | 9.6232 | 9.6234 | 9.6234 | 9.6235
F1_Industrial_Stone, Clay, and Glass_Existing_Process_Natural Gas_Gas Boiler - Stack Economizer_A_Achievable Economic UCT Potential | F1 | Industrial | Stone, Clay, and Glass | Existing | Process | Natural Gas | Gas Boiler - Stack Economizer | A | Original Unit Energy Savings (kWh or therms) | Achievable Economic UCT Potential | 0 | 0 | 5.5108 | 5.5108 | 5.5108 | 5.5108 | 5.5108 | 5.5108 | 5.5108 | 5.5108 | 5.5108 | 5.5108 | 5.5108 | 5.5108 | 5.5108 | 5.5108 | 5.5108 | 5.5108 | 5.5108 | 5.5108 | 5.5108 | 5.5108
F2_Industrial_Stone, Clay, and Glass_Existing_Process_Natural Gas_Gas Boiler - Stack Economizer_A_Achievable Economic UCT Potential | F2 | Industrial | Stone, Clay, and Glass | Existing | Process | Natural Gas | Gas Boiler - Stack Economizer | A | Original Unit Summer Peak Savings (kW) | Achievable Economic UCT Potential | 0 | 0 | 0 | 0 | 0 | 0 | 0 | 0 | 0 | 0 | 0 | 0 | 0 | 0 | 0 | 0 | 0 | 0 | 0 | 0 | 0 | 0
F3_Industrial_Stone, Clay, and Glass_Existing_Process_Natural Gas_Gas Boiler - Stack Economizer_A_Achievable Economic UCT Potential | F3 | Industrial | Stone, Clay, and Glass | Existing | Process | Natural Gas | Gas Boiler - Stack Economizer | A | Original Unit Winter Peak Savings (kW) | Achievable Economic UCT Potential | 0 | 0 | 0 | 0 | 0 | 0 | 0 | 0 | 0 | 0 | 0 | 0 | 0 | 0 | 0 | 0 | 0 | 0 | 0 | 0 | 0 | 0
F4_Industrial_Stone, Clay, and Glass_Existing_Process_Natural Gas_Gas Boiler - Stack Economizer_A_Achievable Economic UCT Potential | F4 | Industrial | Stone, Clay, and Glass | Existing | Process | Natural Gas | Gas Boiler - Stack Economizer | A | Standalone Impact on Baseline Energy (%) | Achievable Economic UCT Potential | 0% | 0% | 0.003639% | 0.007342% | 0.01111% | 0.01494% | 0.01885% | 0.02245% | 0.02547% | 0.02801% | 0.03018% | 0.03205% | 0.03368% | 0.03513% | 0.03644% | 0.03763% | 0.03873% | 0.03976% | 0.04046% | 0.04117% | 0.04189% | 0.04262%
F5_Industrial_Stone, Clay, and Glass_Existing_Process_Natural Gas_Gas Boiler - Stack Economizer_A_Achievable Economic UCT Potential | F5 | Industrial | Stone, Clay, and Glass | Existing | Process | Natural Gas | Gas Boiler - Stack Economizer | A | Standalone Impact on Baseline Summer Peak (%) | Achievable Economic UCT Potential | bar: 2019 to 2040
F6_Industrial_Stone, Clay, and Glass_Existing_Process_Natural Gas_Gas Boiler - Stack Economizer_A_Achievable Economic UCT Potential | F6 | Industrial | Stone, Clay, and Glass | Existing | Process | Natural Gas | Gas Boiler - Stack Economizer | A | Standalone Impact on Baseline Winter Peak (%) | Achievable Economic UCT Potential | bar: 2019 to 2040
F7_Industrial_Stone, Clay, and Glass_Existing_Process_Natural Gas_Gas Boiler - Stack Economizer_A_Achievable Economic UCT Potential | F7 | Industrial | Stone, Clay, and Glass | Existing | Process | Natural Gas | Gas Boiler - Stack Economizer | A | Incremental Energy Savings (MWh or mTherms) | Achievable Economic UCT Potential | 0 | 0 | 0.069859 | 0.068655 | 0.067471 | 0.066308 | 0.065164 | 0.057637 | 0.045314 | 0.035627 | 0.02801 | 0.022022 | 0.017313 | 0.013612 | 0.010702 | 0.0084138 | 0.006615 | 0.0052008 | 3.4862e-05 | 1.2236e-05 | 4.0994e-06 | 1.3137e-06
F8_Industrial_Stone, Clay, and Glass_Existing_Process_Natural Gas_Gas Boiler - Stack Economizer_A_Achievable Economic UCT Potential | F8 | Industrial | Stone, Clay, and Glass | Existing | Process | Natural Gas | Gas Boiler - Stack Economizer | A | Incremental Summer Peak Savings (MW) | Achievable Economic UCT Potential | 0 | 0 | 0 | 0 | 0 | 0 | 0 | 0 | 0 | 0 | 0 | 0 | 0 | 0 | 0 | 0 | 0 | 0 | 0 | 0 | 0 | 0
F9_Industrial_Stone, Clay, and Glass_Existing_Process_Natural Gas_Gas Boiler - Stack Economizer_A_Achievable Economic UCT Potential | F9 | Industrial | Stone, Clay, and Glass | Existing | Process | Natural Gas | Gas Boiler - Stack Economizer | A | Incremental Winter Peak Savings (MW) | Achievable Economic UCT Potential | 0 | 0 | 0 | 0 | 0 | 0 | 0 | 0 | 0 | 0 | 0 | 0 | 0 | 0 | 0 | 0 | 0 | 0 | 0 | 0 | 0 | 0
F10_Industrial_Stone, Clay, and Glass_Existing_Process_Natural Gas_Gas Boiler - Stack Economizer_A_Achievable Economic UCT Potential | F10 | Industrial | Stone, Clay, and Glass | Existing | Process | Natural Gas | Gas Boiler - Stack Economizer | A | Cumulative Energy Savings (MWh or mTherms) | Achievable Economic UCT Potential | 0 | 0 | 0.069859 | 0.13851 | 0.20598 | 0.27229 | 0.33746 | 0.39509 | 0.44041 | 0.47603 | 0.50404 | 0.52607 | 0.54338 | 0.55699 | 0.56769 | 0.57611 | 0.58272 | 0.58792 | 0.58796 | 0.58797 | 0.58797 | 0.58798
F11_Industrial_Stone, Clay, and Glass_Existing_Process_Natural Gas_Gas Boiler - Stack Economizer_A_Achievable Economic UCT Potential | F11 | Industrial | Stone, Clay, and Glass | Existing | Process | Natural Gas | Gas Boiler - Stack Economizer | A | Cumulative Summer Peak Savings (MW) | Achievable Economic UCT Potential | 0 | 0 | 0 | 0 | 0 | 0 | 0 | 0 | 0 | 0 | 0 | 0 | 0 | 0 | 0 | 0 | 0 | 0 | 0 | 0 | 0 | 0
F12_Industrial_Stone, Clay, and Glass_Existing_Process_Natural Gas_Gas Boiler - Stack Economizer_A_Achievable Economic UCT Potential | F12 | Industrial | Stone, Clay, and Glass | Existing | Process | Natural Gas | Gas Boiler - Stack Economizer | A | Cumulative Winter Peak Savings (MW) | Achievable Economic UCT Potential | 0 | 0 | 0 | 0 | 0 | 0 | 0 | 0 | 0 | 0 | 0 | 0 | 0 | 0 | 0 | 0 | 0 | 0 | 0 | 0 | 0 | 0
F13_Industrial_Stone, Clay, and Glass_Existing_Process_Natural Gas_Gas Boiler - Stack Economizer_A_Achievable Economic UCT Potential | F13 | Industrial | Stone, Clay, and Glass | Existing | Process | Natural Gas | Gas Boiler - Stack Economizer | A | Purchases (Incremental) | Achievable Economic UCT Potential | 0 | 0 | 12.6769 | 12.4583 | 12.2435 | 12.0324 | 11.825 | 10.459 | 8.2229 | 6.4649 | 5.0828 | 3.9961 | 3.1418 | 2.4701 | 1.942 | 1.5268 | 1.2004 | 0.94375 | 0.0063261 | 0.0022204 | 0.0007439 | 0.00023839
F14_Industrial_Stone, Clay, and Glass_Existing_Process_Natural Gas_Gas Boiler - Stack Economizer_A_Achievable Economic UCT Potential | F14 | Industrial | Stone, Clay, and Glass | Existing | Process | Natural Gas | Gas Boiler - Stack Economizer | A | Purchases (Cumulative) | Achievable Economic UCT Potential | 0 | 0 | 12.6769 | 25.1352 | 37.3787 | 49.4111 | 61.236 | 71.695 | 79.9179 | 86.3828 | 91.4656 | 95.4617 | 98.6035 | 101.0735 | 103.0155 | 104.5423 | 105.7427 | 106.6865 | 106.6928 | 106.695 | 106.6958 | 106.696
F1_Industrial_Stone, Clay, and Glass_Existing_Space Heating_Natural Gas_Gas Furnace Tube Inserts_A_Achievable Economic UCT Potential | F1 | Industrial | Stone, Clay, and Glass | Existing | Space Heating | Natural Gas | Gas Furnace Tube Inserts | A | Original Unit Energy Savings (kWh or therms) | Achievable Economic UCT Potential | 0 | 0 | 0.088102 | 0.087615 | 0.087128 | 0.086647 | 0.086173 | 0.085712 | 0.085266 | 0.084839 | 0.084432 | 0.08405 | 0.08369 | 0.083351 | 0.083032 | 0.082732 | 0.082449 | 0.082183 | 0.081933 | 0.081697 | 0.081476 | 0.081267
F2_Industrial_Stone, Clay, and Glass_Existing_Space Heating_Natural Gas_Gas Furnace Tube Inserts_A_Achievable Economic UCT Potential | F2 | Industrial | Stone, Clay, and Glass | Existing | Space Heating | Natural Gas | Gas Furnace Tube Inserts | A | Original Unit Summer Peak Savings (kW) | Achievable Economic UCT Potential | 0 | 0 | 0 | 0 | 0 | 0 | 0 | 0 | 0 | 0 | 0 | 0 | 0 | 0 | 0 | 0 | 0 | 0 | 0 | 0 | 0 | 0
F3_Industrial_Stone, Clay, and Glass_Existing_Space Heating_Natural Gas_Gas Furnace Tube Inserts_A_Achievable Economic UCT Potential | F3 | Industrial | Stone, Clay, and Glass | Existing | Space Heating | Natural Gas | Gas Furnace Tube Inserts | A | Original Unit Winter Peak Savings (kW) | Achievable Economic UCT Potential | 0 | 0 | 0 | 0 | 0 | 0 | 0 | 0 | 0 | 0 | 0 | 0 | 0 | 0 | 0 | 0 | 0 | 0 | 0 | 0 | 0 | 0
F4_Industrial_Stone, Clay, and Glass_Existing_Space Heating_Natural Gas_Gas Furnace Tube Inserts_A_Achievable Economic UCT Potential | F4 | Industrial | Stone, Clay, and Glass | Existing | Space Heating | Natural Gas | Gas Furnace Tube Inserts | A | Standalone Impact on Baseline Energy (%) | Achievable Economic UCT Potential | bar: 2019 to 2040
F5_Industrial_Stone, Clay, and Glass_Existing_Space Heating_Natural Gas_Gas Furnace Tube Inserts_A_Achievable Economic UCT Potential | F5 | Industrial | Stone, Clay, and Glass | Existing | Space Heating | Natural Gas | Gas Furnace Tube Inserts | A | Standalone Impact on Baseline Summer Peak (%) | Achievable Economic UCT Potential | bar: 2019 to 2040
F6_Industrial_Stone, Clay, and Glass_Existing_Space Heating_Natural Gas_Gas Furnace Tube Inserts_A_Achievable Economic UCT Potential | F6 | Industrial | Stone, Clay, and Glass | Existing | Space Heating | Natural Gas | Gas Furnace Tube Inserts | A | Standalone Impact on Baseline Winter Peak (%) | Achievable Economic UCT Potential | bar: 2019 to 2040
F7_Industrial_Stone, Clay, and Glass_Existing_Space Heating_Natural Gas_Gas Furnace Tube Inserts_A_Achievable Economic UCT Potential | F7 | Industrial | Stone, Clay, and Glass | Existing | Space Heating | Natural Gas | Gas Furnace Tube Inserts | A | Incremental Energy Savings (MWh or mTherms) | Achievable Economic UCT Potential | 0 | 0 | 0 | 0 | 0 | 0 | 0 | 0 | 0 | 0 | 0 | 0 | 0 | 0 | 0 | 0 | 0 | 0 | 0 | 0 | 0 | 0
F8_Industrial_Stone, Clay, and Glass_Existing_Space Heating_Natural Gas_Gas Furnace Tube Inserts_A_Achievable Economic UCT Potential | F8 | Industrial | Stone, Clay, and Glass | Existing | Space Heating | Natural Gas | Gas Furnace Tube Inserts | A | Incremental Summer Peak Savings (MW) | Achievable Economic UCT Potential | 0 | 0 | 0 | 0 | 0 | 0 | 0 | 0 | 0 | 0 | 0 | 0 | 0 | 0 | 0 | 0 | 0 | 0 | 0 | 0 | 0 | 0
F9_Industrial_Stone, Clay, and Glass_Existing_Space Heating_Natural Gas_Gas Furnace Tube Inserts_A_Achievable Economic UCT Potential | F9 | Industrial | Stone, Clay, and Glass | Existing | Space Heating | Natural Gas | Gas Furnace Tube Inserts | A | Incremental Winter Peak Savings (MW) | Achievable Economic UCT Potential | 0 | 0 | 0 | 0 | 0 | 0 | 0 | 0 | 0 | 0 | 0 | 0 | 0 | 0 | 0 | 0 | 0 | 0 | 0 | 0 | 0 | 0
F10_Industrial_Stone, Clay, and Glass_Existing_Space Heating_Natural Gas_Gas Furnace Tube Inserts_A_Achievable Economic UCT Potential | F10 | Industrial | Stone, Clay, and Glass | Existing | Space Heating | Natural Gas | Gas Furnace Tube Inserts | A | Cumulative Energy Savings (MWh or mTherms) | Achievable Economic UCT Potential | 0 | 0 | 0 | 0 | 0 | 0 | 0 | 0 | 0 | 0 | 0 | 0 | 0 | 0 | 0 | 0 | 0 | 0 | 0 | 0 | 0 | 0
F11_Industrial_Stone, Clay, and Glass_Existing_Space Heating_Natural Gas_Gas Furnace Tube Inserts_A_Achievable Economic UCT Potential | F11 | Industrial | Stone, Clay, and Glass | Existing | Space Heating | Natural Gas | Gas Furnace Tube Inserts | A | Cumulative Summer Peak Savings (MW) | Achievable Economic UCT Potential | 0 | 0 | 0 | 0 | 0 | 0 | 0 | 0 | 0 | 0 | 0 | 0 | 0 | 0 | 0 | 0 | 0 | 0 | 0 | 0 | 0 | 0
F12_Industrial_Stone, Clay, and Glass_Existing_Space Heating_Natural Gas_Gas Furnace Tube Inserts_A_Achievable Economic UCT Potential | F12 | Industrial | Stone, Clay, and Glass | Existing | Space Heating | Natural Gas | Gas Furnace Tube Inserts | A | Cumulative Winter Peak Savings (MW) | Achievable Economic UCT Potential | 0 | 0 | 0 | 0 | 0 | 0 | 0 | 0 | 0 | 0 | 0 | 0 | 0 | 0 | 0 | 0 | 0 | 0 | 0 | 0 | 0 | 0
F13_Industrial_Stone, Clay, and Glass_Existing_Space Heating_Natural Gas_Gas Furnace Tube Inserts_A_Achievable Economic UCT Potential | F13 | Industrial | Stone, Clay, and Glass | Existing | Space Heating | Natural Gas | Gas Furnace Tube Inserts | A | Purchases (Incremental) | Achievable Economic UCT Potential | 0 | 0 | 0 | 0 | 0 | 0 | 0 | 0 | 0 | 0 | 0 | 0 | 0 | 0 | 0 | 0 | 0 | 0 | 0 | 0 | 0 | 0
F14_Industrial_Stone, Clay, and Glass_Existing_Space Heating_Natural Gas_Gas Furnace Tube Inserts_A_Achievable Economic UCT Potential | F14 | Industrial | Stone, Clay, and Glass | Existing | Space Heating | Natural Gas | Gas Furnace Tube Inserts | A | Purchases (Cumulative) | Achievable Economic UCT Potential | 0 | 0 | 0 | 0 | 0 | 0 | 0 | 0 | 0 | 0 | 0 | 0 | 0 | 0 | 0 | 0 | 0 | 0 | 0 | 0 | 0 | 0
F1_Industrial_Stone, Clay, and Glass_Existing_Space Heating_Natural Gas_Space Heating - Heat Recovery Ventilator_A_Achievable Economic UCT Potential | F1 | Industrial | Stone, Clay, and Glass | Existing | Space Heating | Natural Gas | Space Heating - Heat Recovery Ventilator | A | Original Unit Energy Savings (kWh or therms) | Achievable Economic UCT Potential | 0 | 0 | 0.01336 | 0.013329 | 0.013297 | 0.013266 | 0.013235 | 0.013205 | 0.013176 | 0.013148 | 0.013122 | 0.013097 | 0.013074 | 0.013051 | 0.013031 | 0.013011 | 0.012992 | 0.012975 | 0.012959 | 0.012943 | 0.012929 | 0.012915
F2_Industrial_Stone, Clay, and Glass_Existing_Space Heating_Natural Gas_Space Heating - Heat Recovery Ventilator_A_Achievable Economic UCT Potential | F2 | Industrial | Stone, Clay, and Glass | Existing | Space Heating | Natural Gas | Space Heating - Heat Recovery Ventilator | A | Original Unit Summer Peak Savings (kW) | Achievable Economic UCT Potential | 0 | 0 | 0 | 0 | 0 | 0 | 0 | 0 | 0 | 0 | 0 | 0 | 0 | 0 | 0 | 0 | 0 | 0 | 0 | 0 | 0 | 0
F3_Industrial_Stone, Clay, and Glass_Existing_Space Heating_Natural Gas_Space Heating - Heat Recovery Ventilator_A_Achievable Economic UCT Potential | F3 | Industrial | Stone, Clay, and Glass | Existing | Space Heating | Natural Gas | Space Heating - Heat Recovery Ventilator | A | Original Unit Winter Peak Savings (kW) | Achievable Economic UCT Potential | 0 | 0 | 0 | 0 | 0 | 0 | 0 | 0 | 0 | 0 | 0 | 0 | 0 | 0 | 0 | 0 | 0 | 0 | 0 | 0 | 0 | 0
F4_Industrial_Stone, Clay, and Glass_Existing_Space Heating_Natural Gas_Space Heating - Heat Recovery Ventilator_A_Achievable Economic UCT Potential | F4 | Industrial | Stone, Clay, and Glass | Existing | Space Heating | Natural Gas | Space Heating - Heat Recovery Ventilator | A | Standalone Impact on Baseline Energy (%) | Achievable Economic UCT Potential | bar: 2019 to 2040
F5_Industrial_Stone, Clay, and Glass_Existing_Space Heating_Natural Gas_Space Heating - Heat Recovery Ventilator_A_Achievable Economic UCT Potential | F5 | Industrial | Stone, Clay, and Glass | Existing | Space Heating | Natural Gas | Space Heating - Heat Recovery Ventilator | A | Standalone Impact on Baseline Summer Peak (%) | Achievable Economic UCT Potential | bar: 2019 to 2040
F6_Industrial_Stone, Clay, and Glass_Existing_Space Heating_Natural Gas_Space Heating - Heat Recovery Ventilator_A_Achievable Economic UCT Potential | F6 | Industrial | Stone, Clay, and Glass | Existing | Space Heating | Natural Gas | Space Heating - Heat Recovery Ventilator | A | Standalone Impact on Baseline Winter Peak (%) | Achievable Economic UCT Potential | bar: 2019 to 2040
F7_Industrial_Stone, Clay, and Glass_Existing_Space Heating_Natural Gas_Space Heating - Heat Recovery Ventilator_A_Achievable Economic UCT Potential | F7 | Industrial | Stone, Clay, and Glass | Existing | Space Heating | Natural Gas | Space Heating - Heat Recovery Ventilator | A | Incremental Energy Savings (MWh or mTherms) | Achievable Economic UCT Potential | 0 | 0 | 0 | 0 | 0 | 0 | 0 | 0 | 0 | 0 | 0 | 0 | 0 | 0 | 0 | 0 | 0 | 0 | 0 | 0 | 0 | 0
F8_Industrial_Stone, Clay, and Glass_Existing_Space Heating_Natural Gas_Space Heating - Heat Recovery Ventilator_A_Achievable Economic UCT Potential | F8 | Industrial | Stone, Clay, and Glass | Existing | Space Heating | Natural Gas | Space Heating - Heat Recovery Ventilator | A | Incremental Summer Peak Savings (MW) | Achievable Economic UCT Potential | 0 | 0 | 0 | 0 | 0 | 0 | 0 | 0 | 0 | 0 | 0 | 0 | 0 | 0 | 0 | 0 | 0 | 0 | 0 | 0 | 0 | 0
F9_Industrial_Stone, Clay, and Glass_Existing_Space Heating_Natural Gas_Space Heating - Heat Recovery Ventilator_A_Achievable Economic UCT Potential | F9 | Industrial | Stone, Clay, and Glass | Existing | Space Heating | Natural Gas | Space Heating - Heat Recovery Ventilator | A | Incremental Winter Peak Savings (MW) | Achievable Economic UCT Potential | 0 | 0 | 0 | 0 | 0 | 0 | 0 | 0 | 0 | 0 | 0 | 0 | 0 | 0 | 0 | 0 | 0 | 0 | 0 | 0 | 0 | 0
F10_Industrial_Stone, Clay, and Glass_Existing_Space Heating_Natural Gas_Space Heating - Heat Recovery Ventilator_A_Achievable Economic UCT Potential | F10 | Industrial | Stone, Clay, and Glass | Existing | Space Heating | Natural Gas | Space Heating - Heat Recovery Ventilator | A | Cumulative Energy Savings (MWh or mTherms) | Achievable Economic UCT Potential | 0 | 0 | 0 | 0 | 0 | 0 | 0 | 0 | 0 | 0 | 0 | 0 | 0 | 0 | 0 | 0 | 0 | 0 | 0 | 0 | 0 | 0
F11_Industrial_Stone, Clay, and Glass_Existing_Space Heating_Natural Gas_Space Heating - Heat Recovery Ventilator_A_Achievable Economic UCT Potential | F11 | Industrial | Stone, Clay, and Glass | Existing | Space Heating | Natural Gas | Space Heating - Heat Recovery Ventilator | A | Cumulative Summer Peak Savings (MW) | Achievable Economic UCT Potential | 0 | 0 | 0 | 0 | 0 | 0 | 0 | 0 | 0 | 0 | 0 | 0 | 0 | 0 | 0 | 0 | 0 | 0 | 0 | 0 | 0 | 0
F12_Industrial_Stone, Clay, and Glass_Existing_Space Heating_Natural Gas_Space Heating - Heat Recovery Ventilator_A_Achievable Economic UCT Potential | F12 | Industrial | Stone, Clay, and Glass | Existing | Space Heating | Natural Gas | Space Heating - Heat Recovery Ventilator | A | Cumulative Winter Peak Savings (MW) | Achievable Economic UCT Potential | 0 | 0 | 0 | 0 | 0 | 0 | 0 | 0 | 0 | 0 | 0 | 0 | 0 | 0 | 0 | 0 | 0 | 0 | 0 | 0 | 0 | 0
F13_Industrial_Stone, Clay, and Glass_Existing_Space Heating_Natural Gas_Space Heating - Heat Recovery Ventilator_A_Achievable Economic UCT Potential | F13 | Industrial | Stone, Clay, and Glass | Existing | Space Heating | Natural Gas | Space Heating - Heat Recovery Ventilator | A | Purchases (Incremental) | Achievable Economic UCT Potential | 0 | 0 | 0 | 0 | 0 | 0 | 0 | 0 | 0 | 0 | 0 | 0 | 0 | 0 | 0 | 0 | 0 | 0 | 0 | 0 | 0 | 0
F14_Industrial_Stone, Clay, and Glass_Existing_Space Heating_Natural Gas_Space Heating - Heat Recovery Ventilator_A_Achievable Economic UCT Potential | F14 | Industrial | Stone, Clay, and Glass | Existing | Space Heating | Natural Gas | Space Heating - Heat Recovery Ventilator | A | Purchases (Cumulative) | Achievable Economic UCT Potential | 0 | 0 | 0 | 0 | 0 | 0 | 0 | 0 | 0 | 0 | 0 | 0 | 0 | 0 | 0 | 0 | 0 | 0 | 0 | 0 | 0 | 0
F1_Industrial_Stone, Clay, and Glass_Existing_Space Heating_Natural Gas_Thermostat - Programmable_A_Achievable Economic UCT Potential | F1 | Industrial | Stone, Clay, and Glass | Existing | Space Heating | Natural Gas | Thermostat - Programmable | A | Original Unit Energy Savings (kWh or therms) | Achievable Economic UCT Potential | 0 | 0 | 0.0064634 | 0.006448 | 0.0064327 | 0.0064176 | 0.0064027 | 0.0063882 | 0.0063742 | 0.0063608 | 0.006348 | 0.006336 | 0.0063246 | 0.0063139 | 0.0063038 | 0.0062943 | 0.0062853 | 0.0062769 | 0.006269 | 0.0062616 | 0.0062546 | 0.006248
F2_Industrial_Stone, Clay, and Glass_Existing_Space Heating_Natural Gas_Thermostat - Programmable_A_Achievable Economic UCT Potential | F2 | Industrial | Stone, Clay, and Glass | Existing | Space Heating | Natural Gas | Thermostat - Programmable | A | Original Unit Summer Peak Savings (kW) | Achievable Economic UCT Potential | 0 | 0 | 0 | 0 | 0 | 0 | 0 | 0 | 0 | 0 | 0 | 0 | 0 | 0 | 0 | 0 | 0 | 0 | 0 | 0 | 0 | 0
F3_Industrial_Stone, Clay, and Glass_Existing_Space Heating_Natural Gas_Thermostat - Programmable_A_Achievable Economic UCT Potential | F3 | Industrial | Stone, Clay, and Glass | Existing | Space Heating | Natural Gas | Thermostat - Programmable | A | Original Unit Winter Peak Savings (kW) | Achievable Economic UCT Potential | 0 | 0 | 0 | 0 | 0 | 0 | 0 | 0 | 0 | 0 | 0 | 0 | 0 | 0 | 0 | 0 | 0 | 0 | 0 | 0 | 0 | 0
F4_Industrial_Stone, Clay, and Glass_Existing_Space Heating_Natural Gas_Thermostat - Programmable_A_Achievable Economic UCT Potential | F4 | Industrial | Stone, Clay, and Glass | Existing | Space Heating | Natural Gas | Thermostat - Programmable | A | Standalone Impact on Baseline Energy (%) | Achievable Economic UCT Potential | bar: 2019 to 2040
F5_Industrial_Stone, Clay, and Glass_Existing_Space Heating_Natural Gas_Thermostat - Programmable_A_Achievable Economic UCT Potential | F5 | Industrial | Stone, Clay, and Glass | Existing | Space Heating | Natural Gas | Thermostat - Programmable | A | Standalone Impact on Baseline Summer Peak (%) | Achievable Economic UCT Potential | bar: 2019 to 2040
F6_Industrial_Stone, Clay, and Glass_Existing_Space Heating_Natural Gas_Thermostat - Programmable_A_Achievable Economic UCT Potential | F6 | Industrial | Stone, Clay, and Glass | Existing | Space Heating | Natural Gas | Thermostat - Programmable | A | Standalone Impact on Baseline Winter Peak (%) | Achievable Economic UCT Potential | bar: 2019 to 2040
F7_Industrial_Stone, Clay, and Glass_Existing_Space Heating_Natural Gas_Thermostat - Programmable_A_Achievable Economic UCT Potential | F7 | Industrial | Stone, Clay, and Glass | Existing | Space Heating | Natural Gas | Thermostat - Programmable | A | Incremental Energy Savings (MWh or mTherms) | Achievable Economic UCT Potential | 0 | 0 | 0 | 0 | 0 | 0 | 0 | 0 | 0 | 0 | 0 | 0 | 0 | 0 | 0 | 0 | 0 | 0 | 0 | 0 | 0 | 0
F8_Industrial_Stone, Clay, and Glass_Existing_Space Heating_Natural Gas_Thermostat - Programmable_A_Achievable Economic UCT Potential | F8 | Industrial | Stone, Clay, and Glass | Existing | Space Heating | Natural Gas | Thermostat - Programmable | A | Incremental Summer Peak Savings (MW) | Achievable Economic UCT Potential | 0 | 0 | 0 | 0 | 0 | 0 | 0 | 0 | 0 | 0 | 0 | 0 | 0 | 0 | 0 | 0 | 0 | 0 | 0 | 0 | 0 | 0
F9_Industrial_Stone, Clay, and Glass_Existing_Space Heating_Natural Gas_Thermostat - Programmable_A_Achievable Economic UCT Potential | F9 | Industrial | Stone, Clay, and Glass | Existing | Space Heating | Natural Gas | Thermostat - Programmable | A | Incremental Winter Peak Savings (MW) | Achievable Economic UCT Potential | 0 | 0 | 0 | 0 | 0 | 0 | 0 | 0 | 0 | 0 | 0 | 0 | 0 | 0 | 0 | 0 | 0 | 0 | 0 | 0 | 0 | 0
F10_Industrial_Stone, Clay, and Glass_Existing_Space Heating_Natural Gas_Thermostat - Programmable_A_Achievable Economic UCT Potential | F10 | Industrial | Stone, Clay, and Glass | Existing | Space Heating | Natural Gas | Thermostat - Programmable | A | Cumulative Energy Savings (MWh or mTherms) | Achievable Economic UCT Potential | 0 | 0 | 0 | 0 | 0 | 0 | 0 | 0 | 0 | 0 | 0 | 0 | 0 | 0 | 0 | 0 | 0 | 0 | 0 | 0 | 0 | 0
F11_Industrial_Stone, Clay, and Glass_Existing_Space Heating_Natural Gas_Thermostat - Programmable_A_Achievable Economic UCT Potential | F11 | Industrial | Stone, Clay, and Glass | Existing | Space Heating | Natural Gas | Thermostat - Programmable | A | Cumulative Summer Peak Savings (MW) | Achievable Economic UCT Potential | 0 | 0 | 0 | 0 | 0 | 0 | 0 | 0 | 0 | 0 | 0 | 0 | 0 | 0 | 0 | 0 | 0 | 0 | 0 | 0 | 0 | 0
F12_Industrial_Stone, Clay, and Glass_Existing_Space Heating_Natural Gas_Thermostat - Programmable_A_Achievable Economic UCT Potential | F12 | Industrial | Stone, Clay, and Glass | Existing | Space Heating | Natural Gas | Thermostat - Programmable | A | Cumulative Winter Peak Savings (MW) | Achievable Economic UCT Potential | 0 | 0 | 0 | 0 | 0 | 0 | 0 | 0 | 0 | 0 | 0 | 0 | 0 | 0 | 0 | 0 | 0 | 0 | 0 | 0 | 0 | 0
F13_Industrial_Stone, Clay, and Glass_Existing_Space Heating_Natural Gas_Thermostat - Programmable_A_Achievable Economic UCT Potential | F13 | Industrial | Stone, Clay, and Glass | Existing | Space Heating | Natural Gas | Thermostat - Programmable | A | Purchases (Incremental) | Achievable Economic UCT Potential | 0 | 0 | 0 | 0 | 0 | 0 | 0 | 0 | 0 | 0 | 0 | 0 | 0 | 0 | 0 | 0 | 0 | 0 | 0 | 0 | 0 | 0
F14_Industrial_Stone, Clay, and Glass_Existing_Space Heating_Natural Gas_Thermostat - Programmable_A_Achievable Economic UCT Potential | F14 | Industrial | Stone, Clay, and Glass | Existing | Space Heating | Natural Gas | Thermostat - Programmable | A | Purchases (Cumulative) | Achievable Economic UCT Potential | 0 | 0 | 0 | 0 | 0 | 0 | 0 | 0 | 0 | 0 | 0 | 0 | 0 | 0 | 0 | 0 | 0 | 0 | 0 | 0 | 0 | 0
F1_Industrial_Stone, Clay, and Glass_Existing_Space Heating_Natural Gas_ENERGY STAR Connected Thermostat_A_Achievable Economic UCT Potential | F1 | Industrial | Stone, Clay, and Glass | Existing | Space Heating | Natural Gas | ENERGY STAR Connected Thermostat | A | Original Unit Energy Savings (kWh or therms) | Achievable Economic UCT Potential | 0 | 0 | 0.015624 | 0.015587 | 0.01555 | 0.015514 | 0.015478 | 0.015443 | 0.015409 | 0.015376 | 0.015345 | 0.015316 | 0.015289 | 0.015263 | 0.015238 | 0.015215 | 0.015194 | 0.015173 | 0.015154 | 0.015136 | 0.01512 | 0.015104
F2_Industrial_Stone, Clay, and Glass_Existing_Space Heating_Natural Gas_ENERGY STAR Connected Thermostat_A_Achievable Economic UCT Potential | F2 | Industrial | Stone, Clay, and Glass | Existing | Space Heating | Natural Gas | ENERGY STAR Connected Thermostat | A | Original Unit Summer Peak Savings (kW) | Achievable Economic UCT Potential | 0 | 0 | 0 | 0 | 0 | 0 | 0 | 0 | 0 | 0 | 0 | 0 | 0 | 0 | 0 | 0 | 0 | 0 | 0 | 0 | 0 | 0
F3_Industrial_Stone, Clay, and Glass_Existing_Space Heating_Natural Gas_ENERGY STAR Connected Thermostat_A_Achievable Economic UCT Potential | F3 | Industrial | Stone, Clay, and Glass | Existing | Space Heating | Natural Gas | ENERGY STAR Connected Thermostat | A | Original Unit Winter Peak Savings (kW) | Achievable Economic UCT Potential | 0 | 0 | 0 | 0 | 0 | 0 | 0 | 0 | 0 | 0 | 0 | 0 | 0 | 0 | 0 | 0 | 0 | 0 | 0 | 0 | 0 | 0
F4_Industrial_Stone, Clay, and Glass_Existing_Space Heating_Natural Gas_ENERGY STAR Connected Thermostat_A_Achievable Economic UCT Potential | F4 | Industrial | Stone, Clay, and Glass | Existing | Space Heating | Natural Gas | ENERGY STAR Connected Thermostat | A | Standalone Impact on Baseline Energy (%) | Achievable Economic UCT Potential | bar: 2019 to 2040
F5_Industrial_Stone, Clay, and Glass_Existing_Space Heating_Natural Gas_ENERGY STAR Connected Thermostat_A_Achievable Economic UCT Potential | F5 | Industrial | Stone, Clay, and Glass | Existing | Space Heating | Natural Gas | ENERGY STAR Connected Thermostat | A | Standalone Impact on Baseline Summer Peak (%) | Achievable Economic UCT Potential | bar: 2019 to 2040
F6_Industrial_Stone, Clay, and Glass_Existing_Space Heating_Natural Gas_ENERGY STAR Connected Thermostat_A_Achievable Economic UCT Potential | F6 | Industrial | Stone, Clay, and Glass | Existing | Space Heating | Natural Gas | ENERGY STAR Connected Thermostat | A | Standalone Impact on Baseline Winter Peak (%) | Achievable Economic UCT Potential | bar: 2019 to 2040
F7_Industrial_Stone, Clay, and Glass_Existing_Space Heating_Natural Gas_ENERGY STAR Connected Thermostat_A_Achievable Economic UCT Potential | F7 | Industrial | Stone, Clay, and Glass | Existing | Space Heating | Natural Gas | ENERGY STAR Connected Thermostat | A | Incremental Energy Savings (MWh or mTherms) | Achievable Economic UCT Potential | 0 | 0 | 0 | 0 | 0 | 0 | 0 | 0 | 0 | 0 | 0 | 0 | 0 | 0 | 0 | 0 | 0 | 0 | 0 | 0 | 0 | 0
F8_Industrial_Stone, Clay, and Glass_Existing_Space Heating_Natural Gas_ENERGY STAR Connected Thermostat_A_Achievable Economic UCT Potential | F8 | Industrial | Stone, Clay, and Glass | Existing | Space Heating | Natural Gas | ENERGY STAR Connected Thermostat | A | Incremental Summer Peak Savings (MW) | Achievable Economic UCT Potential | 0 | 0 | 0 | 0 | 0 | 0 | 0 | 0 | 0 | 0 | 0 | 0 | 0 | 0 | 0 | 0 | 0 | 0 | 0 | 0 | 0 | 0
F9_Industrial_Stone, Clay, and Glass_Existing_Space Heating_Natural Gas_ENERGY STAR Connected Thermostat_A_Achievable Economic UCT Potential | F9 | Industrial | Stone, Clay, and Glass | Existing | Space Heating | Natural Gas | ENERGY STAR Connected Thermostat | A | Incremental Winter Peak Savings (MW) | Achievable Economic UCT Potential | 0 | 0 | 0 | 0 | 0 | 0 | 0 | 0 | 0 | 0 | 0 | 0 | 0 | 0 | 0 | 0 | 0 | 0 | 0 | 0 | 0 | 0
F10_Industrial_Stone, Clay, and Glass_Existing_Space Heating_Natural Gas_ENERGY STAR Connected Thermostat_A_Achievable Economic UCT Potential | F10 | Industrial | Stone, Clay, and Glass | Existing | Space Heating | Natural Gas | ENERGY STAR Connected Thermostat | A | Cumulative Energy Savings (MWh or mTherms) | Achievable Economic UCT Potential | 0 | 0 | 0 | 0 | 0 | 0 | 0 | 0 | 0 | 0 | 0 | 0 | 0 | 0 | 0 | 0 | 0 | 0 | 0 | 0 | 0 | 0
F11_Industrial_Stone, Clay, and Glass_Existing_Space Heating_Natural Gas_ENERGY STAR Connected Thermostat_A_Achievable Economic UCT Potential | F11 | Industrial | Stone, Clay, and Glass | Existing | Space Heating | Natural Gas | ENERGY STAR Connected Thermostat | A | Cumulative Summer Peak Savings (MW) | Achievable Economic UCT Potential | 0 | 0 | 0 | 0 | 0 | 0 | 0 | 0 | 0 | 0 | 0 | 0 | 0 | 0 | 0 | 0 | 0 | 0 | 0 | 0 | 0 | 0
F12_Industrial_Stone, Clay, and Glass_Existing_Space Heating_Natural Gas_ENERGY STAR Connected Thermostat_A_Achievable Economic UCT Potential | F12 | Industrial | Stone, Clay, and Glass | Existing | Space Heating | Natural Gas | ENERGY STAR Connected Thermostat | A | Cumulative Winter Peak Savings (MW) | Achievable Economic UCT Potential | 0 | 0 | 0 | 0 | 0 | 0 | 0 | 0 | 0 | 0 | 0 | 0 | 0 | 0 | 0 | 0 | 0 | 0 | 0 | 0 | 0 | 0
F13_Industrial_Stone, Clay, and Glass_Existing_Space Heating_Natural Gas_ENERGY STAR Connected Thermostat_A_Achievable Economic UCT Potential | F13 | Industrial | Stone, Clay, and Glass | Existing | Space Heating | Natural Gas | ENERGY STAR Connected Thermostat | A | Purchases (Incremental) | Achievable Economic UCT Potential | 0 | 0 | 0 | 0 | 0 | 0 | 0 | 0 | 0 | 0 | 0 | 0 | 0 | 0 | 0 | 0 | 0 | 0 | 0 | 0 | 0 | 0
F14_Industrial_Stone, Clay, and Glass_Existing_Space Heating_Natural Gas_ENERGY STAR Connected Thermostat_A_Achievable Economic UCT Potential | F14 | Industrial | Stone, Clay, and Glass | Existing | Space Heating | Natural Gas | ENERGY STAR Connected Thermostat | A | Purchases (Cumulative) | Achievable Economic UCT Potential | 0 | 0 | 0 | 0 | 0 | 0 | 0 | 0 | 0 | 0 | 0 | 0 | 0 | 0 | 0 | 0 | 0 | 0 | 0 | 0 | 0 | 0
F1_Industrial_Stone, Clay, and Glass_Existing_Space Heating_Natural Gas_Destratification Fans (HVLS)_A_Achievable Economic UCT Potential | F1 | Industrial | Stone, Clay, and Glass | Existing | Space Heating | Natural Gas | Destratification Fans (HVLS) | A | Original Unit Energy Savings (kWh or therms) | Achievable Economic UCT Potential | 0 | 0 | 0.015624 | 0.015587 | 0.01555 | 0.015514 | 0.015478 | 0.015443 | 0.015409 | 0.015376 | 0.015345 | 0.015316 | 0.015289 | 0.015263 | 0.015238 | 0.015215 | 0.015194 | 0.015173 | 0.015154 | 0.015136 | 0.01512 | 0.015104
F2_Industrial_Stone, Clay, and Glass_Existing_Space Heating_Natural Gas_Destratification Fans (HVLS)_A_Achievable Economic UCT Potential | F2 | Industrial | Stone, Clay, and Glass | Existing | Space Heating | Natural Gas | Destratification Fans (HVLS) | A | Original Unit Summer Peak Savings (kW) | Achievable Economic UCT Potential | 0 | 0 | 0 | 0 | 0 | 0 | 0 | 0 | 0 | 0 | 0 | 0 | 0 | 0 | 0 | 0 | 0 | 0 | 0 | 0 | 0 | 0
F3_Industrial_Stone, Clay, and Glass_Existing_Space Heating_Natural Gas_Destratification Fans (HVLS)_A_Achievable Economic UCT Potential | F3 | Industrial | Stone, Clay, and Glass | Existing | Space Heating | Natural Gas | Destratification Fans (HVLS) | A | Original Unit Winter Peak Savings (kW) | Achievable Economic UCT Potential | 0 | 0 | 0 | 0 | 0 | 0 | 0 | 0 | 0 | 0 | 0 | 0 | 0 | 0 | 0 | 0 | 0 | 0 | 0 | 0 | 0 | 0
F4_Industrial_Stone, Clay, and Glass_Existing_Space Heating_Natural Gas_Destratification Fans (HVLS)_A_Achievable Economic UCT Potential | F4 | Industrial | Stone, Clay, and Glass | Existing | Space Heating | Natural Gas | Destratification Fans (HVLS) | A | Standalone Impact on Baseline Energy (%) | Achievable Economic UCT Potential | bar: 2019 to 2040
F5_Industrial_Stone, Clay, and Glass_Existing_Space Heating_Natural Gas_Destratification Fans (HVLS)_A_Achievable Economic UCT Potential | F5 | Industrial | Stone, Clay, and Glass | Existing | Space Heating | Natural Gas | Destratification Fans (HVLS) | A | Standalone Impact on Baseline Summer Peak (%) | Achievable Economic UCT Potential | bar: 2019 to 2040
F6_Industrial_Stone, Clay, and Glass_Existing_Space Heating_Natural Gas_Destratification Fans (HVLS)_A_Achievable Economic UCT Potential | F6 | Industrial | Stone, Clay, and Glass | Existing | Space Heating | Natural Gas | Destratification Fans (HVLS) | A | Standalone Impact on Baseline Winter Peak (%) | Achievable Economic UCT Potential | bar: 2019 to 2040
F7_Industrial_Stone, Clay, and Glass_Existing_Space Heating_Natural Gas_Destratification Fans (HVLS)_A_Achievable Economic UCT Potential | F7 | Industrial | Stone, Clay, and Glass | Existing | Space Heating | Natural Gas | Destratification Fans (HVLS) | A | Incremental Energy Savings (MWh or mTherms) | Achievable Economic UCT Potential | 0 | 0 | 0 | 0 | 0 | 0 | 0 | 0 | 0 | 0 | 0 | 0 | 0 | 0 | 0 | 0 | 0 | 0 | 0 | 0 | 0 | 0
F8_Industrial_Stone, Clay, and Glass_Existing_Space Heating_Natural Gas_Destratification Fans (HVLS)_A_Achievable Economic UCT Potential | F8 | Industrial | Stone, Clay, and Glass | Existing | Space Heating | Natural Gas | Destratification Fans (HVLS) | A | Incremental Summer Peak Savings (MW) | Achievable Economic UCT Potential | 0 | 0 | 0 | 0 | 0 | 0 | 0 | 0 | 0 | 0 | 0 | 0 | 0 | 0 | 0 | 0 | 0 | 0 | 0 | 0 | 0 | 0
F9_Industrial_Stone, Clay, and Glass_Existing_Space Heating_Natural Gas_Destratification Fans (HVLS)_A_Achievable Economic UCT Potential | F9 | Industrial | Stone, Clay, and Glass | Existing | Space Heating | Natural Gas | Destratification Fans (HVLS) | A | Incremental Winter Peak Savings (MW) | Achievable Economic UCT Potential | 0 | 0 | 0 | 0 | 0 | 0 | 0 | 0 | 0 | 0 | 0 | 0 | 0 | 0 | 0 | 0 | 0 | 0 | 0 | 0 | 0 | 0
F10_Industrial_Stone, Clay, and Glass_Existing_Space Heating_Natural Gas_Destratification Fans (HVLS)_A_Achievable Economic UCT Potential | F10 | Industrial | Stone, Clay, and Glass | Existing | Space Heating | Natural Gas | Destratification Fans (HVLS) | A | Cumulative Energy Savings (MWh or mTherms) | Achievable Economic UCT Potential | 0 | 0 | 0 | 0 | 0 | 0 | 0 | 0 | 0 | 0 | 0 | 0 | 0 | 0 | 0 | 0 | 0 | 0 | 0 | 0 | 0 | 0
F11_Industrial_Stone, Clay, and Glass_Existing_Space Heating_Natural Gas_Destratification Fans (HVLS)_A_Achievable Economic UCT Potential | F11 | Industrial | Stone, Clay, and Glass | Existing | Space Heating | Natural Gas | Destratification Fans (HVLS) | A | Cumulative Summer Peak Savings (MW) | Achievable Economic UCT Potential | 0 | 0 | 0 | 0 | 0 | 0 | 0 | 0 | 0 | 0 | 0 | 0 | 0 | 0 | 0 | 0 | 0 | 0 | 0 | 0 | 0 | 0
F12_Industrial_Stone, Clay, and Glass_Existing_Space Heating_Natural Gas_Destratification Fans (HVLS)_A_Achievable Economic UCT Potential | F12 | Industrial | Stone, Clay, and Glass | Existing | Space Heating | Natural Gas | Destratification Fans (HVLS) | A | Cumulative Winter Peak Savings (MW) | Achievable Economic UCT Potential | 0 | 0 | 0 | 0 | 0 | 0 | 0 | 0 | 0 | 0 | 0 | 0 | 0 | 0 | 0 | 0 | 0 | 0 | 0 | 0 | 0 | 0
F13_Industrial_Stone, Clay, and Glass_Existing_Space Heating_Natural Gas_Destratification Fans (HVLS)_A_Achievable Economic UCT Potential | F13 | Industrial | Stone, Clay, and Glass | Existing | Space Heating | Natural Gas | Destratification Fans (HVLS) | A | Purchases (Incremental) | Achievable Economic UCT Potential | 0 | 0 | 0 | 0 | 0 | 0 | 0 | 0 | 0 | 0 | 0 | 0 | 0 | 0 | 0 | 0 | 0 | 0 | 0 | 0 | 0 | 0
F14_Industrial_Stone, Clay, and Glass_Existing_Space Heating_Natural Gas_Destratification Fans (HVLS)_A_Achievable Economic UCT Potential | F14 | Industrial | Stone, Clay, and Glass | Existing | Space Heating | Natural Gas | Destratification Fans (HVLS) | A | Purchases (Cumulative) | Achievable Economic UCT Potential | 0 | 0 | 0 | 0 | 0 | 0 | 0 | 0 | 0 | 0 | 0 | 0 | 0 | 0 | 0 | 0 | 0 | 0 | 0 | 0 | 0 | 0
F1_Industrial_Stone, Clay, and Glass_Existing_Space Heating_Natural Gas_Gas Boiler - Insulate Steam Lines/Condensate Tank_A_Achievable Economic UCT Potential | F1 | Industrial | Stone, Clay, and Glass | Existing | Space Heating | Natural Gas | Gas Boiler - Insulate Steam Lines/Condensate Tank | A | Original Unit Energy Savings (kWh or therms) | Achievable Economic UCT Potential | 0 | 0 | 76.9349 | 76.7417 | 76.5526 | 76.3679 | 76.188 | 76.0132 | 75.844 | 75.6806 | 75.5233 | 75.3722 | 75.2277 | 75.09 | 74.9592 | 74.8355 | 74.7191 | 74.61 | 74.5085 | 74.4146 | 74.3284 | 74.2501
F2_Industrial_Stone, Clay, and Glass_Existing_Space Heating_Natural Gas_Gas Boiler - Insulate Steam Lines/Condensate Tank_A_Achievable Economic UCT Potential | F2 | Industrial | Stone, Clay, and Glass | Existing | Space Heating | Natural Gas | Gas Boiler - Insulate Steam Lines/Condensate Tank | A | Original Unit Summer Peak Savings (kW) | Achievable Economic UCT Potential | 0 | 0 | 0 | 0 | 0 | 0 | 0 | 0 | 0 | 0 | 0 | 0 | 0 | 0 | 0 | 0 | 0 | 0 | 0 | 0 | 0 | 0
F3_Industrial_Stone, Clay, and Glass_Existing_Space Heating_Natural Gas_Gas Boiler - Insulate Steam Lines/Condensate Tank_A_Achievable Economic UCT Potential | F3 | Industrial | Stone, Clay, and Glass | Existing | Space Heating | Natural Gas | Gas Boiler - Insulate Steam Lines/Condensate Tank | A | Original Unit Winter Peak Savings (kW) | Achievable Economic UCT Potential | 0 | 0 | 0 | 0 | 0 | 0 | 0 | 0 | 0 | 0 | 0 | 0 | 0 | 0 | 0 | 0 | 0 | 0 | 0 | 0 | 0 | 0
F4_Industrial_Stone, Clay, and Glass_Existing_Space Heating_Natural Gas_Gas Boiler - Insulate Steam Lines/Condensate Tank_A_Achievable Economic UCT Potential | F4 | Industrial | Stone, Clay, and Glass | Existing | Space Heating | Natural Gas | Gas Boiler - Insulate Steam Lines/Condensate Tank | A | Standalone Impact on Baseline Energy (%) | Achievable Economic UCT Potential | 0% | 0% | 0.005127% | 0.01034% | 0.01565% | 0.02105% | 0.02654% | 0.03213% | 0.03782% | 0.0436% | 0.04949% | 0.05548% | 0.06157% | 0.06776% | 0.07406% | 0.08047% | 0.08699% | 0.09363% | 0.1004% | 0.1073% | 0.1142% | 0.1214%
F5_Industrial_Stone, Clay, and Glass_Existing_Space Heating_Natural Gas_Gas Boiler - Insulate Steam Lines/Condensate Tank_A_Achievable Economic UCT Potential | F5 | Industrial | Stone, Clay, and Glass | Existing | Space Heating | Natural Gas | Gas Boiler - Insulate Steam Lines/Condensate Tank | A | Standalone Impact on Baseline Summer Peak (%) | Achievable Economic UCT Potential | bar: 2019 to 2040
F6_Industrial_Stone, Clay, and Glass_Existing_Space Heating_Natural Gas_Gas Boiler - Insulate Steam Lines/Condensate Tank_A_Achievable Economic UCT Potential | F6 | Industrial | Stone, Clay, and Glass | Existing | Space Heating | Natural Gas | Gas Boiler - Insulate Steam Lines/Condensate Tank | A | Standalone Impact on Baseline Winter Peak (%) | Achievable Economic UCT Potential | bar: 2019 to 2040
F7_Industrial_Stone, Clay, and Glass_Existing_Space Heating_Natural Gas_Gas Boiler - Insulate Steam Lines/Condensate Tank_A_Achievable Economic UCT Potential | F7 | Industrial | Stone, Clay, and Glass | Existing | Space Heating | Natural Gas | Gas Boiler - Insulate Steam Lines/Condensate Tank | A | Incremental Energy Savings (MWh or mTherms) | Achievable Economic UCT Potential | 0 | 0 | 0.0050267 | 0.0049276 | 0.0048307 | 0.004736 | 0.0046434 | 0.0045528 | 0.0044644 | 0.004378 | 0.0042935 | 0.0042111 | 0.0041305 | 0.0040519 | 0.0039751 | 0.0039001 | 0.0038269 | 0.0037554 | 0.0036857 | 0.0036175 | 0.0035511 | 0.0034862
F8_Industrial_Stone, Clay, and Glass_Existing_Space Heating_Natural Gas_Gas Boiler - Insulate Steam Lines/Condensate Tank_A_Achievable Economic UCT Potential | F8 | Industrial | Stone, Clay, and Glass | Existing | Space Heating | Natural Gas | Gas Boiler - Insulate Steam Lines/Condensate Tank | A | Incremental Summer Peak Savings (MW) | Achievable Economic UCT Potential | 0 | 0 | 0 | 0 | 0 | 0 | 0 | 0 | 0 | 0 | 0 | 0 | 0 | 0 | 0 | 0 | 0 | 0 | 0 | 0 | 0 | 0
F9_Industrial_Stone, Clay, and Glass_Existing_Space Heating_Natural Gas_Gas Boiler - Insulate Steam Lines/Condensate Tank_A_Achievable Economic UCT Potential | F9 | Industrial | Stone, Clay, and Glass | Existing | Space Heating | Natural Gas | Gas Boiler - Insulate Steam Lines/Condensate Tank | A | Incremental Winter Peak Savings (MW) | Achievable Economic UCT Potential | 0 | 0 | 0 | 0 | 0 | 0 | 0 | 0 | 0 | 0 | 0 | 0 | 0 | 0 | 0 | 0 | 0 | 0 | 0 | 0 | 0 | 0
F10_Industrial_Stone, Clay, and Glass_Existing_Space Heating_Natural Gas_Gas Boiler - Insulate Steam Lines/Condensate Tank_A_Achievable Economic UCT Potential | F10 | Industrial | Stone, Clay, and Glass | Existing | Space Heating | Natural Gas | Gas Boiler - Insulate Steam Lines/Condensate Tank | A | Cumulative Energy Savings (MWh or mTherms) | Achievable Economic UCT Potential | 0 | 0 | 0.0050267 | 0.0099417 | 0.014748 | 0.019448 | 0.024046 | 0.028544 | 0.032944 | 0.037251 | 0.041467 | 0.045596 | 0.049639 | 0.0536 | 0.057481 | 0.061287 | 0.065018 | 0.068679 | 0.072271 | 0.075797 | 0.079261 | 0.082663
F11_Industrial_Stone, Clay, and Glass_Existing_Space Heating_Natural Gas_Gas Boiler - Insulate Steam Lines/Condensate Tank_A_Achievable Economic UCT Potential | F11 | Industrial | Stone, Clay, and Glass | Existing | Space Heating | Natural Gas | Gas Boiler - Insulate Steam Lines/Condensate Tank | A | Cumulative Summer Peak Savings (MW) | Achievable Economic UCT Potential | 0 | 0 | 0 | 0 | 0 | 0 | 0 | 0 | 0 | 0 | 0 | 0 | 0 | 0 | 0 | 0 | 0 | 0 | 0 | 0 | 0 | 0
F12_Industrial_Stone, Clay, and Glass_Existing_Space Heating_Natural Gas_Gas Boiler - Insulate Steam Lines/Condensate Tank_A_Achievable Economic UCT Potential | F12 | Industrial | Stone, Clay, and Glass | Existing | Space Heating | Natural Gas | Gas Boiler - Insulate Steam Lines/Condensate Tank | A | Cumulative Winter Peak Savings (MW) | Achievable Economic UCT Potential | 0 | 0 | 0 | 0 | 0 | 0 | 0 | 0 | 0 | 0 | 0 | 0 | 0 | 0 | 0 | 0 | 0 | 0 | 0 | 0 | 0 | 0
F13_Industrial_Stone, Clay, and Glass_Existing_Space Heating_Natural Gas_Gas Boiler - Insulate Steam Lines/Condensate Tank_A_Achievable Economic UCT Potential | F13 | Industrial | Stone, Clay, and Glass | Existing | Space Heating | Natural Gas | Gas Boiler - Insulate Steam Lines/Condensate Tank | A | Purchases (Incremental) | Achievable Economic UCT Potential | 0 | 0 | 0.065337 | 0.064211 | 0.063103 | 0.062015 | 0.060946 | 0.059895 | 0.058863 | 0.057848 | 0.05685 | 0.05587 | 0.054907 | 0.05396 | 0.05303 | 0.052116 | 0.051217 | 0.050334 | 0.049466 | 0.048613 | 0.047775 | 0.046952
F14_Industrial_Stone, Clay, and Glass_Existing_Space Heating_Natural Gas_Gas Boiler - Insulate Steam Lines/Condensate Tank_A_Achievable Economic UCT Potential | F14 | Industrial | Stone, Clay, and Glass | Existing | Space Heating | Natural Gas | Gas Boiler - Insulate Steam Lines/Condensate Tank | A | Purchases (Cumulative) | Achievable Economic UCT Potential | 0 | 0 | 0.065337 | 0.12955 | 0.19265 | 0.25467 | 0.31561 | 0.37551 | 0.43437 | 0.49222 | 0.54907 | 0.60494 | 0.65985 | 0.71381 | 0.76684 | 0.81895 | 0.87017 | 0.9205 | 0.96997 | 1.0186 | 1.0664 | 1.1133
F1_Industrial_Stone, Clay, and Glass_Existing_Process_Natural Gas_Gas Boiler - Insulate Steam Lines/Condensate Tank_A_Achievable Economic UCT Potential | F1 | Industrial | Stone, Clay, and Glass | Existing | Process | Natural Gas | Gas Boiler - Insulate Steam Lines/Condensate Tank | A | Original Unit Energy Savings (kWh or therms) | Achievable Economic UCT Potential | 0 | 0 | 45.5894 | 45.5894 | 45.5894 | 45.5894 | 45.5894 | 45.5894 | 45.5894 | 45.5894 | 45.5894 | 45.5894 | 45.5894 | 45.5894 | 45.5894 | 45.5894 | 45.5894 | 45.5894 | 45.5894 | 45.5894 | 45.5894 | 45.5894
F2_Industrial_Stone, Clay, and Glass_Existing_Process_Natural Gas_Gas Boiler - Insulate Steam Lines/Condensate Tank_A_Achievable Economic UCT Potential | F2 | Industrial | Stone, Clay, and Glass | Existing | Process | Natural Gas | Gas Boiler - Insulate Steam Lines/Condensate Tank | A | Original Unit Summer Peak Savings (kW) | Achievable Economic UCT Potential | 0 | 0 | 0 | 0 | 0 | 0 | 0 | 0 | 0 | 0 | 0 | 0 | 0 | 0 | 0 | 0 | 0 | 0 | 0 | 0 | 0 | 0
F3_Industrial_Stone, Clay, and Glass_Existing_Process_Natural Gas_Gas Boiler - Insulate Steam Lines/Condensate Tank_A_Achievable Economic UCT Potential | F3 | Industrial | Stone, Clay, and Glass | Existing | Process | Natural Gas | Gas Boiler - Insulate Steam Lines/Condensate Tank | A | Original Unit Winter Peak Savings (kW) | Achievable Economic UCT Potential | 0 | 0 | 0 | 0 | 0 | 0 | 0 | 0 | 0 | 0 | 0 | 0 | 0 | 0 | 0 | 0 | 0 | 0 | 0 | 0 | 0 | 0
F4_Industrial_Stone, Clay, and Glass_Existing_Process_Natural Gas_Gas Boiler - Insulate Steam Lines/Condensate Tank_A_Achievable Economic UCT Potential | F4 | Industrial | Stone, Clay, and Glass | Existing | Process | Natural Gas | Gas Boiler - Insulate Steam Lines/Condensate Tank | A | Standalone Impact on Baseline Energy (%) | Achievable Economic UCT Potential | 0% | 0% | 0.00172% | 0.003471% | 0.005252% | 0.007065% | 0.008909% | 0.01079% | 0.0127% | 0.01464% | 0.01662% | 0.01863% | 0.02067% | 0.02276% | 0.02488% | 0.02703% | 0.02923% | 0.03146% | 0.03373% | 0.03605% | 0.0384% | 0.04079%
F5_Industrial_Stone, Clay, and Glass_Existing_Process_Natural Gas_Gas Boiler - Insulate Steam Lines/Condensate Tank_A_Achievable Economic UCT Potential | F5 | Industrial | Stone, Clay, and Glass | Existing | Process | Natural Gas | Gas Boiler - Insulate Steam Lines/Condensate Tank | A | Standalone Impact on Baseline Summer Peak (%) | Achievable Economic UCT Potential | bar: 2019 to 2040
F6_Industrial_Stone, Clay, and Glass_Existing_Process_Natural Gas_Gas Boiler - Insulate Steam Lines/Condensate Tank_A_Achievable Economic UCT Potential | F6 | Industrial | Stone, Clay, and Glass | Existing | Process | Natural Gas | Gas Boiler - Insulate Steam Lines/Condensate Tank | A | Standalone Impact on Baseline Winter Peak (%) | Achievable Economic UCT Potential | bar: 2019 to 2040
F7_Industrial_Stone, Clay, and Glass_Existing_Process_Natural Gas_Gas Boiler - Insulate Steam Lines/Condensate Tank_A_Achievable Economic UCT Potential | F7 | Industrial | Stone, Clay, and Glass | Existing | Process | Natural Gas | Gas Boiler - Insulate Steam Lines/Condensate Tank | A | Incremental Energy Savings (MWh or mTherms) | Achievable Economic UCT Potential | 0 | 0 | 0.033025 | 0.032455 | 0.031896 | 0.031346 | 0.030805 | 0.030274 | 0.029752 | 0.029239 | 0.028735 | 0.02824 | 0.027753 | 0.027274 | 0.026804 | 0.026342 | 0.025888 | 0.025441 | 0.025003 | 0.024572 | 0.024148 | 0.023732
F8_Industrial_Stone, Clay, and Glass_Existing_Process_Natural Gas_Gas Boiler - Insulate Steam Lines/Condensate Tank_A_Achievable Economic UCT Potential | F8 | Industrial | Stone, Clay, and Glass | Existing | Process | Natural Gas | Gas Boiler - Insulate Steam Lines/Condensate Tank | A | Incremental Summer Peak Savings (MW) | Achievable Economic UCT Potential | 0 | 0 | 0 | 0 | 0 | 0 | 0 | 0 | 0 | 0 | 0 | 0 | 0 | 0 | 0 | 0 | 0 | 0 | 0 | 0 | 0 | 0
F9_Industrial_Stone, Clay, and Glass_Existing_Process_Natural Gas_Gas Boiler - Insulate Steam Lines/Condensate Tank_A_Achievable Economic UCT Potential | F9 | Industrial | Stone, Clay, and Glass | Existing | Process | Natural Gas | Gas Boiler - Insulate Steam Lines/Condensate Tank | A | Incremental Winter Peak Savings (MW) | Achievable Economic UCT Potential | 0 | 0 | 0 | 0 | 0 | 0 | 0 | 0 | 0 | 0 | 0 | 0 | 0 | 0 | 0 | 0 | 0 | 0 | 0 | 0 | 0 | 0
F10_Industrial_Stone, Clay, and Glass_Existing_Process_Natural Gas_Gas Boiler - Insulate Steam Lines/Condensate Tank_A_Achievable Economic UCT Potential | F10 | Industrial | Stone, Clay, and Glass | Existing | Process | Natural Gas | Gas Boiler - Insulate Steam Lines/Condensate Tank | A | Cumulative Energy Savings (MWh or mTherms) | Achievable Economic UCT Potential | 0 | 0 | 0.033025 | 0.06548 | 0.097376 | 0.12872 | 0.15953 | 0.1898 | 0.21955 | 0.24879 | 0.27753 | 0.30577 | 0.33352 | 0.3608 | 0.3876 | 0.41394 | 0.43983 | 0.46527 | 0.49027 | 0.51485 | 0.53899 | 0.56273
F11_Industrial_Stone, Clay, and Glass_Existing_Process_Natural Gas_Gas Boiler - Insulate Steam Lines/Condensate Tank_A_Achievable Economic UCT Potential | F11 | Industrial | Stone, Clay, and Glass | Existing | Process | Natural Gas | Gas Boiler - Insulate Steam Lines/Condensate Tank | A | Cumulative Summer Peak Savings (MW) | Achievable Economic UCT Potential | 0 | 0 | 0 | 0 | 0 | 0 | 0 | 0 | 0 | 0 | 0 | 0 | 0 | 0 | 0 | 0 | 0 | 0 | 0 | 0 | 0 | 0
F12_Industrial_Stone, Clay, and Glass_Existing_Process_Natural Gas_Gas Boiler - Insulate Steam Lines/Condensate Tank_A_Achievable Economic UCT Potential | F12 | Industrial | Stone, Clay, and Glass | Existing | Process | Natural Gas | Gas Boiler - Insulate Steam Lines/Condensate Tank | A | Cumulative Winter Peak Savings (MW) | Achievable Economic UCT Potential | 0 | 0 | 0 | 0 | 0 | 0 | 0 | 0 | 0 | 0 | 0 | 0 | 0 | 0 | 0 | 0 | 0 | 0 | 0 | 0 | 0 | 0
F13_Industrial_Stone, Clay, and Glass_Existing_Process_Natural Gas_Gas Boiler - Insulate Steam Lines/Condensate Tank_A_Achievable Economic UCT Potential | F13 | Industrial | Stone, Clay, and Glass | Existing | Process | Natural Gas | Gas Boiler - Insulate Steam Lines/Condensate Tank | A | Purchases (Incremental) | Achievable Economic UCT Potential | 0 | 0 | 0.7244 | 0.71191 | 0.69963 | 0.68757 | 0.67571 | 0.66406 | 0.65261 | 0.64136 | 0.6303 | 0.61944 | 0.60876 | 0.59826 | 0.58795 | 0.57781 | 0.56785 | 0.55806 | 0.54844 | 0.53898 | 0.52969 | 0.52055
F14_Industrial_Stone, Clay, and Glass_Existing_Process_Natural Gas_Gas Boiler - Insulate Steam Lines/Condensate Tank_A_Achievable Economic UCT Potential | F14 | Industrial | Stone, Clay, and Glass | Existing | Process | Natural Gas | Gas Boiler - Insulate Steam Lines/Condensate Tank | A | Purchases (Cumulative) | Achievable Economic UCT Potential | 0 | 0 | 0.7244 | 1.4363 | 2.1359 | 2.8235 | 3.4992 | 4.1633 | 4.8159 | 5.4573 | 6.0876 | 6.707 | 7.3158 | 7.914 | 8.502 | 9.0798 | 9.6476 | 10.2057 | 10.7541 | 11.2931 | 11.8228 | 12.3433
F1_Industrial_Stone, Clay, and Glass_Existing_Space Heating_Natural Gas_Gas Boiler - Insulate Hot Water Lines_A_Achievable Economic UCT Potential | F1 | Industrial | Stone, Clay, and Glass | Existing | Space Heating | Natural Gas | Gas Boiler - Insulate Hot Water Lines | A | Original Unit Energy Savings (kWh or therms) | Achievable Economic UCT Potential | 0 | 0 | 86.9606 | 86.7423 | 86.5285 | 86.3197 | 86.1164 | 85.9189 | 85.7276 | 85.5429 | 85.365 | 85.1943 | 85.031 | 84.8753 | 84.7275 | 84.5877 | 84.456 | 84.3328 | 84.218 | 84.1119 | 84.0145 | 83.9259
F2_Industrial_Stone, Clay, and Glass_Existing_Space Heating_Natural Gas_Gas Boiler - Insulate Hot Water Lines_A_Achievable Economic UCT Potential | F2 | Industrial | Stone, Clay, and Glass | Existing | Space Heating | Natural Gas | Gas Boiler - Insulate Hot Water Lines | A | Original Unit Summer Peak Savings (kW) | Achievable Economic UCT Potential | 0 | 0 | 0 | 0 | 0 | 0 | 0 | 0 | 0 | 0 | 0 | 0 | 0 | 0 | 0 | 0 | 0 | 0 | 0 | 0 | 0 | 0
F3_Industrial_Stone, Clay, and Glass_Existing_Space Heating_Natural Gas_Gas Boiler - Insulate Hot Water Lines_A_Achievable Economic UCT Potential | F3 | Industrial | Stone, Clay, and Glass | Existing | Space Heating | Natural Gas | Gas Boiler - Insulate Hot Water Lines | A | Original Unit Winter Peak Savings (kW) | Achievable Economic UCT Potential | 0 | 0 | 0 | 0 | 0 | 0 | 0 | 0 | 0 | 0 | 0 | 0 | 0 | 0 | 0 | 0 | 0 | 0 | 0 | 0 | 0 | 0
F4_Industrial_Stone, Clay, and Glass_Existing_Space Heating_Natural Gas_Gas Boiler - Insulate Hot Water Lines_A_Achievable Economic UCT Potential | F4 | Industrial | Stone, Clay, and Glass | Existing | Space Heating | Natural Gas | Gas Boiler - Insulate Hot Water Lines | A | Standalone Impact on Baseline Energy (%) | Achievable Economic UCT Potential | 0% | 0% | 0.01159% | 0.02338% | 0.03537% | 0.04758% | 0.06% | 0.07264% | 0.08549% | 0.09857% | 0.1119% | 0.1254% | 0.1392% | 0.1532% | 0.1674% | 0.1819% | 0.1967% | 0.2117% | 0.2269% | 0.2425% | 0.2583% | 0.2744%
F5_Industrial_Stone, Clay, and Glass_Existing_Space Heating_Natural Gas_Gas Boiler - Insulate Hot Water Lines_A_Achievable Economic UCT Potential | F5 | Industrial | Stone, Clay, and Glass | Existing | Space Heating | Natural Gas | Gas Boiler - Insulate Hot Water Lines | A | Standalone Impact on Baseline Summer Peak (%) | Achievable Economic UCT Potential | bar: 2019 to 2040
F6_Industrial_Stone, Clay, and Glass_Existing_Space Heating_Natural Gas_Gas Boiler - Insulate Hot Water Lines_A_Achievable Economic UCT Potential | F6 | Industrial | Stone, Clay, and Glass | Existing | Space Heating | Natural Gas | Gas Boiler - Insulate Hot Water Lines | A | Standalone Impact on Baseline Winter Peak (%) | Achievable Economic UCT Potential | bar: 2019 to 2040
F7_Industrial_Stone, Clay, and Glass_Existing_Space Heating_Natural Gas_Gas Boiler - Insulate Hot Water Lines_A_Achievable Economic UCT Potential | F7 | Industrial | Stone, Clay, and Glass | Existing | Space Heating | Natural Gas | Gas Boiler - Insulate Hot Water Lines | A | Incremental Energy Savings (MWh or mTherms) | Achievable Economic UCT Potential | 0 | 0 | 0.011363 | 0.01114 | 0.01092 | 0.010706 | 0.010497 | 0.010292 | 0.010092 | 0.0098969 | 0.0097061 | 0.0095197 | 0.0093376 | 0.0091598 | 0.0089862 | 0.0088167 | 0.0086512 | 0.0084896 | 0.0083319 | 0.0081779 | 0.0080276 | 0.0078809
F8_Industrial_Stone, Clay, and Glass_Existing_Space Heating_Natural Gas_Gas Boiler - Insulate Hot Water Lines_A_Achievable Economic UCT Potential | F8 | Industrial | Stone, Clay, and Glass | Existing | Space Heating | Natural Gas | Gas Boiler - Insulate Hot Water Lines | A | Incremental Summer Peak Savings (MW) | Achievable Economic UCT Potential | 0 | 0 | 0 | 0 | 0 | 0 | 0 | 0 | 0 | 0 | 0 | 0 | 0 | 0 | 0 | 0 | 0 | 0 | 0 | 0 | 0 | 0
F9_Industrial_Stone, Clay, and Glass_Existing_Space Heating_Natural Gas_Gas Boiler - Insulate Hot Water Lines_A_Achievable Economic UCT Potential | F9 | Industrial | Stone, Clay, and Glass | Existing | Space Heating | Natural Gas | Gas Boiler - Insulate Hot Water Lines | A | Incremental Winter Peak Savings (MW) | Achievable Economic UCT Potential | 0 | 0 | 0 | 0 | 0 | 0 | 0 | 0 | 0 | 0 | 0 | 0 | 0 | 0 | 0 | 0 | 0 | 0 | 0 | 0 | 0 | 0
F10_Industrial_Stone, Clay, and Glass_Existing_Space Heating_Natural Gas_Gas Boiler - Insulate Hot Water Lines_A_Achievable Economic UCT Potential | F10 | Industrial | Stone, Clay, and Glass | Existing | Space Heating | Natural Gas | Gas Boiler - Insulate Hot Water Lines | A | Cumulative Energy Savings (MWh or mTherms) | Achievable Economic UCT Potential | 0 | 0 | 0.011363 | 0.022474 | 0.03334 | 0.043965 | 0.054359 | 0.064526 | 0.074475 | 0.084212 | 0.093743 | 0.10307 | 0.11221 | 0.12117 | 0.12994 | 0.13855 | 0.14698 | 0.15526 | 0.16338 | 0.17135 | 0.17918 | 0.18687
F11_Industrial_Stone, Clay, and Glass_Existing_Space Heating_Natural Gas_Gas Boiler - Insulate Hot Water Lines_A_Achievable Economic UCT Potential | F11 | Industrial | Stone, Clay, and Glass | Existing | Space Heating | Natural Gas | Gas Boiler - Insulate Hot Water Lines | A | Cumulative Summer Peak Savings (MW) | Achievable Economic UCT Potential | 0 | 0 | 0 | 0 | 0 | 0 | 0 | 0 | 0 | 0 | 0 | 0 | 0 | 0 | 0 | 0 | 0 | 0 | 0 | 0 | 0 | 0
F12_Industrial_Stone, Clay, and Glass_Existing_Space Heating_Natural Gas_Gas Boiler - Insulate Hot Water Lines_A_Achievable Economic UCT Potential | F12 | Industrial | Stone, Clay, and Glass | Existing | Space Heating | Natural Gas | Gas Boiler - Insulate Hot Water Lines | A | Cumulative Winter Peak Savings (MW) | Achievable Economic UCT Potential | 0 | 0 | 0 | 0 | 0 | 0 | 0 | 0 | 0 | 0 | 0 | 0 | 0 | 0 | 0 | 0 | 0 | 0 | 0 | 0 | 0 | 0
F13_Industrial_Stone, Clay, and Glass_Existing_Space Heating_Natural Gas_Gas Boiler - Insulate Hot Water Lines_A_Achievable Economic UCT Potential | F13 | Industrial | Stone, Clay, and Glass | Existing | Space Heating | Natural Gas | Gas Boiler - Insulate Hot Water Lines | A | Purchases (Incremental) | Achievable Economic UCT Potential | 0 | 0 | 0.13067 | 0.12842 | 0.12621 | 0.12403 | 0.12189 | 0.11979 | 0.11773 | 0.1157 | 0.1137 | 0.11174 | 0.10981 | 0.10792 | 0.10606 | 0.10423 | 0.10243 | 0.10067 | 0.098933 | 0.097227 | 0.09555 | 0.093903
F14_Industrial_Stone, Clay, and Glass_Existing_Space Heating_Natural Gas_Gas Boiler - Insulate Hot Water Lines_A_Achievable Economic UCT Potential | F14 | Industrial | Stone, Clay, and Glass | Existing | Space Heating | Natural Gas | Gas Boiler - Insulate Hot Water Lines | A | Purchases (Cumulative) | Achievable Economic UCT Potential | 0 | 0 | 0.13067 | 0.2591 | 0.3853 | 0.50933 | 0.63123 | 0.75102 | 0.86874 | 0.98444 | 1.0981 | 1.2099 | 1.3197 | 1.4276 | 1.5337 | 1.6379 | 1.7403 | 1.841 | 1.9399 | 2.0372 | 2.1327 | 2.2266
F1_Industrial_Stone, Clay, and Glass_Existing_Process_Natural Gas_Gas Boiler - Insulate Hot Water Lines_A_Achievable Economic UCT Potential | F1 | Industrial | Stone, Clay, and Glass | Existing | Process | Natural Gas | Gas Boiler - Insulate Hot Water Lines | A | Original Unit Energy Savings (kWh or therms) | Achievable Economic UCT Potential | 0 | 0 | 51.5303 | 51.5303 | 51.5303 | 51.5303 | 51.5303 | 51.5303 | 51.5303 | 51.5303 | 51.5303 | 51.5303 | 51.5303 | 51.5303 | 51.5303 | 51.5303 | 51.5303 | 51.5303 | 51.5303 | 51.5303 | 51.5303 | 51.5303
F2_Industrial_Stone, Clay, and Glass_Existing_Process_Natural Gas_Gas Boiler - Insulate Hot Water Lines_A_Achievable Economic UCT Potential | F2 | Industrial | Stone, Clay, and Glass | Existing | Process | Natural Gas | Gas Boiler - Insulate Hot Water Lines | A | Original Unit Summer Peak Savings (kW) | Achievable Economic UCT Potential | 0 | 0 | 0 | 0 | 0 | 0 | 0 | 0 | 0 | 0 | 0 | 0 | 0 | 0 | 0 | 0 | 0 | 0 | 0 | 0 | 0 | 0
F3_Industrial_Stone, Clay, and Glass_Existing_Process_Natural Gas_Gas Boiler - Insulate Hot Water Lines_A_Achievable Economic UCT Potential | F3 | Industrial | Stone, Clay, and Glass | Existing | Process | Natural Gas | Gas Boiler - Insulate Hot Water Lines | A | Original Unit Winter Peak Savings (kW) | Achievable Economic UCT Potential | 0 | 0 | 0 | 0 | 0 | 0 | 0 | 0 | 0 | 0 | 0 | 0 | 0 | 0 | 0 | 0 | 0 | 0 | 0 | 0 | 0 | 0
F4_Industrial_Stone, Clay, and Glass_Existing_Process_Natural Gas_Gas Boiler - Insulate Hot Water Lines_A_Achievable Economic UCT Potential | F4 | Industrial | Stone, Clay, and Glass | Existing | Process | Natural Gas | Gas Boiler - Insulate Hot Water Lines | A | Standalone Impact on Baseline Energy (%) | Achievable Economic UCT Potential | 0% | 0% | 0.003889% | 0.007847% | 0.01187% | 0.01597% | 0.02014% | 0.02438% | 0.0287% | 0.03309% | 0.03756% | 0.04211% | 0.04674% | 0.05145% | 0.05624% | 0.06112% | 0.06608% | 0.07113% | 0.07626% | 0.08149% | 0.08681% | 0.09222%
F5_Industrial_Stone, Clay, and Glass_Existing_Process_Natural Gas_Gas Boiler - Insulate Hot Water Lines_A_Achievable Economic UCT Potential | F5 | Industrial | Stone, Clay, and Glass | Existing | Process | Natural Gas | Gas Boiler - Insulate Hot Water Lines | A | Standalone Impact on Baseline Summer Peak (%) | Achievable Economic UCT Potential | bar: 2019 to 2040
F6_Industrial_Stone, Clay, and Glass_Existing_Process_Natural Gas_Gas Boiler - Insulate Hot Water Lines_A_Achievable Economic UCT Potential | F6 | Industrial | Stone, Clay, and Glass | Existing | Process | Natural Gas | Gas Boiler - Insulate Hot Water Lines | A | Standalone Impact on Baseline Winter Peak (%) | Achievable Economic UCT Potential | bar: 2019 to 2040
F7_Industrial_Stone, Clay, and Glass_Existing_Process_Natural Gas_Gas Boiler - Insulate Hot Water Lines_A_Achievable Economic UCT Potential | F7 | Industrial | Stone, Clay, and Glass | Existing | Process | Natural Gas | Gas Boiler - Insulate Hot Water Lines | A | Incremental Energy Savings (MWh or mTherms) | Achievable Economic UCT Potential | 0 | 0 | 0.074657 | 0.073369 | 0.072104 | 0.070861 | 0.06964 | 0.068439 | 0.067259 | 0.066099 | 0.06496 | 0.06384 | 0.062739 | 0.061657 | 0.060594 | 0.059549 | 0.058523 | 0.057514 | 0.056522 | 0.055548 | 0.05459 | 0.053649
F8_Industrial_Stone, Clay, and Glass_Existing_Process_Natural Gas_Gas Boiler - Insulate Hot Water Lines_A_Achievable Economic UCT Potential | F8 | Industrial | Stone, Clay, and Glass | Existing | Process | Natural Gas | Gas Boiler - Insulate Hot Water Lines | A | Incremental Summer Peak Savings (MW) | Achievable Economic UCT Potential | 0 | 0 | 0 | 0 | 0 | 0 | 0 | 0 | 0 | 0 | 0 | 0 | 0 | 0 | 0 | 0 | 0 | 0 | 0 | 0 | 0 | 0
F9_Industrial_Stone, Clay, and Glass_Existing_Process_Natural Gas_Gas Boiler - Insulate Hot Water Lines_A_Achievable Economic UCT Potential | F9 | Industrial | Stone, Clay, and Glass | Existing | Process | Natural Gas | Gas Boiler - Insulate Hot Water Lines | A | Incremental Winter Peak Savings (MW) | Achievable Economic UCT Potential | 0 | 0 | 0 | 0 | 0 | 0 | 0 | 0 | 0 | 0 | 0 | 0 | 0 | 0 | 0 | 0 | 0 | 0 | 0 | 0 | 0 | 0
F10_Industrial_Stone, Clay, and Glass_Existing_Process_Natural Gas_Gas Boiler - Insulate Hot Water Lines_A_Achievable Economic UCT Potential | F10 | Industrial | Stone, Clay, and Glass | Existing | Process | Natural Gas | Gas Boiler - Insulate Hot Water Lines | A | Cumulative Energy Savings (MWh or mTherms) | Achievable Economic UCT Potential | 0 | 0 | 0.074657 | 0.14803 | 0.22013 | 0.29099 | 0.36063 | 0.42907 | 0.49633 | 0.56243 | 0.62739 | 0.69123 | 0.75397 | 0.81562 | 0.87622 | 0.93577 | 0.99429 | 1.0518 | 1.1083 | 1.1639 | 1.2185 | 1.2721
F11_Industrial_Stone, Clay, and Glass_Existing_Process_Natural Gas_Gas Boiler - Insulate Hot Water Lines_A_Achievable Economic UCT Potential | F11 | Industrial | Stone, Clay, and Glass | Existing | Process | Natural Gas | Gas Boiler - Insulate Hot Water Lines | A | Cumulative Summer Peak Savings (MW) | Achievable Economic UCT Potential | 0 | 0 | 0 | 0 | 0 | 0 | 0 | 0 | 0 | 0 | 0 | 0 | 0 | 0 | 0 | 0 | 0 | 0 | 0 | 0 | 0 | 0
F12_Industrial_Stone, Clay, and Glass_Existing_Process_Natural Gas_Gas Boiler - Insulate Hot Water Lines_A_Achievable Economic UCT Potential | F12 | Industrial | Stone, Clay, and Glass | Existing | Process | Natural Gas | Gas Boiler - Insulate Hot Water Lines | A | Cumulative Winter Peak Savings (MW) | Achievable Economic UCT Potential | 0 | 0 | 0 | 0 | 0 | 0 | 0 | 0 | 0 | 0 | 0 | 0 | 0 | 0 | 0 | 0 | 0 | 0 | 0 | 0 | 0 | 0
F13_Industrial_Stone, Clay, and Glass_Existing_Process_Natural Gas_Gas Boiler - Insulate Hot Water Lines_A_Achievable Economic UCT Potential | F13 | Industrial | Stone, Clay, and Glass | Existing | Process | Natural Gas | Gas Boiler - Insulate Hot Water Lines | A | Purchases (Incremental) | Achievable Economic UCT Potential | 0 | 0 | 1.4488 | 1.4238 | 1.3993 | 1.3751 | 1.3514 | 1.3281 | 1.3052 | 1.2827 | 1.2606 | 1.2389 | 1.2175 | 1.1965 | 1.1759 | 1.1556 | 1.1357 | 1.1161 | 1.0969 | 1.078 | 1.0594 | 1.0411
F14_Industrial_Stone, Clay, and Glass_Existing_Process_Natural Gas_Gas Boiler - Insulate Hot Water Lines_A_Achievable Economic UCT Potential | F14 | Industrial | Stone, Clay, and Glass | Existing | Process | Natural Gas | Gas Boiler - Insulate Hot Water Lines | A | Purchases (Cumulative) | Achievable Economic UCT Potential | 0 | 0 | 1.4488 | 2.8726 | 4.2719 | 5.647 | 6.9984 | 8.3266 | 9.6318 | 10.9145 | 12.1751 | 13.414 | 14.6315 | 15.828 | 17.0039 | 18.1595 | 19.2952 | 20.4114 | 21.5082 | 22.5862 | 23.6456 | 24.6867
F1_Industrial_Stone, Clay, and Glass_Existing_Process_Natural Gas_Process - Insulate Heated Process Fluids_A_Achievable Economic UCT Potential | F1 | Industrial | Stone, Clay, and Glass | Existing | Process | Natural Gas | Process - Insulate Heated Process Fluids | A | Original Unit Energy Savings (kWh or therms) | Achievable Economic UCT Potential | 0 | 0 | 1280.913 | 1280.913 | 1280.913 | 1280.913 | 1280.913 | 1280.913 | 1280.913 | 1280.913 | 1280.913 | 1280.913 | 1280.913 | 1280.913 | 1280.913 | 1280.913 | 1280.913 | 1280.913 | 1280.913 | 1280.913 | 1280.913 | 1280.913
F2_Industrial_Stone, Clay, and Glass_Existing_Process_Natural Gas_Process - Insulate Heated Process Fluids_A_Achievable Economic UCT Potential | F2 | Industrial | Stone, Clay, and Glass | Existing | Process | Natural Gas | Process - Insulate Heated Process Fluids | A | Original Unit Summer Peak Savings (kW) | Achievable Economic UCT Potential | 0 | 0 | 0 | 0 | 0 | 0 | 0 | 0 | 0 | 0 | 0 | 0 | 0 | 0 | 0 | 0 | 0 | 0 | 0 | 0 | 0 | 0
F3_Industrial_Stone, Clay, and Glass_Existing_Process_Natural Gas_Process - Insulate Heated Process Fluids_A_Achievable Economic UCT Potential | F3 | Industrial | Stone, Clay, and Glass | Existing | Process | Natural Gas | Process - Insulate Heated Process Fluids | A | Original Unit Winter Peak Savings (kW) | Achievable Economic UCT Potential | 0 | 0 | 0 | 0 | 0 | 0 | 0 | 0 | 0 | 0 | 0 | 0 | 0 | 0 | 0 | 0 | 0 | 0 | 0 | 0 | 0 | 0
F4_Industrial_Stone, Clay, and Glass_Existing_Process_Natural Gas_Process - Insulate Heated Process Fluids_A_Achievable Economic UCT Potential | F4 | Industrial | Stone, Clay, and Glass | Existing | Process | Natural Gas | Process - Insulate Heated Process Fluids | A | Standalone Impact on Baseline Energy (%) | Achievable Economic UCT Potential | 0% | 0% | 0.1057% | 0.2133% | 0.3228% | 0.4342% | 0.5476% | 0.6523% | 0.7399% | 0.8138% | 0.8768% | 0.9312% | 0.9787% | 1.021% | 1.059% | 1.093% | 1.125% | 1.155% | 1.175% | 1.196% | 1.217% | 1.238%
F5_Industrial_Stone, Clay, and Glass_Existing_Process_Natural Gas_Process - Insulate Heated Process Fluids_A_Achievable Economic UCT Potential | F5 | Industrial | Stone, Clay, and Glass | Existing | Process | Natural Gas | Process - Insulate Heated Process Fluids | A | Standalone Impact on Baseline Summer Peak (%) | Achievable Economic UCT Potential | bar: 2019 to 2040
F6_Industrial_Stone, Clay, and Glass_Existing_Process_Natural Gas_Process - Insulate Heated Process Fluids_A_Achievable Economic UCT Potential | F6 | Industrial | Stone, Clay, and Glass | Existing | Process | Natural Gas | Process - Insulate Heated Process Fluids | A | Standalone Impact on Baseline Winter Peak (%) | Achievable Economic UCT Potential | bar: 2019 to 2040
F7_Industrial_Stone, Clay, and Glass_Existing_Process_Natural Gas_Process - Insulate Heated Process Fluids_A_Achievable Economic UCT Potential | F7 | Industrial | Stone, Clay, and Glass | Existing | Process | Natural Gas | Process - Insulate Heated Process Fluids | A | Incremental Energy Savings (MWh or mTherms) | Achievable Economic UCT Potential | 0 | 0 | 2.0297 | 1.9948 | 1.9604 | 1.9266 | 1.8933 | 1.6746 | 1.3166 | 1.0351 | 0.81382 | 0.63983 | 0.50304 | 0.39549 | 0.31094 | 0.24446 | 0.1922 | 0.15111 | 0.0010129 | 0.00035551 | 0.00011911 | 3.817e-05
F8_Industrial_Stone, Clay, and Glass_Existing_Process_Natural Gas_Process - Insulate Heated Process Fluids_A_Achievable Economic UCT Potential | F8 | Industrial | Stone, Clay, and Glass | Existing | Process | Natural Gas | Process - Insulate Heated Process Fluids | A | Incremental Summer Peak Savings (MW) | Achievable Economic UCT Potential | 0 | 0 | 0 | 0 | 0 | 0 | 0 | 0 | 0 | 0 | 0 | 0 | 0 | 0 | 0 | 0 | 0 | 0 | 0 | 0 | 0 | 0
F9_Industrial_Stone, Clay, and Glass_Existing_Process_Natural Gas_Process - Insulate Heated Process Fluids_A_Achievable Economic UCT Potential | F9 | Industrial | Stone, Clay, and Glass | Existing | Process | Natural Gas | Process - Insulate Heated Process Fluids | A | Incremental Winter Peak Savings (MW) | Achievable Economic UCT Potential | 0 | 0 | 0 | 0 | 0 | 0 | 0 | 0 | 0 | 0 | 0 | 0 | 0 | 0 | 0 | 0 | 0 | 0 | 0 | 0 | 0 | 0
F10_Industrial_Stone, Clay, and Glass_Existing_Process_Natural Gas_Process - Insulate Heated Process Fluids_A_Achievable Economic UCT Potential | F10 | Industrial | Stone, Clay, and Glass | Existing | Process | Natural Gas | Process - Insulate Heated Process Fluids | A | Cumulative Energy Savings (MWh or mTherms) | Achievable Economic UCT Potential | 0 | 0 | 2.0297 | 4.0245 | 5.9849 | 7.9114 | 9.8048 | 11.4794 | 12.796 | 13.8311 | 14.6449 | 15.2848 | 15.7878 | 16.1833 | 16.4942 | 16.7387 | 16.9309 | 17.082 | 17.083 | 17.0834 | 17.0835 | 17.0835
F11_Industrial_Stone, Clay, and Glass_Existing_Process_Natural Gas_Process - Insulate Heated Process Fluids_A_Achievable Economic UCT Potential | F11 | Industrial | Stone, Clay, and Glass | Existing | Process | Natural Gas | Process - Insulate Heated Process Fluids | A | Cumulative Summer Peak Savings (MW) | Achievable Economic UCT Potential | 0 | 0 | 0 | 0 | 0 | 0 | 0 | 0 | 0 | 0 | 0 | 0 | 0 | 0 | 0 | 0 | 0 | 0 | 0 | 0 | 0 | 0
F12_Industrial_Stone, Clay, and Glass_Existing_Process_Natural Gas_Process - Insulate Heated Process Fluids_A_Achievable Economic UCT Potential | F12 | Industrial | Stone, Clay, and Glass | Existing | Process | Natural Gas | Process - Insulate Heated Process Fluids | A | Cumulative Winter Peak Savings (MW) | Achievable Economic UCT Potential | 0 | 0 | 0 | 0 | 0 | 0 | 0 | 0 | 0 | 0 | 0 | 0 | 0 | 0 | 0 | 0 | 0 | 0 | 0 | 0 | 0 | 0
F13_Industrial_Stone, Clay, and Glass_Existing_Process_Natural Gas_Process - Insulate Heated Process Fluids_A_Achievable Economic UCT Potential | F13 | Industrial | Stone, Clay, and Glass | Existing | Process | Natural Gas | Process - Insulate Heated Process Fluids | A | Purchases (Incremental) | Achievable Economic UCT Potential | 0 | 0 | 1.5846 | 1.5573 | 1.5304 | 1.5041 | 1.4781 | 1.3074 | 1.0279 | 0.80811 | 0.63534 | 0.49951 | 0.39272 | 0.30876 | 0.24275 | 0.19085 | 0.15005 | 0.11797 | 0.00079077 | 0.00027755 | 9.2987e-05 | 2.9799e-05
F14_Industrial_Stone, Clay, and Glass_Existing_Process_Natural Gas_Process - Insulate Heated Process Fluids_A_Achievable Economic UCT Potential | F14 | Industrial | Stone, Clay, and Glass | Existing | Process | Natural Gas | Process - Insulate Heated Process Fluids | A | Purchases (Cumulative) | Achievable Economic UCT Potential | 0 | 0 | 1.5846 | 3.1419 | 4.6723 | 6.1764 | 7.6545 | 8.9619 | 9.9897 | 10.7979 | 11.4332 | 11.9327 | 12.3254 | 12.6342 | 12.8769 | 13.0678 | 13.2178 | 13.3358 | 13.3366 | 13.3369 | 13.337 | 13.337
F1_Industrial_Stone, Clay, and Glass_Existing_Process_Natural Gas_Process Heat Recovery_A_Achievable Economic UCT Potential | F1 | Industrial | Stone, Clay, and Glass | Existing | Process | Natural Gas | Process Heat Recovery | A | Original Unit Energy Savings (kWh or therms) | Achievable Economic UCT Potential | 0 | 0 | 73.39 | 73.39 | 73.39 | 73.39 | 73.39 | 73.39 | 73.39 | 73.39 | 73.39 | 73.39 | 73.39 | 73.39 | 73.39 | 73.39 | 73.39 | 73.39 | 73.39 | 73.39 | 73.39 | 73.39
F2_Industrial_Stone, Clay, and Glass_Existing_Process_Natural Gas_Process Heat Recovery_A_Achievable Economic UCT Potential | F2 | Industrial | Stone, Clay, and Glass | Existing | Process | Natural Gas | Process Heat Recovery | A | Original Unit Summer Peak Savings (kW) | Achievable Economic UCT Potential | 0 | 0 | 0 | 0 | 0 | 0 | 0 | 0 | 0 | 0 | 0 | 0 | 0 | 0 | 0 | 0 | 0 | 0 | 0 | 0 | 0 | 0
F3_Industrial_Stone, Clay, and Glass_Existing_Process_Natural Gas_Process Heat Recovery_A_Achievable Economic UCT Potential | F3 | Industrial | Stone, Clay, and Glass | Existing | Process | Natural Gas | Process Heat Recovery | A | Original Unit Winter Peak Savings (kW) | Achievable Economic UCT Potential | 0 | 0 | 0 | 0 | 0 | 0 | 0 | 0 | 0 | 0 | 0 | 0 | 0 | 0 | 0 | 0 | 0 | 0 | 0 | 0 | 0 | 0
F4_Industrial_Stone, Clay, and Glass_Existing_Process_Natural Gas_Process Heat Recovery_A_Achievable Economic UCT Potential | F4 | Industrial | Stone, Clay, and Glass | Existing | Process | Natural Gas | Process Heat Recovery | A | Standalone Impact on Baseline Energy (%) | Achievable Economic UCT Potential | 0% | 0% | 0.2181% | 0.44% | 0.6658% | 0.8956% | 1.129% | 1.346% | 1.526% | 1.679% | 1.809% | 1.921% | 2.019% | 2.106% | 2.184% | 2.255% | 2.321% | 2.383% | 2.425% | 2.467% | 2.51% | 2.554%
F5_Industrial_Stone, Clay, and Glass_Existing_Process_Natural Gas_Process Heat Recovery_A_Achievable Economic UCT Potential | F5 | Industrial | Stone, Clay, and Glass | Existing | Process | Natural Gas | Process Heat Recovery | A | Standalone Impact on Baseline Summer Peak (%) | Achievable Economic UCT Potential | bar: 2019 to 2040
F6_Industrial_Stone, Clay, and Glass_Existing_Process_Natural Gas_Process Heat Recovery_A_Achievable Economic UCT Potential | F6 | Industrial | Stone, Clay, and Glass | Existing | Process | Natural Gas | Process Heat Recovery | A | Standalone Impact on Baseline Winter Peak (%) | Achievable Economic UCT Potential | bar: 2019 to 2040
F7_Industrial_Stone, Clay, and Glass_Existing_Process_Natural Gas_Process Heat Recovery_A_Achievable Economic UCT Potential | F7 | Industrial | Stone, Clay, and Glass | Existing | Process | Natural Gas | Process Heat Recovery | A | Incremental Energy Savings (MWh or mTherms) | Achievable Economic UCT Potential | 0 | 0 | 4.1866 | 4.1144 | 4.0435 | 3.9738 | 3.9053 | 3.4541 | 2.7157 | 2.1351 | 1.6786 | 1.3197 | 1.0376 | 0.81575 | 0.64135 | 0.50424 | 0.39643 | 0.31168 | 0.0020892 | 0.00073329 | 0.00024568 | 7.873e-05
F8_Industrial_Stone, Clay, and Glass_Existing_Process_Natural Gas_Process Heat Recovery_A_Achievable Economic UCT Potential | F8 | Industrial | Stone, Clay, and Glass | Existing | Process | Natural Gas | Process Heat Recovery | A | Incremental Summer Peak Savings (MW) | Achievable Economic UCT Potential | 0 | 0 | 0 | 0 | 0 | 0 | 0 | 0 | 0 | 0 | 0 | 0 | 0 | 0 | 0 | 0 | 0 | 0 | 0 | 0 | 0 | 0
F9_Industrial_Stone, Clay, and Glass_Existing_Process_Natural Gas_Process Heat Recovery_A_Achievable Economic UCT Potential | F9 | Industrial | Stone, Clay, and Glass | Existing | Process | Natural Gas | Process Heat Recovery | A | Incremental Winter Peak Savings (MW) | Achievable Economic UCT Potential | 0 | 0 | 0 | 0 | 0 | 0 | 0 | 0 | 0 | 0 | 0 | 0 | 0 | 0 | 0 | 0 | 0 | 0 | 0 | 0 | 0 | 0
F10_Industrial_Stone, Clay, and Glass_Existing_Process_Natural Gas_Process Heat Recovery_A_Achievable Economic UCT Potential | F10 | Industrial | Stone, Clay, and Glass | Existing | Process | Natural Gas | Process Heat Recovery | A | Cumulative Energy Savings (MWh or mTherms) | Achievable Economic UCT Potential | 0 | 0 | 4.1866 | 8.301 | 12.3445 | 16.3183 | 20.2235 | 23.6776 | 26.3933 | 28.5284 | 30.207 | 31.5267 | 32.5643 | 33.38 | 34.0214 | 34.5256 | 34.9221 | 35.2337 | 35.2358 | 35.2366 | 35.2368 | 35.2369
F11_Industrial_Stone, Clay, and Glass_Existing_Process_Natural Gas_Process Heat Recovery_A_Achievable Economic UCT Potential | F11 | Industrial | Stone, Clay, and Glass | Existing | Process | Natural Gas | Process Heat Recovery | A | Cumulative Summer Peak Savings (MW) | Achievable Economic UCT Potential | 0 | 0 | 0 | 0 | 0 | 0 | 0 | 0 | 0 | 0 | 0 | 0 | 0 | 0 | 0 | 0 | 0 | 0 | 0 | 0 | 0 | 0
F12_Industrial_Stone, Clay, and Glass_Existing_Process_Natural Gas_Process Heat Recovery_A_Achievable Economic UCT Potential | F12 | Industrial | Stone, Clay, and Glass | Existing | Process | Natural Gas | Process Heat Recovery | A | Cumulative Winter Peak Savings (MW) | Achievable Economic UCT Potential | 0 | 0 | 0 | 0 | 0 | 0 | 0 | 0 | 0 | 0 | 0 | 0 | 0 | 0 | 0 | 0 | 0 | 0 | 0 | 0 | 0 | 0
F13_Industrial_Stone, Clay, and Glass_Existing_Process_Natural Gas_Process Heat Recovery_A_Achievable Economic UCT Potential | F13 | Industrial | Stone, Clay, and Glass | Existing | Process | Natural Gas | Process Heat Recovery | A | Purchases (Incremental) | Achievable Economic UCT Potential | 0 | 0 | 57.0459 | 56.0624 | 55.0958 | 54.1458 | 53.2123 | 47.0654 | 37.0031 | 29.0921 | 22.8724 | 17.9824 | 14.1379 | 11.1153 | 8.739 | 6.8706 | 5.4017 | 4.2469 | 0.028468 | 0.0099917 | 0.0033475 | 0.0010728
F14_Industrial_Stone, Clay, and Glass_Existing_Process_Natural Gas_Process Heat Recovery_A_Achievable Economic UCT Potential | F14 | Industrial | Stone, Clay, and Glass | Existing | Process | Natural Gas | Process Heat Recovery | A | Purchases (Cumulative) | Achievable Economic UCT Potential | 0 | 0 | 57.0459 | 113.1083 | 168.2041 | 222.3499 | 275.5622 | 322.6276 | 359.6307 | 388.7228 | 411.5952 | 429.5777 | 443.7156 | 454.8309 | 463.5699 | 470.4405 | 475.8422 | 480.0891 | 480.1176 | 480.1276 | 480.1309 | 480.132
F1_Industrial_Stone, Clay, and Glass_Existing_Space Heating_Natural Gas_Building Automation System_A_Achievable Economic UCT Potential | F1 | Industrial | Stone, Clay, and Glass | Existing | Space Heating | Natural Gas | Building Automation System | A | Original Unit Energy Savings (kWh or therms) | Achievable Economic UCT Potential | 0 | 0 | 0.015624 | 0.015587 | 0.01555 | 0.015514 | 0.015478 | 0.015443 | 0.015409 | 0.015376 | 0.015345 | 0.015316 | 0.015289 | 0.015263 | 0.015238 | 0.015215 | 0.015194 | 0.015173 | 0.015154 | 0.015136 | 0.01512 | 0.015104
F2_Industrial_Stone, Clay, and Glass_Existing_Space Heating_Natural Gas_Building Automation System_A_Achievable Economic UCT Potential | F2 | Industrial | Stone, Clay, and Glass | Existing | Space Heating | Natural Gas | Building Automation System | A | Original Unit Summer Peak Savings (kW) | Achievable Economic UCT Potential | 0 | 0 | 0 | 0 | 0 | 0 | 0 | 0 | 0 | 0 | 0 | 0 | 0 | 0 | 0 | 0 | 0 | 0 | 0 | 0 | 0 | 0
F3_Industrial_Stone, Clay, and Glass_Existing_Space Heating_Natural Gas_Building Automation System_A_Achievable Economic UCT Potential | F3 | Industrial | Stone, Clay, and Glass | Existing | Space Heating | Natural Gas | Building Automation System | A | Original Unit Winter Peak Savings (kW) | Achievable Economic UCT Potential | 0 | 0 | 0 | 0 | 0 | 0 | 0 | 0 | 0 | 0 | 0 | 0 | 0 | 0 | 0 | 0 | 0 | 0 | 0 | 0 | 0 | 0
F4_Industrial_Stone, Clay, and Glass_Existing_Space Heating_Natural Gas_Building Automation System_A_Achievable Economic UCT Potential | F4 | Industrial | Stone, Clay, and Glass | Existing | Space Heating | Natural Gas | Building Automation System | A | Standalone Impact on Baseline Energy (%) | Achievable Economic UCT Potential | 0% | 0% | 0.01308% | 0.03945% | 0.08656% | 0.1636% | 0.2811% | 0.4501% | 0.6813% | 0.9827% | 1.358% | 1.804% | 2.309% | 2.854% | 3.41% | 3.946% | 4.435% | 4.86% | 5.21% | 5.485% | 5.699% | 5.875%
F5_Industrial_Stone, Clay, and Glass_Existing_Space Heating_Natural Gas_Building Automation System_A_Achievable Economic UCT Potential | F5 | Industrial | Stone, Clay, and Glass | Existing | Space Heating | Natural Gas | Building Automation System | A | Standalone Impact on Baseline Summer Peak (%) | Achievable Economic UCT Potential | bar: 2019 to 2040
F6_Industrial_Stone, Clay, and Glass_Existing_Space Heating_Natural Gas_Building Automation System_A_Achievable Economic UCT Potential | F6 | Industrial | Stone, Clay, and Glass | Existing | Space Heating | Natural Gas | Building Automation System | A | Standalone Impact on Baseline Winter Peak (%) | Achievable Economic UCT Potential | bar: 2019 to 2040
F7_Industrial_Stone, Clay, and Glass_Existing_Space Heating_Natural Gas_Building Automation System_A_Achievable Economic UCT Potential | F7 | Industrial | Stone, Clay, and Glass | Existing | Space Heating | Natural Gas | Building Automation System | A | Incremental Energy Savings (MWh or mTherms) | Achievable Economic UCT Potential | 0 | 0 | 0.012823 | 0.025131 | 0.043747 | 0.069769 | 0.10383 | 0.14582 | 0.1945 | 0.24728 | 0.29996 | 0.34697 | 0.38188 | 0.39856 | 0.3927 | 0.36325 | 0.31343 | 0.25439 | 0.19094 | 0.12976 | 0.08138 | 0.052104
F8_Industrial_Stone, Clay, and Glass_Existing_Space Heating_Natural Gas_Building Automation System_A_Achievable Economic UCT Potential | F8 | Industrial | Stone, Clay, and Glass | Existing | Space Heating | Natural Gas | Building Automation System | A | Incremental Summer Peak Savings (MW) | Achievable Economic UCT Potential | 0 | 0 | 0 | 0 | 0 | 0 | 0 | 0 | 0 | 0 | 0 | 0 | 0 | 0 | 0 | 0 | 0 | 0 | 0 | 0 | 0 | 0
F9_Industrial_Stone, Clay, and Glass_Existing_Space Heating_Natural Gas_Building Automation System_A_Achievable Economic UCT Potential | F9 | Industrial | Stone, Clay, and Glass | Existing | Space Heating | Natural Gas | Building Automation System | A | Incremental Winter Peak Savings (MW) | Achievable Economic UCT Potential | 0 | 0 | 0 | 0 | 0 | 0 | 0 | 0 | 0 | 0 | 0 | 0 | 0 | 0 | 0 | 0 | 0 | 0 | 0 | 0 | 0 | 0
F10_Industrial_Stone, Clay, and Glass_Existing_Space Heating_Natural Gas_Building Automation System_A_Achievable Economic UCT Potential | F10 | Industrial | Stone, Clay, and Glass | Existing | Space Heating | Natural Gas | Building Automation System | A | Cumulative Energy Savings (MWh or mTherms) | Achievable Economic UCT Potential | 0 | 0 | 0.012823 | 0.037923 | 0.08158 | 0.15116 | 0.25464 | 0.39988 | 0.59351 | 0.83954 | 1.1378 | 1.4826 | 1.8618 | 2.2572 | 2.6463 | 3.0056 | 3.3147 | 3.5647 | 3.7511 | 3.8765 | 3.9535 | 4.0015
F11_Industrial_Stone, Clay, and Glass_Existing_Space Heating_Natural Gas_Building Automation System_A_Achievable Economic UCT Potential | F11 | Industrial | Stone, Clay, and Glass | Existing | Space Heating | Natural Gas | Building Automation System | A | Cumulative Summer Peak Savings (MW) | Achievable Economic UCT Potential | 0 | 0 | 0 | 0 | 0 | 0 | 0 | 0 | 0 | 0 | 0 | 0 | 0 | 0 | 0 | 0 | 0 | 0 | 0 | 0 | 0 | 0
F12_Industrial_Stone, Clay, and Glass_Existing_Space Heating_Natural Gas_Building Automation System_A_Achievable Economic UCT Potential | F12 | Industrial | Stone, Clay, and Glass | Existing | Space Heating | Natural Gas | Building Automation System | A | Cumulative Winter Peak Savings (MW) | Achievable Economic UCT Potential | 0 | 0 | 0 | 0 | 0 | 0 | 0 | 0 | 0 | 0 | 0 | 0 | 0 | 0 | 0 | 0 | 0 | 0 | 0 | 0 | 0 | 0
F13_Industrial_Stone, Clay, and Glass_Existing_Space Heating_Natural Gas_Building Automation System_A_Achievable Economic UCT Potential | F13 | Industrial | Stone, Clay, and Glass | Existing | Space Heating | Natural Gas | Building Automation System | A | Purchases (Incremental) | Achievable Economic UCT Potential | 0 | 0 | 820.7132 | 1612.2664 | 2813.296 | 4497.3113 | 6708.5957 | 9442.4849 | 12622.9179 | 16081.7251 | 19547.3857 | 22653.58 | 24977.6403 | 26113.3772 | 25770.2868 | 23873.9993 | 20628.6783 | 16765.5564 | 12599.6727 | 8572.4564 | 5382.4187 | 3449.7511
F14_Industrial_Stone, Clay, and Glass_Existing_Space Heating_Natural Gas_Building Automation System_A_Achievable Economic UCT Potential | F14 | Industrial | Stone, Clay, and Glass | Existing | Space Heating | Natural Gas | Building Automation System | A | Purchases (Cumulative) | Achievable Economic UCT Potential | 0 | 0 | 820.7132 | 2432.9796 | 5246.2755 | 9743.5868 | 16452.1825 | 25894.6674 | 38517.5852 | 54599.3103 | 74146.696 | 96800.276 | 121777.9164 | 147891.2935 | 173661.5803 | 197535.5795 | 218164.2578 | 234929.8143 | 247529.487 | 256101.9434 | 261484.3621 | 264934.1133
F1_Industrial_Stone, Clay, and Glass_Existing_Space Heating_Natural Gas_Steam System Efficiency Improvements_A_Achievable Economic UCT Potential | F1 | Industrial | Stone, Clay, and Glass | Existing | Space Heating | Natural Gas | Steam System Efficiency Improvements | A | Original Unit Energy Savings (kWh or therms) | Achievable Economic UCT Potential | 0 | 0 | 0.13953 | 0.13917 | 0.13883 | 0.1385 | 0.13817 | 0.13785 | 0.13755 | 0.13725 | 0.13697 | 0.13669 | 0.13643 | 0.13618 | 0.13594 | 0.13572 | 0.13551 | 0.13531 | 0.13512 | 0.13495 | 0.1348 | 0.13466
F2_Industrial_Stone, Clay, and Glass_Existing_Space Heating_Natural Gas_Steam System Efficiency Improvements_A_Achievable Economic UCT Potential | F2 | Industrial | Stone, Clay, and Glass | Existing | Space Heating | Natural Gas | Steam System Efficiency Improvements | A | Original Unit Summer Peak Savings (kW) | Achievable Economic UCT Potential | 0 | 0 | 0 | 0 | 0 | 0 | 0 | 0 | 0 | 0 | 0 | 0 | 0 | 0 | 0 | 0 | 0 | 0 | 0 | 0 | 0 | 0
F3_Industrial_Stone, Clay, and Glass_Existing_Space Heating_Natural Gas_Steam System Efficiency Improvements_A_Achievable Economic UCT Potential | F3 | Industrial | Stone, Clay, and Glass | Existing | Space Heating | Natural Gas | Steam System Efficiency Improvements | A | Original Unit Winter Peak Savings (kW) | Achievable Economic UCT Potential | 0 | 0 | 0 | 0 | 0 | 0 | 0 | 0 | 0 | 0 | 0 | 0 | 0 | 0 | 0 | 0 | 0 | 0 | 0 | 0 | 0 | 0
F4_Industrial_Stone, Clay, and Glass_Existing_Space Heating_Natural Gas_Steam System Efficiency Improvements_A_Achievable Economic UCT Potential | F4 | Industrial | Stone, Clay, and Glass | Existing | Space Heating | Natural Gas | Steam System Efficiency Improvements | A | Standalone Impact on Baseline Energy (%) | Achievable Economic UCT Potential | 0% | 0% | 0.0008277% | 0.002496% | 0.005477% | 0.01035% | 0.01778% | 0.02848% | 0.0431% | 0.06217% | 0.0859% | 0.1141% | 0.146% | 0.1804% | 0.2156% | 0.2495% | 0.2803% | 0.3071% | 0.3292% | 0.3466% | 0.3601% | 0.3712%
F5_Industrial_Stone, Clay, and Glass_Existing_Space Heating_Natural Gas_Steam System Efficiency Improvements_A_Achievable Economic UCT Potential | F5 | Industrial | Stone, Clay, and Glass | Existing | Space Heating | Natural Gas | Steam System Efficiency Improvements | A | Standalone Impact on Baseline Summer Peak (%) | Achievable Economic UCT Potential | bar: 2019 to 2040
F6_Industrial_Stone, Clay, and Glass_Existing_Space Heating_Natural Gas_Steam System Efficiency Improvements_A_Achievable Economic UCT Potential | F6 | Industrial | Stone, Clay, and Glass | Existing | Space Heating | Natural Gas | Steam System Efficiency Improvements | A | Standalone Impact on Baseline Winter Peak (%) | Achievable Economic UCT Potential | bar: 2019 to 2040
F7_Industrial_Stone, Clay, and Glass_Existing_Space Heating_Natural Gas_Steam System Efficiency Improvements_A_Achievable Economic UCT Potential | F7 | Industrial | Stone, Clay, and Glass | Existing | Space Heating | Natural Gas | Steam System Efficiency Improvements | A | Incremental Energy Savings (MWh or mTherms) | Achievable Economic UCT Potential | 0 | 0 | 0.00081155 | 0.0015903 | 0.0027681 | 0.0044143 | 0.0065693 | 0.0092252 | 0.012305 | 0.015643 | 0.018974 | 0.021946 | 0.024151 | 0.025203 | 0.024828 | 0.022963 | 0.019811 | 0.016077 | 0.012066 | 0.008199 | 0.005142 | 0.0032922
F8_Industrial_Stone, Clay, and Glass_Existing_Space Heating_Natural Gas_Steam System Efficiency Improvements_A_Achievable Economic UCT Potential | F8 | Industrial | Stone, Clay, and Glass | Existing | Space Heating | Natural Gas | Steam System Efficiency Improvements | A | Incremental Summer Peak Savings (MW) | Achievable Economic UCT Potential | 0 | 0 | 0 | 0 | 0 | 0 | 0 | 0 | 0 | 0 | 0 | 0 | 0 | 0 | 0 | 0 | 0 | 0 | 0 | 0 | 0 | 0
F9_Industrial_Stone, Clay, and Glass_Existing_Space Heating_Natural Gas_Steam System Efficiency Improvements_A_Achievable Economic UCT Potential | F9 | Industrial | Stone, Clay, and Glass | Existing | Space Heating | Natural Gas | Steam System Efficiency Improvements | A | Incremental Winter Peak Savings (MW) | Achievable Economic UCT Potential | 0 | 0 | 0 | 0 | 0 | 0 | 0 | 0 | 0 | 0 | 0 | 0 | 0 | 0 | 0 | 0 | 0 | 0 | 0 | 0 | 0 | 0
F10_Industrial_Stone, Clay, and Glass_Existing_Space Heating_Natural Gas_Steam System Efficiency Improvements_A_Achievable Economic UCT Potential | F10 | Industrial | Stone, Clay, and Glass | Existing | Space Heating | Natural Gas | Steam System Efficiency Improvements | A | Cumulative Energy Savings (MWh or mTherms) | Achievable Economic UCT Potential | 0 | 0 | 0.00081155 | 0.0023998 | 0.0051619 | 0.0095638 | 0.01611 | 0.025299 | 0.037547 | 0.053109 | 0.071973 | 0.093775 | 0.11775 | 0.14273 | 0.16731 | 0.19 | 0.20951 | 0.22529 | 0.23705 | 0.24495 | 0.2498 | 0.25283
F11_Industrial_Stone, Clay, and Glass_Existing_Space Heating_Natural Gas_Steam System Efficiency Improvements_A_Achievable Economic UCT Potential | F11 | Industrial | Stone, Clay, and Glass | Existing | Space Heating | Natural Gas | Steam System Efficiency Improvements | A | Cumulative Summer Peak Savings (MW) | Achievable Economic UCT Potential | 0 | 0 | 0 | 0 | 0 | 0 | 0 | 0 | 0 | 0 | 0 | 0 | 0 | 0 | 0 | 0 | 0 | 0 | 0 | 0 | 0 | 0
F12_Industrial_Stone, Clay, and Glass_Existing_Space Heating_Natural Gas_Steam System Efficiency Improvements_A_Achievable Economic UCT Potential | F12 | Industrial | Stone, Clay, and Glass | Existing | Space Heating | Natural Gas | Steam System Efficiency Improvements | A | Cumulative Winter Peak Savings (MW) | Achievable Economic UCT Potential | 0 | 0 | 0 | 0 | 0 | 0 | 0 | 0 | 0 | 0 | 0 | 0 | 0 | 0 | 0 | 0 | 0 | 0 | 0 | 0 | 0 | 0
F13_Industrial_Stone, Clay, and Glass_Existing_Space Heating_Natural Gas_Steam System Efficiency Improvements_A_Achievable Economic UCT Potential | F13 | Industrial | Stone, Clay, and Glass | Existing | Space Heating | Natural Gas | Steam System Efficiency Improvements | A | Purchases (Incremental) | Achievable Economic UCT Potential | 0 | 0 | 5.8165 | 11.4263 | 19.9382 | 31.873 | 47.5446 | 66.92 | 89.4602 | 113.9732 | 138.5347 | 160.5487 | 177.0196 | 185.0687 | 182.6372 | 169.198 | 146.198 | 118.8195 | 89.2954 | 60.754 | 38.1459 | 24.4488
F14_Industrial_Stone, Clay, and Glass_Existing_Space Heating_Natural Gas_Steam System Efficiency Improvements_A_Achievable Economic UCT Potential | F14 | Industrial | Stone, Clay, and Glass | Existing | Space Heating | Natural Gas | Steam System Efficiency Improvements | A | Purchases (Cumulative) | Achievable Economic UCT Potential | 0 | 0 | 5.8165 | 17.2428 | 37.181 | 69.054 | 116.5986 | 183.5187 | 272.9788 | 386.952 | 525.4867 | 686.0354 | 863.055 | 1048.1237 | 1230.7609 | 1399.9588 | 1546.1568 | 1664.9763 | 1754.2718 | 1815.0258 | 1853.1717 | 1877.6205
F1_Industrial_Stone, Clay, and Glass_Existing_Process_Natural Gas_Steam System Efficiency Improvements_A_Achievable Economic UCT Potential | F1 | Industrial | Stone, Clay, and Glass | Existing | Process | Natural Gas | Steam System Efficiency Improvements | A | Original Unit Energy Savings (kWh or therms) | Achievable Economic UCT Potential | 0 | 0 | 0.082679 | 0.082679 | 0.082679 | 0.082679 | 0.082679 | 0.082679 | 0.082679 | 0.082679 | 0.082679 | 0.082679 | 0.082679 | 0.082679 | 0.082679 | 0.082679 | 0.082679 | 0.082679 | 0.082679 | 0.082679 | 0.082679 | 0.082679
F2_Industrial_Stone, Clay, and Glass_Existing_Process_Natural Gas_Steam System Efficiency Improvements_A_Achievable Economic UCT Potential | F2 | Industrial | Stone, Clay, and Glass | Existing | Process | Natural Gas | Steam System Efficiency Improvements | A | Original Unit Summer Peak Savings (kW) | Achievable Economic UCT Potential | 0 | 0 | 0 | 0 | 0 | 0 | 0 | 0 | 0 | 0 | 0 | 0 | 0 | 0 | 0 | 0 | 0 | 0 | 0 | 0 | 0 | 0
F3_Industrial_Stone, Clay, and Glass_Existing_Process_Natural Gas_Steam System Efficiency Improvements_A_Achievable Economic UCT Potential | F3 | Industrial | Stone, Clay, and Glass | Existing | Process | Natural Gas | Steam System Efficiency Improvements | A | Original Unit Winter Peak Savings (kW) | Achievable Economic UCT Potential | 0 | 0 | 0 | 0 | 0 | 0 | 0 | 0 | 0 | 0 | 0 | 0 | 0 | 0 | 0 | 0 | 0 | 0 | 0 | 0 | 0 | 0
F4_Industrial_Stone, Clay, and Glass_Existing_Process_Natural Gas_Steam System Efficiency Improvements_A_Achievable Economic UCT Potential | F4 | Industrial | Stone, Clay, and Glass | Existing | Process | Natural Gas | Steam System Efficiency Improvements | A | Standalone Impact on Baseline Energy (%) | Achievable Economic UCT Potential | bar: 2019 to 2040
F5_Industrial_Stone, Clay, and Glass_Existing_Process_Natural Gas_Steam System Efficiency Improvements_A_Achievable Economic UCT Potential | F5 | Industrial | Stone, Clay, and Glass | Existing | Process | Natural Gas | Steam System Efficiency Improvements | A | Standalone Impact on Baseline Summer Peak (%) | Achievable Economic UCT Potential | bar: 2019 to 2040
F6_Industrial_Stone, Clay, and Glass_Existing_Process_Natural Gas_Steam System Efficiency Improvements_A_Achievable Economic UCT Potential | F6 | Industrial | Stone, Clay, and Glass | Existing | Process | Natural Gas | Steam System Efficiency Improvements | A | Standalone Impact on Baseline Winter Peak (%) | Achievable Economic UCT Potential | bar: 2019 to 2040
F7_Industrial_Stone, Clay, and Glass_Existing_Process_Natural Gas_Steam System Efficiency Improvements_A_Achievable Economic UCT Potential | F7 | Industrial | Stone, Clay, and Glass | Existing | Process | Natural Gas | Steam System Efficiency Improvements | A | Incremental Energy Savings (MWh or mTherms) | Achievable Economic UCT Potential | 0 | 0 | 0 | 0 | 0 | 0 | 0 | 0 | 0 | 0 | 0 | 0 | 0 | 0 | 0 | 0 | 0 | 0 | 0 | 0 | 0 | 0
F8_Industrial_Stone, Clay, and Glass_Existing_Process_Natural Gas_Steam System Efficiency Improvements_A_Achievable Economic UCT Potential | F8 | Industrial | Stone, Clay, and Glass | Existing | Process | Natural Gas | Steam System Efficiency Improvements | A | Incremental Summer Peak Savings (MW) | Achievable Economic UCT Potential | 0 | 0 | 0 | 0 | 0 | 0 | 0 | 0 | 0 | 0 | 0 | 0 | 0 | 0 | 0 | 0 | 0 | 0 | 0 | 0 | 0 | 0
F9_Industrial_Stone, Clay, and Glass_Existing_Process_Natural Gas_Steam System Efficiency Improvements_A_Achievable Economic UCT Potential | F9 | Industrial | Stone, Clay, and Glass | Existing | Process | Natural Gas | Steam System Efficiency Improvements | A | Incremental Winter Peak Savings (MW) | Achievable Economic UCT Potential | 0 | 0 | 0 | 0 | 0 | 0 | 0 | 0 | 0 | 0 | 0 | 0 | 0 | 0 | 0 | 0 | 0 | 0 | 0 | 0 | 0 | 0
F10_Industrial_Stone, Clay, and Glass_Existing_Process_Natural Gas_Steam System Efficiency Improvements_A_Achievable Economic UCT Potential | F10 | Industrial | Stone, Clay, and Glass | Existing | Process | Natural Gas | Steam System Efficiency Improvements | A | Cumulative Energy Savings (MWh or mTherms) | Achievable Economic UCT Potential | 0 | 0 | 0 | 0 | 0 | 0 | 0 | 0 | 0 | 0 | 0 | 0 | 0 | 0 | 0 | 0 | 0 | 0 | 0 | 0 | 0 | 0
F11_Industrial_Stone, Clay, and Glass_Existing_Process_Natural Gas_Steam System Efficiency Improvements_A_Achievable Economic UCT Potential | F11 | Industrial | Stone, Clay, and Glass | Existing | Process | Natural Gas | Steam System Efficiency Improvements | A | Cumulative Summer Peak Savings (MW) | Achievable Economic UCT Potential | 0 | 0 | 0 | 0 | 0 | 0 | 0 | 0 | 0 | 0 | 0 | 0 | 0 | 0 | 0 | 0 | 0 | 0 | 0 | 0 | 0 | 0
F12_Industrial_Stone, Clay, and Glass_Existing_Process_Natural Gas_Steam System Efficiency Improvements_A_Achievable Economic UCT Potential | F12 | Industrial | Stone, Clay, and Glass | Existing | Process | Natural Gas | Steam System Efficiency Improvements | A | Cumulative Winter Peak Savings (MW) | Achievable Economic UCT Potential | 0 | 0 | 0 | 0 | 0 | 0 | 0 | 0 | 0 | 0 | 0 | 0 | 0 | 0 | 0 | 0 | 0 | 0 | 0 | 0 | 0 | 0
F13_Industrial_Stone, Clay, and Glass_Existing_Process_Natural Gas_Steam System Efficiency Improvements_A_Achievable Economic UCT Potential | F13 | Industrial | Stone, Clay, and Glass | Existing | Process | Natural Gas | Steam System Efficiency Improvements | A | Purchases (Incremental) | Achievable Economic UCT Potential | 0 | 0 | 0 | 0 | 0 | 0 | 0 | 0 | 0 | 0 | 0 | 0 | 0 | 0 | 0 | 0 | 0 | 0 | 0 | 0 | 0 | 0
F14_Industrial_Stone, Clay, and Glass_Existing_Process_Natural Gas_Steam System Efficiency Improvements_A_Achievable Economic UCT Potential | F14 | Industrial | Stone, Clay, and Glass | Existing | Process | Natural Gas | Steam System Efficiency Improvements | A | Purchases (Cumulative) | Achievable Economic UCT Potential | 0 | 0 | 0 | 0 | 0 | 0 | 0 | 0 | 0 | 0 | 0 | 0 | 0 | 0 | 0 | 0 | 0 | 0 | 0 | 0 | 0 | 0
F1_Industrial_Stone, Clay, and Glass_Existing_Space Heating_Natural Gas_Strategic Energy Management_A_Achievable Economic UCT Potential | F1 | Industrial | Stone, Clay, and Glass | Existing | Space Heating | Natural Gas | Strategic Energy Management | A | Original Unit Energy Savings (kWh or therms) | Achievable Economic UCT Potential | 0 | 0 | 19.6306 | 19.584 | 19.5375 | 19.4915 | 19.4464 | 19.4024 | 19.3599 | 19.319 | 19.2802 | 19.2436 | 19.209 | 19.1765 | 19.1458 | 19.1169 | 19.0898 | 19.0642 | 19.0402 | 19.0176 | 18.9964 | 18.9765
F2_Industrial_Stone, Clay, and Glass_Existing_Space Heating_Natural Gas_Strategic Energy Management_A_Achievable Economic UCT Potential | F2 | Industrial | Stone, Clay, and Glass | Existing | Space Heating | Natural Gas | Strategic Energy Management | A | Original Unit Summer Peak Savings (kW) | Achievable Economic UCT Potential | 0 | 0 | 0 | 0 | 0 | 0 | 0 | 0 | 0 | 0 | 0 | 0 | 0 | 0 | 0 | 0 | 0 | 0 | 0 | 0 | 0 | 0
F3_Industrial_Stone, Clay, and Glass_Existing_Space Heating_Natural Gas_Strategic Energy Management_A_Achievable Economic UCT Potential | F3 | Industrial | Stone, Clay, and Glass | Existing | Space Heating | Natural Gas | Strategic Energy Management | A | Original Unit Winter Peak Savings (kW) | Achievable Economic UCT Potential | 0 | 0 | 0 | 0 | 0 | 0 | 0 | 0 | 0 | 0 | 0 | 0 | 0 | 0 | 0 | 0 | 0 | 0 | 0 | 0 | 0 | 0
F4_Industrial_Stone, Clay, and Glass_Existing_Space Heating_Natural Gas_Strategic Energy Management_A_Achievable Economic UCT Potential | F4 | Industrial | Stone, Clay, and Glass | Existing | Space Heating | Natural Gas | Strategic Energy Management | A | Standalone Impact on Baseline Energy (%) | Achievable Economic UCT Potential | 0% | 0% | 0.08224% | 0.1659% | 0.2511% | 0.3377% | 0.4259% | 0.5156% | 0.6069% | 0.6997% | 0.7943% | 0.8904% | 0.9883% | 1.088% | 1.189% | 1.292% | 1.397% | 1.504% | 1.613% | 1.723% | 1.836% | 1.95%
F5_Industrial_Stone, Clay, and Glass_Existing_Space Heating_Natural Gas_Strategic Energy Management_A_Achievable Economic UCT Potential | F5 | Industrial | Stone, Clay, and Glass | Existing | Space Heating | Natural Gas | Strategic Energy Management | A | Standalone Impact on Baseline Summer Peak (%) | Achievable Economic UCT Potential | bar: 2019 to 2040
F6_Industrial_Stone, Clay, and Glass_Existing_Space Heating_Natural Gas_Strategic Energy Management_A_Achievable Economic UCT Potential | F6 | Industrial | Stone, Clay, and Glass | Existing | Space Heating | Natural Gas | Strategic Energy Management | A | Standalone Impact on Baseline Winter Peak (%) | Achievable Economic UCT Potential | bar: 2019 to 2040
F7_Industrial_Stone, Clay, and Glass_Existing_Space Heating_Natural Gas_Strategic Energy Management_A_Achievable Economic UCT Potential | F7 | Industrial | Stone, Clay, and Glass | Existing | Space Heating | Natural Gas | Strategic Energy Management | A | Incremental Energy Savings (MWh or mTherms) | Achievable Economic UCT Potential | 0 | 0 | 0.080632 | 0.079053 | 0.077506 | 0.07599 | 0.074507 | 0.073057 | 0.07164 | 0.070256 | 0.068906 | 0.06759 | 0.066305 | 0.065051 | 0.063828 | 0.062633 | 0.061465 | 0.060325 | 0.05921 | 0.05812 | 0.057054 | 0.056012
F8_Industrial_Stone, Clay, and Glass_Existing_Space Heating_Natural Gas_Strategic Energy Management_A_Achievable Economic UCT Potential | F8 | Industrial | Stone, Clay, and Glass | Existing | Space Heating | Natural Gas | Strategic Energy Management | A | Incremental Summer Peak Savings (MW) | Achievable Economic UCT Potential | 0 | 0 | 0 | 0 | 0 | 0 | 0 | 0 | 0 | 0 | 0 | 0 | 0 | 0 | 0 | 0 | 0 | 0 | 0 | 0 | 0 | 0
F9_Industrial_Stone, Clay, and Glass_Existing_Space Heating_Natural Gas_Strategic Energy Management_A_Achievable Economic UCT Potential | F9 | Industrial | Stone, Clay, and Glass | Existing | Space Heating | Natural Gas | Strategic Energy Management | A | Incremental Winter Peak Savings (MW) | Achievable Economic UCT Potential | 0 | 0 | 0 | 0 | 0 | 0 | 0 | 0 | 0 | 0 | 0 | 0 | 0 | 0 | 0 | 0 | 0 | 0 | 0 | 0 | 0 | 0
F10_Industrial_Stone, Clay, and Glass_Existing_Space Heating_Natural Gas_Strategic Energy Management_A_Achievable Economic UCT Potential | F10 | Industrial | Stone, Clay, and Glass | Existing | Space Heating | Natural Gas | Strategic Energy Management | A | Cumulative Energy Savings (MWh or mTherms) | Achievable Economic UCT Potential | 0 | 0 | 0.080632 | 0.15949 | 0.23662 | 0.31205 | 0.38584 | 0.45802 | 0.52866 | 0.5978 | 0.66551 | 0.73183 | 0.79682 | 0.86052 | 0.92298 | 0.98422 | 1.0443 | 1.1032 | 1.161 | 1.2178 | 1.2735 | 1.3281
F11_Industrial_Stone, Clay, and Glass_Existing_Space Heating_Natural Gas_Strategic Energy Management_A_Achievable Economic UCT Potential | F11 | Industrial | Stone, Clay, and Glass | Existing | Space Heating | Natural Gas | Strategic Energy Management | A | Cumulative Summer Peak Savings (MW) | Achievable Economic UCT Potential | 0 | 0 | 0 | 0 | 0 | 0 | 0 | 0 | 0 | 0 | 0 | 0 | 0 | 0 | 0 | 0 | 0 | 0 | 0 | 0 | 0 | 0
F12_Industrial_Stone, Clay, and Glass_Existing_Space Heating_Natural Gas_Strategic Energy Management_A_Achievable Economic UCT Potential | F12 | Industrial | Stone, Clay, and Glass | Existing | Space Heating | Natural Gas | Strategic Energy Management | A | Cumulative Winter Peak Savings (MW) | Achievable Economic UCT Potential | 0 | 0 | 0 | 0 | 0 | 0 | 0 | 0 | 0 | 0 | 0 | 0 | 0 | 0 | 0 | 0 | 0 | 0 | 0 | 0 | 0 | 0
F13_Industrial_Stone, Clay, and Glass_Existing_Space Heating_Natural Gas_Strategic Energy Management_A_Achievable Economic UCT Potential | F13 | Industrial | Stone, Clay, and Glass | Existing | Space Heating | Natural Gas | Strategic Energy Management | A | Purchases (Incremental) | Achievable Economic UCT Potential | 0 | 0 | 4.1075 | 4.0366 | 3.967 | 3.8986 | 3.8314 | 3.7654 | 3.7004 | 3.6366 | 3.5739 | 3.5123 | 3.4518 | 3.3922 | 3.3338 | 3.2763 | 3.2198 | 3.1643 | 3.1097 | 3.0561 | 3.0034 | 2.9516
F14_Industrial_Stone, Clay, and Glass_Existing_Space Heating_Natural Gas_Strategic Energy Management_A_Achievable Economic UCT Potential | F14 | Industrial | Stone, Clay, and Glass | Existing | Space Heating | Natural Gas | Strategic Energy Management | A | Purchases (Cumulative) | Achievable Economic UCT Potential | 0 | 0 | 4.1075 | 8.1441 | 12.1111 | 16.0098 | 19.8412 | 23.6065 | 27.307 | 30.9436 | 34.5176 | 38.0299 | 41.4816 | 44.8739 | 48.2077 | 51.4839 | 54.7037 | 57.868 | 60.9777 | 64.0339 | 67.0373 | 69.9889
F1_Industrial_Stone, Clay, and Glass_Existing_Process_Natural Gas_Strategic Energy Management_A_Achievable Economic UCT Potential | F1 | Industrial | Stone, Clay, and Glass | Existing | Process | Natural Gas | Strategic Energy Management | A | Original Unit Energy Savings (kWh or therms) | Achievable Economic UCT Potential | 0 | 0 | 60.5342 | 60.5342 | 60.5342 | 60.5342 | 60.5342 | 60.5342 | 60.5342 | 60.5342 | 60.5342 | 60.5342 | 60.5342 | 60.5342 | 60.5342 | 60.5342 | 60.5342 | 60.5342 | 60.5342 | 60.5342 | 60.5342 | 60.5342
F2_Industrial_Stone, Clay, and Glass_Existing_Process_Natural Gas_Strategic Energy Management_A_Achievable Economic UCT Potential | F2 | Industrial | Stone, Clay, and Glass | Existing | Process | Natural Gas | Strategic Energy Management | A | Original Unit Summer Peak Savings (kW) | Achievable Economic UCT Potential | 0 | 0 | 0 | 0 | 0 | 0 | 0 | 0 | 0 | 0 | 0 | 0 | 0 | 0 | 0 | 0 | 0 | 0 | 0 | 0 | 0 | 0
F3_Industrial_Stone, Clay, and Glass_Existing_Process_Natural Gas_Strategic Energy Management_A_Achievable Economic UCT Potential | F3 | Industrial | Stone, Clay, and Glass | Existing | Process | Natural Gas | Strategic Energy Management | A | Original Unit Winter Peak Savings (kW) | Achievable Economic UCT Potential | 0 | 0 | 0 | 0 | 0 | 0 | 0 | 0 | 0 | 0 | 0 | 0 | 0 | 0 | 0 | 0 | 0 | 0 | 0 | 0 | 0 | 0
F4_Industrial_Stone, Clay, and Glass_Existing_Process_Natural Gas_Strategic Energy Management_A_Achievable Economic UCT Potential | F4 | Industrial | Stone, Clay, and Glass | Existing | Process | Natural Gas | Strategic Energy Management | A | Standalone Impact on Baseline Energy (%) | Achievable Economic UCT Potential | 0% | 0% | 0.08224% | 0.1659% | 0.2511% | 0.3377% | 0.4259% | 0.5156% | 0.6069% | 0.6997% | 0.7943% | 0.8904% | 0.9883% | 1.088% | 1.189% | 1.292% | 1.397% | 1.504% | 1.613% | 1.723% | 1.836% | 1.95%
F5_Industrial_Stone, Clay, and Glass_Existing_Process_Natural Gas_Strategic Energy Management_A_Achievable Economic UCT Potential | F5 | Industrial | Stone, Clay, and Glass | Existing | Process | Natural Gas | Strategic Energy Management | A | Standalone Impact on Baseline Summer Peak (%) | Achievable Economic UCT Potential | bar: 2019 to 2040
F6_Industrial_Stone, Clay, and Glass_Existing_Process_Natural Gas_Strategic Energy Management_A_Achievable Economic UCT Potential | F6 | Industrial | Stone, Clay, and Glass | Existing | Process | Natural Gas | Strategic Energy Management | A | Standalone Impact on Baseline Winter Peak (%) | Achievable Economic UCT Potential | bar: 2019 to 2040
F7_Industrial_Stone, Clay, and Glass_Existing_Process_Natural Gas_Strategic Energy Management_A_Achievable Economic UCT Potential | F7 | Industrial | Stone, Clay, and Glass | Existing | Process | Natural Gas | Strategic Energy Management | A | Incremental Energy Savings (MWh or mTherms) | Achievable Economic UCT Potential | 0 | 0 | 1.5786 | 1.5514 | 1.5247 | 1.4984 | 1.4725 | 1.4471 | 1.4222 | 1.3977 | 1.3736 | 1.3499 | 1.3266 | 1.3037 | 1.2813 | 1.2592 | 1.2375 | 1.2161 | 1.1952 | 1.1746 | 1.1543 | 1.1344
F8_Industrial_Stone, Clay, and Glass_Existing_Process_Natural Gas_Strategic Energy Management_A_Achievable Economic UCT Potential | F8 | Industrial | Stone, Clay, and Glass | Existing | Process | Natural Gas | Strategic Energy Management | A | Incremental Summer Peak Savings (MW) | Achievable Economic UCT Potential | 0 | 0 | 0 | 0 | 0 | 0 | 0 | 0 | 0 | 0 | 0 | 0 | 0 | 0 | 0 | 0 | 0 | 0 | 0 | 0 | 0 | 0
F9_Industrial_Stone, Clay, and Glass_Existing_Process_Natural Gas_Strategic Energy Management_A_Achievable Economic UCT Potential | F9 | Industrial | Stone, Clay, and Glass | Existing | Process | Natural Gas | Strategic Energy Management | A | Incremental Winter Peak Savings (MW) | Achievable Economic UCT Potential | 0 | 0 | 0 | 0 | 0 | 0 | 0 | 0 | 0 | 0 | 0 | 0 | 0 | 0 | 0 | 0 | 0 | 0 | 0 | 0 | 0 | 0
F10_Industrial_Stone, Clay, and Glass_Existing_Process_Natural Gas_Strategic Energy Management_A_Achievable Economic UCT Potential | F10 | Industrial | Stone, Clay, and Glass | Existing | Process | Natural Gas | Strategic Energy Management | A | Cumulative Energy Savings (MWh or mTherms) | Achievable Economic UCT Potential | 0 | 0 | 1.5786 | 3.13 | 4.6547 | 6.1531 | 7.6256 | 9.0727 | 10.4949 | 11.8926 | 13.2662 | 14.6161 | 15.9427 | 17.2465 | 18.5277 | 19.7869 | 21.0244 | 22.2405 | 23.4357 | 24.6103 | 25.7646 | 26.899
F11_Industrial_Stone, Clay, and Glass_Existing_Process_Natural Gas_Strategic Energy Management_A_Achievable Economic UCT Potential | F11 | Industrial | Stone, Clay, and Glass | Existing | Process | Natural Gas | Strategic Energy Management | A | Cumulative Summer Peak Savings (MW) | Achievable Economic UCT Potential | 0 | 0 | 0 | 0 | 0 | 0 | 0 | 0 | 0 | 0 | 0 | 0 | 0 | 0 | 0 | 0 | 0 | 0 | 0 | 0 | 0 | 0
F12_Industrial_Stone, Clay, and Glass_Existing_Process_Natural Gas_Strategic Energy Management_A_Achievable Economic UCT Potential | F12 | Industrial | Stone, Clay, and Glass | Existing | Process | Natural Gas | Strategic Energy Management | A | Cumulative Winter Peak Savings (MW) | Achievable Economic UCT Potential | 0 | 0 | 0 | 0 | 0 | 0 | 0 | 0 | 0 | 0 | 0 | 0 | 0 | 0 | 0 | 0 | 0 | 0 | 0 | 0 | 0 | 0
F13_Industrial_Stone, Clay, and Glass_Existing_Process_Natural Gas_Strategic Energy Management_A_Achievable Economic UCT Potential | F13 | Industrial | Stone, Clay, and Glass | Existing | Process | Natural Gas | Strategic Energy Management | A | Purchases (Incremental) | Achievable Economic UCT Potential | 0 | 0 | 26.0782 | 25.6286 | 25.1867 | 24.7525 | 24.3257 | 23.9063 | 23.4941 | 23.0891 | 22.691 | 22.2997 | 21.9153 | 21.5374 | 21.1661 | 20.8011 | 20.4425 | 20.0901 | 19.7437 | 19.4033 | 19.0687 | 18.74
F14_Industrial_Stone, Clay, and Glass_Existing_Process_Natural Gas_Strategic Energy Management_A_Achievable Economic UCT Potential | F14 | Industrial | Stone, Clay, and Glass | Existing | Process | Natural Gas | Strategic Energy Management | A | Purchases (Cumulative) | Achievable Economic UCT Potential | 0 | 0 | 26.0782 | 51.7068 | 76.8936 | 101.6461 | 125.9718 | 149.8781 | 173.3722 | 196.4613 | 219.1522 | 241.452 | 263.3672 | 284.9046 | 306.0707 | 326.8719 | 347.3144 | 367.4044 | 387.1481 | 406.5514 | 425.6201 | 444.3601
F1_Industrial_Stone, Clay, and Glass_Existing_Miscellaneous_Natural Gas_Strategic Energy Management_A_Achievable Economic UCT Potential | F1 | Industrial | Stone, Clay, and Glass | Existing | Miscellaneous | Natural Gas | Strategic Energy Management | A | Original Unit Energy Savings (kWh or therms) | Achievable Economic UCT Potential | 0 | 0 | 16.2609 | 16.2609 | 16.2609 | 16.2609 | 16.2609 | 16.2609 | 16.2609 | 16.2609 | 16.2609 | 16.2609 | 16.2609 | 16.2609 | 16.2609 | 16.2609 | 16.2609 | 16.2609 | 16.2609 | 16.2609 | 16.2609 | 16.2609
F2_Industrial_Stone, Clay, and Glass_Existing_Miscellaneous_Natural Gas_Strategic Energy Management_A_Achievable Economic UCT Potential | F2 | Industrial | Stone, Clay, and Glass | Existing | Miscellaneous | Natural Gas | Strategic Energy Management | A | Original Unit Summer Peak Savings (kW) | Achievable Economic UCT Potential | 0 | 0 | 0 | 0 | 0 | 0 | 0 | 0 | 0 | 0 | 0 | 0 | 0 | 0 | 0 | 0 | 0 | 0 | 0 | 0 | 0 | 0
F3_Industrial_Stone, Clay, and Glass_Existing_Miscellaneous_Natural Gas_Strategic Energy Management_A_Achievable Economic UCT Potential | F3 | Industrial | Stone, Clay, and Glass | Existing | Miscellaneous | Natural Gas | Strategic Energy Management | A | Original Unit Winter Peak Savings (kW) | Achievable Economic UCT Potential | 0 | 0 | 0 | 0 | 0 | 0 | 0 | 0 | 0 | 0 | 0 | 0 | 0 | 0 | 0 | 0 | 0 | 0 | 0 | 0 | 0 | 0
F4_Industrial_Stone, Clay, and Glass_Existing_Miscellaneous_Natural Gas_Strategic Energy Management_A_Achievable Economic UCT Potential | F4 | Industrial | Stone, Clay, and Glass | Existing | Miscellaneous | Natural Gas | Strategic Energy Management | A | Standalone Impact on Baseline Energy (%) | Achievable Economic UCT Potential | 0% | 0% | 0.08224% | 0.1659% | 0.2511% | 0.3377% | 0.4259% | 0.5156% | 0.6069% | 0.6997% | 0.7943% | 0.8904% | 0.9883% | 1.088% | 1.189% | 1.292% | 1.397% | 1.504% | 1.613% | 1.723% | 1.836% | 1.95%
F5_Industrial_Stone, Clay, and Glass_Existing_Miscellaneous_Natural Gas_Strategic Energy Management_A_Achievable Economic UCT Potential | F5 | Industrial | Stone, Clay, and Glass | Existing | Miscellaneous | Natural Gas | Strategic Energy Management | A | Standalone Impact on Baseline Summer Peak (%) | Achievable Economic UCT Potential | bar: 2019 to 2040
F6_Industrial_Stone, Clay, and Glass_Existing_Miscellaneous_Natural Gas_Strategic Energy Management_A_Achievable Economic UCT Potential | F6 | Industrial | Stone, Clay, and Glass | Existing | Miscellaneous | Natural Gas | Strategic Energy Management | A | Standalone Impact on Baseline Winter Peak (%) | Achievable Economic UCT Potential | bar: 2019 to 2040
F7_Industrial_Stone, Clay, and Glass_Existing_Miscellaneous_Natural Gas_Strategic Energy Management_A_Achievable Economic UCT Potential | F7 | Industrial | Stone, Clay, and Glass | Existing | Miscellaneous | Natural Gas | Strategic Energy Management | A | Incremental Energy Savings (MWh or mTherms) | Achievable Economic UCT Potential | 0 | 0 | 0.10601 | 0.10419 | 0.10239 | 0.10062 | 0.09889 | 0.097185 | 0.095509 | 0.093862 | 0.092244 | 0.090653 | 0.089091 | 0.087554 | 0.086045 | 0.084561 | 0.083103 | 0.081671 | 0.080262 | 0.078879 | 0.077519 | 0.076182
F8_Industrial_Stone, Clay, and Glass_Existing_Miscellaneous_Natural Gas_Strategic Energy Management_A_Achievable Economic UCT Potential | F8 | Industrial | Stone, Clay, and Glass | Existing | Miscellaneous | Natural Gas | Strategic Energy Management | A | Incremental Summer Peak Savings (MW) | Achievable Economic UCT Potential | 0 | 0 | 0 | 0 | 0 | 0 | 0 | 0 | 0 | 0 | 0 | 0 | 0 | 0 | 0 | 0 | 0 | 0 | 0 | 0 | 0 | 0
F9_Industrial_Stone, Clay, and Glass_Existing_Miscellaneous_Natural Gas_Strategic Energy Management_A_Achievable Economic UCT Potential | F9 | Industrial | Stone, Clay, and Glass | Existing | Miscellaneous | Natural Gas | Strategic Energy Management | A | Incremental Winter Peak Savings (MW) | Achievable Economic UCT Potential | 0 | 0 | 0 | 0 | 0 | 0 | 0 | 0 | 0 | 0 | 0 | 0 | 0 | 0 | 0 | 0 | 0 | 0 | 0 | 0 | 0 | 0
F10_Industrial_Stone, Clay, and Glass_Existing_Miscellaneous_Natural Gas_Strategic Energy Management_A_Achievable Economic UCT Potential | F10 | Industrial | Stone, Clay, and Glass | Existing | Miscellaneous | Natural Gas | Strategic Energy Management | A | Cumulative Energy Savings (MWh or mTherms) | Achievable Economic UCT Potential | 0 | 0 | 0.10601 | 0.2102 | 0.31259 | 0.41321 | 0.5121 | 0.60929 | 0.7048 | 0.79866 | 0.8909 | 0.98156 | 1.0706 | 1.1582 | 1.2442 | 1.3288 | 1.4119 | 1.4936 | 1.5738 | 1.6527 | 1.7302 | 1.8064
F11_Industrial_Stone, Clay, and Glass_Existing_Miscellaneous_Natural Gas_Strategic Energy Management_A_Achievable Economic UCT Potential | F11 | Industrial | Stone, Clay, and Glass | Existing | Miscellaneous | Natural Gas | Strategic Energy Management | A | Cumulative Summer Peak Savings (MW) | Achievable Economic UCT Potential | 0 | 0 | 0 | 0 | 0 | 0 | 0 | 0 | 0 | 0 | 0 | 0 | 0 | 0 | 0 | 0 | 0 | 0 | 0 | 0 | 0 | 0
F12_Industrial_Stone, Clay, and Glass_Existing_Miscellaneous_Natural Gas_Strategic Energy Management_A_Achievable Economic UCT Potential | F12 | Industrial | Stone, Clay, and Glass | Existing | Miscellaneous | Natural Gas | Strategic Energy Management | A | Cumulative Winter Peak Savings (MW) | Achievable Economic UCT Potential | 0 | 0 | 0 | 0 | 0 | 0 | 0 | 0 | 0 | 0 | 0 | 0 | 0 | 0 | 0 | 0 | 0 | 0 | 0 | 0 | 0 | 0
F13_Industrial_Stone, Clay, and Glass_Existing_Miscellaneous_Natural Gas_Strategic Energy Management_A_Achievable Economic UCT Potential | F13 | Industrial | Stone, Clay, and Glass | Existing | Miscellaneous | Natural Gas | Strategic Energy Management | A | Purchases (Incremental) | Achievable Economic UCT Potential | 0 | 0 | 6.5196 | 6.4072 | 6.2967 | 6.1881 | 6.0814 | 5.9766 | 5.8735 | 5.7723 | 5.6727 | 5.5749 | 5.4788 | 5.3844 | 5.2915 | 5.2003 | 5.1106 | 5.0225 | 4.9359 | 4.8508 | 4.7672 | 4.685
F14_Industrial_Stone, Clay, and Glass_Existing_Miscellaneous_Natural Gas_Strategic Energy Management_A_Achievable Economic UCT Potential | F14 | Industrial | Stone, Clay, and Glass | Existing | Miscellaneous | Natural Gas | Strategic Energy Management | A | Purchases (Cumulative) | Achievable Economic UCT Potential | 0 | 0 | 6.5196 | 12.9267 | 19.2234 | 25.4115 | 31.4929 | 37.4695 | 43.343 | 49.1153 | 54.7881 | 60.363 | 65.8418 | 71.2262 | 76.5177 | 81.718 | 86.8286 | 91.8511 | 96.787 | 101.6378 | 106.405 | 111.09
F1_Industrial_Stone, Clay, and Glass_Existing_Space Heating_Natural Gas_Commissioning_A_Achievable Economic UCT Potential | F1 | Industrial | Stone, Clay, and Glass | Existing | Space Heating | Natural Gas | Commissioning | A | Original Unit Energy Savings (kWh or therms) | Achievable Economic UCT Potential | 0 | 0 | 17.2572 | 17.2162 | 17.1753 | 17.1349 | 17.0952 | 17.0566 | 17.0192 | 16.9833 | 16.9492 | 16.917 | 16.8866 | 16.858 | 16.831 | 16.8057 | 16.7818 | 16.7593 | 16.7382 | 16.7183 | 16.6997 | 16.6822
F2_Industrial_Stone, Clay, and Glass_Existing_Space Heating_Natural Gas_Commissioning_A_Achievable Economic UCT Potential | F2 | Industrial | Stone, Clay, and Glass | Existing | Space Heating | Natural Gas | Commissioning | A | Original Unit Summer Peak Savings (kW) | Achievable Economic UCT Potential | 0 | 0 | 0 | 0 | 0 | 0 | 0 | 0 | 0 | 0 | 0 | 0 | 0 | 0 | 0 | 0 | 0 | 0 | 0 | 0 | 0 | 0
F3_Industrial_Stone, Clay, and Glass_Existing_Space Heating_Natural Gas_Commissioning_A_Achievable Economic UCT Potential | F3 | Industrial | Stone, Clay, and Glass | Existing | Space Heating | Natural Gas | Commissioning | A | Original Unit Winter Peak Savings (kW) | Achievable Economic UCT Potential | 0 | 0 | 0 | 0 | 0 | 0 | 0 | 0 | 0 | 0 | 0 | 0 | 0 | 0 | 0 | 0 | 0 | 0 | 0 | 0 | 0 | 0
F4_Industrial_Stone, Clay, and Glass_Existing_Space Heating_Natural Gas_Commissioning_A_Achievable Economic UCT Potential | F4 | Industrial | Stone, Clay, and Glass | Existing | Space Heating | Natural Gas | Commissioning | A | Standalone Impact on Baseline Energy (%) | Achievable Economic UCT Potential | bar: 2019 to 2040
F5_Industrial_Stone, Clay, and Glass_Existing_Space Heating_Natural Gas_Commissioning_A_Achievable Economic UCT Potential | F5 | Industrial | Stone, Clay, and Glass | Existing | Space Heating | Natural Gas | Commissioning | A | Standalone Impact on Baseline Summer Peak (%) | Achievable Economic UCT Potential | bar: 2019 to 2040
F6_Industrial_Stone, Clay, and Glass_Existing_Space Heating_Natural Gas_Commissioning_A_Achievable Economic UCT Potential | F6 | Industrial | Stone, Clay, and Glass | Existing | Space Heating | Natural Gas | Commissioning | A | Standalone Impact on Baseline Winter Peak (%) | Achievable Economic UCT Potential | bar: 2019 to 2040
F7_Industrial_Stone, Clay, and Glass_Existing_Space Heating_Natural Gas_Commissioning_A_Achievable Economic UCT Potential | F7 | Industrial | Stone, Clay, and Glass | Existing | Space Heating | Natural Gas | Commissioning | A | Incremental Energy Savings (MWh or mTherms) | Achievable Economic UCT Potential | 0 | 0 | 0 | 0 | 0 | 0 | 0 | 0 | 0 | 0 | 0 | 0 | 0 | 0 | 0 | 0 | 0 | 0 | 0 | 0 | 0 | 0
F8_Industrial_Stone, Clay, and Glass_Existing_Space Heating_Natural Gas_Commissioning_A_Achievable Economic UCT Potential | F8 | Industrial | Stone, Clay, and Glass | Existing | Space Heating | Natural Gas | Commissioning | A | Incremental Summer Peak Savings (MW) | Achievable Economic UCT Potential | 0 | 0 | 0 | 0 | 0 | 0 | 0 | 0 | 0 | 0 | 0 | 0 | 0 | 0 | 0 | 0 | 0 | 0 | 0 | 0 | 0 | 0
F9_Industrial_Stone, Clay, and Glass_Existing_Space Heating_Natural Gas_Commissioning_A_Achievable Economic UCT Potential | F9 | Industrial | Stone, Clay, and Glass | Existing | Space Heating | Natural Gas | Commissioning | A | Incremental Winter Peak Savings (MW) | Achievable Economic UCT Potential | 0 | 0 | 0 | 0 | 0 | 0 | 0 | 0 | 0 | 0 | 0 | 0 | 0 | 0 | 0 | 0 | 0 | 0 | 0 | 0 | 0 | 0
F10_Industrial_Stone, Clay, and Glass_Existing_Space Heating_Natural Gas_Commissioning_A_Achievable Economic UCT Potential | F10 | Industrial | Stone, Clay, and Glass | Existing | Space Heating | Natural Gas | Commissioning | A | Cumulative Energy Savings (MWh or mTherms) | Achievable Economic UCT Potential | 0 | 0 | 0 | 0 | 0 | 0 | 0 | 0 | 0 | 0 | 0 | 0 | 0 | 0 | 0 | 0 | 0 | 0 | 0 | 0 | 0 | 0
F11_Industrial_Stone, Clay, and Glass_Existing_Space Heating_Natural Gas_Commissioning_A_Achievable Economic UCT Potential | F11 | Industrial | Stone, Clay, and Glass | Existing | Space Heating | Natural Gas | Commissioning | A | Cumulative Summer Peak Savings (MW) | Achievable Economic UCT Potential | 0 | 0 | 0 | 0 | 0 | 0 | 0 | 0 | 0 | 0 | 0 | 0 | 0 | 0 | 0 | 0 | 0 | 0 | 0 | 0 | 0 | 0
F12_Industrial_Stone, Clay, and Glass_Existing_Space Heating_Natural Gas_Commissioning_A_Achievable Economic UCT Potential | F12 | Industrial | Stone, Clay, and Glass | Existing | Space Heating | Natural Gas | Commissioning | A | Cumulative Winter Peak Savings (MW) | Achievable Economic UCT Potential | 0 | 0 | 0 | 0 | 0 | 0 | 0 | 0 | 0 | 0 | 0 | 0 | 0 | 0 | 0 | 0 | 0 | 0 | 0 | 0 | 0 | 0
F13_Industrial_Stone, Clay, and Glass_Existing_Space Heating_Natural Gas_Commissioning_A_Achievable Economic UCT Potential | F13 | Industrial | Stone, Clay, and Glass | Existing | Space Heating | Natural Gas | Commissioning | A | Purchases (Incremental) | Achievable Economic UCT Potential | 0 | 0 | 0 | 0 | 0 | 0 | 0 | 0 | 0 | 0 | 0 | 0 | 0 | 0 | 0 | 0 | 0 | 0 | 0 | 0 | 0 | 0
F14_Industrial_Stone, Clay, and Glass_Existing_Space Heating_Natural Gas_Commissioning_A_Achievable Economic UCT Potential | F14 | Industrial | Stone, Clay, and Glass | Existing | Space Heating | Natural Gas | Commissioning | A | Purchases (Cumulative) | Achievable Economic UCT Potential | 0 | 0 | 0 | 0 | 0 | 0 | 0 | 0 | 0 | 0 | 0 | 0 | 0 | 0 | 0 | 0 | 0 | 0 | 0 | 0 | 0 | 0
F1_Industrial_Stone, Clay, and Glass_Existing_Process_Natural Gas_Commissioning_A_Achievable Economic UCT Potential | F1 | Industrial | Stone, Clay, and Glass | Existing | Process | Natural Gas | Commissioning | A | Original Unit Energy Savings (kWh or therms) | Achievable Economic UCT Potential | 0 | 0 | 337.8652 | 337.8652 | 337.8652 | 337.8652 | 337.8652 | 337.8652 | 337.8652 | 337.8652 | 337.8652 | 337.8652 | 337.8652 | 337.8652 | 337.8652 | 337.8652 | 337.8652 | 337.8652 | 337.8652 | 337.8652 | 337.8652 | 337.8652
F2_Industrial_Stone, Clay, and Glass_Existing_Process_Natural Gas_Commissioning_A_Achievable Economic UCT Potential | F2 | Industrial | Stone, Clay, and Glass | Existing | Process | Natural Gas | Commissioning | A | Original Unit Summer Peak Savings (kW) | Achievable Economic UCT Potential | 0 | 0 | 0 | 0 | 0 | 0 | 0 | 0 | 0 | 0 | 0 | 0 | 0 | 0 | 0 | 0 | 0 | 0 | 0 | 0 | 0 | 0
F3_Industrial_Stone, Clay, and Glass_Existing_Process_Natural Gas_Commissioning_A_Achievable Economic UCT Potential | F3 | Industrial | Stone, Clay, and Glass | Existing | Process | Natural Gas | Commissioning | A | Original Unit Winter Peak Savings (kW) | Achievable Economic UCT Potential | 0 | 0 | 0 | 0 | 0 | 0 | 0 | 0 | 0 | 0 | 0 | 0 | 0 | 0 | 0 | 0 | 0 | 0 | 0 | 0 | 0 | 0
F4_Industrial_Stone, Clay, and Glass_Existing_Process_Natural Gas_Commissioning_A_Achievable Economic UCT Potential | F4 | Industrial | Stone, Clay, and Glass | Existing | Process | Natural Gas | Commissioning | A | Standalone Impact on Baseline Energy (%) | Achievable Economic UCT Potential | bar: 2019 to 2040
F5_Industrial_Stone, Clay, and Glass_Existing_Process_Natural Gas_Commissioning_A_Achievable Economic UCT Potential | F5 | Industrial | Stone, Clay, and Glass | Existing | Process | Natural Gas | Commissioning | A | Standalone Impact on Baseline Summer Peak (%) | Achievable Economic UCT Potential | bar: 2019 to 2040
F6_Industrial_Stone, Clay, and Glass_Existing_Process_Natural Gas_Commissioning_A_Achievable Economic UCT Potential | F6 | Industrial | Stone, Clay, and Glass | Existing | Process | Natural Gas | Commissioning | A | Standalone Impact on Baseline Winter Peak (%) | Achievable Economic UCT Potential | bar: 2019 to 2040
F7_Industrial_Stone, Clay, and Glass_Existing_Process_Natural Gas_Commissioning_A_Achievable Economic UCT Potential | F7 | Industrial | Stone, Clay, and Glass | Existing | Process | Natural Gas | Commissioning | A | Incremental Energy Savings (MWh or mTherms) | Achievable Economic UCT Potential | 0 | 0 | 0 | 0 | 0 | 0 | 0 | 0 | 0 | 0 | 0 | 0 | 0 | 0 | 0 | 0 | 0 | 0 | 0 | 0 | 0 | 0
F8_Industrial_Stone, Clay, and Glass_Existing_Process_Natural Gas_Commissioning_A_Achievable Economic UCT Potential | F8 | Industrial | Stone, Clay, and Glass | Existing | Process | Natural Gas | Commissioning | A | Incremental Summer Peak Savings (MW) | Achievable Economic UCT Potential | 0 | 0 | 0 | 0 | 0 | 0 | 0 | 0 | 0 | 0 | 0 | 0 | 0 | 0 | 0 | 0 | 0 | 0 | 0 | 0 | 0 | 0
F9_Industrial_Stone, Clay, and Glass_Existing_Process_Natural Gas_Commissioning_A_Achievable Economic UCT Potential | F9 | Industrial | Stone, Clay, and Glass | Existing | Process | Natural Gas | Commissioning | A | Incremental Winter Peak Savings (MW) | Achievable Economic UCT Potential | 0 | 0 | 0 | 0 | 0 | 0 | 0 | 0 | 0 | 0 | 0 | 0 | 0 | 0 | 0 | 0 | 0 | 0 | 0 | 0 | 0 | 0
F10_Industrial_Stone, Clay, and Glass_Existing_Process_Natural Gas_Commissioning_A_Achievable Economic UCT Potential | F10 | Industrial | Stone, Clay, and Glass | Existing | Process | Natural Gas | Commissioning | A | Cumulative Energy Savings (MWh or mTherms) | Achievable Economic UCT Potential | 0 | 0 | 0 | 0 | 0 | 0 | 0 | 0 | 0 | 0 | 0 | 0 | 0 | 0 | 0 | 0 | 0 | 0 | 0 | 0 | 0 | 0
F11_Industrial_Stone, Clay, and Glass_Existing_Process_Natural Gas_Commissioning_A_Achievable Economic UCT Potential | F11 | Industrial | Stone, Clay, and Glass | Existing | Process | Natural Gas | Commissioning | A | Cumulative Summer Peak Savings (MW) | Achievable Economic UCT Potential | 0 | 0 | 0 | 0 | 0 | 0 | 0 | 0 | 0 | 0 | 0 | 0 | 0 | 0 | 0 | 0 | 0 | 0 | 0 | 0 | 0 | 0
F12_Industrial_Stone, Clay, and Glass_Existing_Process_Natural Gas_Commissioning_A_Achievable Economic UCT Potential | F12 | Industrial | Stone, Clay, and Glass | Existing | Process | Natural Gas | Commissioning | A | Cumulative Winter Peak Savings (MW) | Achievable Economic UCT Potential | 0 | 0 | 0 | 0 | 0 | 0 | 0 | 0 | 0 | 0 | 0 | 0 | 0 | 0 | 0 | 0 | 0 | 0 | 0 | 0 | 0 | 0
F13_Industrial_Stone, Clay, and Glass_Existing_Process_Natural Gas_Commissioning_A_Achievable Economic UCT Potential | F13 | Industrial | Stone, Clay, and Glass | Existing | Process | Natural Gas | Commissioning | A | Purchases (Incremental) | Achievable Economic UCT Potential | 0 | 0 | 0 | 0 | 0 | 0 | 0 | 0 | 0 | 0 | 0 | 0 | 0 | 0 | 0 | 0 | 0 | 0 | 0 | 0 | 0 | 0
F14_Industrial_Stone, Clay, and Glass_Existing_Process_Natural Gas_Commissioning_A_Achievable Economic UCT Potential | F14 | Industrial | Stone, Clay, and Glass | Existing | Process | Natural Gas | Commissioning | A | Purchases (Cumulative) | Achievable Economic UCT Potential | 0 | 0 | 0 | 0 | 0 | 0 | 0 | 0 | 0 | 0 | 0 | 0 | 0 | 0 | 0 | 0 | 0 | 0 | 0 | 0 | 0 | 0
F1_Industrial_Stone, Clay, and Glass_Existing_Space Heating_Natural Gas_Retrocommissioning_A_Achievable Economic UCT Potential | F1 | Industrial | Stone, Clay, and Glass | Existing | Space Heating | Natural Gas | Retrocommissioning | A | Original Unit Energy Savings (kWh or therms) | Achievable Economic UCT Potential | 0 | 0 | 2.3969 | 2.3912 | 2.3855 | 2.3799 | 2.3744 | 2.369 | 2.3638 | 2.3589 | 2.3541 | 2.3496 | 2.3454 | 2.3415 | 2.3377 | 2.3342 | 2.3309 | 2.3277 | 2.3248 | 2.3221 | 2.3195 | 2.317
F2_Industrial_Stone, Clay, and Glass_Existing_Space Heating_Natural Gas_Retrocommissioning_A_Achievable Economic UCT Potential | F2 | Industrial | Stone, Clay, and Glass | Existing | Space Heating | Natural Gas | Retrocommissioning | A | Original Unit Summer Peak Savings (kW) | Achievable Economic UCT Potential | 0 | 0 | 0 | 0 | 0 | 0 | 0 | 0 | 0 | 0 | 0 | 0 | 0 | 0 | 0 | 0 | 0 | 0 | 0 | 0 | 0 | 0
F3_Industrial_Stone, Clay, and Glass_Existing_Space Heating_Natural Gas_Retrocommissioning_A_Achievable Economic UCT Potential | F3 | Industrial | Stone, Clay, and Glass | Existing | Space Heating | Natural Gas | Retrocommissioning | A | Original Unit Winter Peak Savings (kW) | Achievable Economic UCT Potential | 0 | 0 | 0 | 0 | 0 | 0 | 0 | 0 | 0 | 0 | 0 | 0 | 0 | 0 | 0 | 0 | 0 | 0 | 0 | 0 | 0 | 0
F4_Industrial_Stone, Clay, and Glass_Existing_Space Heating_Natural Gas_Retrocommissioning_A_Achievable Economic UCT Potential | F4 | Industrial | Stone, Clay, and Glass | Existing | Space Heating | Natural Gas | Retrocommissioning | A | Standalone Impact on Baseline Energy (%) | Achievable Economic UCT Potential | 0% | 0% | 0.0124% | 0.02501% | 0.03784% | 0.0509% | 0.06419% | 0.07772% | 0.09148% | 0.1055% | 0.1197% | 0.1342% | 0.149% | 0.164% | 0.1793% | 0.1948% | 0.2106% | 0.2267% | 0.2431% | 0.2597% | 0.2767% | 0.2939%
F5_Industrial_Stone, Clay, and Glass_Existing_Space Heating_Natural Gas_Retrocommissioning_A_Achievable Economic UCT Potential | F5 | Industrial | Stone, Clay, and Glass | Existing | Space Heating | Natural Gas | Retrocommissioning | A | Standalone Impact on Baseline Summer Peak (%) | Achievable Economic UCT Potential | bar: 2019 to 2040
F6_Industrial_Stone, Clay, and Glass_Existing_Space Heating_Natural Gas_Retrocommissioning_A_Achievable Economic UCT Potential | F6 | Industrial | Stone, Clay, and Glass | Existing | Space Heating | Natural Gas | Retrocommissioning | A | Standalone Impact on Baseline Winter Peak (%) | Achievable Economic UCT Potential | bar: 2019 to 2040
F7_Industrial_Stone, Clay, and Glass_Existing_Space Heating_Natural Gas_Retrocommissioning_A_Achievable Economic UCT Potential | F7 | Industrial | Stone, Clay, and Glass | Existing | Space Heating | Natural Gas | Retrocommissioning | A | Incremental Energy Savings (MWh or mTherms) | Achievable Economic UCT Potential | 0 | 0 | 0.012154 | 0.011916 | 0.011683 | 0.011455 | 0.011231 | 0.011012 | 0.010799 | 0.01059 | 0.010387 | 0.010188 | 0.0099946 | 0.0098056 | 0.0096212 | 0.009441 | 0.0092651 | 0.0090931 | 0.0089251 | 0.0087608 | 0.0086001 | 0.008443
F8_Industrial_Stone, Clay, and Glass_Existing_Space Heating_Natural Gas_Retrocommissioning_A_Achievable Economic UCT Potential | F8 | Industrial | Stone, Clay, and Glass | Existing | Space Heating | Natural Gas | Retrocommissioning | A | Incremental Summer Peak Savings (MW) | Achievable Economic UCT Potential | 0 | 0 | 0 | 0 | 0 | 0 | 0 | 0 | 0 | 0 | 0 | 0 | 0 | 0 | 0 | 0 | 0 | 0 | 0 | 0 | 0 | 0
F9_Industrial_Stone, Clay, and Glass_Existing_Space Heating_Natural Gas_Retrocommissioning_A_Achievable Economic UCT Potential | F9 | Industrial | Stone, Clay, and Glass | Existing | Space Heating | Natural Gas | Retrocommissioning | A | Incremental Winter Peak Savings (MW) | Achievable Economic UCT Potential | 0 | 0 | 0 | 0 | 0 | 0 | 0 | 0 | 0 | 0 | 0 | 0 | 0 | 0 | 0 | 0 | 0 | 0 | 0 | 0 | 0 | 0
F10_Industrial_Stone, Clay, and Glass_Existing_Space Heating_Natural Gas_Retrocommissioning_A_Achievable Economic UCT Potential | F10 | Industrial | Stone, Clay, and Glass | Existing | Space Heating | Natural Gas | Retrocommissioning | A | Cumulative Energy Savings (MWh or mTherms) | Achievable Economic UCT Potential | 0 | 0 | 0.012154 | 0.024041 | 0.035667 | 0.047038 | 0.05816 | 0.069041 | 0.079688 | 0.090111 | 0.10032 | 0.11031 | 0.12011 | 0.12971 | 0.13913 | 0.14836 | 0.15741 | 0.16629 | 0.17501 | 0.18356 | 0.19196 | 0.2002
F11_Industrial_Stone, Clay, and Glass_Existing_Space Heating_Natural Gas_Retrocommissioning_A_Achievable Economic UCT Potential | F11 | Industrial | Stone, Clay, and Glass | Existing | Space Heating | Natural Gas | Retrocommissioning | A | Cumulative Summer Peak Savings (MW) | Achievable Economic UCT Potential | 0 | 0 | 0 | 0 | 0 | 0 | 0 | 0 | 0 | 0 | 0 | 0 | 0 | 0 | 0 | 0 | 0 | 0 | 0 | 0 | 0 | 0
F12_Industrial_Stone, Clay, and Glass_Existing_Space Heating_Natural Gas_Retrocommissioning_A_Achievable Economic UCT Potential | F12 | Industrial | Stone, Clay, and Glass | Existing | Space Heating | Natural Gas | Retrocommissioning | A | Cumulative Winter Peak Savings (MW) | Achievable Economic UCT Potential | 0 | 0 | 0 | 0 | 0 | 0 | 0 | 0 | 0 | 0 | 0 | 0 | 0 | 0 | 0 | 0 | 0 | 0 | 0 | 0 | 0 | 0
F13_Industrial_Stone, Clay, and Glass_Existing_Space Heating_Natural Gas_Retrocommissioning_A_Achievable Economic UCT Potential | F13 | Industrial | Stone, Clay, and Glass | Existing | Space Heating | Natural Gas | Retrocommissioning | A | Purchases (Incremental) | Achievable Economic UCT Potential | 0 | 0 | 5.0708 | 4.9833 | 4.8974 | 4.813 | 4.73 | 4.6484 | 4.5683 | 4.4895 | 4.4121 | 4.3361 | 4.2613 | 4.1878 | 4.1156 | 4.0447 | 3.9749 | 3.9064 | 3.839 | 3.7729 | 3.7078 | 3.6439
F14_Industrial_Stone, Clay, and Glass_Existing_Space Heating_Natural Gas_Retrocommissioning_A_Achievable Economic UCT Potential | F14 | Industrial | Stone, Clay, and Glass | Existing | Space Heating | Natural Gas | Retrocommissioning | A | Purchases (Cumulative) | Achievable Economic UCT Potential | 0 | 0 | 5.0708 | 10.0541 | 14.9515 | 19.7645 | 24.4945 | 29.143 | 33.7113 | 38.2008 | 42.6129 | 46.949 | 51.2103 | 55.3981 | 59.5138 | 63.5584 | 67.5334 | 71.4398 | 75.2788 | 79.0517 | 82.7595 | 86.4033
F1_Industrial_Stone, Clay, and Glass_Existing_Process_Natural Gas_Retrocommissioning_A_Achievable Economic UCT Potential | F1 | Industrial | Stone, Clay, and Glass | Existing | Process | Natural Gas | Retrocommissioning | A | Original Unit Energy Savings (kWh or therms) | Achievable Economic UCT Potential | 0 | 0 | 0 | 0 | 0 | 0 | 0 | 0 | 0 | 0 | 0 | 0 | 0 | 0 | 0 | 0 | 0 | 0 | 0 | 0 | 0 | 0
F2_Industrial_Stone, Clay, and Glass_Existing_Process_Natural Gas_Retrocommissioning_A_Achievable Economic UCT Potential | F2 | Industrial | Stone, Clay, and Glass | Existing | Process | Natural Gas | Retrocommissioning | A | Original Unit Summer Peak Savings (kW) | Achievable Economic UCT Potential | 0 | 0 | 0 | 0 | 0 | 0 | 0 | 0 | 0 | 0 | 0 | 0 | 0 | 0 | 0 | 0 | 0 | 0 | 0 | 0 | 0 | 0
F3_Industrial_Stone, Clay, and Glass_Existing_Process_Natural Gas_Retrocommissioning_A_Achievable Economic UCT Potential | F3 | Industrial | Stone, Clay, and Glass | Existing | Process | Natural Gas | Retrocommissioning | A | Original Unit Winter Peak Savings (kW) | Achievable Economic UCT Potential | 0 | 0 | 0 | 0 | 0 | 0 | 0 | 0 | 0 | 0 | 0 | 0 | 0 | 0 | 0 | 0 | 0 | 0 | 0 | 0 | 0 | 0
F4_Industrial_Stone, Clay, and Glass_Existing_Process_Natural Gas_Retrocommissioning_A_Achievable Economic UCT Potential | F4 | Industrial | Stone, Clay, and Glass | Existing | Process | Natural Gas | Retrocommissioning | A | Standalone Impact on Baseline Energy (%) | Achievable Economic UCT Potential | bar: 2019 to 2040
F5_Industrial_Stone, Clay, and Glass_Existing_Process_Natural Gas_Retrocommissioning_A_Achievable Economic UCT Potential | F5 | Industrial | Stone, Clay, and Glass | Existing | Process | Natural Gas | Retrocommissioning | A | Standalone Impact on Baseline Summer Peak (%) | Achievable Economic UCT Potential | bar: 2019 to 2040
F6_Industrial_Stone, Clay, and Glass_Existing_Process_Natural Gas_Retrocommissioning_A_Achievable Economic UCT Potential | F6 | Industrial | Stone, Clay, and Glass | Existing | Process | Natural Gas | Retrocommissioning | A | Standalone Impact on Baseline Winter Peak (%) | Achievable Economic UCT Potential | bar: 2019 to 2040
F7_Industrial_Stone, Clay, and Glass_Existing_Process_Natural Gas_Retrocommissioning_A_Achievable Economic UCT Potential | F7 | Industrial | Stone, Clay, and Glass | Existing | Process | Natural Gas | Retrocommissioning | A | Incremental Energy Savings (MWh or mTherms) | Achievable Economic UCT Potential | 0 | 0 | 0 | 0 | 0 | 0 | 0 | 0 | 0 | 0 | 0 | 0 | 0 | 0 | 0 | 0 | 0 | 0 | 0 | 0 | 0 | 0
F8_Industrial_Stone, Clay, and Glass_Existing_Process_Natural Gas_Retrocommissioning_A_Achievable Economic UCT Potential | F8 | Industrial | Stone, Clay, and Glass | Existing | Process | Natural Gas | Retrocommissioning | A | Incremental Summer Peak Savings (MW) | Achievable Economic UCT Potential | 0 | 0 | 0 | 0 | 0 | 0 | 0 | 0 | 0 | 0 | 0 | 0 | 0 | 0 | 0 | 0 | 0 | 0 | 0 | 0 | 0 | 0
F9_Industrial_Stone, Clay, and Glass_Existing_Process_Natural Gas_Retrocommissioning_A_Achievable Economic UCT Potential | F9 | Industrial | Stone, Clay, and Glass | Existing | Process | Natural Gas | Retrocommissioning | A | Incremental Winter Peak Savings (MW) | Achievable Economic UCT Potential | 0 | 0 | 0 | 0 | 0 | 0 | 0 | 0 | 0 | 0 | 0 | 0 | 0 | 0 | 0 | 0 | 0 | 0 | 0 | 0 | 0 | 0
F10_Industrial_Stone, Clay, and Glass_Existing_Process_Natural Gas_Retrocommissioning_A_Achievable Economic UCT Potential | F10 | Industrial | Stone, Clay, and Glass | Existing | Process | Natural Gas | Retrocommissioning | A | Cumulative Energy Savings (MWh or mTherms) | Achievable Economic UCT Potential | 0 | 0 | 0 | 0 | 0 | 0 | 0 | 0 | 0 | 0 | 0 | 0 | 0 | 0 | 0 | 0 | 0 | 0 | 0 | 0 | 0 | 0
F11_Industrial_Stone, Clay, and Glass_Existing_Process_Natural Gas_Retrocommissioning_A_Achievable Economic UCT Potential | F11 | Industrial | Stone, Clay, and Glass | Existing | Process | Natural Gas | Retrocommissioning | A | Cumulative Summer Peak Savings (MW) | Achievable Economic UCT Potential | 0 | 0 | 0 | 0 | 0 | 0 | 0 | 0 | 0 | 0 | 0 | 0 | 0 | 0 | 0 | 0 | 0 | 0 | 0 | 0 | 0 | 0
F12_Industrial_Stone, Clay, and Glass_Existing_Process_Natural Gas_Retrocommissioning_A_Achievable Economic UCT Potential | F12 | Industrial | Stone, Clay, and Glass | Existing | Process | Natural Gas | Retrocommissioning | A | Cumulative Winter Peak Savings (MW) | Achievable Economic UCT Potential | 0 | 0 | 0 | 0 | 0 | 0 | 0 | 0 | 0 | 0 | 0 | 0 | 0 | 0 | 0 | 0 | 0 | 0 | 0 | 0 | 0 | 0
F13_Industrial_Stone, Clay, and Glass_Existing_Process_Natural Gas_Retrocommissioning_A_Achievable Economic UCT Potential | F13 | Industrial | Stone, Clay, and Glass | Existing | Process | Natural Gas | Retrocommissioning | A | Purchases (Incremental) | Achievable Economic UCT Potential | 0 | 0 | 5.0708 | 4.9833 | 4.8974 | 4.813 | 4.73 | 4.6484 | 4.5683 | 4.4895 | 4.4121 | 4.3361 | 4.2613 | 4.1878 | 4.1156 | 4.0447 | 3.9749 | 3.9064 | 3.839 | 3.7729 | 3.7078 | 3.6439
F14_Industrial_Stone, Clay, and Glass_Existing_Process_Natural Gas_Retrocommissioning_A_Achievable Economic UCT Potential | F14 | Industrial | Stone, Clay, and Glass | Existing | Process | Natural Gas | Retrocommissioning | A | Purchases (Cumulative) | Achievable Economic UCT Potential | 0 | 0 | 5.0708 | 10.0541 | 14.9515 | 19.7645 | 24.4945 | 29.143 | 33.7113 | 38.2008 | 42.6129 | 46.949 | 51.2103 | 55.3981 | 59.5138 | 63.5584 | 67.5334 | 71.4398 | 75.2788 | 79.0517 | 82.7595 | 86.4033
F1_Industrial_Stone, Clay, and Glass_New_Space Heating_Natural Gas_Insulation - Roof/Ceiling_A_Achievable Economic UCT Potential | F1 | Industrial | Stone, Clay, and Glass | New | Space Heating | Natural Gas | Insulation - Roof/Ceiling | A | Original Unit Energy Savings (kWh or therms) | Achievable Economic UCT Potential | 0 | 0 | 0.078976 | 0.078976 | 0.078976 | 0.078976 | 0.078976 | 0.078976 | 0.078976 | 0.078976 | 0.078976 | 0.078976 | 0.078976 | 0.078976 | 0.078976 | 0.078976 | 0.078976 | 0.078976 | 0.078976 | 0.078976 | 0.078976 | 0.078976
F2_Industrial_Stone, Clay, and Glass_New_Space Heating_Natural Gas_Insulation - Roof/Ceiling_A_Achievable Economic UCT Potential | F2 | Industrial | Stone, Clay, and Glass | New | Space Heating | Natural Gas | Insulation - Roof/Ceiling | A | Original Unit Summer Peak Savings (kW) | Achievable Economic UCT Potential | 0 | 0 | 0 | 0 | 0 | 0 | 0 | 0 | 0 | 0 | 0 | 0 | 0 | 0 | 0 | 0 | 0 | 0 | 0 | 0 | 0 | 0
F3_Industrial_Stone, Clay, and Glass_New_Space Heating_Natural Gas_Insulation - Roof/Ceiling_A_Achievable Economic UCT Potential | F3 | Industrial | Stone, Clay, and Glass | New | Space Heating | Natural Gas | Insulation - Roof/Ceiling | A | Original Unit Winter Peak Savings (kW) | Achievable Economic UCT Potential | 0 | 0 | 0 | 0 | 0 | 0 | 0 | 0 | 0 | 0 | 0 | 0 | 0 | 0 | 0 | 0 | 0 | 0 | 0 | 0 | 0 | 0
F4_Industrial_Stone, Clay, and Glass_New_Space Heating_Natural Gas_Insulation - Roof/Ceiling_A_Achievable Economic UCT Potential | F4 | Industrial | Stone, Clay, and Glass | New | Space Heating | Natural Gas | Insulation - Roof/Ceiling | A | Standalone Impact on Baseline Energy (%) | Achievable Economic UCT Potential | bar: 2019 to 2040
F5_Industrial_Stone, Clay, and Glass_New_Space Heating_Natural Gas_Insulation - Roof/Ceiling_A_Achievable Economic UCT Potential | F5 | Industrial | Stone, Clay, and Glass | New | Space Heating | Natural Gas | Insulation - Roof/Ceiling | A | Standalone Impact on Baseline Summer Peak (%) | Achievable Economic UCT Potential | bar: 2019 to 2040
F6_Industrial_Stone, Clay, and Glass_New_Space Heating_Natural Gas_Insulation - Roof/Ceiling_A_Achievable Economic UCT Potential | F6 | Industrial | Stone, Clay, and Glass | New | Space Heating | Natural Gas | Insulation - Roof/Ceiling | A | Standalone Impact on Baseline Winter Peak (%) | Achievable Economic UCT Potential | bar: 2019 to 2040
F7_Industrial_Stone, Clay, and Glass_New_Space Heating_Natural Gas_Insulation - Roof/Ceiling_A_Achievable Economic UCT Potential | F7 | Industrial | Stone, Clay, and Glass | New | Space Heating | Natural Gas | Insulation - Roof/Ceiling | A | Incremental Energy Savings (MWh or mTherms) | Achievable Economic UCT Potential | 0 | 0 | 0 | 0 | 0 | 0 | 0 | 0 | 0 | 0 | 0 | 0 | 0 | 0 | 0 | 0 | 0 | 0 | 0 | 0 | 0 | 0
F8_Industrial_Stone, Clay, and Glass_New_Space Heating_Natural Gas_Insulation - Roof/Ceiling_A_Achievable Economic UCT Potential | F8 | Industrial | Stone, Clay, and Glass | New | Space Heating | Natural Gas | Insulation - Roof/Ceiling | A | Incremental Summer Peak Savings (MW) | Achievable Economic UCT Potential | 0 | 0 | 0 | 0 | 0 | 0 | 0 | 0 | 0 | 0 | 0 | 0 | 0 | 0 | 0 | 0 | 0 | 0 | 0 | 0 | 0 | 0
F9_Industrial_Stone, Clay, and Glass_New_Space Heating_Natural Gas_Insulation - Roof/Ceiling_A_Achievable Economic UCT Potential | F9 | Industrial | Stone, Clay, and Glass | New | Space Heating | Natural Gas | Insulation - Roof/Ceiling | A | Incremental Winter Peak Savings (MW) | Achievable Economic UCT Potential | 0 | 0 | 0 | 0 | 0 | 0 | 0 | 0 | 0 | 0 | 0 | 0 | 0 | 0 | 0 | 0 | 0 | 0 | 0 | 0 | 0 | 0
F10_Industrial_Stone, Clay, and Glass_New_Space Heating_Natural Gas_Insulation - Roof/Ceiling_A_Achievable Economic UCT Potential | F10 | Industrial | Stone, Clay, and Glass | New | Space Heating | Natural Gas | Insulation - Roof/Ceiling | A | Cumulative Energy Savings (MWh or mTherms) | Achievable Economic UCT Potential | 0 | 0 | 0 | 0 | 0 | 0 | 0 | 0 | 0 | 0 | 0 | 0 | 0 | 0 | 0 | 0 | 0 | 0 | 0 | 0 | 0 | 0
F11_Industrial_Stone, Clay, and Glass_New_Space Heating_Natural Gas_Insulation - Roof/Ceiling_A_Achievable Economic UCT Potential | F11 | Industrial | Stone, Clay, and Glass | New | Space Heating | Natural Gas | Insulation - Roof/Ceiling | A | Cumulative Summer Peak Savings (MW) | Achievable Economic UCT Potential | 0 | 0 | 0 | 0 | 0 | 0 | 0 | 0 | 0 | 0 | 0 | 0 | 0 | 0 | 0 | 0 | 0 | 0 | 0 | 0 | 0 | 0
F12_Industrial_Stone, Clay, and Glass_New_Space Heating_Natural Gas_Insulation - Roof/Ceiling_A_Achievable Economic UCT Potential | F12 | Industrial | Stone, Clay, and Glass | New | Space Heating | Natural Gas | Insulation - Roof/Ceiling | A | Cumulative Winter Peak Savings (MW) | Achievable Economic UCT Potential | 0 | 0 | 0 | 0 | 0 | 0 | 0 | 0 | 0 | 0 | 0 | 0 | 0 | 0 | 0 | 0 | 0 | 0 | 0 | 0 | 0 | 0
F13_Industrial_Stone, Clay, and Glass_New_Space Heating_Natural Gas_Insulation - Roof/Ceiling_A_Achievable Economic UCT Potential | F13 | Industrial | Stone, Clay, and Glass | New | Space Heating | Natural Gas | Insulation - Roof/Ceiling | A | Purchases (Incremental) | Achievable Economic UCT Potential | 0 | 0 | 0 | 0 | 0 | 0 | 0 | 0 | 0 | 0 | 0 | 0 | 0 | 0 | 0 | 0 | 0 | 0 | 0 | 0 | 0 | 0
F14_Industrial_Stone, Clay, and Glass_New_Space Heating_Natural Gas_Insulation - Roof/Ceiling_A_Achievable Economic UCT Potential | F14 | Industrial | Stone, Clay, and Glass | New | Space Heating | Natural Gas | Insulation - Roof/Ceiling | A | Purchases (Cumulative) | Achievable Economic UCT Potential | 0 | 0 | 0 | 0 | 0 | 0 | 0 | 0 | 0 | 0 | 0 | 0 | 0 | 0 | 0 | 0 | 0 | 0 | 0 | 0 | 0 | 0
F1_Industrial_Stone, Clay, and Glass_New_Space Heating_Natural Gas_Insulation - Wall Cavity_A_Achievable Economic UCT Potential | F1 | Industrial | Stone, Clay, and Glass | New | Space Heating | Natural Gas | Insulation - Wall Cavity | A | Original Unit Energy Savings (kWh or therms) | Achievable Economic UCT Potential | 0 | 0 | 0.017277 | 0.017277 | 0.017277 | 0.017277 | 0.017277 | 0.017277 | 0.017277 | 0.017277 | 0.017277 | 0.017277 | 0.017277 | 0.017277 | 0.017277 | 0.017277 | 0.017277 | 0.017277 | 0.017277 | 0.017277 | 0.017277 | 0.017277
F2_Industrial_Stone, Clay, and Glass_New_Space Heating_Natural Gas_Insulation - Wall Cavity_A_Achievable Economic UCT Potential | F2 | Industrial | Stone, Clay, and Glass | New | Space Heating | Natural Gas | Insulation - Wall Cavity | A | Original Unit Summer Peak Savings (kW) | Achievable Economic UCT Potential | 0 | 0 | 0 | 0 | 0 | 0 | 0 | 0 | 0 | 0 | 0 | 0 | 0 | 0 | 0 | 0 | 0 | 0 | 0 | 0 | 0 | 0
F3_Industrial_Stone, Clay, and Glass_New_Space Heating_Natural Gas_Insulation - Wall Cavity_A_Achievable Economic UCT Potential | F3 | Industrial | Stone, Clay, and Glass | New | Space Heating | Natural Gas | Insulation - Wall Cavity | A | Original Unit Winter Peak Savings (kW) | Achievable Economic UCT Potential | 0 | 0 | 0 | 0 | 0 | 0 | 0 | 0 | 0 | 0 | 0 | 0 | 0 | 0 | 0 | 0 | 0 | 0 | 0 | 0 | 0 | 0
F4_Industrial_Stone, Clay, and Glass_New_Space Heating_Natural Gas_Insulation - Wall Cavity_A_Achievable Economic UCT Potential | F4 | Industrial | Stone, Clay, and Glass | New | Space Heating | Natural Gas | Insulation - Wall Cavity | A | Standalone Impact on Baseline Energy (%) | Achievable Economic UCT Potential | bar: 2019 to 2040
F5_Industrial_Stone, Clay, and Glass_New_Space Heating_Natural Gas_Insulation - Wall Cavity_A_Achievable Economic UCT Potential | F5 | Industrial | Stone, Clay, and Glass | New | Space Heating | Natural Gas | Insulation - Wall Cavity | A | Standalone Impact on Baseline Summer Peak (%) | Achievable Economic UCT Potential | bar: 2019 to 2040
F6_Industrial_Stone, Clay, and Glass_New_Space Heating_Natural Gas_Insulation - Wall Cavity_A_Achievable Economic UCT Potential | F6 | Industrial | Stone, Clay, and Glass | New | Space Heating | Natural Gas | Insulation - Wall Cavity | A | Standalone Impact on Baseline Winter Peak (%) | Achievable Economic UCT Potential | bar: 2019 to 2040
F7_Industrial_Stone, Clay, and Glass_New_Space Heating_Natural Gas_Insulation - Wall Cavity_A_Achievable Economic UCT Potential | F7 | Industrial | Stone, Clay, and Glass | New | Space Heating | Natural Gas | Insulation - Wall Cavity | A | Incremental Energy Savings (MWh or mTherms) | Achievable Economic UCT Potential | 0 | 0 | 0 | 0 | 0 | 0 | 0 | 0 | 0 | 0 | 0 | 0 | 0 | 0 | 0 | 0 | 0 | 0 | 0 | 0 | 0 | 0
F8_Industrial_Stone, Clay, and Glass_New_Space Heating_Natural Gas_Insulation - Wall Cavity_A_Achievable Economic UCT Potential | F8 | Industrial | Stone, Clay, and Glass | New | Space Heating | Natural Gas | Insulation - Wall Cavity | A | Incremental Summer Peak Savings (MW) | Achievable Economic UCT Potential | 0 | 0 | 0 | 0 | 0 | 0 | 0 | 0 | 0 | 0 | 0 | 0 | 0 | 0 | 0 | 0 | 0 | 0 | 0 | 0 | 0 | 0
F9_Industrial_Stone, Clay, and Glass_New_Space Heating_Natural Gas_Insulation - Wall Cavity_A_Achievable Economic UCT Potential | F9 | Industrial | Stone, Clay, and Glass | New | Space Heating | Natural Gas | Insulation - Wall Cavity | A | Incremental Winter Peak Savings (MW) | Achievable Economic UCT Potential | 0 | 0 | 0 | 0 | 0 | 0 | 0 | 0 | 0 | 0 | 0 | 0 | 0 | 0 | 0 | 0 | 0 | 0 | 0 | 0 | 0 | 0
F10_Industrial_Stone, Clay, and Glass_New_Space Heating_Natural Gas_Insulation - Wall Cavity_A_Achievable Economic UCT Potential | F10 | Industrial | Stone, Clay, and Glass | New | Space Heating | Natural Gas | Insulation - Wall Cavity | A | Cumulative Energy Savings (MWh or mTherms) | Achievable Economic UCT Potential | 0 | 0 | 0 | 0 | 0 | 0 | 0 | 0 | 0 | 0 | 0 | 0 | 0 | 0 | 0 | 0 | 0 | 0 | 0 | 0 | 0 | 0
F11_Industrial_Stone, Clay, and Glass_New_Space Heating_Natural Gas_Insulation - Wall Cavity_A_Achievable Economic UCT Potential | F11 | Industrial | Stone, Clay, and Glass | New | Space Heating | Natural Gas | Insulation - Wall Cavity | A | Cumulative Summer Peak Savings (MW) | Achievable Economic UCT Potential | 0 | 0 | 0 | 0 | 0 | 0 | 0 | 0 | 0 | 0 | 0 | 0 | 0 | 0 | 0 | 0 | 0 | 0 | 0 | 0 | 0 | 0
F12_Industrial_Stone, Clay, and Glass_New_Space Heating_Natural Gas_Insulation - Wall Cavity_A_Achievable Economic UCT Potential | F12 | Industrial | Stone, Clay, and Glass | New | Space Heating | Natural Gas | Insulation - Wall Cavity | A | Cumulative Winter Peak Savings (MW) | Achievable Economic UCT Potential | 0 | 0 | 0 | 0 | 0 | 0 | 0 | 0 | 0 | 0 | 0 | 0 | 0 | 0 | 0 | 0 | 0 | 0 | 0 | 0 | 0 | 0
F13_Industrial_Stone, Clay, and Glass_New_Space Heating_Natural Gas_Insulation - Wall Cavity_A_Achievable Economic UCT Potential | F13 | Industrial | Stone, Clay, and Glass | New | Space Heating | Natural Gas | Insulation - Wall Cavity | A | Purchases (Incremental) | Achievable Economic UCT Potential | 0 | 0 | 0 | 0 | 0 | 0 | 0 | 0 | 0 | 0 | 0 | 0 | 0 | 0 | 0 | 0 | 0 | 0 | 0 | 0 | 0 | 0
F14_Industrial_Stone, Clay, and Glass_New_Space Heating_Natural Gas_Insulation - Wall Cavity_A_Achievable Economic UCT Potential | F14 | Industrial | Stone, Clay, and Glass | New | Space Heating | Natural Gas | Insulation - Wall Cavity | A | Purchases (Cumulative) | Achievable Economic UCT Potential | 0 | 0 | 0 | 0 | 0 | 0 | 0 | 0 | 0 | 0 | 0 | 0 | 0 | 0 | 0 | 0 | 0 | 0 | 0 | 0 | 0 | 0
F1_Industrial_Stone, Clay, and Glass_New_Space Heating_Natural Gas_Insulation - Ducting_A_Achievable Economic UCT Potential | F1 | Industrial | Stone, Clay, and Glass | New | Space Heating | Natural Gas | Insulation - Ducting | A | Original Unit Energy Savings (kWh or therms) | Achievable Economic UCT Potential | 0 | 0 | 0.0012737 | 0.0012737 | 0.0012737 | 0.0012737 | 0.0012737 | 0.0012737 | 0.0012737 | 0.0012737 | 0.0012737 | 0.0012737 | 0.0012737 | 0.0012737 | 0.0012737 | 0.0012737 | 0.0012737 | 0.0012737 | 0.0012737 | 0.0012737 | 0.0012737 | 0.0012737
F2_Industrial_Stone, Clay, and Glass_New_Space Heating_Natural Gas_Insulation - Ducting_A_Achievable Economic UCT Potential | F2 | Industrial | Stone, Clay, and Glass | New | Space Heating | Natural Gas | Insulation - Ducting | A | Original Unit Summer Peak Savings (kW) | Achievable Economic UCT Potential | 0 | 0 | 0 | 0 | 0 | 0 | 0 | 0 | 0 | 0 | 0 | 0 | 0 | 0 | 0 | 0 | 0 | 0 | 0 | 0 | 0 | 0
F3_Industrial_Stone, Clay, and Glass_New_Space Heating_Natural Gas_Insulation - Ducting_A_Achievable Economic UCT Potential | F3 | Industrial | Stone, Clay, and Glass | New | Space Heating | Natural Gas | Insulation - Ducting | A | Original Unit Winter Peak Savings (kW) | Achievable Economic UCT Potential | 0 | 0 | 0 | 0 | 0 | 0 | 0 | 0 | 0 | 0 | 0 | 0 | 0 | 0 | 0 | 0 | 0 | 0 | 0 | 0 | 0 | 0
F4_Industrial_Stone, Clay, and Glass_New_Space Heating_Natural Gas_Insulation - Ducting_A_Achievable Economic UCT Potential | F4 | Industrial | Stone, Clay, and Glass | New | Space Heating | Natural Gas | Insulation - Ducting | A | Standalone Impact on Baseline Energy (%) | Achievable Economic UCT Potential | bar: 2019 to 2040
F5_Industrial_Stone, Clay, and Glass_New_Space Heating_Natural Gas_Insulation - Ducting_A_Achievable Economic UCT Potential | F5 | Industrial | Stone, Clay, and Glass | New | Space Heating | Natural Gas | Insulation - Ducting | A | Standalone Impact on Baseline Summer Peak (%) | Achievable Economic UCT Potential | bar: 2019 to 2040
F6_Industrial_Stone, Clay, and Glass_New_Space Heating_Natural Gas_Insulation - Ducting_A_Achievable Economic UCT Potential | F6 | Industrial | Stone, Clay, and Glass | New | Space Heating | Natural Gas | Insulation - Ducting | A | Standalone Impact on Baseline Winter Peak (%) | Achievable Economic UCT Potential | bar: 2019 to 2040
F7_Industrial_Stone, Clay, and Glass_New_Space Heating_Natural Gas_Insulation - Ducting_A_Achievable Economic UCT Potential | F7 | Industrial | Stone, Clay, and Glass | New | Space Heating | Natural Gas | Insulation - Ducting | A | Incremental Energy Savings (MWh or mTherms) | Achievable Economic UCT Potential | 0 | 0 | 0 | 0 | 0 | 0 | 0 | 0 | 0 | 0 | 0 | 0 | 0 | 0 | 0 | 0 | 0 | 0 | 0 | 0 | 0 | 0
F8_Industrial_Stone, Clay, and Glass_New_Space Heating_Natural Gas_Insulation - Ducting_A_Achievable Economic UCT Potential | F8 | Industrial | Stone, Clay, and Glass | New | Space Heating | Natural Gas | Insulation - Ducting | A | Incremental Summer Peak Savings (MW) | Achievable Economic UCT Potential | 0 | 0 | 0 | 0 | 0 | 0 | 0 | 0 | 0 | 0 | 0 | 0 | 0 | 0 | 0 | 0 | 0 | 0 | 0 | 0 | 0 | 0
F9_Industrial_Stone, Clay, and Glass_New_Space Heating_Natural Gas_Insulation - Ducting_A_Achievable Economic UCT Potential | F9 | Industrial | Stone, Clay, and Glass | New | Space Heating | Natural Gas | Insulation - Ducting | A | Incremental Winter Peak Savings (MW) | Achievable Economic UCT Potential | 0 | 0 | 0 | 0 | 0 | 0 | 0 | 0 | 0 | 0 | 0 | 0 | 0 | 0 | 0 | 0 | 0 | 0 | 0 | 0 | 0 | 0
F10_Industrial_Stone, Clay, and Glass_New_Space Heating_Natural Gas_Insulation - Ducting_A_Achievable Economic UCT Potential | F10 | Industrial | Stone, Clay, and Glass | New | Space Heating | Natural Gas | Insulation - Ducting | A | Cumulative Energy Savings (MWh or mTherms) | Achievable Economic UCT Potential | 0 | 0 | 0 | 0 | 0 | 0 | 0 | 0 | 0 | 0 | 0 | 0 | 0 | 0 | 0 | 0 | 0 | 0 | 0 | 0 | 0 | 0
F11_Industrial_Stone, Clay, and Glass_New_Space Heating_Natural Gas_Insulation - Ducting_A_Achievable Economic UCT Potential | F11 | Industrial | Stone, Clay, and Glass | New | Space Heating | Natural Gas | Insulation - Ducting | A | Cumulative Summer Peak Savings (MW) | Achievable Economic UCT Potential | 0 | 0 | 0 | 0 | 0 | 0 | 0 | 0 | 0 | 0 | 0 | 0 | 0 | 0 | 0 | 0 | 0 | 0 | 0 | 0 | 0 | 0
F12_Industrial_Stone, Clay, and Glass_New_Space Heating_Natural Gas_Insulation - Ducting_A_Achievable Economic UCT Potential | F12 | Industrial | Stone, Clay, and Glass | New | Space Heating | Natural Gas | Insulation - Ducting | A | Cumulative Winter Peak Savings (MW) | Achievable Economic UCT Potential | 0 | 0 | 0 | 0 | 0 | 0 | 0 | 0 | 0 | 0 | 0 | 0 | 0 | 0 | 0 | 0 | 0 | 0 | 0 | 0 | 0 | 0
F13_Industrial_Stone, Clay, and Glass_New_Space Heating_Natural Gas_Insulation - Ducting_A_Achievable Economic UCT Potential | F13 | Industrial | Stone, Clay, and Glass | New | Space Heating | Natural Gas | Insulation - Ducting | A | Purchases (Incremental) | Achievable Economic UCT Potential | 0 | 0 | 0 | 0 | 0 | 0 | 0 | 0 | 0 | 0 | 0 | 0 | 0 | 0 | 0 | 0 | 0 | 0 | 0 | 0 | 0 | 0
F14_Industrial_Stone, Clay, and Glass_New_Space Heating_Natural Gas_Insulation - Ducting_A_Achievable Economic UCT Potential | F14 | Industrial | Stone, Clay, and Glass | New | Space Heating | Natural Gas | Insulation - Ducting | A | Purchases (Cumulative) | Achievable Economic UCT Potential | 0 | 0 | 0 | 0 | 0 | 0 | 0 | 0 | 0 | 0 | 0 | 0 | 0 | 0 | 0 | 0 | 0 | 0 | 0 | 0 | 0 | 0
F1_Industrial_Stone, Clay, and Glass_New_Space Heating_Natural Gas_HVAC - Duct Repair and Sealing_A_Achievable Economic UCT Potential | F1 | Industrial | Stone, Clay, and Glass | New | Space Heating | Natural Gas | HVAC - Duct Repair and Sealing | A | Original Unit Energy Savings (kWh or therms) | Achievable Economic UCT Potential | 0 | 0 | 0.0036023 | 0.0036023 | 0.0036023 | 0.0036023 | 0.0036023 | 0.0036023 | 0.0036023 | 0.0036023 | 0.0036023 | 0.0036023 | 0.0036023 | 0.0036023 | 0.0036023 | 0.0036023 | 0.0036023 | 0.0036023 | 0.0036023 | 0.0036023 | 0.0036023 | 0.0036023
F2_Industrial_Stone, Clay, and Glass_New_Space Heating_Natural Gas_HVAC - Duct Repair and Sealing_A_Achievable Economic UCT Potential | F2 | Industrial | Stone, Clay, and Glass | New | Space Heating | Natural Gas | HVAC - Duct Repair and Sealing | A | Original Unit Summer Peak Savings (kW) | Achievable Economic UCT Potential | 0 | 0 | 0 | 0 | 0 | 0 | 0 | 0 | 0 | 0 | 0 | 0 | 0 | 0 | 0 | 0 | 0 | 0 | 0 | 0 | 0 | 0
F3_Industrial_Stone, Clay, and Glass_New_Space Heating_Natural Gas_HVAC - Duct Repair and Sealing_A_Achievable Economic UCT Potential | F3 | Industrial | Stone, Clay, and Glass | New | Space Heating | Natural Gas | HVAC - Duct Repair and Sealing | A | Original Unit Winter Peak Savings (kW) | Achievable Economic UCT Potential | 0 | 0 | 0 | 0 | 0 | 0 | 0 | 0 | 0 | 0 | 0 | 0 | 0 | 0 | 0 | 0 | 0 | 0 | 0 | 0 | 0 | 0
F4_Industrial_Stone, Clay, and Glass_New_Space Heating_Natural Gas_HVAC - Duct Repair and Sealing_A_Achievable Economic UCT Potential | F4 | Industrial | Stone, Clay, and Glass | New | Space Heating | Natural Gas | HVAC - Duct Repair and Sealing | A | Standalone Impact on Baseline Energy (%) | Achievable Economic UCT Potential | bar: 2019 to 2040
F5_Industrial_Stone, Clay, and Glass_New_Space Heating_Natural Gas_HVAC - Duct Repair and Sealing_A_Achievable Economic UCT Potential | F5 | Industrial | Stone, Clay, and Glass | New | Space Heating | Natural Gas | HVAC - Duct Repair and Sealing | A | Standalone Impact on Baseline Summer Peak (%) | Achievable Economic UCT Potential | bar: 2019 to 2040
F6_Industrial_Stone, Clay, and Glass_New_Space Heating_Natural Gas_HVAC - Duct Repair and Sealing_A_Achievable Economic UCT Potential | F6 | Industrial | Stone, Clay, and Glass | New | Space Heating | Natural Gas | HVAC - Duct Repair and Sealing | A | Standalone Impact on Baseline Winter Peak (%) | Achievable Economic UCT Potential | bar: 2019 to 2040
F7_Industrial_Stone, Clay, and Glass_New_Space Heating_Natural Gas_HVAC - Duct Repair and Sealing_A_Achievable Economic UCT Potential | F7 | Industrial | Stone, Clay, and Glass | New | Space Heating | Natural Gas | HVAC - Duct Repair and Sealing | A | Incremental Energy Savings (MWh or mTherms) | Achievable Economic UCT Potential | 0 | 0 | 0 | 0 | 0 | 0 | 0 | 0 | 0 | 0 | 0 | 0 | 0 | 0 | 0 | 0 | 0 | 0 | 0 | 0 | 0 | 0
F8_Industrial_Stone, Clay, and Glass_New_Space Heating_Natural Gas_HVAC - Duct Repair and Sealing_A_Achievable Economic UCT Potential | F8 | Industrial | Stone, Clay, and Glass | New | Space Heating | Natural Gas | HVAC - Duct Repair and Sealing | A | Incremental Summer Peak Savings (MW) | Achievable Economic UCT Potential | 0 | 0 | 0 | 0 | 0 | 0 | 0 | 0 | 0 | 0 | 0 | 0 | 0 | 0 | 0 | 0 | 0 | 0 | 0 | 0 | 0 | 0
F9_Industrial_Stone, Clay, and Glass_New_Space Heating_Natural Gas_HVAC - Duct Repair and Sealing_A_Achievable Economic UCT Potential | F9 | Industrial | Stone, Clay, and Glass | New | Space Heating | Natural Gas | HVAC - Duct Repair and Sealing | A | Incremental Winter Peak Savings (MW) | Achievable Economic UCT Potential | 0 | 0 | 0 | 0 | 0 | 0 | 0 | 0 | 0 | 0 | 0 | 0 | 0 | 0 | 0 | 0 | 0 | 0 | 0 | 0 | 0 | 0
F10_Industrial_Stone, Clay, and Glass_New_Space Heating_Natural Gas_HVAC - Duct Repair and Sealing_A_Achievable Economic UCT Potential | F10 | Industrial | Stone, Clay, and Glass | New | Space Heating | Natural Gas | HVAC - Duct Repair and Sealing | A | Cumulative Energy Savings (MWh or mTherms) | Achievable Economic UCT Potential | 0 | 0 | 0 | 0 | 0 | 0 | 0 | 0 | 0 | 0 | 0 | 0 | 0 | 0 | 0 | 0 | 0 | 0 | 0 | 0 | 0 | 0
F11_Industrial_Stone, Clay, and Glass_New_Space Heating_Natural Gas_HVAC - Duct Repair and Sealing_A_Achievable Economic UCT Potential | F11 | Industrial | Stone, Clay, and Glass | New | Space Heating | Natural Gas | HVAC - Duct Repair and Sealing | A | Cumulative Summer Peak Savings (MW) | Achievable Economic UCT Potential | 0 | 0 | 0 | 0 | 0 | 0 | 0 | 0 | 0 | 0 | 0 | 0 | 0 | 0 | 0 | 0 | 0 | 0 | 0 | 0 | 0 | 0
F12_Industrial_Stone, Clay, and Glass_New_Space Heating_Natural Gas_HVAC - Duct Repair and Sealing_A_Achievable Economic UCT Potential | F12 | Industrial | Stone, Clay, and Glass | New | Space Heating | Natural Gas | HVAC - Duct Repair and Sealing | A | Cumulative Winter Peak Savings (MW) | Achievable Economic UCT Potential | 0 | 0 | 0 | 0 | 0 | 0 | 0 | 0 | 0 | 0 | 0 | 0 | 0 | 0 | 0 | 0 | 0 | 0 | 0 | 0 | 0 | 0
F13_Industrial_Stone, Clay, and Glass_New_Space Heating_Natural Gas_HVAC - Duct Repair and Sealing_A_Achievable Economic UCT Potential | F13 | Industrial | Stone, Clay, and Glass | New | Space Heating | Natural Gas | HVAC - Duct Repair and Sealing | A | Purchases (Incremental) | Achievable Economic UCT Potential | 0 | 0 | 0 | 0 | 0 | 0 | 0 | 0 | 0 | 0 | 0 | 0 | 0 | 0 | 0 | 0 | 0 | 0 | 0 | 0 | 0 | 0
F14_Industrial_Stone, Clay, and Glass_New_Space Heating_Natural Gas_HVAC - Duct Repair and Sealing_A_Achievable Economic UCT Potential | F14 | Industrial | Stone, Clay, and Glass | New | Space Heating | Natural Gas | HVAC - Duct Repair and Sealing | A | Purchases (Cumulative) | Achievable Economic UCT Potential | 0 | 0 | 0 | 0 | 0 | 0 | 0 | 0 | 0 | 0 | 0 | 0 | 0 | 0 | 0 | 0 | 0 | 0 | 0 | 0 | 0 | 0
F1_Industrial_Stone, Clay, and Glass_New_Space Heating_Natural Gas_Windows - High Efficiency_A_Achievable Economic UCT Potential | F1 | Industrial | Stone, Clay, and Glass | New | Space Heating | Natural Gas | Windows - High Efficiency | A | Original Unit Energy Savings (kWh or therms) | Achievable Economic UCT Potential | 0 | 0 | 0.0073878 | 0.0073878 | 0.0073878 | 0.0073878 | 0.0073878 | 0.0073878 | 0.0073878 | 0.0073878 | 0.0073878 | 0.0073878 | 0.0073878 | 0.0073878 | 0.0073878 | 0.0073878 | 0.0073878 | 0.0073878 | 0.0073878 | 0.0073878 | 0.0073878 | 0.0073878
F2_Industrial_Stone, Clay, and Glass_New_Space Heating_Natural Gas_Windows - High Efficiency_A_Achievable Economic UCT Potential | F2 | Industrial | Stone, Clay, and Glass | New | Space Heating | Natural Gas | Windows - High Efficiency | A | Original Unit Summer Peak Savings (kW) | Achievable Economic UCT Potential | 0 | 0 | 0 | 0 | 0 | 0 | 0 | 0 | 0 | 0 | 0 | 0 | 0 | 0 | 0 | 0 | 0 | 0 | 0 | 0 | 0 | 0
F3_Industrial_Stone, Clay, and Glass_New_Space Heating_Natural Gas_Windows - High Efficiency_A_Achievable Economic UCT Potential | F3 | Industrial | Stone, Clay, and Glass | New | Space Heating | Natural Gas | Windows - High Efficiency | A | Original Unit Winter Peak Savings (kW) | Achievable Economic UCT Potential | 0 | 0 | 0 | 0 | 0 | 0 | 0 | 0 | 0 | 0 | 0 | 0 | 0 | 0 | 0 | 0 | 0 | 0 | 0 | 0 | 0 | 0
F4_Industrial_Stone, Clay, and Glass_New_Space Heating_Natural Gas_Windows - High Efficiency_A_Achievable Economic UCT Potential | F4 | Industrial | Stone, Clay, and Glass | New | Space Heating | Natural Gas | Windows - High Efficiency | A | Standalone Impact on Baseline Energy (%) | Achievable Economic UCT Potential | bar: 2019 to 2040
F5_Industrial_Stone, Clay, and Glass_New_Space Heating_Natural Gas_Windows - High Efficiency_A_Achievable Economic UCT Potential | F5 | Industrial | Stone, Clay, and Glass | New | Space Heating | Natural Gas | Windows - High Efficiency | A | Standalone Impact on Baseline Summer Peak (%) | Achievable Economic UCT Potential | bar: 2019 to 2040
F6_Industrial_Stone, Clay, and Glass_New_Space Heating_Natural Gas_Windows - High Efficiency_A_Achievable Economic UCT Potential | F6 | Industrial | Stone, Clay, and Glass | New | Space Heating | Natural Gas | Windows - High Efficiency | A | Standalone Impact on Baseline Winter Peak (%) | Achievable Economic UCT Potential | bar: 2019 to 2040
F7_Industrial_Stone, Clay, and Glass_New_Space Heating_Natural Gas_Windows - High Efficiency_A_Achievable Economic UCT Potential | F7 | Industrial | Stone, Clay, and Glass | New | Space Heating | Natural Gas | Windows - High Efficiency | A | Incremental Energy Savings (MWh or mTherms) | Achievable Economic UCT Potential | 0 | 0 | 0 | 0 | 0 | 0 | 0 | 0 | 0 | 0 | 0 | 0 | 0 | 0 | 0 | 0 | 0 | 0 | 0 | 0 | 0 | 0
F8_Industrial_Stone, Clay, and Glass_New_Space Heating_Natural Gas_Windows - High Efficiency_A_Achievable Economic UCT Potential | F8 | Industrial | Stone, Clay, and Glass | New | Space Heating | Natural Gas | Windows - High Efficiency | A | Incremental Summer Peak Savings (MW) | Achievable Economic UCT Potential | 0 | 0 | 0 | 0 | 0 | 0 | 0 | 0 | 0 | 0 | 0 | 0 | 0 | 0 | 0 | 0 | 0 | 0 | 0 | 0 | 0 | 0
F9_Industrial_Stone, Clay, and Glass_New_Space Heating_Natural Gas_Windows - High Efficiency_A_Achievable Economic UCT Potential | F9 | Industrial | Stone, Clay, and Glass | New | Space Heating | Natural Gas | Windows - High Efficiency | A | Incremental Winter Peak Savings (MW) | Achievable Economic UCT Potential | 0 | 0 | 0 | 0 | 0 | 0 | 0 | 0 | 0 | 0 | 0 | 0 | 0 | 0 | 0 | 0 | 0 | 0 | 0 | 0 | 0 | 0
F10_Industrial_Stone, Clay, and Glass_New_Space Heating_Natural Gas_Windows - High Efficiency_A_Achievable Economic UCT Potential | F10 | Industrial | Stone, Clay, and Glass | New | Space Heating | Natural Gas | Windows - High Efficiency | A | Cumulative Energy Savings (MWh or mTherms) | Achievable Economic UCT Potential | 0 | 0 | 0 | 0 | 0 | 0 | 0 | 0 | 0 | 0 | 0 | 0 | 0 | 0 | 0 | 0 | 0 | 0 | 0 | 0 | 0 | 0
F11_Industrial_Stone, Clay, and Glass_New_Space Heating_Natural Gas_Windows - High Efficiency_A_Achievable Economic UCT Potential | F11 | Industrial | Stone, Clay, and Glass | New | Space Heating | Natural Gas | Windows - High Efficiency | A | Cumulative Summer Peak Savings (MW) | Achievable Economic UCT Potential | 0 | 0 | 0 | 0 | 0 | 0 | 0 | 0 | 0 | 0 | 0 | 0 | 0 | 0 | 0 | 0 | 0 | 0 | 0 | 0 | 0 | 0
F12_Industrial_Stone, Clay, and Glass_New_Space Heating_Natural Gas_Windows - High Efficiency_A_Achievable Economic UCT Potential | F12 | Industrial | Stone, Clay, and Glass | New | Space Heating | Natural Gas | Windows - High Efficiency | A | Cumulative Winter Peak Savings (MW) | Achievable Economic UCT Potential | 0 | 0 | 0 | 0 | 0 | 0 | 0 | 0 | 0 | 0 | 0 | 0 | 0 | 0 | 0 | 0 | 0 | 0 | 0 | 0 | 0 | 0
F13_Industrial_Stone, Clay, and Glass_New_Space Heating_Natural Gas_Windows - High Efficiency_A_Achievable Economic UCT Potential | F13 | Industrial | Stone, Clay, and Glass | New | Space Heating | Natural Gas | Windows - High Efficiency | A | Purchases (Incremental) | Achievable Economic UCT Potential | 0 | 0 | 0 | 0 | 0 | 0 | 0 | 0 | 0 | 0 | 0 | 0 | 0 | 0 | 0 | 0 | 0 | 0 | 0 | 0 | 0 | 0
F14_Industrial_Stone, Clay, and Glass_New_Space Heating_Natural Gas_Windows - High Efficiency_A_Achievable Economic UCT Potential | F14 | Industrial | Stone, Clay, and Glass | New | Space Heating | Natural Gas | Windows - High Efficiency | A | Purchases (Cumulative) | Achievable Economic UCT Potential | 0 | 0 | 0 | 0 | 0 | 0 | 0 | 0 | 0 | 0 | 0 | 0 | 0 | 0 | 0 | 0 | 0 | 0 | 0 | 0 | 0 | 0
F1_Industrial_Stone, Clay, and Glass_New_Space Heating_Natural Gas_Gas Boiler - Maintenance_A_Achievable Economic UCT Potential | F1 | Industrial | Stone, Clay, and Glass | New | Space Heating | Natural Gas | Gas Boiler - Maintenance | A | Original Unit Energy Savings (kWh or therms) | Achievable Economic UCT Potential | 0 | 0 | 6.7831 | 6.7831 | 6.7831 | 6.7831 | 6.7831 | 6.7831 | 6.7831 | 6.7831 | 6.7831 | 6.7831 | 6.7831 | 6.7831 | 6.7831 | 6.7831 | 6.7831 | 6.7831 | 6.7831 | 6.7831 | 6.7831 | 6.7831
F2_Industrial_Stone, Clay, and Glass_New_Space Heating_Natural Gas_Gas Boiler - Maintenance_A_Achievable Economic UCT Potential | F2 | Industrial | Stone, Clay, and Glass | New | Space Heating | Natural Gas | Gas Boiler - Maintenance | A | Original Unit Summer Peak Savings (kW) | Achievable Economic UCT Potential | 0 | 0 | 0 | 0 | 0 | 0 | 0 | 0 | 0 | 0 | 0 | 0 | 0 | 0 | 0 | 0 | 0 | 0 | 0 | 0 | 0 | 0
F3_Industrial_Stone, Clay, and Glass_New_Space Heating_Natural Gas_Gas Boiler - Maintenance_A_Achievable Economic UCT Potential | F3 | Industrial | Stone, Clay, and Glass | New | Space Heating | Natural Gas | Gas Boiler - Maintenance | A | Original Unit Winter Peak Savings (kW) | Achievable Economic UCT Potential | 0 | 0 | 0 | 0 | 0 | 0 | 0 | 0 | 0 | 0 | 0 | 0 | 0 | 0 | 0 | 0 | 0 | 0 | 0 | 0 | 0 | 0
F4_Industrial_Stone, Clay, and Glass_New_Space Heating_Natural Gas_Gas Boiler - Maintenance_A_Achievable Economic UCT Potential | F4 | Industrial | Stone, Clay, and Glass | New | Space Heating | Natural Gas | Gas Boiler - Maintenance | A | Standalone Impact on Baseline Energy (%) | Achievable Economic UCT Potential | 0% | 0% | 0.002102% | 0.002678% | 0.002898% | 0.002333% | 0.00205% | 0.001805% | 0.001597% | 0.001413% | 0.001302% | 0.001194% | 0.001103% | 0.001014% | 0.0009612% | 0.000904% | 0.0008533% | 0.000801% | 0.0007699% | 0.0007346% | 0.0007033% | 0.0006747%
F5_Industrial_Stone, Clay, and Glass_New_Space Heating_Natural Gas_Gas Boiler - Maintenance_A_Achievable Economic UCT Potential | F5 | Industrial | Stone, Clay, and Glass | New | Space Heating | Natural Gas | Gas Boiler - Maintenance | A | Standalone Impact on Baseline Summer Peak (%) | Achievable Economic UCT Potential | bar: 2019 to 2040
F6_Industrial_Stone, Clay, and Glass_New_Space Heating_Natural Gas_Gas Boiler - Maintenance_A_Achievable Economic UCT Potential | F6 | Industrial | Stone, Clay, and Glass | New | Space Heating | Natural Gas | Gas Boiler - Maintenance | A | Standalone Impact on Baseline Winter Peak (%) | Achievable Economic UCT Potential | bar: 2019 to 2040
F7_Industrial_Stone, Clay, and Glass_New_Space Heating_Natural Gas_Gas Boiler - Maintenance_A_Achievable Economic UCT Potential | F7 | Industrial | Stone, Clay, and Glass | New | Space Heating | Natural Gas | Gas Boiler - Maintenance | A | Incremental Energy Savings (MWh or mTherms) | Achievable Economic UCT Potential | 0 | 0 | 0.00010845 | 0.00013267 | 0.00013096 | 0.00013614 | 0.0001373 | 0.00013691 | 0.00013614 | 0.0001373 | 0.00013691 | 0.00024459 | 0.00026996 | 0.00026787 | 0.00048919 | 0.00053992 | 0.00053573 | 0.00097837 | 0.0010798 | 0.0010715 | 0.0019844 | 0.0021643
F8_Industrial_Stone, Clay, and Glass_New_Space Heating_Natural Gas_Gas Boiler - Maintenance_A_Achievable Economic UCT Potential | F8 | Industrial | Stone, Clay, and Glass | New | Space Heating | Natural Gas | Gas Boiler - Maintenance | A | Incremental Summer Peak Savings (MW) | Achievable Economic UCT Potential | 0 | 0 | 0 | 0 | 0 | 0 | 0 | 0 | 0 | 0 | 0 | 0 | 0 | 0 | 0 | 0 | 0 | 0 | 0 | 0 | 0 | 0
F9_Industrial_Stone, Clay, and Glass_New_Space Heating_Natural Gas_Gas Boiler - Maintenance_A_Achievable Economic UCT Potential | F9 | Industrial | Stone, Clay, and Glass | New | Space Heating | Natural Gas | Gas Boiler - Maintenance | A | Incremental Winter Peak Savings (MW) | Achievable Economic UCT Potential | 0 | 0 | 0 | 0 | 0 | 0 | 0 | 0 | 0 | 0 | 0 | 0 | 0 | 0 | 0 | 0 | 0 | 0 | 0 | 0 | 0 | 0
F10_Industrial_Stone, Clay, and Glass_New_Space Heating_Natural Gas_Gas Boiler - Maintenance_A_Achievable Economic UCT Potential | F10 | Industrial | Stone, Clay, and Glass | New | Space Heating | Natural Gas | Gas Boiler - Maintenance | A | Cumulative Energy Savings (MWh or mTherms) | Achievable Economic UCT Potential | 0 | 0 | 0.00010845 | 0.00024112 | 0.00037208 | 0.00039976 | 0.00040439 | 0.00041034 | 0.00041034 | 0.00041034 | 0.00041034 | 0.00041034 | 0.00041034 | 0.00041034 | 0.00041034 | 0.00041034 | 0.00041034 | 0.00041034 | 0.00041034 | 0.00041034 | 0.00041034 | 0.00041034
F11_Industrial_Stone, Clay, and Glass_New_Space Heating_Natural Gas_Gas Boiler - Maintenance_A_Achievable Economic UCT Potential | F11 | Industrial | Stone, Clay, and Glass | New | Space Heating | Natural Gas | Gas Boiler - Maintenance | A | Cumulative Summer Peak Savings (MW) | Achievable Economic UCT Potential | 0 | 0 | 0 | 0 | 0 | 0 | 0 | 0 | 0 | 0 | 0 | 0 | 0 | 0 | 0 | 0 | 0 | 0 | 0 | 0 | 0 | 0
F12_Industrial_Stone, Clay, and Glass_New_Space Heating_Natural Gas_Gas Boiler - Maintenance_A_Achievable Economic UCT Potential | F12 | Industrial | Stone, Clay, and Glass | New | Space Heating | Natural Gas | Gas Boiler - Maintenance | A | Cumulative Winter Peak Savings (MW) | Achievable Economic UCT Potential | 0 | 0 | 0 | 0 | 0 | 0 | 0 | 0 | 0 | 0 | 0 | 0 | 0 | 0 | 0 | 0 | 0 | 0 | 0 | 0 | 0 | 0
F13_Industrial_Stone, Clay, and Glass_New_Space Heating_Natural Gas_Gas Boiler - Maintenance_A_Achievable Economic UCT Potential | F13 | Industrial | Stone, Clay, and Glass | New | Space Heating | Natural Gas | Gas Boiler - Maintenance | A | Purchases (Incremental) | Achievable Economic UCT Potential | 0 | 0 | 0.015989 | 0.019558 | 0.019307 | 0.02007 | 0.020241 | 0.020184 | 0.02007 | 0.020241 | 0.020184 | 0.036059 | 0.039799 | 0.03949 | 0.072119 | 0.079599 | 0.078981 | 0.14424 | 0.1592 | 0.15796 | 0.29256 | 0.31908
F14_Industrial_Stone, Clay, and Glass_New_Space Heating_Natural Gas_Gas Boiler - Maintenance_A_Achievable Economic UCT Potential | F14 | Industrial | Stone, Clay, and Glass | New | Space Heating | Natural Gas | Gas Boiler - Maintenance | A | Purchases (Cumulative) | Achievable Economic UCT Potential | 0 | 0 | 0.015989 | 0.035547 | 0.054854 | 0.058936 | 0.059618 | 0.060495 | 0.060495 | 0.060495 | 0.060495 | 0.060495 | 0.060495 | 0.060495 | 0.060495 | 0.060495 | 0.060495 | 0.060495 | 0.060495 | 0.060495 | 0.060495 | 0.060495
F1_Industrial_Stone, Clay, and Glass_New_Process_Natural Gas_Gas Boiler - Maintenance_A_Achievable Economic UCT Potential | F1 | Industrial | Stone, Clay, and Glass | New | Process | Natural Gas | Gas Boiler - Maintenance | A | Original Unit Energy Savings (kWh or therms) | Achievable Economic UCT Potential | 0 | 0 | 6.7831 | 6.7831 | 6.7831 | 6.7831 | 6.7831 | 6.7831 | 6.7831 | 6.7831 | 6.7831 | 6.7831 | 6.7831 | 6.7831 | 6.7831 | 6.7831 | 6.7831 | 6.7831 | 6.7831 | 6.7831 | 6.7831 | 6.7831
F2_Industrial_Stone, Clay, and Glass_New_Process_Natural Gas_Gas Boiler - Maintenance_A_Achievable Economic UCT Potential | F2 | Industrial | Stone, Clay, and Glass | New | Process | Natural Gas | Gas Boiler - Maintenance | A | Original Unit Summer Peak Savings (kW) | Achievable Economic UCT Potential | 0 | 0 | 0 | 0 | 0 | 0 | 0 | 0 | 0 | 0 | 0 | 0 | 0 | 0 | 0 | 0 | 0 | 0 | 0 | 0 | 0 | 0
F3_Industrial_Stone, Clay, and Glass_New_Process_Natural Gas_Gas Boiler - Maintenance_A_Achievable Economic UCT Potential | F3 | Industrial | Stone, Clay, and Glass | New | Process | Natural Gas | Gas Boiler - Maintenance | A | Original Unit Winter Peak Savings (kW) | Achievable Economic UCT Potential | 0 | 0 | 0 | 0 | 0 | 0 | 0 | 0 | 0 | 0 | 0 | 0 | 0 | 0 | 0 | 0 | 0 | 0 | 0 | 0 | 0 | 0
F4_Industrial_Stone, Clay, and Glass_New_Process_Natural Gas_Gas Boiler - Maintenance_A_Achievable Economic UCT Potential | F4 | Industrial | Stone, Clay, and Glass | New | Process | Natural Gas | Gas Boiler - Maintenance | A | Standalone Impact on Baseline Energy (%) | Achievable Economic UCT Potential | 0% | 0% | 0.002102% | 0.002678% | 0.002898% | 0.002333% | 0.00205% | 0.001805% | 0.001597% | 0.001413% | 0.001302% | 0.001194% | 0.001103% | 0.001014% | 0.0009612% | 0.000904% | 0.0008533% | 0.000801% | 0.0007699% | 0.0007346% | 0.0007033% | 0.0006747%
F5_Industrial_Stone, Clay, and Glass_New_Process_Natural Gas_Gas Boiler - Maintenance_A_Achievable Economic UCT Potential | F5 | Industrial | Stone, Clay, and Glass | New | Process | Natural Gas | Gas Boiler - Maintenance | A | Standalone Impact on Baseline Summer Peak (%) | Achievable Economic UCT Potential | bar: 2019 to 2040
F6_Industrial_Stone, Clay, and Glass_New_Process_Natural Gas_Gas Boiler - Maintenance_A_Achievable Economic UCT Potential | F6 | Industrial | Stone, Clay, and Glass | New | Process | Natural Gas | Gas Boiler - Maintenance | A | Standalone Impact on Baseline Winter Peak (%) | Achievable Economic UCT Potential | bar: 2019 to 2040
F7_Industrial_Stone, Clay, and Glass_New_Process_Natural Gas_Gas Boiler - Maintenance_A_Achievable Economic UCT Potential | F7 | Industrial | Stone, Clay, and Glass | New | Process | Natural Gas | Gas Boiler - Maintenance | A | Incremental Energy Savings (MWh or mTherms) | Achievable Economic UCT Potential | 0 | 0 | 0.00010845 | 0.00013267 | 0.00013096 | 0.00013614 | 0.0001373 | 0.00013691 | 0.00013614 | 0.0001373 | 0.00013691 | 0.00024459 | 0.00026996 | 0.00026787 | 0.00048919 | 0.00053992 | 0.00053573 | 0.00097837 | 0.0010798 | 0.0010715 | 0.0019844 | 0.0021643
F8_Industrial_Stone, Clay, and Glass_New_Process_Natural Gas_Gas Boiler - Maintenance_A_Achievable Economic UCT Potential | F8 | Industrial | Stone, Clay, and Glass | New | Process | Natural Gas | Gas Boiler - Maintenance | A | Incremental Summer Peak Savings (MW) | Achievable Economic UCT Potential | 0 | 0 | 0 | 0 | 0 | 0 | 0 | 0 | 0 | 0 | 0 | 0 | 0 | 0 | 0 | 0 | 0 | 0 | 0 | 0 | 0 | 0
F9_Industrial_Stone, Clay, and Glass_New_Process_Natural Gas_Gas Boiler - Maintenance_A_Achievable Economic UCT Potential | F9 | Industrial | Stone, Clay, and Glass | New | Process | Natural Gas | Gas Boiler - Maintenance | A | Incremental Winter Peak Savings (MW) | Achievable Economic UCT Potential | 0 | 0 | 0 | 0 | 0 | 0 | 0 | 0 | 0 | 0 | 0 | 0 | 0 | 0 | 0 | 0 | 0 | 0 | 0 | 0 | 0 | 0
F10_Industrial_Stone, Clay, and Glass_New_Process_Natural Gas_Gas Boiler - Maintenance_A_Achievable Economic UCT Potential | F10 | Industrial | Stone, Clay, and Glass | New | Process | Natural Gas | Gas Boiler - Maintenance | A | Cumulative Energy Savings (MWh or mTherms) | Achievable Economic UCT Potential | 0 | 0 | 0.00010845 | 0.00024112 | 0.00037208 | 0.00039976 | 0.00040439 | 0.00041034 | 0.00041034 | 0.00041034 | 0.00041034 | 0.00041034 | 0.00041034 | 0.00041034 | 0.00041034 | 0.00041034 | 0.00041034 | 0.00041034 | 0.00041034 | 0.00041034 | 0.00041034 | 0.00041034
F11_Industrial_Stone, Clay, and Glass_New_Process_Natural Gas_Gas Boiler - Maintenance_A_Achievable Economic UCT Potential | F11 | Industrial | Stone, Clay, and Glass | New | Process | Natural Gas | Gas Boiler - Maintenance | A | Cumulative Summer Peak Savings (MW) | Achievable Economic UCT Potential | 0 | 0 | 0 | 0 | 0 | 0 | 0 | 0 | 0 | 0 | 0 | 0 | 0 | 0 | 0 | 0 | 0 | 0 | 0 | 0 | 0 | 0
F12_Industrial_Stone, Clay, and Glass_New_Process_Natural Gas_Gas Boiler - Maintenance_A_Achievable Economic UCT Potential | F12 | Industrial | Stone, Clay, and Glass | New | Process | Natural Gas | Gas Boiler - Maintenance | A | Cumulative Winter Peak Savings (MW) | Achievable Economic UCT Potential | 0 | 0 | 0 | 0 | 0 | 0 | 0 | 0 | 0 | 0 | 0 | 0 | 0 | 0 | 0 | 0 | 0 | 0 | 0 | 0 | 0 | 0
F13_Industrial_Stone, Clay, and Glass_New_Process_Natural Gas_Gas Boiler - Maintenance_A_Achievable Economic UCT Potential | F13 | Industrial | Stone, Clay, and Glass | New | Process | Natural Gas | Gas Boiler - Maintenance | A | Purchases (Incremental) | Achievable Economic UCT Potential | 0 | 0 | 0.015989 | 0.019558 | 0.019307 | 0.02007 | 0.020241 | 0.020184 | 0.02007 | 0.020241 | 0.020184 | 0.036059 | 0.039799 | 0.03949 | 0.072119 | 0.079599 | 0.078981 | 0.14424 | 0.1592 | 0.15796 | 0.29256 | 0.31908
F14_Industrial_Stone, Clay, and Glass_New_Process_Natural Gas_Gas Boiler - Maintenance_A_Achievable Economic UCT Potential | F14 | Industrial | Stone, Clay, and Glass | New | Process | Natural Gas | Gas Boiler - Maintenance | A | Purchases (Cumulative) | Achievable Economic UCT Potential | 0 | 0 | 0.015989 | 0.035547 | 0.054854 | 0.058936 | 0.059618 | 0.060495 | 0.060495 | 0.060495 | 0.060495 | 0.060495 | 0.060495 | 0.060495 | 0.060495 | 0.060495 | 0.060495 | 0.060495 | 0.060495 | 0.060495 | 0.060495 | 0.060495
F1_Industrial_Stone, Clay, and Glass_New_Space Heating_Natural Gas_Gas Furnace - Maintenance_A_Achievable Economic UCT Potential | F1 | Industrial | Stone, Clay, and Glass | New | Space Heating | Natural Gas | Gas Furnace - Maintenance | A | Original Unit Energy Savings (kWh or therms) | Achievable Economic UCT Potential | 0 | 0 | 0.0083129 | 0.0083129 | 0.0083129 | 0.0083129 | 0.0083129 | 0.0083129 | 0.0083129 | 0.0083129 | 0.0083129 | 0.0083129 | 0.0083129 | 0.0083129 | 0.0083129 | 0.0083129 | 0.0083129 | 0.0083129 | 0.0083129 | 0.0083129 | 0.0083129 | 0.0083129
F2_Industrial_Stone, Clay, and Glass_New_Space Heating_Natural Gas_Gas Furnace - Maintenance_A_Achievable Economic UCT Potential | F2 | Industrial | Stone, Clay, and Glass | New | Space Heating | Natural Gas | Gas Furnace - Maintenance | A | Original Unit Summer Peak Savings (kW) | Achievable Economic UCT Potential | 0 | 0 | 0 | 0 | 0 | 0 | 0 | 0 | 0 | 0 | 0 | 0 | 0 | 0 | 0 | 0 | 0 | 0 | 0 | 0 | 0 | 0
F3_Industrial_Stone, Clay, and Glass_New_Space Heating_Natural Gas_Gas Furnace - Maintenance_A_Achievable Economic UCT Potential | F3 | Industrial | Stone, Clay, and Glass | New | Space Heating | Natural Gas | Gas Furnace - Maintenance | A | Original Unit Winter Peak Savings (kW) | Achievable Economic UCT Potential | 0 | 0 | 0 | 0 | 0 | 0 | 0 | 0 | 0 | 0 | 0 | 0 | 0 | 0 | 0 | 0 | 0 | 0 | 0 | 0 | 0 | 0
F4_Industrial_Stone, Clay, and Glass_New_Space Heating_Natural Gas_Gas Furnace - Maintenance_A_Achievable Economic UCT Potential | F4 | Industrial | Stone, Clay, and Glass | New | Space Heating | Natural Gas | Gas Furnace - Maintenance | A | Standalone Impact on Baseline Energy (%) | Achievable Economic UCT Potential | bar: 2019 to 2040
F5_Industrial_Stone, Clay, and Glass_New_Space Heating_Natural Gas_Gas Furnace - Maintenance_A_Achievable Economic UCT Potential | F5 | Industrial | Stone, Clay, and Glass | New | Space Heating | Natural Gas | Gas Furnace - Maintenance | A | Standalone Impact on Baseline Summer Peak (%) | Achievable Economic UCT Potential | bar: 2019 to 2040
F6_Industrial_Stone, Clay, and Glass_New_Space Heating_Natural Gas_Gas Furnace - Maintenance_A_Achievable Economic UCT Potential | F6 | Industrial | Stone, Clay, and Glass | New | Space Heating | Natural Gas | Gas Furnace - Maintenance | A | Standalone Impact on Baseline Winter Peak (%) | Achievable Economic UCT Potential | bar: 2019 to 2040
F7_Industrial_Stone, Clay, and Glass_New_Space Heating_Natural Gas_Gas Furnace - Maintenance_A_Achievable Economic UCT Potential | F7 | Industrial | Stone, Clay, and Glass | New | Space Heating | Natural Gas | Gas Furnace - Maintenance | A | Incremental Energy Savings (MWh or mTherms) | Achievable Economic UCT Potential | 0 | 0 | 0 | 0 | 0 | 0 | 0 | 0 | 0 | 0 | 0 | 0 | 0 | 0 | 0 | 0 | 0 | 0 | 0 | 0 | 0 | 0
F8_Industrial_Stone, Clay, and Glass_New_Space Heating_Natural Gas_Gas Furnace - Maintenance_A_Achievable Economic UCT Potential | F8 | Industrial | Stone, Clay, and Glass | New | Space Heating | Natural Gas | Gas Furnace - Maintenance | A | Incremental Summer Peak Savings (MW) | Achievable Economic UCT Potential | 0 | 0 | 0 | 0 | 0 | 0 | 0 | 0 | 0 | 0 | 0 | 0 | 0 | 0 | 0 | 0 | 0 | 0 | 0 | 0 | 0 | 0
F9_Industrial_Stone, Clay, and Glass_New_Space Heating_Natural Gas_Gas Furnace - Maintenance_A_Achievable Economic UCT Potential | F9 | Industrial | Stone, Clay, and Glass | New | Space Heating | Natural Gas | Gas Furnace - Maintenance | A | Incremental Winter Peak Savings (MW) | Achievable Economic UCT Potential | 0 | 0 | 0 | 0 | 0 | 0 | 0 | 0 | 0 | 0 | 0 | 0 | 0 | 0 | 0 | 0 | 0 | 0 | 0 | 0 | 0 | 0
F10_Industrial_Stone, Clay, and Glass_New_Space Heating_Natural Gas_Gas Furnace - Maintenance_A_Achievable Economic UCT Potential | F10 | Industrial | Stone, Clay, and Glass | New | Space Heating | Natural Gas | Gas Furnace - Maintenance | A | Cumulative Energy Savings (MWh or mTherms) | Achievable Economic UCT Potential | 0 | 0 | 0 | 0 | 0 | 0 | 0 | 0 | 0 | 0 | 0 | 0 | 0 | 0 | 0 | 0 | 0 | 0 | 0 | 0 | 0 | 0
F11_Industrial_Stone, Clay, and Glass_New_Space Heating_Natural Gas_Gas Furnace - Maintenance_A_Achievable Economic UCT Potential | F11 | Industrial | Stone, Clay, and Glass | New | Space Heating | Natural Gas | Gas Furnace - Maintenance | A | Cumulative Summer Peak Savings (MW) | Achievable Economic UCT Potential | 0 | 0 | 0 | 0 | 0 | 0 | 0 | 0 | 0 | 0 | 0 | 0 | 0 | 0 | 0 | 0 | 0 | 0 | 0 | 0 | 0 | 0
F12_Industrial_Stone, Clay, and Glass_New_Space Heating_Natural Gas_Gas Furnace - Maintenance_A_Achievable Economic UCT Potential | F12 | Industrial | Stone, Clay, and Glass | New | Space Heating | Natural Gas | Gas Furnace - Maintenance | A | Cumulative Winter Peak Savings (MW) | Achievable Economic UCT Potential | 0 | 0 | 0 | 0 | 0 | 0 | 0 | 0 | 0 | 0 | 0 | 0 | 0 | 0 | 0 | 0 | 0 | 0 | 0 | 0 | 0 | 0
F13_Industrial_Stone, Clay, and Glass_New_Space Heating_Natural Gas_Gas Furnace - Maintenance_A_Achievable Economic UCT Potential | F13 | Industrial | Stone, Clay, and Glass | New | Space Heating | Natural Gas | Gas Furnace - Maintenance | A | Purchases (Incremental) | Achievable Economic UCT Potential | 0 | 0 | 0 | 0 | 0 | 0 | 0 | 0 | 0 | 0 | 0 | 0 | 0 | 0 | 0 | 0 | 0 | 0 | 0 | 0 | 0 | 0
F14_Industrial_Stone, Clay, and Glass_New_Space Heating_Natural Gas_Gas Furnace - Maintenance_A_Achievable Economic UCT Potential | F14 | Industrial | Stone, Clay, and Glass | New | Space Heating | Natural Gas | Gas Furnace - Maintenance | A | Purchases (Cumulative) | Achievable Economic UCT Potential | 0 | 0 | 0 | 0 | 0 | 0 | 0 | 0 | 0 | 0 | 0 | 0 | 0 | 0 | 0 | 0 | 0 | 0 | 0 | 0 | 0 | 0
F1_Industrial_Stone, Clay, and Glass_New_Space Heating_Natural Gas_Gas Boiler - Hot Water Reset_A_Achievable Economic UCT Potential | F1 | Industrial | Stone, Clay, and Glass | New | Space Heating | Natural Gas | Gas Boiler - Hot Water Reset | A | Original Unit Energy Savings (kWh or therms) | Achievable Economic UCT Potential | 0 | 0 | 7.6538 | 7.6538 | 7.6538 | 7.6538 | 7.6538 | 7.6538 | 7.6538 | 7.6538 | 7.6538 | 7.6538 | 7.6538 | 7.6538 | 7.6538 | 7.6538 | 7.6538 | 7.6538 | 7.6538 | 7.6538 | 7.6538 | 7.6538
F2_Industrial_Stone, Clay, and Glass_New_Space Heating_Natural Gas_Gas Boiler - Hot Water Reset_A_Achievable Economic UCT Potential | F2 | Industrial | Stone, Clay, and Glass | New | Space Heating | Natural Gas | Gas Boiler - Hot Water Reset | A | Original Unit Summer Peak Savings (kW) | Achievable Economic UCT Potential | 0 | 0 | 0 | 0 | 0 | 0 | 0 | 0 | 0 | 0 | 0 | 0 | 0 | 0 | 0 | 0 | 0 | 0 | 0 | 0 | 0 | 0
F3_Industrial_Stone, Clay, and Glass_New_Space Heating_Natural Gas_Gas Boiler - Hot Water Reset_A_Achievable Economic UCT Potential | F3 | Industrial | Stone, Clay, and Glass | New | Space Heating | Natural Gas | Gas Boiler - Hot Water Reset | A | Original Unit Winter Peak Savings (kW) | Achievable Economic UCT Potential | 0 | 0 | 0 | 0 | 0 | 0 | 0 | 0 | 0 | 0 | 0 | 0 | 0 | 0 | 0 | 0 | 0 | 0 | 0 | 0 | 0 | 0
F4_Industrial_Stone, Clay, and Glass_New_Space Heating_Natural Gas_Gas Boiler - Hot Water Reset_A_Achievable Economic UCT Potential | F4 | Industrial | Stone, Clay, and Glass | New | Space Heating | Natural Gas | Gas Boiler - Hot Water Reset | A | Standalone Impact on Baseline Energy (%) | Achievable Economic UCT Potential | 0% | 0% | 0.001242% | 0.002237% | 0.003435% | 0.004739% | 0.006588% | 0.008606% | 0.01078% | 0.01278% | 0.01482% | 0.01621% | 0.01701% | 0.01698% | 0.01688% | 0.01625% | 0.0155% | 0.0146% | 0.01404% | 0.01339% | 0.01282% | 0.0123%
F5_Industrial_Stone, Clay, and Glass_New_Space Heating_Natural Gas_Gas Boiler - Hot Water Reset_A_Achievable Economic UCT Potential | F5 | Industrial | Stone, Clay, and Glass | New | Space Heating | Natural Gas | Gas Boiler - Hot Water Reset | A | Standalone Impact on Baseline Summer Peak (%) | Achievable Economic UCT Potential | bar: 2019 to 2040
F6_Industrial_Stone, Clay, and Glass_New_Space Heating_Natural Gas_Gas Boiler - Hot Water Reset_A_Achievable Economic UCT Potential | F6 | Industrial | Stone, Clay, and Glass | New | Space Heating | Natural Gas | Gas Boiler - Hot Water Reset | A | Standalone Impact on Baseline Winter Peak (%) | Achievable Economic UCT Potential | bar: 2019 to 2040
F7_Industrial_Stone, Clay, and 
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