F1_Industrial_Instruments_Existing_Space Heating_Natural Gas_Gas Furnace Tube Inserts_A_Technical Potential | F1 | Industrial | Instruments | Existing | Space Heating | Natural Gas | Gas Furnace Tube Inserts | A | Original Unit Energy Savings (kWh or therms) | Technical Potential | 0 | 0 | 0.088102 | 0.087615 | 0.087128 | 0.086647 | 0.086173 | 0.085712 | 0.085266 | 0.084839 | 0.084432 | 0.08405 | 0.08369 | 0.083351 | 0.083032 | 0.082732 | 0.082449 | 0.082183 | 0.081933 | 0.081697 | 0.081476 | 0.081267
F2_Industrial_Instruments_Existing_Space Heating_Natural Gas_Gas Furnace Tube Inserts_A_Technical Potential | F2 | Industrial | Instruments | Existing | Space Heating | Natural Gas | Gas Furnace Tube Inserts | A | Original Unit Summer Peak Savings (kW) | Technical Potential | 0 | 0 | 0 | 0 | 0 | 0 | 0 | 0 | 0 | 0 | 0 | 0 | 0 | 0 | 0 | 0 | 0 | 0 | 0 | 0 | 0 | 0
F3_Industrial_Instruments_Existing_Space Heating_Natural Gas_Gas Furnace Tube Inserts_A_Technical Potential | F3 | Industrial | Instruments | Existing | Space Heating | Natural Gas | Gas Furnace Tube Inserts | A | Original Unit Winter Peak Savings (kW) | Technical Potential | 0 | 0 | 0 | 0 | 0 | 0 | 0 | 0 | 0 | 0 | 0 | 0 | 0 | 0 | 0 | 0 | 0 | 0 | 0 | 0 | 0 | 0
F4_Industrial_Instruments_Existing_Space Heating_Natural Gas_Gas Furnace Tube Inserts_A_Technical Potential | F4 | Industrial | Instruments | Existing | Space Heating | Natural Gas | Gas Furnace Tube Inserts | A | Standalone Impact on Baseline Energy (%) | Technical Potential | bar: 2019 to 2040
F5_Industrial_Instruments_Existing_Space Heating_Natural Gas_Gas Furnace Tube Inserts_A_Technical Potential | F5 | Industrial | Instruments | Existing | Space Heating | Natural Gas | Gas Furnace Tube Inserts | A | Standalone Impact on Baseline Summer Peak (%) | Technical Potential | bar: 2019 to 2040
F6_Industrial_Instruments_Existing_Space Heating_Natural Gas_Gas Furnace Tube Inserts_A_Technical Potential | F6 | Industrial | Instruments | Existing | Space Heating | Natural Gas | Gas Furnace Tube Inserts | A | Standalone Impact on Baseline Winter Peak (%) | Technical Potential | bar: 2019 to 2040
F7_Industrial_Instruments_Existing_Space Heating_Natural Gas_Gas Furnace Tube Inserts_A_Technical Potential | F7 | Industrial | Instruments | Existing | Space Heating | Natural Gas | Gas Furnace Tube Inserts | A | Incremental Energy Savings (MWh or mTherms) | Technical Potential | 0 | 0 | 0 | 0 | 0 | 0 | 0 | 0 | 0 | 0 | 0 | 0 | 0 | 0 | 0 | 0 | 0 | 0 | 0 | 0 | 0 | 0
F8_Industrial_Instruments_Existing_Space Heating_Natural Gas_Gas Furnace Tube Inserts_A_Technical Potential | F8 | Industrial | Instruments | Existing | Space Heating | Natural Gas | Gas Furnace Tube Inserts | A | Incremental Summer Peak Savings (MW) | Technical Potential | 0 | 0 | 0 | 0 | 0 | 0 | 0 | 0 | 0 | 0 | 0 | 0 | 0 | 0 | 0 | 0 | 0 | 0 | 0 | 0 | 0 | 0
F9_Industrial_Instruments_Existing_Space Heating_Natural Gas_Gas Furnace Tube Inserts_A_Technical Potential | F9 | Industrial | Instruments | Existing | Space Heating | Natural Gas | Gas Furnace Tube Inserts | A | Incremental Winter Peak Savings (MW) | Technical Potential | 0 | 0 | 0 | 0 | 0 | 0 | 0 | 0 | 0 | 0 | 0 | 0 | 0 | 0 | 0 | 0 | 0 | 0 | 0 | 0 | 0 | 0
F10_Industrial_Instruments_Existing_Space Heating_Natural Gas_Gas Furnace Tube Inserts_A_Technical Potential | F10 | Industrial | Instruments | Existing | Space Heating | Natural Gas | Gas Furnace Tube Inserts | A | Cumulative Energy Savings (MWh or mTherms) | Technical Potential | 0 | 0 | 0 | 0 | 0 | 0 | 0 | 0 | 0 | 0 | 0 | 0 | 0 | 0 | 0 | 0 | 0 | 0 | 0 | 0 | 0 | 0
F11_Industrial_Instruments_Existing_Space Heating_Natural Gas_Gas Furnace Tube Inserts_A_Technical Potential | F11 | Industrial | Instruments | Existing | Space Heating | Natural Gas | Gas Furnace Tube Inserts | A | Cumulative Summer Peak Savings (MW) | Technical Potential | 0 | 0 | 0 | 0 | 0 | 0 | 0 | 0 | 0 | 0 | 0 | 0 | 0 | 0 | 0 | 0 | 0 | 0 | 0 | 0 | 0 | 0
F12_Industrial_Instruments_Existing_Space Heating_Natural Gas_Gas Furnace Tube Inserts_A_Technical Potential | F12 | Industrial | Instruments | Existing | Space Heating | Natural Gas | Gas Furnace Tube Inserts | A | Cumulative Winter Peak Savings (MW) | Technical Potential | 0 | 0 | 0 | 0 | 0 | 0 | 0 | 0 | 0 | 0 | 0 | 0 | 0 | 0 | 0 | 0 | 0 | 0 | 0 | 0 | 0 | 0
F13_Industrial_Instruments_Existing_Space Heating_Natural Gas_Gas Furnace Tube Inserts_A_Technical Potential | F13 | Industrial | Instruments | Existing | Space Heating | Natural Gas | Gas Furnace Tube Inserts | A | Purchases (Incremental) | Technical Potential | 0 | 0 | 0 | 0 | 0 | 0 | 0 | 0 | 0 | 0 | 0 | 0 | 0 | 0 | 0 | 0 | 0 | 0 | 0 | 0 | 0 | 0
F14_Industrial_Instruments_Existing_Space Heating_Natural Gas_Gas Furnace Tube Inserts_A_Technical Potential | F14 | Industrial | Instruments | Existing | Space Heating | Natural Gas | Gas Furnace Tube Inserts | A | Purchases (Cumulative) | Technical Potential | 0 | 0 | 0 | 0 | 0 | 0 | 0 | 0 | 0 | 0 | 0 | 0 | 0 | 0 | 0 | 0 | 0 | 0 | 0 | 0 | 0 | 0
F1_Industrial_Instruments_Existing_Space Heating_Natural Gas_Space Heating - Heat Recovery Ventilator_A_Technical Potential | F1 | Industrial | Instruments | Existing | Space Heating | Natural Gas | Space Heating - Heat Recovery Ventilator | A | Original Unit Energy Savings (kWh or therms) | Technical Potential | 0 | 0 | 0.01336 | 0.013329 | 0.013297 | 0.013266 | 0.013235 | 0.013205 | 0.013176 | 0.013148 | 0.013122 | 0.013097 | 0.013074 | 0.013051 | 0.013031 | 0.013011 | 0.012992 | 0.012975 | 0.012959 | 0.012943 | 0.012929 | 0.012915
F2_Industrial_Instruments_Existing_Space Heating_Natural Gas_Space Heating - Heat Recovery Ventilator_A_Technical Potential | F2 | Industrial | Instruments | Existing | Space Heating | Natural Gas | Space Heating - Heat Recovery Ventilator | A | Original Unit Summer Peak Savings (kW) | Technical Potential | 0 | 0 | 0 | 0 | 0 | 0 | 0 | 0 | 0 | 0 | 0 | 0 | 0 | 0 | 0 | 0 | 0 | 0 | 0 | 0 | 0 | 0
F3_Industrial_Instruments_Existing_Space Heating_Natural Gas_Space Heating - Heat Recovery Ventilator_A_Technical Potential | F3 | Industrial | Instruments | Existing | Space Heating | Natural Gas | Space Heating - Heat Recovery Ventilator | A | Original Unit Winter Peak Savings (kW) | Technical Potential | 0 | 0 | 0 | 0 | 0 | 0 | 0 | 0 | 0 | 0 | 0 | 0 | 0 | 0 | 0 | 0 | 0 | 0 | 0 | 0 | 0 | 0
F4_Industrial_Instruments_Existing_Space Heating_Natural Gas_Space Heating - Heat Recovery Ventilator_A_Technical Potential | F4 | Industrial | Instruments | Existing | Space Heating | Natural Gas | Space Heating - Heat Recovery Ventilator | A | Standalone Impact on Baseline Energy (%) | Technical Potential | 0% | 0% | 0.02138% | 0.04313% | 0.06526% | 0.08779% | 0.1107% | 0.134% | 0.1578% | 0.1819% | 0.2065% | 0.2315% | 0.2569% | 0.2828% | 0.3091% | 0.3359% | 0.3632% | 0.391% | 0.4192% | 0.4479% | 0.4772% | 0.5069%
F5_Industrial_Instruments_Existing_Space Heating_Natural Gas_Space Heating - Heat Recovery Ventilator_A_Technical Potential | F5 | Industrial | Instruments | Existing | Space Heating | Natural Gas | Space Heating - Heat Recovery Ventilator | A | Standalone Impact on Baseline Summer Peak (%) | Technical Potential | bar: 2019 to 2040
F6_Industrial_Instruments_Existing_Space Heating_Natural Gas_Space Heating - Heat Recovery Ventilator_A_Technical Potential | F6 | Industrial | Instruments | Existing | Space Heating | Natural Gas | Space Heating - Heat Recovery Ventilator | A | Standalone Impact on Baseline Winter Peak (%) | Technical Potential | bar: 2019 to 2040
F7_Industrial_Instruments_Existing_Space Heating_Natural Gas_Space Heating - Heat Recovery Ventilator_A_Technical Potential | F7 | Industrial | Instruments | Existing | Space Heating | Natural Gas | Space Heating - Heat Recovery Ventilator | A | Incremental Energy Savings (MWh or mTherms) | Technical Potential | 0 | 0 | 0.094166 | 0.092322 | 0.090515 | 0.088745 | 0.087013 | 0.085319 | 0.083665 | 0.082049 | 0.080472 | 0.078934 | 0.077434 | 0.07597 | 0.074541 | 0.073145 | 0.071782 | 0.07045 | 0.069148 | 0.067875 | 0.066631 | 0.065413
F8_Industrial_Instruments_Existing_Space Heating_Natural Gas_Space Heating - Heat Recovery Ventilator_A_Technical Potential | F8 | Industrial | Instruments | Existing | Space Heating | Natural Gas | Space Heating - Heat Recovery Ventilator | A | Incremental Summer Peak Savings (MW) | Technical Potential | 0 | 0 | 0 | 0 | 0 | 0 | 0 | 0 | 0 | 0 | 0 | 0 | 0 | 0 | 0 | 0 | 0 | 0 | 0 | 0 | 0 | 0
F9_Industrial_Instruments_Existing_Space Heating_Natural Gas_Space Heating - Heat Recovery Ventilator_A_Technical Potential | F9 | Industrial | Instruments | Existing | Space Heating | Natural Gas | Space Heating - Heat Recovery Ventilator | A | Incremental Winter Peak Savings (MW) | Technical Potential | 0 | 0 | 0 | 0 | 0 | 0 | 0 | 0 | 0 | 0 | 0 | 0 | 0 | 0 | 0 | 0 | 0 | 0 | 0 | 0 | 0 | 0
F10_Industrial_Instruments_Existing_Space Heating_Natural Gas_Space Heating - Heat Recovery Ventilator_A_Technical Potential | F10 | Industrial | Instruments | Existing | Space Heating | Natural Gas | Space Heating - Heat Recovery Ventilator | A | Cumulative Energy Savings (MWh or mTherms) | Technical Potential | 0 | 0 | 0.094166 | 0.18626 | 0.27634 | 0.36443 | 0.4506 | 0.5349 | 0.61739 | 0.69814 | 0.77721 | 0.85467 | 0.93057 | 1.005 | 1.0779 | 1.1494 | 1.2196 | 1.2884 | 1.3559 | 1.4222 | 1.4872 | 1.5511
F11_Industrial_Instruments_Existing_Space Heating_Natural Gas_Space Heating - Heat Recovery Ventilator_A_Technical Potential | F11 | Industrial | Instruments | Existing | Space Heating | Natural Gas | Space Heating - Heat Recovery Ventilator | A | Cumulative Summer Peak Savings (MW) | Technical Potential | 0 | 0 | 0 | 0 | 0 | 0 | 0 | 0 | 0 | 0 | 0 | 0 | 0 | 0 | 0 | 0 | 0 | 0 | 0 | 0 | 0 | 0
F12_Industrial_Instruments_Existing_Space Heating_Natural Gas_Space Heating - Heat Recovery Ventilator_A_Technical Potential | F12 | Industrial | Instruments | Existing | Space Heating | Natural Gas | Space Heating - Heat Recovery Ventilator | A | Cumulative Winter Peak Savings (MW) | Technical Potential | 0 | 0 | 0 | 0 | 0 | 0 | 0 | 0 | 0 | 0 | 0 | 0 | 0 | 0 | 0 | 0 | 0 | 0 | 0 | 0 | 0 | 0
F13_Industrial_Instruments_Existing_Space Heating_Natural Gas_Space Heating - Heat Recovery Ventilator_A_Technical Potential | F13 | Industrial | Instruments | Existing | Space Heating | Natural Gas | Space Heating - Heat Recovery Ventilator | A | Purchases (Incremental) | Technical Potential | 0 | 0 | 7048.0868 | 6926.568 | 6807.1445 | 6689.7799 | 6574.4389 | 6461.0865 | 6349.6884 | 6240.211 | 6132.6212 | 6026.8864 | 5922.9745 | 5820.8543 | 5720.4947 | 5621.8655 | 5524.9368 | 5429.6792 | 5336.0641 | 5244.063 | 5153.6481 | 5064.7921
F14_Industrial_Instruments_Existing_Space Heating_Natural Gas_Space Heating - Heat Recovery Ventilator_A_Technical Potential | F14 | Industrial | Instruments | Existing | Space Heating | Natural Gas | Space Heating - Heat Recovery Ventilator | A | Purchases (Cumulative) | Technical Potential | 0 | 0 | 7048.0868 | 13974.6548 | 20781.7993 | 27471.5792 | 34046.0181 | 40507.1045 | 46856.793 | 53097.004 | 59229.6252 | 65256.5116 | 71179.4861 | 77000.3404 | 82720.8351 | 88342.7006 | 93867.6373 | 99297.3166 | 104633.3807 | 109877.4437 | 115031.0918 | 120095.8839
F1_Industrial_Instruments_Existing_Space Heating_Natural Gas_Thermostat - Programmable_A_Technical Potential | F1 | Industrial | Instruments | Existing | Space Heating | Natural Gas | Thermostat - Programmable | A | Original Unit Energy Savings (kWh or therms) | Technical Potential | 0 | 0 | 0.0064634 | 0.006448 | 0.0064327 | 0.0064176 | 0.0064027 | 0.0063882 | 0.0063742 | 0.0063608 | 0.006348 | 0.006336 | 0.0063246 | 0.0063139 | 0.0063038 | 0.0062943 | 0.0062853 | 0.0062769 | 0.006269 | 0.0062616 | 0.0062546 | 0.006248
F2_Industrial_Instruments_Existing_Space Heating_Natural Gas_Thermostat - Programmable_A_Technical Potential | F2 | Industrial | Instruments | Existing | Space Heating | Natural Gas | Thermostat - Programmable | A | Original Unit Summer Peak Savings (kW) | Technical Potential | 0 | 0 | 0 | 0 | 0 | 0 | 0 | 0 | 0 | 0 | 0 | 0 | 0 | 0 | 0 | 0 | 0 | 0 | 0 | 0 | 0 | 0
F3_Industrial_Instruments_Existing_Space Heating_Natural Gas_Thermostat - Programmable_A_Technical Potential | F3 | Industrial | Instruments | Existing | Space Heating | Natural Gas | Thermostat - Programmable | A | Original Unit Winter Peak Savings (kW) | Technical Potential | 0 | 0 | 0 | 0 | 0 | 0 | 0 | 0 | 0 | 0 | 0 | 0 | 0 | 0 | 0 | 0 | 0 | 0 | 0 | 0 | 0 | 0
F4_Industrial_Instruments_Existing_Space Heating_Natural Gas_Thermostat - Programmable_A_Technical Potential | F4 | Industrial | Instruments | Existing | Space Heating | Natural Gas | Thermostat - Programmable | A | Standalone Impact on Baseline Energy (%) | Technical Potential | 0% | 0% | 0.03103% | 0.0626% | 0.09472% | 0.1274% | 0.1607% | 0.1945% | 0.229% | 0.264% | 0.2997% | 0.3359% | 0.3729% | 0.4104% | 0.4486% | 0.4875% | 0.5271% | 0.5674% | 0.6084% | 0.6501% | 0.6925% | 0.7357%
F5_Industrial_Instruments_Existing_Space Heating_Natural Gas_Thermostat - Programmable_A_Technical Potential | F5 | Industrial | Instruments | Existing | Space Heating | Natural Gas | Thermostat - Programmable | A | Standalone Impact on Baseline Summer Peak (%) | Technical Potential | bar: 2019 to 2040
F6_Industrial_Instruments_Existing_Space Heating_Natural Gas_Thermostat - Programmable_A_Technical Potential | F6 | Industrial | Instruments | Existing | Space Heating | Natural Gas | Thermostat - Programmable | A | Standalone Impact on Baseline Winter Peak (%) | Technical Potential | bar: 2019 to 2040
F7_Industrial_Instruments_Existing_Space Heating_Natural Gas_Thermostat - Programmable_A_Technical Potential | F7 | Industrial | Instruments | Existing | Space Heating | Natural Gas | Thermostat - Programmable | A | Incremental Energy Savings (MWh or mTherms) | Technical Potential | 0 | 0 | 0.13666 | 0.13399 | 0.13137 | 0.1288 | 0.12628 | 0.12383 | 0.12142 | 0.11908 | 0.11679 | 0.11456 | 0.11238 | 0.11026 | 0.10818 | 0.10616 | 0.10418 | 0.10224 | 0.10036 | 0.098508 | 0.096702 | 0.094935
F8_Industrial_Instruments_Existing_Space Heating_Natural Gas_Thermostat - Programmable_A_Technical Potential | F8 | Industrial | Instruments | Existing | Space Heating | Natural Gas | Thermostat - Programmable | A | Incremental Summer Peak Savings (MW) | Technical Potential | 0 | 0 | 0 | 0 | 0 | 0 | 0 | 0 | 0 | 0 | 0 | 0 | 0 | 0 | 0 | 0 | 0 | 0 | 0 | 0 | 0 | 0
F9_Industrial_Instruments_Existing_Space Heating_Natural Gas_Thermostat - Programmable_A_Technical Potential | F9 | Industrial | Instruments | Existing | Space Heating | Natural Gas | Thermostat - Programmable | A | Incremental Winter Peak Savings (MW) | Technical Potential | 0 | 0 | 0 | 0 | 0 | 0 | 0 | 0 | 0 | 0 | 0 | 0 | 0 | 0 | 0 | 0 | 0 | 0 | 0 | 0 | 0 | 0
F10_Industrial_Instruments_Existing_Space Heating_Natural Gas_Thermostat - Programmable_A_Technical Potential | F10 | Industrial | Instruments | Existing | Space Heating | Natural Gas | Thermostat - Programmable | A | Cumulative Energy Savings (MWh or mTherms) | Technical Potential | 0 | 0 | 0.13666 | 0.27033 | 0.40105 | 0.5289 | 0.65396 | 0.77631 | 0.89603 | 1.0132 | 1.128 | 1.2404 | 1.3505 | 1.4585 | 1.5644 | 1.6682 | 1.77 | 1.8698 | 1.9678 | 2.064 | 2.1584 | 2.2511
F11_Industrial_Instruments_Existing_Space Heating_Natural Gas_Thermostat - Programmable_A_Technical Potential | F11 | Industrial | Instruments | Existing | Space Heating | Natural Gas | Thermostat - Programmable | A | Cumulative Summer Peak Savings (MW) | Technical Potential | 0 | 0 | 0 | 0 | 0 | 0 | 0 | 0 | 0 | 0 | 0 | 0 | 0 | 0 | 0 | 0 | 0 | 0 | 0 | 0 | 0 | 0
F12_Industrial_Instruments_Existing_Space Heating_Natural Gas_Thermostat - Programmable_A_Technical Potential | F12 | Industrial | Instruments | Existing | Space Heating | Natural Gas | Thermostat - Programmable | A | Cumulative Winter Peak Savings (MW) | Technical Potential | 0 | 0 | 0 | 0 | 0 | 0 | 0 | 0 | 0 | 0 | 0 | 0 | 0 | 0 | 0 | 0 | 0 | 0 | 0 | 0 | 0 | 0
F13_Industrial_Instruments_Existing_Space Heating_Natural Gas_Thermostat - Programmable_A_Technical Potential | F13 | Industrial | Instruments | Existing | Space Heating | Natural Gas | Thermostat - Programmable | A | Purchases (Incremental) | Technical Potential | 0 | 0 | 21144.2604 | 20779.7041 | 20421.4334 | 20069.3397 | 19723.3166 | 19383.2594 | 19049.0653 | 18720.6331 | 18397.8636 | 18080.6591 | 17768.9236 | 17462.5628 | 17161.4841 | 16865.5965 | 16574.8103 | 16289.0377 | 16008.1923 | 15732.1889 | 15460.9443 | 15194.3763
F14_Industrial_Instruments_Existing_Space Heating_Natural Gas_Thermostat - Programmable_A_Technical Potential | F14 | Industrial | Instruments | Existing | Space Heating | Natural Gas | Thermostat - Programmable | A | Purchases (Cumulative) | Technical Potential | 0 | 0 | 21144.2604 | 41923.9645 | 62345.3979 | 82414.7376 | 102138.0542 | 121521.3136 | 140570.3789 | 159291.0121 | 177688.8757 | 195769.5347 | 213538.4583 | 231001.0211 | 248162.5052 | 265028.1017 | 281602.912 | 297891.9498 | 313900.142 | 329632.331 | 345093.2753 | 360287.6516
F1_Industrial_Instruments_Existing_Space Heating_Natural Gas_ENERGY STAR Connected Thermostat_A_Technical Potential | F1 | Industrial | Instruments | Existing | Space Heating | Natural Gas | ENERGY STAR Connected Thermostat | A | Original Unit Energy Savings (kWh or therms) | Technical Potential | 0 | 0 | 0.015624 | 0.015587 | 0.01555 | 0.015514 | 0.015478 | 0.015443 | 0.015409 | 0.015376 | 0.015345 | 0.015316 | 0.015289 | 0.015263 | 0.015238 | 0.015215 | 0.015194 | 0.015173 | 0.015154 | 0.015136 | 0.01512 | 0.015104
F2_Industrial_Instruments_Existing_Space Heating_Natural Gas_ENERGY STAR Connected Thermostat_A_Technical Potential | F2 | Industrial | Instruments | Existing | Space Heating | Natural Gas | ENERGY STAR Connected Thermostat | A | Original Unit Summer Peak Savings (kW) | Technical Potential | 0 | 0 | 0 | 0 | 0 | 0 | 0 | 0 | 0 | 0 | 0 | 0 | 0 | 0 | 0 | 0 | 0 | 0 | 0 | 0 | 0 | 0
F3_Industrial_Instruments_Existing_Space Heating_Natural Gas_ENERGY STAR Connected Thermostat_A_Technical Potential | F3 | Industrial | Instruments | Existing | Space Heating | Natural Gas | ENERGY STAR Connected Thermostat | A | Original Unit Winter Peak Savings (kW) | Technical Potential | 0 | 0 | 0 | 0 | 0 | 0 | 0 | 0 | 0 | 0 | 0 | 0 | 0 | 0 | 0 | 0 | 0 | 0 | 0 | 0 | 0 | 0
F4_Industrial_Instruments_Existing_Space Heating_Natural Gas_ENERGY STAR Connected Thermostat_A_Technical Potential | F4 | Industrial | Instruments | Existing | Space Heating | Natural Gas | ENERGY STAR Connected Thermostat | A | Standalone Impact on Baseline Energy (%) | Technical Potential | 0% | 0% | 0.075% | 0.1513% | 0.229% | 0.308% | 0.3884% | 0.4702% | 0.5535% | 0.6382% | 0.7244% | 0.8121% | 0.9013% | 0.9921% | 1.085% | 1.179% | 1.274% | 1.372% | 1.471% | 1.571% | 1.674% | 1.778%
F5_Industrial_Instruments_Existing_Space Heating_Natural Gas_ENERGY STAR Connected Thermostat_A_Technical Potential | F5 | Industrial | Instruments | Existing | Space Heating | Natural Gas | ENERGY STAR Connected Thermostat | A | Standalone Impact on Baseline Summer Peak (%) | Technical Potential | bar: 2019 to 2040
F6_Industrial_Instruments_Existing_Space Heating_Natural Gas_ENERGY STAR Connected Thermostat_A_Technical Potential | F6 | Industrial | Instruments | Existing | Space Heating | Natural Gas | ENERGY STAR Connected Thermostat | A | Standalone Impact on Baseline Winter Peak (%) | Technical Potential | bar: 2019 to 2040
F7_Industrial_Instruments_Existing_Space Heating_Natural Gas_ENERGY STAR Connected Thermostat_A_Technical Potential | F7 | Industrial | Instruments | Existing | Space Heating | Natural Gas | ENERGY STAR Connected Thermostat | A | Incremental Energy Savings (MWh or mTherms) | Technical Potential | 0 | 0 | 0.33036 | 0.3239 | 0.31756 | 0.31135 | 0.30527 | 0.29933 | 0.29352 | 0.28785 | 0.28232 | 0.27693 | 0.27166 | 0.26653 | 0.26151 | 0.25662 | 0.25183 | 0.24716 | 0.24259 | 0.23813 | 0.23376 | 0.22949
F8_Industrial_Instruments_Existing_Space Heating_Natural Gas_ENERGY STAR Connected Thermostat_A_Technical Potential | F8 | Industrial | Instruments | Existing | Space Heating | Natural Gas | ENERGY STAR Connected Thermostat | A | Incremental Summer Peak Savings (MW) | Technical Potential | 0 | 0 | 0 | 0 | 0 | 0 | 0 | 0 | 0 | 0 | 0 | 0 | 0 | 0 | 0 | 0 | 0 | 0 | 0 | 0 | 0 | 0
F9_Industrial_Instruments_Existing_Space Heating_Natural Gas_ENERGY STAR Connected Thermostat_A_Technical Potential | F9 | Industrial | Instruments | Existing | Space Heating | Natural Gas | ENERGY STAR Connected Thermostat | A | Incremental Winter Peak Savings (MW) | Technical Potential | 0 | 0 | 0 | 0 | 0 | 0 | 0 | 0 | 0 | 0 | 0 | 0 | 0 | 0 | 0 | 0 | 0 | 0 | 0 | 0 | 0 | 0
F10_Industrial_Instruments_Existing_Space Heating_Natural Gas_ENERGY STAR Connected Thermostat_A_Technical Potential | F10 | Industrial | Instruments | Existing | Space Heating | Natural Gas | ENERGY STAR Connected Thermostat | A | Cumulative Energy Savings (MWh or mTherms) | Technical Potential | 0 | 0 | 0.33036 | 0.65348 | 0.96948 | 1.2785 | 1.5809 | 1.8766 | 2.166 | 2.4493 | 2.7267 | 2.9985 | 3.2647 | 3.5257 | 3.7816 | 4.0325 | 4.2786 | 4.5201 | 4.757 | 4.9894 | 5.2176 | 5.4417
F11_Industrial_Instruments_Existing_Space Heating_Natural Gas_ENERGY STAR Connected Thermostat_A_Technical Potential | F11 | Industrial | Instruments | Existing | Space Heating | Natural Gas | ENERGY STAR Connected Thermostat | A | Cumulative Summer Peak Savings (MW) | Technical Potential | 0 | 0 | 0 | 0 | 0 | 0 | 0 | 0 | 0 | 0 | 0 | 0 | 0 | 0 | 0 | 0 | 0 | 0 | 0 | 0 | 0 | 0
F12_Industrial_Instruments_Existing_Space Heating_Natural Gas_ENERGY STAR Connected Thermostat_A_Technical Potential | F12 | Industrial | Instruments | Existing | Space Heating | Natural Gas | ENERGY STAR Connected Thermostat | A | Cumulative Winter Peak Savings (MW) | Technical Potential | 0 | 0 | 0 | 0 | 0 | 0 | 0 | 0 | 0 | 0 | 0 | 0 | 0 | 0 | 0 | 0 | 0 | 0 | 0 | 0 | 0 | 0
F13_Industrial_Instruments_Existing_Space Heating_Natural Gas_ENERGY STAR Connected Thermostat_A_Technical Potential | F13 | Industrial | Instruments | Existing | Space Heating | Natural Gas | ENERGY STAR Connected Thermostat | A | Purchases (Incremental) | Technical Potential | 0 | 0 | 21144.2604 | 20779.7041 | 20421.4334 | 20069.3397 | 19723.3166 | 19383.2594 | 19049.0653 | 18720.6331 | 18397.8636 | 18080.6591 | 17768.9236 | 17462.5628 | 17161.4841 | 16865.5965 | 16574.8103 | 16289.0377 | 16008.1923 | 15732.1889 | 15460.9443 | 15194.3763
F14_Industrial_Instruments_Existing_Space Heating_Natural Gas_ENERGY STAR Connected Thermostat_A_Technical Potential | F14 | Industrial | Instruments | Existing | Space Heating | Natural Gas | ENERGY STAR Connected Thermostat | A | Purchases (Cumulative) | Technical Potential | 0 | 0 | 21144.2604 | 41923.9645 | 62345.3979 | 82414.7376 | 102138.0542 | 121521.3136 | 140570.3789 | 159291.0121 | 177688.8757 | 195769.5347 | 213538.4583 | 231001.0211 | 248162.5052 | 265028.1017 | 281602.912 | 297891.9498 | 313900.142 | 329632.331 | 345093.2753 | 360287.6516
F1_Industrial_Instruments_Existing_Space Heating_Natural Gas_Destratification Fans (HVLS)_A_Technical Potential | F1 | Industrial | Instruments | Existing | Space Heating | Natural Gas | Destratification Fans (HVLS) | A | Original Unit Energy Savings (kWh or therms) | Technical Potential | 0 | 0 | 0.015624 | 0.015587 | 0.01555 | 0.015514 | 0.015478 | 0.015443 | 0.015409 | 0.015376 | 0.015345 | 0.015316 | 0.015289 | 0.015263 | 0.015238 | 0.015215 | 0.015194 | 0.015173 | 0.015154 | 0.015136 | 0.01512 | 0.015104
F2_Industrial_Instruments_Existing_Space Heating_Natural Gas_Destratification Fans (HVLS)_A_Technical Potential | F2 | Industrial | Instruments | Existing | Space Heating | Natural Gas | Destratification Fans (HVLS) | A | Original Unit Summer Peak Savings (kW) | Technical Potential | 0 | 0 | 0 | 0 | 0 | 0 | 0 | 0 | 0 | 0 | 0 | 0 | 0 | 0 | 0 | 0 | 0 | 0 | 0 | 0 | 0 | 0
F3_Industrial_Instruments_Existing_Space Heating_Natural Gas_Destratification Fans (HVLS)_A_Technical Potential | F3 | Industrial | Instruments | Existing | Space Heating | Natural Gas | Destratification Fans (HVLS) | A | Original Unit Winter Peak Savings (kW) | Technical Potential | 0 | 0 | 0 | 0 | 0 | 0 | 0 | 0 | 0 | 0 | 0 | 0 | 0 | 0 | 0 | 0 | 0 | 0 | 0 | 0 | 0 | 0
F4_Industrial_Instruments_Existing_Space Heating_Natural Gas_Destratification Fans (HVLS)_A_Technical Potential | F4 | Industrial | Instruments | Existing | Space Heating | Natural Gas | Destratification Fans (HVLS) | A | Standalone Impact on Baseline Energy (%) | Technical Potential | 0% | 0% | 0.075% | 0.1513% | 0.229% | 0.308% | 0.3884% | 0.4702% | 0.5535% | 0.6382% | 0.7244% | 0.8121% | 0.9013% | 0.9921% | 1.085% | 1.179% | 1.274% | 1.372% | 1.471% | 1.571% | 1.674% | 1.778%
F5_Industrial_Instruments_Existing_Space Heating_Natural Gas_Destratification Fans (HVLS)_A_Technical Potential | F5 | Industrial | Instruments | Existing | Space Heating | Natural Gas | Destratification Fans (HVLS) | A | Standalone Impact on Baseline Summer Peak (%) | Technical Potential | bar: 2019 to 2040
F6_Industrial_Instruments_Existing_Space Heating_Natural Gas_Destratification Fans (HVLS)_A_Technical Potential | F6 | Industrial | Instruments | Existing | Space Heating | Natural Gas | Destratification Fans (HVLS) | A | Standalone Impact on Baseline Winter Peak (%) | Technical Potential | bar: 2019 to 2040
F7_Industrial_Instruments_Existing_Space Heating_Natural Gas_Destratification Fans (HVLS)_A_Technical Potential | F7 | Industrial | Instruments | Existing | Space Heating | Natural Gas | Destratification Fans (HVLS) | A | Incremental Energy Savings (MWh or mTherms) | Technical Potential | 0 | 0 | 0.33036 | 0.3239 | 0.31756 | 0.31135 | 0.30527 | 0.29933 | 0.29352 | 0.28785 | 0.28232 | 0.27693 | 0.27166 | 0.26653 | 0.26151 | 0.25662 | 0.25183 | 0.24716 | 0.24259 | 0.23813 | 0.23376 | 0.22949
F8_Industrial_Instruments_Existing_Space Heating_Natural Gas_Destratification Fans (HVLS)_A_Technical Potential | F8 | Industrial | Instruments | Existing | Space Heating | Natural Gas | Destratification Fans (HVLS) | A | Incremental Summer Peak Savings (MW) | Technical Potential | 0 | 0 | 0 | 0 | 0 | 0 | 0 | 0 | 0 | 0 | 0 | 0 | 0 | 0 | 0 | 0 | 0 | 0 | 0 | 0 | 0 | 0
F9_Industrial_Instruments_Existing_Space Heating_Natural Gas_Destratification Fans (HVLS)_A_Technical Potential | F9 | Industrial | Instruments | Existing | Space Heating | Natural Gas | Destratification Fans (HVLS) | A | Incremental Winter Peak Savings (MW) | Technical Potential | 0 | 0 | 0 | 0 | 0 | 0 | 0 | 0 | 0 | 0 | 0 | 0 | 0 | 0 | 0 | 0 | 0 | 0 | 0 | 0 | 0 | 0
F10_Industrial_Instruments_Existing_Space Heating_Natural Gas_Destratification Fans (HVLS)_A_Technical Potential | F10 | Industrial | Instruments | Existing | Space Heating | Natural Gas | Destratification Fans (HVLS) | A | Cumulative Energy Savings (MWh or mTherms) | Technical Potential | 0 | 0 | 0.33036 | 0.65348 | 0.96948 | 1.2785 | 1.5809 | 1.8766 | 2.166 | 2.4493 | 2.7267 | 2.9985 | 3.2647 | 3.5257 | 3.7816 | 4.0325 | 4.2786 | 4.5201 | 4.757 | 4.9894 | 5.2176 | 5.4417
F11_Industrial_Instruments_Existing_Space Heating_Natural Gas_Destratification Fans (HVLS)_A_Technical Potential | F11 | Industrial | Instruments | Existing | Space Heating | Natural Gas | Destratification Fans (HVLS) | A | Cumulative Summer Peak Savings (MW) | Technical Potential | 0 | 0 | 0 | 0 | 0 | 0 | 0 | 0 | 0 | 0 | 0 | 0 | 0 | 0 | 0 | 0 | 0 | 0 | 0 | 0 | 0 | 0
F12_Industrial_Instruments_Existing_Space Heating_Natural Gas_Destratification Fans (HVLS)_A_Technical Potential | F12 | Industrial | Instruments | Existing | Space Heating | Natural Gas | Destratification Fans (HVLS) | A | Cumulative Winter Peak Savings (MW) | Technical Potential | 0 | 0 | 0 | 0 | 0 | 0 | 0 | 0 | 0 | 0 | 0 | 0 | 0 | 0 | 0 | 0 | 0 | 0 | 0 | 0 | 0 | 0
F13_Industrial_Instruments_Existing_Space Heating_Natural Gas_Destratification Fans (HVLS)_A_Technical Potential | F13 | Industrial | Instruments | Existing | Space Heating | Natural Gas | Destratification Fans (HVLS) | A | Purchases (Incremental) | Technical Potential | 0 | 0 | 21144.2604 | 20779.7041 | 20421.4334 | 20069.3397 | 19723.3166 | 19383.2594 | 19049.0653 | 18720.6331 | 18397.8636 | 18080.6591 | 17768.9236 | 17462.5628 | 17161.4841 | 16865.5965 | 16574.8103 | 16289.0377 | 16008.1923 | 15732.1889 | 15460.9443 | 15194.3763
F14_Industrial_Instruments_Existing_Space Heating_Natural Gas_Destratification Fans (HVLS)_A_Technical Potential | F14 | Industrial | Instruments | Existing | Space Heating | Natural Gas | Destratification Fans (HVLS) | A | Purchases (Cumulative) | Technical Potential | 0 | 0 | 21144.2604 | 41923.9645 | 62345.3979 | 82414.7376 | 102138.0542 | 121521.3136 | 140570.3789 | 159291.0121 | 177688.8757 | 195769.5347 | 213538.4583 | 231001.0211 | 248162.5052 | 265028.1017 | 281602.912 | 297891.9498 | 313900.142 | 329632.331 | 345093.2753 | 360287.6516
F1_Industrial_Instruments_Existing_Space Heating_Natural Gas_Gas Boiler - Insulate Steam Lines/Condensate Tank_A_Technical Potential | F1 | Industrial | Instruments | Existing | Space Heating | Natural Gas | Gas Boiler - Insulate Steam Lines/Condensate Tank | A | Original Unit Energy Savings (kWh or therms) | Technical Potential | 0 | 0 | 44.7545 | 44.6421 | 44.5321 | 44.4246 | 44.32 | 44.2184 | 44.1199 | 44.0248 | 43.9333 | 43.8455 | 43.7614 | 43.6813 | 43.6052 | 43.5332 | 43.4655 | 43.4021 | 43.343 | 43.2884 | 43.2382 | 43.1927
F2_Industrial_Instruments_Existing_Space Heating_Natural Gas_Gas Boiler - Insulate Steam Lines/Condensate Tank_A_Technical Potential | F2 | Industrial | Instruments | Existing | Space Heating | Natural Gas | Gas Boiler - Insulate Steam Lines/Condensate Tank | A | Original Unit Summer Peak Savings (kW) | Technical Potential | 0 | 0 | 0 | 0 | 0 | 0 | 0 | 0 | 0 | 0 | 0 | 0 | 0 | 0 | 0 | 0 | 0 | 0 | 0 | 0 | 0 | 0
F3_Industrial_Instruments_Existing_Space Heating_Natural Gas_Gas Boiler - Insulate Steam Lines/Condensate Tank_A_Technical Potential | F3 | Industrial | Instruments | Existing | Space Heating | Natural Gas | Gas Boiler - Insulate Steam Lines/Condensate Tank | A | Original Unit Winter Peak Savings (kW) | Technical Potential | 0 | 0 | 0 | 0 | 0 | 0 | 0 | 0 | 0 | 0 | 0 | 0 | 0 | 0 | 0 | 0 | 0 | 0 | 0 | 0 | 0 | 0
F4_Industrial_Instruments_Existing_Space Heating_Natural Gas_Gas Boiler - Insulate Steam Lines/Condensate Tank_A_Technical Potential | F4 | Industrial | Instruments | Existing | Space Heating | Natural Gas | Gas Boiler - Insulate Steam Lines/Condensate Tank | A | Standalone Impact on Baseline Energy (%) | Technical Potential | 0% | 0% | 0.006032% | 0.01217% | 0.01841% | 0.02476% | 0.03122% | 0.0378% | 0.04449% | 0.0513% | 0.05822% | 0.06527% | 0.07243% | 0.07972% | 0.08713% | 0.09467% | 0.1023% | 0.1101% | 0.1181% | 0.1262% | 0.1344% | 0.1428%
F5_Industrial_Instruments_Existing_Space Heating_Natural Gas_Gas Boiler - Insulate Steam Lines/Condensate Tank_A_Technical Potential | F5 | Industrial | Instruments | Existing | Space Heating | Natural Gas | Gas Boiler - Insulate Steam Lines/Condensate Tank | A | Standalone Impact on Baseline Summer Peak (%) | Technical Potential | bar: 2019 to 2040
F6_Industrial_Instruments_Existing_Space Heating_Natural Gas_Gas Boiler - Insulate Steam Lines/Condensate Tank_A_Technical Potential | F6 | Industrial | Instruments | Existing | Space Heating | Natural Gas | Gas Boiler - Insulate Steam Lines/Condensate Tank | A | Standalone Impact on Baseline Winter Peak (%) | Technical Potential | bar: 2019 to 2040
F7_Industrial_Instruments_Existing_Space Heating_Natural Gas_Gas Boiler - Insulate Steam Lines/Condensate Tank_A_Technical Potential | F7 | Industrial | Instruments | Existing | Space Heating | Natural Gas | Gas Boiler - Insulate Steam Lines/Condensate Tank | A | Incremental Energy Savings (MWh or mTherms) | Technical Potential | 0 | 0 | 0.026568 | 0.026044 | 0.025532 | 0.025032 | 0.024542 | 0.024064 | 0.023596 | 0.023139 | 0.022693 | 0.022257 | 0.021831 | 0.021416 | 0.02101 | 0.020614 | 0.020227 | 0.019849 | 0.01948 | 0.01912 | 0.018769 | 0.018426
F8_Industrial_Instruments_Existing_Space Heating_Natural Gas_Gas Boiler - Insulate Steam Lines/Condensate Tank_A_Technical Potential | F8 | Industrial | Instruments | Existing | Space Heating | Natural Gas | Gas Boiler - Insulate Steam Lines/Condensate Tank | A | Incremental Summer Peak Savings (MW) | Technical Potential | 0 | 0 | 0 | 0 | 0 | 0 | 0 | 0 | 0 | 0 | 0 | 0 | 0 | 0 | 0 | 0 | 0 | 0 | 0 | 0 | 0 | 0
F9_Industrial_Instruments_Existing_Space Heating_Natural Gas_Gas Boiler - Insulate Steam Lines/Condensate Tank_A_Technical Potential | F9 | Industrial | Instruments | Existing | Space Heating | Natural Gas | Gas Boiler - Insulate Steam Lines/Condensate Tank | A | Incremental Winter Peak Savings (MW) | Technical Potential | 0 | 0 | 0 | 0 | 0 | 0 | 0 | 0 | 0 | 0 | 0 | 0 | 0 | 0 | 0 | 0 | 0 | 0 | 0 | 0 | 0 | 0
F10_Industrial_Instruments_Existing_Space Heating_Natural Gas_Gas Boiler - Insulate Steam Lines/Condensate Tank_A_Technical Potential | F10 | Industrial | Instruments | Existing | Space Heating | Natural Gas | Gas Boiler - Insulate Steam Lines/Condensate Tank | A | Cumulative Energy Savings (MWh or mTherms) | Technical Potential | 0 | 0 | 0.026568 | 0.052546 | 0.077948 | 0.10279 | 0.12709 | 0.15086 | 0.17412 | 0.19689 | 0.21917 | 0.24099 | 0.26236 | 0.2833 | 0.30381 | 0.32392 | 0.34365 | 0.36299 | 0.38198 | 0.40062 | 0.41892 | 0.43691
F11_Industrial_Instruments_Existing_Space Heating_Natural Gas_Gas Boiler - Insulate Steam Lines/Condensate Tank_A_Technical Potential | F11 | Industrial | Instruments | Existing | Space Heating | Natural Gas | Gas Boiler - Insulate Steam Lines/Condensate Tank | A | Cumulative Summer Peak Savings (MW) | Technical Potential | 0 | 0 | 0 | 0 | 0 | 0 | 0 | 0 | 0 | 0 | 0 | 0 | 0 | 0 | 0 | 0 | 0 | 0 | 0 | 0 | 0 | 0
F12_Industrial_Instruments_Existing_Space Heating_Natural Gas_Gas Boiler - Insulate Steam Lines/Condensate Tank_A_Technical Potential | F12 | Industrial | Instruments | Existing | Space Heating | Natural Gas | Gas Boiler - Insulate Steam Lines/Condensate Tank | A | Cumulative Winter Peak Savings (MW) | Technical Potential | 0 | 0 | 0 | 0 | 0 | 0 | 0 | 0 | 0 | 0 | 0 | 0 | 0 | 0 | 0 | 0 | 0 | 0 | 0 | 0 | 0 | 0
F13_Industrial_Instruments_Existing_Space Heating_Natural Gas_Gas Boiler - Insulate Steam Lines/Condensate Tank_A_Technical Potential | F13 | Industrial | Instruments | Existing | Space Heating | Natural Gas | Gas Boiler - Insulate Steam Lines/Condensate Tank | A | Purchases (Incremental) | Technical Potential | 0 | 0 | 0.59364 | 0.5834 | 0.57335 | 0.56346 | 0.55374 | 0.5442 | 0.53481 | 0.52559 | 0.51653 | 0.50763 | 0.49887 | 0.49027 | 0.48182 | 0.47351 | 0.46535 | 0.45733 | 0.44944 | 0.44169 | 0.43408 | 0.42659
F14_Industrial_Instruments_Existing_Space Heating_Natural Gas_Gas Boiler - Insulate Steam Lines/Condensate Tank_A_Technical Potential | F14 | Industrial | Instruments | Existing | Space Heating | Natural Gas | Gas Boiler - Insulate Steam Lines/Condensate Tank | A | Purchases (Cumulative) | Technical Potential | 0 | 0 | 0.59364 | 1.177 | 1.7504 | 2.3138 | 2.8676 | 3.4118 | 3.9466 | 4.4722 | 4.9887 | 5.4964 | 5.9952 | 6.4855 | 6.9673 | 7.4408 | 7.9062 | 8.3635 | 8.813 | 9.2546 | 9.6887 | 10.1153
F1_Industrial_Instruments_Existing_Process_Natural Gas_Gas Boiler - Insulate Steam Lines/Condensate Tank_A_Technical Potential | F1 | Industrial | Instruments | Existing | Process | Natural Gas | Gas Boiler - Insulate Steam Lines/Condensate Tank | A | Original Unit Energy Savings (kWh or therms) | Technical Potential | 0 | 0 | 27.9412 | 27.9412 | 27.9412 | 27.9412 | 27.9412 | 27.9412 | 27.9412 | 27.9412 | 27.9412 | 27.9412 | 27.9412 | 27.9412 | 27.9412 | 27.9412 | 27.9412 | 27.9412 | 27.9412 | 27.9412 | 27.9412 | 27.9412
F2_Industrial_Instruments_Existing_Process_Natural Gas_Gas Boiler - Insulate Steam Lines/Condensate Tank_A_Technical Potential | F2 | Industrial | Instruments | Existing | Process | Natural Gas | Gas Boiler - Insulate Steam Lines/Condensate Tank | A | Original Unit Summer Peak Savings (kW) | Technical Potential | 0 | 0 | 0 | 0 | 0 | 0 | 0 | 0 | 0 | 0 | 0 | 0 | 0 | 0 | 0 | 0 | 0 | 0 | 0 | 0 | 0 | 0
F3_Industrial_Instruments_Existing_Process_Natural Gas_Gas Boiler - Insulate Steam Lines/Condensate Tank_A_Technical Potential | F3 | Industrial | Instruments | Existing | Process | Natural Gas | Gas Boiler - Insulate Steam Lines/Condensate Tank | A | Original Unit Winter Peak Savings (kW) | Technical Potential | 0 | 0 | 0 | 0 | 0 | 0 | 0 | 0 | 0 | 0 | 0 | 0 | 0 | 0 | 0 | 0 | 0 | 0 | 0 | 0 | 0 | 0
F4_Industrial_Instruments_Existing_Process_Natural Gas_Gas Boiler - Insulate Steam Lines/Condensate Tank_A_Technical Potential | F4 | Industrial | Instruments | Existing | Process | Natural Gas | Gas Boiler - Insulate Steam Lines/Condensate Tank | A | Standalone Impact on Baseline Energy (%) | Technical Potential | 0% | 0% | 0.04419% | 0.08915% | 0.1349% | 0.1815% | 0.2288% | 0.277% | 0.3261% | 0.376% | 0.4268% | 0.4784% | 0.531% | 0.5845% | 0.639% | 0.6944% | 0.7507% | 0.8081% | 0.8665% | 0.9259% | 0.9863% | 1.048%
F5_Industrial_Instruments_Existing_Process_Natural Gas_Gas Boiler - Insulate Steam Lines/Condensate Tank_A_Technical Potential | F5 | Industrial | Instruments | Existing | Process | Natural Gas | Gas Boiler - Insulate Steam Lines/Condensate Tank | A | Standalone Impact on Baseline Summer Peak (%) | Technical Potential | bar: 2019 to 2040
F6_Industrial_Instruments_Existing_Process_Natural Gas_Gas Boiler - Insulate Steam Lines/Condensate Tank_A_Technical Potential | F6 | Industrial | Instruments | Existing | Process | Natural Gas | Gas Boiler - Insulate Steam Lines/Condensate Tank | A | Standalone Impact on Baseline Winter Peak (%) | Technical Potential | bar: 2019 to 2040
F7_Industrial_Instruments_Existing_Process_Natural Gas_Gas Boiler - Insulate Steam Lines/Condensate Tank_A_Technical Potential | F7 | Industrial | Instruments | Existing | Process | Natural Gas | Gas Boiler - Insulate Steam Lines/Condensate Tank | A | Incremental Energy Savings (MWh or mTherms) | Technical Potential | 0 | 0 | 0.50316 | 0.49449 | 0.48596 | 0.47758 | 0.46935 | 0.46126 | 0.4533 | 0.44549 | 0.43781 | 0.43026 | 0.42284 | 0.41555 | 0.40839 | 0.40134 | 0.39443 | 0.38762 | 0.38094 | 0.37437 | 0.36792 | 0.36158
F8_Industrial_Instruments_Existing_Process_Natural Gas_Gas Boiler - Insulate Steam Lines/Condensate Tank_A_Technical Potential | F8 | Industrial | Instruments | Existing | Process | Natural Gas | Gas Boiler - Insulate Steam Lines/Condensate Tank | A | Incremental Summer Peak Savings (MW) | Technical Potential | 0 | 0 | 0 | 0 | 0 | 0 | 0 | 0 | 0 | 0 | 0 | 0 | 0 | 0 | 0 | 0 | 0 | 0 | 0 | 0 | 0 | 0
F9_Industrial_Instruments_Existing_Process_Natural Gas_Gas Boiler - Insulate Steam Lines/Condensate Tank_A_Technical Potential | F9 | Industrial | Instruments | Existing | Process | Natural Gas | Gas Boiler - Insulate Steam Lines/Condensate Tank | A | Incremental Winter Peak Savings (MW) | Technical Potential | 0 | 0 | 0 | 0 | 0 | 0 | 0 | 0 | 0 | 0 | 0 | 0 | 0 | 0 | 0 | 0 | 0 | 0 | 0 | 0 | 0 | 0
F10_Industrial_Instruments_Existing_Process_Natural Gas_Gas Boiler - Insulate Steam Lines/Condensate Tank_A_Technical Potential | F10 | Industrial | Instruments | Existing | Process | Natural Gas | Gas Boiler - Insulate Steam Lines/Condensate Tank | A | Cumulative Energy Savings (MWh or mTherms) | Technical Potential | 0 | 0 | 0.50316 | 0.99765 | 1.4836 | 1.9612 | 2.4305 | 2.8918 | 3.3451 | 3.7906 | 4.2284 | 4.6587 | 5.0815 | 5.4971 | 5.9054 | 6.3068 | 6.7012 | 7.0888 | 7.4698 | 7.8441 | 8.2121 | 8.5736
F11_Industrial_Instruments_Existing_Process_Natural Gas_Gas Boiler - Insulate Steam Lines/Condensate Tank_A_Technical Potential | F11 | Industrial | Instruments | Existing | Process | Natural Gas | Gas Boiler - Insulate Steam Lines/Condensate Tank | A | Cumulative Summer Peak Savings (MW) | Technical Potential | 0 | 0 | 0 | 0 | 0 | 0 | 0 | 0 | 0 | 0 | 0 | 0 | 0 | 0 | 0 | 0 | 0 | 0 | 0 | 0 | 0 | 0
F12_Industrial_Instruments_Existing_Process_Natural Gas_Gas Boiler - Insulate Steam Lines/Condensate Tank_A_Technical Potential | F12 | Industrial | Instruments | Existing | Process | Natural Gas | Gas Boiler - Insulate Steam Lines/Condensate Tank | A | Cumulative Winter Peak Savings (MW) | Technical Potential | 0 | 0 | 0 | 0 | 0 | 0 | 0 | 0 | 0 | 0 | 0 | 0 | 0 | 0 | 0 | 0 | 0 | 0 | 0 | 0 | 0 | 0
F13_Industrial_Instruments_Existing_Process_Natural Gas_Gas Boiler - Insulate Steam Lines/Condensate Tank_A_Technical Potential | F13 | Industrial | Instruments | Existing | Process | Natural Gas | Gas Boiler - Insulate Steam Lines/Condensate Tank | A | Purchases (Incremental) | Technical Potential | 0 | 0 | 18.0079 | 17.6974 | 17.3923 | 17.0924 | 16.7977 | 16.5081 | 16.2235 | 15.9438 | 15.6689 | 15.3987 | 15.1332 | 14.8723 | 14.6159 | 14.3639 | 14.1163 | 13.8729 | 13.6337 | 13.3986 | 13.1676 | 12.9406
F14_Industrial_Instruments_Existing_Process_Natural Gas_Gas Boiler - Insulate Steam Lines/Condensate Tank_A_Technical Potential | F14 | Industrial | Instruments | Existing | Process | Natural Gas | Gas Boiler - Insulate Steam Lines/Condensate Tank | A | Purchases (Cumulative) | Technical Potential | 0 | 0 | 18.0079 | 35.7053 | 53.0976 | 70.1901 | 86.9878 | 103.4959 | 119.7194 | 135.6632 | 151.3321 | 166.7308 | 181.8641 | 196.7364 | 211.3523 | 225.7162 | 239.8325 | 253.7053 | 267.339 | 280.7376 | 293.9053 | 306.8458
F1_Industrial_Instruments_Existing_Space Heating_Natural Gas_Gas Boiler - Insulate Hot Water Lines_A_Technical Potential | F1 | Industrial | Instruments | Existing | Space Heating | Natural Gas | Gas Boiler - Insulate Hot Water Lines | A | Original Unit Energy Savings (kWh or therms) | Technical Potential | 0 | 0 | 50.5866 | 50.4596 | 50.3353 | 50.2138 | 50.0955 | 49.9806 | 49.8694 | 49.7619 | 49.6585 | 49.5592 | 49.4642 | 49.3736 | 49.2876 | 49.2063 | 49.1297 | 49.058 | 48.9912 | 48.9295 | 48.8728 | 48.8213
F2_Industrial_Instruments_Existing_Space Heating_Natural Gas_Gas Boiler - Insulate Hot Water Lines_A_Technical Potential | F2 | Industrial | Instruments | Existing | Space Heating | Natural Gas | Gas Boiler - Insulate Hot Water Lines | A | Original Unit Summer Peak Savings (kW) | Technical Potential | 0 | 0 | 0 | 0 | 0 | 0 | 0 | 0 | 0 | 0 | 0 | 0 | 0 | 0 | 0 | 0 | 0 | 0 | 0 | 0 | 0 | 0
F3_Industrial_Instruments_Existing_Space Heating_Natural Gas_Gas Boiler - Insulate Hot Water Lines_A_Technical Potential | F3 | Industrial | Instruments | Existing | Space Heating | Natural Gas | Gas Boiler - Insulate Hot Water Lines | A | Original Unit Winter Peak Savings (kW) | Technical Potential | 0 | 0 | 0 | 0 | 0 | 0 | 0 | 0 | 0 | 0 | 0 | 0 | 0 | 0 | 0 | 0 | 0 | 0 | 0 | 0 | 0 | 0
F4_Industrial_Instruments_Existing_Space Heating_Natural Gas_Gas Boiler - Insulate Hot Water Lines_A_Technical Potential | F4 | Industrial | Instruments | Existing | Space Heating | Natural Gas | Gas Boiler - Insulate Hot Water Lines | A | Standalone Impact on Baseline Energy (%) | Technical Potential | 0% | 0% | 0.01364% | 0.02751% | 0.04162% | 0.05598% | 0.07059% | 0.08545% | 0.1006% | 0.116% | 0.1316% | 0.1475% | 0.1637% | 0.1802% | 0.197% | 0.214% | 0.2314% | 0.249% | 0.267% | 0.2852% | 0.3038% | 0.3228%
F5_Industrial_Instruments_Existing_Space Heating_Natural Gas_Gas Boiler - Insulate Hot Water Lines_A_Technical Potential | F5 | Industrial | Instruments | Existing | Space Heating | Natural Gas | Gas Boiler - Insulate Hot Water Lines | A | Standalone Impact on Baseline Summer Peak (%) | Technical Potential | bar: 2019 to 2040
F6_Industrial_Instruments_Existing_Space Heating_Natural Gas_Gas Boiler - Insulate Hot Water Lines_A_Technical Potential | F6 | Industrial | Instruments | Existing | Space Heating | Natural Gas | Gas Boiler - Insulate Hot Water Lines | A | Standalone Impact on Baseline Winter Peak (%) | Technical Potential | bar: 2019 to 2040
F7_Industrial_Instruments_Existing_Space Heating_Natural Gas_Gas Boiler - Insulate Hot Water Lines_A_Technical Potential | F7 | Industrial | Instruments | Existing | Space Heating | Natural Gas | Gas Boiler - Insulate Hot Water Lines | A | Incremental Energy Savings (MWh or mTherms) | Technical Potential | 0 | 0 | 0.06006 | 0.058877 | 0.057719 | 0.056587 | 0.05548 | 0.054399 | 0.053342 | 0.052309 | 0.0513 | 0.050315 | 0.049353 | 0.048413 | 0.047495 | 0.0466 | 0.045725 | 0.044871 | 0.044037 | 0.043223 | 0.042429 | 0.041654
F8_Industrial_Instruments_Existing_Space Heating_Natural Gas_Gas Boiler - Insulate Hot Water Lines_A_Technical Potential | F8 | Industrial | Instruments | Existing | Space Heating | Natural Gas | Gas Boiler - Insulate Hot Water Lines | A | Incremental Summer Peak Savings (MW) | Technical Potential | 0 | 0 | 0 | 0 | 0 | 0 | 0 | 0 | 0 | 0 | 0 | 0 | 0 | 0 | 0 | 0 | 0 | 0 | 0 | 0 | 0 | 0
F9_Industrial_Instruments_Existing_Space Heating_Natural Gas_Gas Boiler - Insulate Hot Water Lines_A_Technical Potential | F9 | Industrial | Instruments | Existing | Space Heating | Natural Gas | Gas Boiler - Insulate Hot Water Lines | A | Incremental Winter Peak Savings (MW) | Technical Potential | 0 | 0 | 0 | 0 | 0 | 0 | 0 | 0 | 0 | 0 | 0 | 0 | 0 | 0 | 0 | 0 | 0 | 0 | 0 | 0 | 0 | 0
F10_Industrial_Instruments_Existing_Space Heating_Natural Gas_Gas Boiler - Insulate Hot Water Lines_A_Technical Potential | F10 | Industrial | Instruments | Existing | Space Heating | Natural Gas | Gas Boiler - Insulate Hot Water Lines | A | Cumulative Energy Savings (MWh or mTherms) | Technical Potential | 0 | 0 | 0.06006 | 0.11879 | 0.17621 | 0.23237 | 0.28731 | 0.34105 | 0.39363 | 0.44509 | 0.49547 | 0.54479 | 0.5931 | 0.64043 | 0.68681 | 0.73227 | 0.77686 | 0.82059 | 0.86351 | 0.90565 | 0.94703 | 0.98769
F11_Industrial_Instruments_Existing_Space Heating_Natural Gas_Gas Boiler - Insulate Hot Water Lines_A_Technical Potential | F11 | Industrial | Instruments | Existing | Space Heating | Natural Gas | Gas Boiler - Insulate Hot Water Lines | A | Cumulative Summer Peak Savings (MW) | Technical Potential | 0 | 0 | 0 | 0 | 0 | 0 | 0 | 0 | 0 | 0 | 0 | 0 | 0 | 0 | 0 | 0 | 0 | 0 | 0 | 0 | 0 | 0
F12_Industrial_Instruments_Existing_Space Heating_Natural Gas_Gas Boiler - Insulate Hot Water Lines_A_Technical Potential | F12 | Industrial | Instruments | Existing | Space Heating | Natural Gas | Gas Boiler - Insulate Hot Water Lines | A | Cumulative Winter Peak Savings (MW) | Technical Potential | 0 | 0 | 0 | 0 | 0 | 0 | 0 | 0 | 0 | 0 | 0 | 0 | 0 | 0 | 0 | 0 | 0 | 0 | 0 | 0 | 0 | 0
F13_Industrial_Instruments_Existing_Space Heating_Natural Gas_Gas Boiler - Insulate Hot Water Lines_A_Technical Potential | F13 | Industrial | Instruments | Existing | Space Heating | Natural Gas | Gas Boiler - Insulate Hot Water Lines | A | Purchases (Incremental) | Technical Potential | 0 | 0 | 1.1873 | 1.1668 | 1.1467 | 1.1269 | 1.1075 | 1.0884 | 1.0696 | 1.0512 | 1.0331 | 1.0153 | 0.99775 | 0.98055 | 0.96364 | 0.94703 | 0.9307 | 0.91465 | 0.89888 | 0.88338 | 0.86815 | 0.85318
F14_Industrial_Instruments_Existing_Space Heating_Natural Gas_Gas Boiler - Insulate Hot Water Lines_A_Technical Potential | F14 | Industrial | Instruments | Existing | Space Heating | Natural Gas | Gas Boiler - Insulate Hot Water Lines | A | Purchases (Cumulative) | Technical Potential | 0 | 0 | 1.1873 | 2.3541 | 3.5008 | 4.6277 | 5.7352 | 6.8236 | 7.8932 | 8.9444 | 9.9775 | 10.9927 | 11.9905 | 12.971 | 13.9346 | 14.8817 | 15.8124 | 16.727 | 17.6259 | 18.5093 | 19.3774 | 20.2306
F1_Industrial_Instruments_Existing_Process_Natural Gas_Gas Boiler - Insulate Hot Water Lines_A_Technical Potential | F1 | Industrial | Instruments | Existing | Process | Natural Gas | Gas Boiler - Insulate Hot Water Lines | A | Original Unit Energy Savings (kWh or therms) | Technical Potential | 0 | 0 | 31.5823 | 31.5823 | 31.5823 | 31.5823 | 31.5823 | 31.5823 | 31.5823 | 31.5823 | 31.5823 | 31.5823 | 31.5823 | 31.5823 | 31.5823 | 31.5823 | 31.5823 | 31.5823 | 31.5823 | 31.5823 | 31.5823 | 31.5823
F2_Industrial_Instruments_Existing_Process_Natural Gas_Gas Boiler - Insulate Hot Water Lines_A_Technical Potential | F2 | Industrial | Instruments | Existing | Process | Natural Gas | Gas Boiler - Insulate Hot Water Lines | A | Original Unit Summer Peak Savings (kW) | Technical Potential | 0 | 0 | 0 | 0 | 0 | 0 | 0 | 0 | 0 | 0 | 0 | 0 | 0 | 0 | 0 | 0 | 0 | 0 | 0 | 0 | 0 | 0
F3_Industrial_Instruments_Existing_Process_Natural Gas_Gas Boiler - Insulate Hot Water Lines_A_Technical Potential | F3 | Industrial | Instruments | Existing | Process | Natural Gas | Gas Boiler - Insulate Hot Water Lines | A | Original Unit Winter Peak Savings (kW) | Technical Potential | 0 | 0 | 0 | 0 | 0 | 0 | 0 | 0 | 0 | 0 | 0 | 0 | 0 | 0 | 0 | 0 | 0 | 0 | 0 | 0 | 0 | 0
F4_Industrial_Instruments_Existing_Process_Natural Gas_Gas Boiler - Insulate Hot Water Lines_A_Technical Potential | F4 | Industrial | Instruments | Existing | Process | Natural Gas | Gas Boiler - Insulate Hot Water Lines | A | Standalone Impact on Baseline Energy (%) | Technical Potential | 0% | 0% | 0.09989% | 0.2015% | 0.305% | 0.4102% | 0.5173% | 0.6263% | 0.7371% | 0.85% | 0.9648% | 1.082% | 1.2% | 1.321% | 1.444% | 1.57% | 1.697% | 1.827% | 1.959% | 2.093% | 2.23% | 2.369%
F5_Industrial_Instruments_Existing_Process_Natural Gas_Gas Boiler - Insulate Hot Water Lines_A_Technical Potential | F5 | Industrial | Instruments | Existing | Process | Natural Gas | Gas Boiler - Insulate Hot Water Lines | A | Standalone Impact on Baseline Summer Peak (%) | Technical Potential | bar: 2019 to 2040
F6_Industrial_Instruments_Existing_Process_Natural Gas_Gas Boiler - Insulate Hot Water Lines_A_Technical Potential | F6 | Industrial | Instruments | Existing | Process | Natural Gas | Gas Boiler - Insulate Hot Water Lines | A | Standalone Impact on Baseline Winter Peak (%) | Technical Potential | bar: 2019 to 2040
F7_Industrial_Instruments_Existing_Process_Natural Gas_Gas Boiler - Insulate Hot Water Lines_A_Technical Potential | F7 | Industrial | Instruments | Existing | Process | Natural Gas | Gas Boiler - Insulate Hot Water Lines | A | Incremental Energy Savings (MWh or mTherms) | Technical Potential | 0 | 0 | 1.1375 | 1.1179 | 1.0986 | 1.0796 | 1.061 | 1.0427 | 1.0248 | 1.0071 | 0.98972 | 0.97266 | 0.95589 | 0.93941 | 0.92321 | 0.90729 | 0.89165 | 0.87628 | 0.86117 | 0.84632 | 0.83173 | 0.81739
F8_Industrial_Instruments_Existing_Process_Natural Gas_Gas Boiler - Insulate Hot Water Lines_A_Technical Potential | F8 | Industrial | Instruments | Existing | Process | Natural Gas | Gas Boiler - Insulate Hot Water Lines | A | Incremental Summer Peak Savings (MW) | Technical Potential | 0 | 0 | 0 | 0 | 0 | 0 | 0 | 0 | 0 | 0 | 0 | 0 | 0 | 0 | 0 | 0 | 0 | 0 | 0 | 0 | 0 | 0
F9_Industrial_Instruments_Existing_Process_Natural Gas_Gas Boiler - Insulate Hot Water Lines_A_Technical Potential | F9 | Industrial | Instruments | Existing | Process | Natural Gas | Gas Boiler - Insulate Hot Water Lines | A | Incremental Winter Peak Savings (MW) | Technical Potential | 0 | 0 | 0 | 0 | 0 | 0 | 0 | 0 | 0 | 0 | 0 | 0 | 0 | 0 | 0 | 0 | 0 | 0 | 0 | 0 | 0 | 0
F10_Industrial_Instruments_Existing_Process_Natural Gas_Gas Boiler - Insulate Hot Water Lines_A_Technical Potential | F10 | Industrial | Instruments | Existing | Process | Natural Gas | Gas Boiler - Insulate Hot Water Lines | A | Cumulative Energy Savings (MWh or mTherms) | Technical Potential | 0 | 0 | 1.1375 | 2.2553 | 3.3539 | 4.4335 | 5.4946 | 6.5373 | 7.562 | 8.5691 | 9.5588 | 10.5315 | 11.4874 | 12.4268 | 13.35 | 14.2573 | 15.1489 | 16.0252 | 16.8864 | 17.7327 | 18.5644 | 19.3818
F11_Industrial_Instruments_Existing_Process_Natural Gas_Gas Boiler - Insulate Hot Water Lines_A_Technical Potential | F11 | Industrial | Instruments | Existing | Process | Natural Gas | Gas Boiler - Insulate Hot Water Lines | A | Cumulative Summer Peak Savings (MW) | Technical Potential | 0 | 0 | 0 | 0 | 0 | 0 | 0 | 0 | 0 | 0 | 0 | 0 | 0 | 0 | 0 | 0 | 0 | 0 | 0 | 0 | 0 | 0
F12_Industrial_Instruments_Existing_Process_Natural Gas_Gas Boiler - Insulate Hot Water Lines_A_Technical Potential | F12 | Industrial | Instruments | Existing | Process | Natural Gas | Gas Boiler - Insulate Hot Water Lines | A | Cumulative Winter Peak Savings (MW) | Technical Potential | 0 | 0 | 0 | 0 | 0 | 0 | 0 | 0 | 0 | 0 | 0 | 0 | 0 | 0 | 0 | 0 | 0 | 0 | 0 | 0 | 0 | 0
F13_Industrial_Instruments_Existing_Process_Natural Gas_Gas Boiler - Insulate Hot Water Lines_A_Technical Potential | F13 | Industrial | Instruments | Existing | Process | Natural Gas | Gas Boiler - Insulate Hot Water Lines | A | Purchases (Incremental) | Technical Potential | 0 | 0 | 36.0158 | 35.3949 | 34.7846 | 34.1849 | 33.5955 | 33.0162 | 32.447 | 31.8876 | 31.3378 | 30.7975 | 30.2665 | 29.7446 | 29.2318 | 28.7278 | 28.2325 | 27.7457 | 27.2674 | 26.7972 | 26.3352 | 25.8812
F14_Industrial_Instruments_Existing_Process_Natural Gas_Gas Boiler - Insulate Hot Water Lines_A_Technical Potential | F14 | Industrial | Instruments | Existing | Process | Natural Gas | Gas Boiler - Insulate Hot Water Lines | A | Purchases (Cumulative) | Technical Potential | 0 | 0 | 36.0158 | 71.4107 | 106.1953 | 140.3802 | 173.9756 | 206.9919 | 239.4389 | 271.3264 | 302.6642 | 333.4617 | 363.7282 | 393.4728 | 422.7046 | 451.4324 | 479.665 | 507.4107 | 534.6781 | 561.4753 | 587.8105 | 613.6917
F1_Industrial_Instruments_Existing_Process_Natural Gas_Process - Insulate Heated Process Fluids_A_Technical Potential | F1 | Industrial | Instruments | Existing | Process | Natural Gas | Process - Insulate Heated Process Fluids | A | Original Unit Energy Savings (kWh or therms) | Technical Potential | 0 | 0 | 9.2315 | 9.2315 | 9.2315 | 9.2315 | 9.2315 | 9.2315 | 9.2315 | 9.2315 | 9.2315 | 9.2315 | 9.2315 | 9.2315 | 9.2315 | 9.2315 | 9.2315 | 9.2315 | 9.2315 | 9.2315 | 9.2315 | 9.2315
F2_Industrial_Instruments_Existing_Process_Natural Gas_Process - Insulate Heated Process Fluids_A_Technical Potential | F2 | Industrial | Instruments | Existing | Process | Natural Gas | Process - Insulate Heated Process Fluids | A | Original Unit Summer Peak Savings (kW) | Technical Potential | 0 | 0 | 0 | 0 | 0 | 0 | 0 | 0 | 0 | 0 | 0 | 0 | 0 | 0 | 0 | 0 | 0 | 0 | 0 | 0 | 0 | 0
F3_Industrial_Instruments_Existing_Process_Natural Gas_Process - Insulate Heated Process Fluids_A_Technical Potential | F3 | Industrial | Instruments | Existing | Process | Natural Gas | Process - Insulate Heated Process Fluids | A | Original Unit Winter Peak Savings (kW) | Technical Potential | 0 | 0 | 0 | 0 | 0 | 0 | 0 | 0 | 0 | 0 | 0 | 0 | 0 | 0 | 0 | 0 | 0 | 0 | 0 | 0 | 0 | 0
F4_Industrial_Instruments_Existing_Process_Natural Gas_Process - Insulate Heated Process Fluids_A_Technical Potential | F4 | Industrial | Instruments | Existing | Process | Natural Gas | Process - Insulate Heated Process Fluids | A | Standalone Impact on Baseline Energy (%) | Technical Potential | 0% | 0% | 0.03194% | 0.06443% | 0.0975% | 0.1311% | 0.1654% | 0.197% | 0.2235% | 0.2458% | 0.2648% | 0.2812% | 0.2956% | 0.3083% | 0.3197% | 0.3302% | 0.3398% | 0.3489% | 0.355% | 0.3613% | 0.3676% | 0.374%
F5_Industrial_Instruments_Existing_Process_Natural Gas_Process - Insulate Heated Process Fluids_A_Technical Potential | F5 | Industrial | Instruments | Existing | Process | Natural Gas | Process - Insulate Heated Process Fluids | A | Standalone Impact on Baseline Summer Peak (%) | Technical Potential | bar: 2019 to 2040
F6_Industrial_Instruments_Existing_Process_Natural Gas_Process - Insulate Heated Process Fluids_A_Technical Potential | F6 | Industrial | Instruments | Existing | Process | Natural Gas | Process - Insulate Heated Process Fluids | A | Standalone Impact on Baseline Winter Peak (%) | Technical Potential | bar: 2019 to 2040
F7_Industrial_Instruments_Existing_Process_Natural Gas_Process - Insulate Heated Process Fluids_A_Technical Potential | F7 | Industrial | Instruments | Existing | Process | Natural Gas | Process - Insulate Heated Process Fluids | A | Incremental Energy Savings (MWh or mTherms) | Technical Potential | 0 | 0 | 0.36365 | 0.35738 | 0.35122 | 0.34516 | 0.33921 | 0.30003 | 0.23588 | 0.18545 | 0.1458 | 0.11463 | 0.090125 | 0.070857 | 0.055708 | 0.043798 | 0.034434 | 0.027072 | 0.00018147 | 6.3694e-05 | 2.1339e-05 | 6.8385e-06
F8_Industrial_Instruments_Existing_Process_Natural Gas_Process - Insulate Heated Process Fluids_A_Technical Potential | F8 | Industrial | Instruments | Existing | Process | Natural Gas | Process - Insulate Heated Process Fluids | A | Incremental Summer Peak Savings (MW) | Technical Potential | 0 | 0 | 0 | 0 | 0 | 0 | 0 | 0 | 0 | 0 | 0 | 0 | 0 | 0 | 0 | 0 | 0 | 0 | 0 | 0 | 0 | 0
F9_Industrial_Instruments_Existing_Process_Natural Gas_Process - Insulate Heated Process Fluids_A_Technical Potential | F9 | Industrial | Instruments | Existing | Process | Natural Gas | Process - Insulate Heated Process Fluids | A | Incremental Winter Peak Savings (MW) | Technical Potential | 0 | 0 | 0 | 0 | 0 | 0 | 0 | 0 | 0 | 0 | 0 | 0 | 0 | 0 | 0 | 0 | 0 | 0 | 0 | 0 | 0 | 0
F10_Industrial_Instruments_Existing_Process_Natural Gas_Process - Insulate Heated Process Fluids_A_Technical Potential | F10 | Industrial | Instruments | Existing | Process | Natural Gas | Process - Insulate Heated Process Fluids | A | Cumulative Energy Savings (MWh or mTherms) | Technical Potential | 0 | 0 | 0.36365 | 0.72103 | 1.0722 | 1.4174 | 1.7566 | 2.0566 | 2.2925 | 2.478 | 2.6238 | 2.7384 | 2.8285 | 2.8994 | 2.9551 | 2.9989 | 3.0333 | 3.0604 | 3.0606 | 3.0607 | 3.0607 | 3.0607
F11_Industrial_Instruments_Existing_Process_Natural Gas_Process - Insulate Heated Process Fluids_A_Technical Potential | F11 | Industrial | Instruments | Existing | Process | Natural Gas | Process - Insulate Heated Process Fluids | A | Cumulative Summer Peak Savings (MW) | Technical Potential | 0 | 0 | 0 | 0 | 0 | 0 | 0 | 0 | 0 | 0 | 0 | 0 | 0 | 0 | 0 | 0 | 0 | 0 | 0 | 0 | 0 | 0
F12_Industrial_Instruments_Existing_Process_Natural Gas_Process - Insulate Heated Process Fluids_A_Technical Potential | F12 | Industrial | Instruments | Existing | Process | Natural Gas | Process - Insulate Heated Process Fluids | A | Cumulative Winter Peak Savings (MW) | Technical Potential | 0 | 0 | 0 | 0 | 0 | 0 | 0 | 0 | 0 | 0 | 0 | 0 | 0 | 0 | 0 | 0 | 0 | 0 | 0 | 0 | 0 | 0
F13_Industrial_Instruments_Existing_Process_Natural Gas_Process - Insulate Heated Process Fluids_A_Technical Potential | F13 | Industrial | Instruments | Existing | Process | Natural Gas | Process - Insulate Heated Process Fluids | A | Purchases (Incremental) | Technical Potential | 0 | 0 | 39.3922 | 38.713 | 38.0455 | 37.3896 | 36.7449 | 32.5002 | 25.5519 | 20.0891 | 15.7942 | 12.4175 | 9.7627 | 7.6755 | 6.0345 | 4.7444 | 3.7301 | 2.9326 | 0.019658 | 0.0068996 | 0.0023116 | 0.00074078
F14_Industrial_Instruments_Existing_Process_Natural Gas_Process - Insulate Heated Process Fluids_A_Technical Potential | F14 | Industrial | Instruments | Existing | Process | Natural Gas | Process - Insulate Heated Process Fluids | A | Purchases (Cumulative) | Technical Potential | 0 | 0 | 39.3922 | 78.1051 | 116.1507 | 153.5402 | 190.2851 | 222.7854 | 248.3373 | 268.4264 | 284.2206 | 296.6381 | 306.4008 | 314.0763 | 320.1109 | 324.8553 | 328.5853 | 331.518 | 331.5376 | 331.5445 | 331.5468 | 331.5476
F1_Industrial_Instruments_Existing_Process_Natural Gas_Process Heat Recovery_A_Technical Potential | F1 | Industrial | Instruments | Existing | Process | Natural Gas | Process Heat Recovery | A | Original Unit Energy Savings (kWh or therms) | Technical Potential | 0 | 0 | 0.14017 | 0.14017 | 0.14017 | 0.14017 | 0.14017 | 0.14017 | 0.14017 | 0.14017 | 0.14017 | 0.14017 | 0.14017 | 0.14017 | 0.14017 | 0.14017 | 0.14017 | 0.14017 | 0.14017 | 0.14017 | 0.14017 | 0.14017
F2_Industrial_Instruments_Existing_Process_Natural Gas_Process Heat Recovery_A_Technical Potential | F2 | Industrial | Instruments | Existing | Process | Natural Gas | Process Heat Recovery | A | Original Unit Summer Peak Savings (kW) | Technical Potential | 0 | 0 | 0 | 0 | 0 | 0 | 0 | 0 | 0 | 0 | 0 | 0 | 0 | 0 | 0 | 0 | 0 | 0 | 0 | 0 | 0 | 0
F3_Industrial_Instruments_Existing_Process_Natural Gas_Process Heat Recovery_A_Technical Potential | F3 | Industrial | Instruments | Existing | Process | Natural Gas | Process Heat Recovery | A | Original Unit Winter Peak Savings (kW) | Technical Potential | 0 | 0 | 0 | 0 | 0 | 0 | 0 | 0 | 0 | 0 | 0 | 0 | 0 | 0 | 0 | 0 | 0 | 0 | 0 | 0 | 0 | 0
F4_Industrial_Instruments_Existing_Process_Natural Gas_Process Heat Recovery_A_Technical Potential | F4 | Industrial | Instruments | Existing | Process | Natural Gas | Process Heat Recovery | A | Standalone Impact on Baseline Energy (%) | Technical Potential | 0% | 0% | 0.01746% | 0.03522% | 0.05329% | 0.07168% | 0.0904% | 0.1077% | 0.1222% | 0.1343% | 0.1448% | 0.1537% | 0.1616% | 0.1685% | 0.1748% | 0.1805% | 0.1858% | 0.1907% | 0.1941% | 0.1975% | 0.2009% | 0.2045%
F5_Industrial_Instruments_Existing_Process_Natural Gas_Process Heat Recovery_A_Technical Potential | F5 | Industrial | Instruments | Existing | Process | Natural Gas | Process Heat Recovery | A | Standalone Impact on Baseline Summer Peak (%) | Technical Potential | bar: 2019 to 2040
F6_Industrial_Instruments_Existing_Process_Natural Gas_Process Heat Recovery_A_Technical Potential | F6 | Industrial | Instruments | Existing | Process | Natural Gas | Process Heat Recovery | A | Standalone Impact on Baseline Winter Peak (%) | Technical Potential | bar: 2019 to 2040
F7_Industrial_Instruments_Existing_Process_Natural Gas_Process Heat Recovery_A_Technical Potential | F7 | Industrial | Instruments | Existing | Process | Natural Gas | Process Heat Recovery | A | Incremental Energy Savings (MWh or mTherms) | Technical Potential | 0 | 0 | 0.19877 | 0.19534 | 0.19198 | 0.18867 | 0.18541 | 0.16399 | 0.12893 | 0.10137 | 0.079697 | 0.062658 | 0.049262 | 0.03873 | 0.03045 | 0.02394 | 0.018822 | 0.014798 | 9.9192e-05 | 3.4815e-05 | 1.1664e-05 | 3.7379e-06
F8_Industrial_Instruments_Existing_Process_Natural Gas_Process Heat Recovery_A_Technical Potential | F8 | Industrial | Instruments | Existing | Process | Natural Gas | Process Heat Recovery | A | Incremental Summer Peak Savings (MW) | Technical Potential | 0 | 0 | 0 | 0 | 0 | 0 | 0 | 0 | 0 | 0 | 0 | 0 | 0 | 0 | 0 | 0 | 0 | 0 | 0 | 0 | 0 | 0
F9_Industrial_Instruments_Existing_Process_Natural Gas_Process Heat Recovery_A_Technical Potential | F9 | Industrial | Instruments | Existing | Process | Natural Gas | Process Heat Recovery | A | Incremental Winter Peak Savings (MW) | Technical Potential | 0 | 0 | 0 | 0 | 0 | 0 | 0 | 0 | 0 | 0 | 0 | 0 | 0 | 0 | 0 | 0 | 0 | 0 | 0 | 0 | 0 | 0
F10_Industrial_Instruments_Existing_Process_Natural Gas_Process Heat Recovery_A_Technical Potential | F10 | Industrial | Instruments | Existing | Process | Natural Gas | Process Heat Recovery | A | Cumulative Energy Savings (MWh or mTherms) | Technical Potential | 0 | 0 | 0.19877 | 0.39411 | 0.58609 | 0.77476 | 0.96017 | 1.1242 | 1.2531 | 1.3545 | 1.4342 | 1.4968 | 1.5461 | 1.5848 | 1.6153 | 1.6392 | 1.658 | 1.6728 | 1.6729 | 1.673 | 1.673 | 1.673
F11_Industrial_Instruments_Existing_Process_Natural Gas_Process Heat Recovery_A_Technical Potential | F11 | Industrial | Instruments | Existing | Process | Natural Gas | Process Heat Recovery | A | Cumulative Summer Peak Savings (MW) | Technical Potential | 0 | 0 | 0 | 0 | 0 | 0 | 0 | 0 | 0 | 0 | 0 | 0 | 0 | 0 | 0 | 0 | 0 | 0 | 0 | 0 | 0 | 0
F12_Industrial_Instruments_Existing_Process_Natural Gas_Process Heat Recovery_A_Technical Potential | F12 | Industrial | Instruments | Existing | Process | Natural Gas | Process Heat Recovery | A | Cumulative Winter Peak Savings (MW) | Technical Potential | 0 | 0 | 0 | 0 | 0 | 0 | 0 | 0 | 0 | 0 | 0 | 0 | 0 | 0 | 0 | 0 | 0 | 0 | 0 | 0 | 0 | 0
F13_Industrial_Instruments_Existing_Process_Natural Gas_Process Heat Recovery_A_Technical Potential | F13 | Industrial | Instruments | Existing | Process | Natural Gas | Process Heat Recovery | A | Purchases (Incremental) | Technical Potential | 0 | 0 | 1418.1178 | 1393.6675 | 1369.6387 | 1346.0243 | 1322.8169 | 1170.0088 | 919.869 | 723.2073 | 568.5906 | 447.0298 | 351.4579 | 276.3187 | 217.2436 | 170.7984 | 134.2829 | 105.5742 | 0.70768 | 0.24839 | 0.083217 | 0.026668
F14_Industrial_Instruments_Existing_Process_Natural Gas_Process Heat Recovery_A_Technical Potential | F14 | Industrial | Instruments | Existing | Process | Natural Gas | Process Heat Recovery | A | Purchases (Cumulative) | Technical Potential | 0 | 0 | 1418.1178 | 2811.7852 | 4181.424 | 5527.4482 | 6850.2652 | 8020.2739 | 8940.1429 | 9663.3502 | 10231.9408 | 10678.9707 | 11030.4286 | 11306.7473 | 11523.9909 | 11694.7893 | 11829.0723 | 11934.6464 | 11935.3541 | 11935.6025 | 11935.6857 | 11935.7124
F1_Industrial_Instruments_Existing_Space Heating_Natural Gas_Building Automation System_A_Technical Potential | F1 | Industrial | Instruments | Existing | Space Heating | Natural Gas | Building Automation System | A | Original Unit Energy Savings (kWh or therms) | Technical Potential | 0 | 0 | 0.015624 | 0.015587 | 0.01555 | 0.015514 | 0.015478 | 0.015443 | 0.015409 | 0.015376 | 0.015345 | 0.015316 | 0.015289 | 0.015263 | 0.015238 | 0.015215 | 0.015194 | 0.015173 | 0.015154 | 0.015136 | 0.01512 | 0.015104
F2_Industrial_Instruments_Existing_Space Heating_Natural Gas_Building Automation System_A_Technical Potential | F2 | Industrial | Instruments | Existing | Space Heating | Natural Gas | Building Automation System | A | Original Unit Summer Peak Savings (kW) | Technical Potential | 0 | 0 | 0 | 0 | 0 | 0 | 0 | 0 | 0 | 0 | 0 | 0 | 0 | 0 | 0 | 0 | 0 | 0 | 0 | 0 | 0 | 0
F3_Industrial_Instruments_Existing_Space Heating_Natural Gas_Building Automation System_A_Technical Potential | F3 | Industrial | Instruments | Existing | Space Heating | Natural Gas | Building Automation System | A | Original Unit Winter Peak Savings (kW) | Technical Potential | 0 | 0 | 0 | 0 | 0 | 0 | 0 | 0 | 0 | 0 | 0 | 0 | 0 | 0 | 0 | 0 | 0 | 0 | 0 | 0 | 0 | 0
F4_Industrial_Instruments_Existing_Space Heating_Natural Gas_Building Automation System_A_Technical Potential | F4 | Industrial | Instruments | Existing | Space Heating | Natural Gas | Building Automation System | A | Standalone Impact on Baseline Energy (%) | Technical Potential | 0% | 0% | 0.01539% | 0.04641% | 0.1018% | 0.1925% | 0.3307% | 0.5296% | 0.8015% | 1.156% | 1.598% | 2.122% | 2.717% | 3.357% | 4.011% | 4.643% | 5.218% | 5.717% | 6.129% | 6.453% | 6.704% | 6.912%
F5_Industrial_Instruments_Existing_Space Heating_Natural Gas_Building Automation System_A_Technical Potential | F5 | Industrial | Instruments | Existing | Space Heating | Natural Gas | Building Automation System | A | Standalone Impact on Baseline Summer Peak (%) | Technical Potential | bar: 2019 to 2040
F6_Industrial_Instruments_Existing_Space Heating_Natural Gas_Building Automation System_A_Technical Potential | F6 | Industrial | Instruments | Existing | Space Heating | Natural Gas | Building Automation System | A | Standalone Impact on Baseline Winter Peak (%) | Technical Potential | bar: 2019 to 2040
F7_Industrial_Instruments_Existing_Space Heating_Natural Gas_Building Automation System_A_Technical Potential | F7 | Industrial | Instruments | Existing | Space Heating | Natural Gas | Building Automation System | A | Incremental Energy Savings (MWh or mTherms) | Technical Potential | 0 | 0 | 0.067775 | 0.13283 | 0.23122 | 0.36876 | 0.5488 | 0.7707 | 1.028 | 1.307 | 1.5854 | 1.8339 | 2.0184 | 2.1066 | 2.0756 | 1.9199 | 1.6566 | 1.3446 | 1.0092 | 0.68581 | 0.43012 | 0.27539
F8_Industrial_Instruments_Existing_Space Heating_Natural Gas_Building Automation System_A_Technical Potential | F8 | Industrial | Instruments | Existing | Space Heating | Natural Gas | Building Automation System | A | Incremental Summer Peak Savings (MW) | Technical Potential | 0 | 0 | 0 | 0 | 0 | 0 | 0 | 0 | 0 | 0 | 0 | 0 | 0 | 0 | 0 | 0 | 0 | 0 | 0 | 0 | 0 | 0
F9_Industrial_Instruments_Existing_Space Heating_Natural Gas_Building Automation System_A_Technical Potential | F9 | Industrial | Instruments | Existing | Space Heating | Natural Gas | Building Automation System | A | Incremental Winter Peak Savings (MW) | Technical Potential | 0 | 0 | 0 | 0 | 0 | 0 | 0 | 0 | 0 | 0 | 0 | 0 | 0 | 0 | 0 | 0 | 0 | 0 | 0 | 0 | 0 | 0
F10_Industrial_Instruments_Existing_Space Heating_Natural Gas_Building Automation System_A_Technical Potential | F10 | Industrial | Instruments | Existing | Space Heating | Natural Gas | Building Automation System | A | Cumulative Energy Savings (MWh or mTherms) | Technical Potential | 0 | 0 | 0.067775 | 0.20044 | 0.43118 | 0.79893 | 1.3459 | 2.1135 | 3.1369 | 4.4373 | 6.0138 | 7.8362 | 9.8405 | 11.9304 | 13.9869 | 15.8857 | 17.5197 | 18.8408 | 19.8263 | 20.4886 | 20.8958 | 21.1494
F11_Industrial_Instruments_Existing_Space Heating_Natural Gas_Building Automation System_A_Technical Potential | F11 | Industrial | Instruments | Existing | Space Heating | Natural Gas | Building Automation System | A | Cumulative Summer Peak Savings (MW) | Technical Potential | 0 | 0 | 0 | 0 | 0 | 0 | 0 | 0 | 0 | 0 | 0 | 0 | 0 | 0 | 0 | 0 | 0 | 0 | 0 | 0 | 0 | 0
F12_Industrial_Instruments_Existing_Space Heating_Natural Gas_Building Automation System_A_Technical Potential | F12 | Industrial | Instruments | Existing | Space Heating | Natural Gas | Building Automation System | A | Cumulative Winter Peak Savings (MW) | Technical Potential | 0 | 0 | 0 | 0 | 0 | 0 | 0 | 0 | 0 | 0 | 0 | 0 | 0 | 0 | 0 | 0 | 0 | 0 | 0 | 0 | 0 | 0
F13_Industrial_Instruments_Existing_Space Heating_Natural Gas_Building Automation System_A_Technical Potential | F13 | Industrial | Instruments | Existing | Space Heating | Natural Gas | Building Automation System | A | Purchases (Incremental) | Technical Potential | 0 | 0 | 4337.7824 | 8521.4434 | 14869.343 | 23770.0067 | 35457.489 | 49907.1369 | 66716.9391 | 84998.0556 | 103315.3947 | 119732.8173 | 132016.3633 | 138019.1659 | 136205.8022 | 126183.1989 | 109030.4388 | 88612.3653 | 66594.0798 | 45308.7042 | 28448.1375 | 18233.2516
F14_Industrial_Instruments_Existing_Space Heating_Natural Gas_Building Automation System_A_Technical Potential | F14 | Industrial | Instruments | Existing | Space Heating | Natural Gas | Building Automation System | A | Purchases (Cumulative) | Technical Potential | 0 | 0 | 4337.7824 | 12859.2258 | 27728.5687 | 51498.5754 | 86956.0644 | 136863.2013 | 203580.1403 | 288578.1959 | 391893.5906 | 511626.4079 | 643642.7713 | 781661.9372 | 917867.7394 | 1044050.9383 | 1153081.3771 | 1241693.7424 | 1308287.8222 | 1353596.5264 | 1382044.6639 | 1400277.9155
F1_Industrial_Instruments_Existing_Space Heating_Natural Gas_Steam System Efficiency Improvements_A_Technical Potential | F1 | Industrial | Instruments | Existing | Space Heating | Natural Gas | Steam System Efficiency Improvements | A | Original Unit Energy Savings (kWh or therms) | Technical Potential | 0 | 0 | 0.13953 | 0.13917 | 0.13883 | 0.1385 | 0.13817 | 0.13785 | 0.13755 | 0.13725 | 0.13697 | 0.13669 | 0.13643 | 0.13618 | 0.13594 | 0.13572 | 0.13551 | 0.13531 | 0.13512 | 0.13495 | 0.1348 | 0.13466
F2_Industrial_Instruments_Existing_Space Heating_Natural Gas_Steam System Efficiency Improvements_A_Technical Potential | F2 | Industrial | Instruments | Existing | Space Heating | Natural Gas | Steam System Efficiency Improvements | A | Original Unit Summer Peak Savings (kW) | Technical Potential | 0 | 0 | 0 | 0 | 0 | 0 | 0 | 0 | 0 | 0 | 0 | 0 | 0 | 0 | 0 | 0 | 0 | 0 | 0 | 0 | 0 | 0
F3_Industrial_Instruments_Existing_Space Heating_Natural Gas_Steam System Efficiency Improvements_A_Technical Potential | F3 | Industrial | Instruments | Existing | Space Heating | Natural Gas | Steam System Efficiency Improvements | A | Original Unit Winter Peak Savings (kW) | Technical Potential | 0 | 0 | 0 | 0 | 0 | 0 | 0 | 0 | 0 | 0 | 0 | 0 | 0 | 0 | 0 | 0 | 0 | 0 | 0 | 0 | 0 | 0
F4_Industrial_Instruments_Existing_Space Heating_Natural Gas_Steam System Efficiency Improvements_A_Technical Potential | F4 | Industrial | Instruments | Existing | Space Heating | Natural Gas | Steam System Efficiency Improvements | A | Standalone Impact on Baseline Energy (%) | Technical Potential | 0% | 0% | 0.0009738% | 0.002937% | 0.006444% | 0.01218% | 0.02092% | 0.0335% | 0.05071% | 0.07314% | 0.1011% | 0.1342% | 0.1718% | 0.2123% | 0.2536% | 0.2935% | 0.3298% | 0.3613% | 0.3873% | 0.4078% | 0.4236% | 0.4367%
F5_Industrial_Instruments_Existing_Space Heating_Natural Gas_Steam System Efficiency Improvements_A_Technical Potential | F5 | Industrial | Instruments | Existing | Space Heating | Natural Gas | Steam System Efficiency Improvements | A | Standalone Impact on Baseline Summer Peak (%) | Technical Potential | bar: 2019 to 2040
F6_Industrial_Instruments_Existing_Space Heating_Natural Gas_Steam System Efficiency Improvements_A_Technical Potential | F6 | Industrial | Instruments | Existing | Space Heating | Natural Gas | Steam System Efficiency Improvements | A | Standalone Impact on Baseline Winter Peak (%) | Technical Potential | bar: 2019 to 2040
F7_Industrial_Instruments_Existing_Space Heating_Natural Gas_Steam System Efficiency Improvements_A_Technical Potential | F7 | Industrial | Instruments | Existing | Space Heating | Natural Gas | Steam System Efficiency Improvements | A | Incremental Energy Savings (MWh or mTherms) | Technical Potential | 0 | 0 | 0.0042893 | 0.0084051 | 0.01463 | 0.023331 | 0.034721 | 0.048759 | 0.065036 | 0.082678 | 0.10029 | 0.11599 | 0.12765 | 0.13321 | 0.13123 | 0.12137 | 0.10471 | 0.084975 | 0.063773 | 0.043335 | 0.027177 | 0.0174
F8_Industrial_Instruments_Existing_Space Heating_Natural Gas_Steam System Efficiency Improvements_A_Technical Potential | F8 | Industrial | Instruments | Existing | Space Heating | Natural Gas | Steam System Efficiency Improvements | A | Incremental Summer Peak Savings (MW) | Technical Potential | 0 | 0 | 0 | 0 | 0 | 0 | 0 | 0 | 0 | 0 | 0 | 0 | 0 | 0 | 0 | 0 | 0 | 0 | 0 | 0 | 0 | 0
F9_Industrial_Instruments_Existing_Space Heating_Natural Gas_Steam System Efficiency Improvements_A_Technical Potential | F9 | Industrial | Instruments | Existing | Space Heating | Natural Gas | Steam System Efficiency Improvements | A | Incremental Winter Peak Savings (MW) | Technical Potential | 0 | 0 | 0 | 0 | 0 | 0 | 0 | 0 | 0 | 0 | 0 | 0 | 0 | 0 | 0 | 0 | 0 | 0 | 0 | 0 | 0 | 0
F10_Industrial_Instruments_Existing_Space Heating_Natural Gas_Steam System Efficiency Improvements_A_Technical Potential | F10 | Industrial | Instruments | Existing | Space Heating | Natural Gas | Steam System Efficiency Improvements | A | Cumulative Energy Savings (MWh or mTherms) | Technical Potential | 0 | 0 | 0.0042893 | 0.012684 | 0.027283 | 0.050548 | 0.08515 | 0.13371 | 0.19845 | 0.2807 | 0.38041 | 0.49564 | 0.62233 | 0.7544 | 0.88431 | 1.0042 | 1.1074 | 1.1907 | 1.2529 | 1.2946 | 1.3203 | 1.3363
F11_Industrial_Instruments_Existing_Space Heating_Natural Gas_Steam System Efficiency Improvements_A_Technical Potential | F11 | Industrial | Instruments | Existing | Space Heating | Natural Gas | Steam System Efficiency Improvements | A | Cumulative Summer Peak Savings (MW) | Technical Potential | 0 | 0 | 0 | 0 | 0 | 0 | 0 | 0 | 0 | 0 | 0 | 0 | 0 | 0 | 0 | 0 | 0 | 0 | 0 | 0 | 0 | 0
F12_Industrial_Instruments_Existing_Space Heating_Natural Gas_Steam System Efficiency Improvements_A_Technical Potential | F12 | Industrial | Instruments | Existing | Space Heating | Natural Gas | Steam System Efficiency Improvements | A | Cumulative Winter Peak Savings (MW) | Technical Potential | 0 | 0 | 0 | 0 | 0 | 0 | 0 | 0 | 0 | 0 | 0 | 0 | 0 | 0 | 0 | 0 | 0 | 0 | 0 | 0 | 0 | 0
F13_Industrial_Instruments_Existing_Space Heating_Natural Gas_Steam System Efficiency Improvements_A_Technical Potential | F13 | Industrial | Instruments | Existing | Space Heating | Natural Gas | Steam System Efficiency Improvements | A | Purchases (Incremental) | Technical Potential | 0 | 0 | 30.7424 | 60.3925 | 105.3809 | 168.4609 | 251.2916 | 353.698 | 472.8311 | 602.3916 | 732.2088 | 848.5611 | 935.6161 | 978.1587 | 965.3072 | 894.2758 | 772.7121 | 628.0067 | 471.9604 | 321.1083 | 201.6154 | 129.2213
F14_Industrial_Instruments_Existing_Space Heating_Natural Gas_Steam System Efficiency Improvements_A_Technical Potential | F14 | Industrial | Instruments | Existing | Space Heating | Natural Gas | Steam System Efficiency Improvements | A | Purchases (Cumulative) | Technical Potential | 0 | 0 | 30.7424 | 91.1349 | 196.5158 | 364.9767 | 616.2683 | 969.9662 | 1442.7974 | 2045.189 | 2777.3978 | 3625.9589 | 4561.575 | 5539.7338 | 6505.0409 | 7399.3167 | 8172.0288 | 8800.0354 | 9271.9958 | 9593.1042 | 9794.7196 | 9923.9409
F1_Industrial_Instruments_Existing_Process_Natural Gas_Steam System Efficiency Improvements_A_Technical Potential | F1 | Industrial | Instruments | Existing | Process | Natural Gas | Steam System Efficiency Improvements | A | Original Unit Energy Savings (kWh or therms) | Technical Potential | 0 | 0 | 0.087109 | 0.087109 | 0.087109 | 0.087109 | 0.087109 | 0.087109 | 0.087109 | 0.087109 | 0.087109 | 0.087109 | 0.087109 | 0.087109 | 0.087109 | 0.087109 | 0.087109 | 0.087109 | 0.087109 | 0.087109 | 0.087109 | 0.087109
F2_Industrial_Instruments_Existing_Process_Natural Gas_Steam System Efficiency Improvements_A_Technical Potential | F2 | Industrial | Instruments | Existing | Process | Natural Gas | Steam System Efficiency Improvements | A | Original Unit Summer Peak Savings (kW) | Technical Potential | 0 | 0 | 0 | 0 | 0 | 0 | 0 | 0 | 0 | 0 | 0 | 0 | 0 | 0 | 0 | 0 | 0 | 0 | 0 | 0 | 0 | 0
F3_Industrial_Instruments_Existing_Process_Natural Gas_Steam System Efficiency Improvements_A_Technical Potential | F3 | Industrial | Instruments | Existing | Process | Natural Gas | Steam System Efficiency Improvements | A | Original Unit Winter Peak Savings (kW) | Technical Potential | 0 | 0 | 0 | 0 | 0 | 0 | 0 | 0 | 0 | 0 | 0 | 0 | 0 | 0 | 0 | 0 | 0 | 0 | 0 | 0 | 0 | 0
F4_Industrial_Instruments_Existing_Process_Natural Gas_Steam System Efficiency Improvements_A_Technical Potential | F4 | Industrial | Instruments | Existing | Process | Natural Gas | Steam System Efficiency Improvements | A | Standalone Impact on Baseline Energy (%) | Technical Potential | 0% | 0% | 4.239e-05% | 0.0001279% | 0.0002806% | 0.0005302% | 0.000911% | 0.001459% | 0.002208% | 0.003185% | 0.004402% | 0.005847% | 0.007485% | 0.00925% | 0.01105% | 0.01279% | 0.01438% | 0.01575% | 0.01689% | 0.01778% | 0.01847% | 0.01904%
F5_Industrial_Instruments_Existing_Process_Natural Gas_Steam System Efficiency Improvements_A_Technical Potential | F5 | Industrial | Instruments | Existing | Process | Natural Gas | Steam System Efficiency Improvements | A | Standalone Impact on Baseline Summer Peak (%) | Technical Potential | bar: 2019 to 2040
F6_Industrial_Instruments_Existing_Process_Natural Gas_Steam System Efficiency Improvements_A_Technical Potential | F6 | Industrial | Instruments | Existing | Process | Natural Gas | Steam System Efficiency Improvements | A | Standalone Impact on Baseline Winter Peak (%) | Technical Potential | bar: 2019 to 2040
F7_Industrial_Instruments_Existing_Process_Natural Gas_Steam System Efficiency Improvements_A_Technical Potential | F7 | Industrial | Instruments | Existing | Process | Natural Gas | Steam System Efficiency Improvements | A | Incremental Energy Savings (MWh or mTherms) | Technical Potential | 0 | 0 | 0.00048272 | 0.00094828 | 0.0016547 | 0.0026452 | 0.0039458 | 0.0055537 | 0.0074244 | 0.0094587 | 0.011497 | 0.013324 | 0.014691 | 0.015359 | 0.015157 | 0.014042 | 0.012133 | 0.0098609 | 0.0074107 | 0.005042 | 0.0031658 | 0.002029
F8_Industrial_Instruments_Existing_Process_Natural Gas_Steam System Efficiency Improvements_A_Technical Potential | F8 | Industrial | Instruments | Existing | Process | Natural Gas | Steam System Efficiency Improvements | A | Incremental Summer Peak Savings (MW) | Technical Potential | 0 | 0 | 0 | 0 | 0 | 0 | 0 | 0 | 0 | 0 | 0 | 0 | 0 | 0 | 0 | 0 | 0 | 0 | 0 | 0 | 0 | 0
F9_Industrial_Instruments_Existing_Process_Natural Gas_Steam System Efficiency Improvements_A_Technical Potential | F9 | Industrial | Instruments | Existing | Process | Natural Gas | Steam System Efficiency Improvements | A | Incremental Winter Peak Savings (MW) | Technical Potential | 0 | 0 | 0 | 0 | 0 | 0 | 0 | 0 | 0 | 0 | 0 | 0 | 0 | 0 | 0 | 0 | 0 | 0 | 0 | 0 | 0 | 0
F10_Industrial_Instruments_Existing_Process_Natural Gas_Steam System Efficiency Improvements_A_Technical Potential | F10 | Industrial | Instruments | Existing | Process | Natural Gas | Steam System Efficiency Improvements | A | Cumulative Energy Savings (MWh or mTherms) | Technical Potential | 0 | 0 | 0.00048272 | 0.001431 | 0.0030857 | 0.0057308 | 0.0096766 | 0.01523 | 0.022655 | 0.032113 | 0.043611 | 0.056935 | 0.071626 | 0.086985 | 0.10214 | 0.11618 | 0.12832 | 0.13818 | 0.14559 | 0.15063 | 0.1538 | 0.15583
F11_Industrial_Instruments_Existing_Process_Natural Gas_Steam System Efficiency Improvements_A_Technical Potential | F11 | Industrial | Instruments | Existing | Process | Natural Gas | Steam System Efficiency Improvements | A | Cumulative Summer Peak Savings (MW) | Technical Potential | 0 | 0 | 0 | 0 | 0 | 0 | 0 | 0 | 0 | 0 | 0 | 0 | 0 | 0 | 0 | 0 | 0 | 0 | 0 | 0 | 0 | 0
F12_Industrial_Instruments_Existing_Process_Natural Gas_Steam System Efficiency Improvements_A_Technical Potential | F12 | Industrial | Instruments | Existing | Process | Natural Gas | Steam System Efficiency Improvements | A | Cumulative Winter Peak Savings (MW) | Technical Potential | 0 | 0 | 0 | 0 | 0 | 0 | 0 | 0 | 0 | 0 | 0 | 0 | 0 | 0 | 0 | 0 | 0 | 0 | 0 | 0 | 0 | 0
F13_Industrial_Instruments_Existing_Process_Natural Gas_Steam System Efficiency Improvements_A_Technical Potential | F13 | Industrial | Instruments | Existing | Process | Natural Gas | Steam System Efficiency Improvements | A | Purchases (Incremental) | Technical Potential | 0 | 0 | 5.5415 | 10.8862 | 18.9956 | 30.3663 | 45.2971 | 63.7565 | 85.2311 | 108.5853 | 131.9858 | 152.9591 | 168.6514 | 176.32 | 174.0034 | 161.1995 | 139.2868 | 113.2026 | 85.0742 | 57.882 | 36.3426 | 23.293
F14_Industrial_Instruments_Existing_Process_Natural Gas_Steam System Efficiency Improvements_A_Technical Potential | F14 | Industrial | Instruments | Existing | Process | Natural Gas | Steam System Efficiency Improvements | A | Purchases (Cumulative) | Technical Potential | 0 | 0 | 5.5415 | 16.4277 | 35.4233 | 65.7896 | 111.0867 | 174.8432 | 260.0743 | 368.6597 | 500.6454 | 653.6045 | 822.2559 | 998.5759 | 1172.5793 | 1333.7788 | 1473.0655 | 1586.2681 | 1671.3423 | 1729.2243 | 1765.5669 | 1788.86
F1_Industrial_Instruments_Existing_Space Heating_Natural Gas_Strategic Energy Management_A_Technical Potential | F1 | Industrial | Instruments | Existing | Space Heating | Natural Gas | Strategic Energy Management | A | Original Unit Energy Savings (kWh or therms) | Technical Potential | 0 | 0 | 3.2103 | 3.2026 | 3.195 | 3.1875 | 3.1801 | 3.1729 | 3.166 | 3.1593 | 3.153 | 3.147 | 3.1413 | 3.136 | 3.131 | 3.1263 | 3.1218 | 3.1176 | 3.1137 | 3.11 | 3.1065 | 3.1033
F2_Industrial_Instruments_Existing_Space Heating_Natural Gas_Strategic Energy Management_A_Technical Potential | F2 | Industrial | Instruments | Existing | Space Heating | Natural Gas | Strategic Energy Management | A | Original Unit Summer Peak Savings (kW) | Technical Potential | 0 | 0 | 0 | 0 | 0 | 0 | 0 | 0 | 0 | 0 | 0 | 0 | 0 | 0 | 0 | 0 | 0 | 0 | 0 | 0 | 0 | 0
F3_Industrial_Instruments_Existing_Space Heating_Natural Gas_Strategic Energy Management_A_Technical Potential | F3 | Industrial | Instruments | Existing | Space Heating | Natural Gas | Strategic Energy Management | A | Original Unit Winter Peak Savings (kW) | Technical Potential | 0 | 0 | 0 | 0 | 0 | 0 | 0 | 0 | 0 | 0 | 0 | 0 | 0 | 0 | 0 | 0 | 0 | 0 | 0 | 0 | 0 | 0
F4_Industrial_Instruments_Existing_Space Heating_Natural Gas_Strategic Energy Management_A_Technical Potential | F4 | Industrial | Instruments | Existing | Space Heating | Natural Gas | Strategic Energy Management | A | Standalone Impact on Baseline Energy (%) | Technical Potential | 0% | 0% | 0.09675% | 0.1952% | 0.2954% | 0.3973% | 0.501% | 0.6066% | 0.714% | 0.8232% | 0.9344% | 1.048% | 1.163% | 1.28% | 1.399% | 1.52% | 1.644% | 1.769% | 1.897% | 2.027% | 2.159% | 2.294%
F5_Industrial_Instruments_Existing_Space Heating_Natural Gas_Strategic Energy Management_A_Technical Potential | F5 | Industrial | Instruments | Existing | Space Heating | Natural Gas | Strategic Energy Management | A | Standalone Impact on Baseline Summer Peak (%) | Technical Potential | bar: 2019 to 2040
F6_Industrial_Instruments_Existing_Space Heating_Natural Gas_Strategic Energy Management_A_Technical Potential | F6 | Industrial | Instruments | Existing | Space Heating | Natural Gas | Strategic Energy Management | A | Standalone Impact on Baseline Winter Peak (%) | Technical Potential | bar: 2019 to 2040
F7_Industrial_Instruments_Existing_Space Heating_Natural Gas_Strategic Energy Management_A_Technical Potential | F7 | Industrial | Instruments | Existing | Space Heating | Natural Gas | Strategic Energy Management | A | Incremental Energy Savings (MWh or mTherms) | Technical Potential | 0 | 0 | 0.42617 | 0.41783 | 0.40965 | 0.40164 | 0.3938 | 0.38613 | 0.37864 | 0.37133 | 0.3642 | 0.35724 | 0.35045 | 0.34382 | 0.33735 | 0.33104 | 0.32487 | 0.31884 | 0.31295 | 0.30719 | 0.30155 | 0.29604
F8_Industrial_Instruments_Existing_Space Heating_Natural Gas_Strategic Energy Management_A_Technical Potential | F8 | Industrial | Instruments | Existing | Space Heating | Natural Gas | Strategic Energy Management | A | Incremental Summer Peak Savings (MW) | Technical Potential | 0 | 0 | 0 | 0 | 0 | 0 | 0 | 0 | 0 | 0 | 0 | 0 | 0 | 0 | 0 | 0 | 0 | 0 | 0 | 0 | 0 | 0
F9_Industrial_Instruments_Existing_Space Heating_Natural Gas_Strategic Energy Management_A_Technical Potential | F9 | Industrial | Instruments | Existing | Space Heating | Natural Gas | Strategic Energy Management | A | Incremental Winter Peak Savings (MW) | Technical Potential | 0 | 0 | 0 | 0 | 0 | 0 | 0 | 0 | 0 | 0 | 0 | 0 | 0 | 0 | 0 | 0 | 0 | 0 | 0 | 0 | 0 | 0
F10_Industrial_Instruments_Existing_Space Heating_Natural Gas_Strategic Energy Management_A_Technical Potential | F10 | Industrial | Instruments | Existing | Space Heating | Natural Gas | Strategic Energy Management | A | Cumulative Energy Savings (MWh or mTherms) | Technical Potential | 0 | 0 | 0.42617 | 0.84298 | 1.2506 | 1.6493 | 2.0393 | 2.4208 | 2.7942 | 3.1596 | 3.5175 | 3.868 | 4.2115 | 4.5482 | 4.8783 | 5.202 | 5.5194 | 5.8309 | 6.1365 | 6.4364 | 6.7308 | 7.0198
F11_Industrial_Instruments_Existing_Space Heating_Natural Gas_Strategic Energy Management_A_Technical Potential | F11 | Industrial | Instruments | Existing | Space Heating | Natural Gas | Strategic Energy Management | A | Cumulative Summer Peak Savings (MW) | Technical Potential | 0 | 0 | 0 | 0 | 0 | 0 | 0 | 0 | 0 | 0 | 0 | 0 | 0 | 0 | 0 | 0 | 0 | 0 | 0 | 0 | 0 | 0
F12_Industrial_Instruments_Existing_Space Heating_Natural Gas_Strategic Energy Management_A_Technical Potential | F12 | Industrial | Instruments | Existing | Space Heating | Natural Gas | Strategic Energy Management | A | Cumulative Winter Peak Savings (MW) | Technical Potential | 0 | 0 | 0 | 0 | 0 | 0 | 0 | 0 | 0 | 0 | 0 | 0 | 0 | 0 | 0 | 0 | 0 | 0 | 0 | 0 | 0 | 0
F13_Industrial_Instruments_Existing_Space Heating_Natural Gas_Strategic Energy Management_A_Technical Potential | F13 | Industrial | Instruments | Existing | Space Heating | Natural Gas | Strategic Energy Management | A | Purchases (Incremental) | Technical Potential | 0 | 0 | 132.7525 | 130.4637 | 128.2143 | 126.0037 | 123.8312 | 121.6962 | 119.598 | 117.536 | 115.5095 | 113.5179 | 111.5607 | 109.6373 | 107.747 | 105.8893 | 104.0636 | 102.2694 | 100.5061 | 98.7733 | 97.0703 | 95.3966
F14_Industrial_Instruments_Existing_Space Heating_Natural Gas_Strategic Energy Management_A_Technical Potential | F14 | Industrial | Instruments | Existing | Space Heating | Natural Gas | Strategic Energy Management | A | Purchases (Cumulative) | Technical Potential | 0 | 0 | 132.7525 | 263.2162 | 391.4304 | 517.4341 | 641.2653 | 762.9615 | 882.5595 | 1000.0955 | 1115.6049 | 1229.1229 | 1340.6836 | 1450.3209 | 1558.0678 | 1663.9571 | 1768.0207 | 1870.29 | 1970.7961 | 2069.5694 | 2166.6397 | 2262.0363
F1_Industrial_Instruments_Existing_Process_Natural Gas_Strategic Energy Management_A_Technical Potential | F1 | Industrial | Instruments | Existing | Process | Natural Gas | Strategic Energy Management | A | Original Unit Energy Savings (kWh or therms) | Technical Potential | 0 | 0 | 1.6994 | 1.6994 | 1.6994 | 1.6994 | 1.6994 | 1.6994 | 1.6994 | 1.6994 | 1.6994 | 1.6994 | 1.6994 | 1.6994 | 1.6994 | 1.6994 | 1.6994 | 1.6994 | 1.6994 | 1.6994 | 1.6994 | 1.6994
F2_Industrial_Instruments_Existing_Process_Natural Gas_Strategic Energy Management_A_Technical Potential | F2 | Industrial | Instruments | Existing | Process | Natural Gas | Strategic Energy Management | A | Original Unit Summer Peak Savings (kW) | Technical Potential | 0 | 0 | 0 | 0 | 0 | 0 | 0 | 0 | 0 | 0 | 0 | 0 | 0 | 0 | 0 | 0 | 0 | 0 | 0 | 0 | 0 | 0
F3_Industrial_Instruments_Existing_Process_Natural Gas_Strategic Energy Management_A_Technical Potential | F3 | Industrial | Instruments | Existing | Process | Natural Gas | Strategic Energy Management | A | Original Unit Winter Peak Savings (kW) | Technical Potential | 0 | 0 | 0 | 0 | 0 | 0 | 0 | 0 | 0 | 0 | 0 | 0 | 0 | 0 | 0 | 0 | 0 | 0 | 0 | 0 | 0 | 0
F4_Industrial_Instruments_Existing_Process_Natural Gas_Strategic Energy Management_A_Technical Potential | F4 | Industrial | Instruments | Existing | Process | Natural Gas | Strategic Energy Management | A | Standalone Impact on Baseline Energy (%) | Technical Potential | 0% | 0% | 0.09675% | 0.1952% | 0.2954% | 0.3973% | 0.501% | 0.6066% | 0.714% | 0.8232% | 0.9344% | 1.048% | 1.163% | 1.28% | 1.399% | 1.52% | 1.644% | 1.769% | 1.897% | 2.027% | 2.159% | 2.294%
F5_Industrial_Instruments_Existing_Process_Natural Gas_Strategic Energy Management_A_Technical Potential | F5 | Industrial | Instruments | Existing | Process | Natural Gas | Strategic Energy Management | A | Standalone Impact on Baseline Summer Peak (%) | Technical Potential | bar: 2019 to 2040
F6_Industrial_Instruments_Existing_Process_Natural Gas_Strategic Energy Management_A_Technical Potential | F6 | Industrial | Instruments | Existing | Process | Natural Gas | Strategic Energy Management | A | Standalone Impact on Baseline Winter Peak (%) | Technical Potential | bar: 2019 to 2040
F7_Industrial_Instruments_Existing_Process_Natural Gas_Strategic Energy Management_A_Technical Potential | F7 | Industrial | Instruments | Existing | Process | Natural Gas | Strategic Energy Management | A | Incremental Energy Savings (MWh or mTherms) | Technical Potential | 0 | 0 | 1.1017 | 1.0827 | 1.064 | 1.0457 | 1.0276 | 1.0099 | 0.99251 | 0.9754 | 0.95858 | 0.94205 | 0.92581 | 0.90985 | 0.89416 | 0.87875 | 0.86359 | 0.8487 | 0.83407 | 0.81969 | 0.80556 | 0.79167
F8_Industrial_Instruments_Existing_Process_Natural Gas_Strategic Energy Management_A_Technical Potential | F8 | Industrial | Instruments | Existing | Process | Natural Gas | Strategic Energy Management | A | Incremental Summer Peak Savings (MW) | Technical Potential | 0 | 0 | 0 | 0 | 0 | 0 | 0 | 0 | 0 | 0 | 0 | 0 | 0 | 0 | 0 | 0 | 0 | 0 | 0 | 0 | 0 | 0
F9_Industrial_Instruments_Existing_Process_Natural Gas_Strategic Energy Management_A_Technical Potential | F9 | Industrial | Instruments | Existing | Process | Natural Gas | Strategic Energy Management | A | Incremental Winter Peak Savings (MW) | Technical Potential | 0 | 0 | 0 | 0 | 0 | 0 | 0 | 0 | 0 | 0 | 0 | 0 | 0 | 0 | 0 | 0 | 0 | 0 | 0 | 0 | 0 | 0
F10_Industrial_Instruments_Existing_Process_Natural Gas_Strategic Energy Management_A_Technical Potential | F10 | Industrial | Instruments | Existing | Process | Natural Gas | Strategic Energy Management | A | Cumulative Energy Savings (MWh or mTherms) | Technical Potential | 0 | 0 | 1.1017 | 2.1844 | 3.2484 | 4.294 | 5.3217 | 6.3316 | 7.3241 | 8.2995 | 9.2581 | 10.2001 | 11.126 | 12.0358 | 12.93 | 13.8087 | 14.6723 | 15.521 | 16.3551 | 17.1748 | 17.9803 | 18.772
F11_Industrial_Instruments_Existing_Process_Natural Gas_Strategic Energy Management_A_Technical Potential | F11 | Industrial | Instruments | Existing | Process | Natural Gas | Strategic Energy Management | A | Cumulative Summer Peak Savings (MW) | Technical Potential | 0 | 0 | 0 | 0 | 0 | 0 | 0 | 0 | 0 | 0 | 0 | 0 | 0 | 0 | 0 | 0 | 0 | 0 | 0 | 0 | 0 | 0
F12_Industrial_Instruments_Existing_Process_Natural Gas_Strategic Energy Management_A_Technical Potential | F12 | Industrial | Instruments | Existing | Process | Natural Gas | Strategic Energy Management | A | Cumulative Winter Peak Savings (MW) | Technical Potential | 0 | 0 | 0 | 0 | 0 | 0 | 0 | 0 | 0 | 0 | 0 | 0 | 0 | 0 | 0 | 0 | 0 | 0 | 0 | 0 | 0 | 0
F13_Industrial_Instruments_Existing_Process_Natural Gas_Strategic Energy Management_A_Technical Potential | F13 | Industrial | Instruments | Existing | Process | Natural Gas | Strategic Energy Management | A | Purchases (Incremental) | Technical Potential | 0 | 0 | 648.2848 | 637.1075 | 626.1229 | 615.3277 | 604.7186 | 594.2924 | 584.046 | 573.9762 | 564.0801 | 554.3545 | 544.7967 | 535.4037 | 526.1726 | 517.1006 | 508.1851 | 499.4233 | 490.8125 | 482.3502 | 474.0339 | 465.8609
F14_Industrial_Instruments_Existing_Process_Natural Gas_Strategic Energy Management_A_Technical Potential | F14 | Industrial | Instruments | Existing | Process | Natural Gas | Strategic Energy Management | A | Purchases (Cumulative) | Technical Potential | 0 | 0 | 648.2848 | 1285.3923 | 1911.5152 | 2526.8428 | 3131.5614 | 3725.8538 | 4309.8997 | 4883.8759 | 5447.956 | 6002.3105 | 6547.1072 | 7082.5109 | 7608.6834 | 8125.784 | 8633.9691 | 9133.3924 | 9624.2049 | 10106.5552 | 10580.589 | 11046.4499
F1_Industrial_Instruments_Existing_Miscellaneous_Natural Gas_Strategic Energy Management_A_Technical Potential | F1 | Industrial | Instruments | Existing | Miscellaneous | Natural Gas | Strategic Energy Management | A | Original Unit Energy Savings (kWh or therms) | Technical Potential | 0 | 0 | 1.1153 | 1.1153 | 1.1153 | 1.1153 | 1.1153 | 1.1153 | 1.1153 | 1.1153 | 1.1153 | 1.1153 | 1.1153 | 1.1153 | 1.1153 | 1.1153 | 1.1153 | 1.1153 | 1.1153 | 1.1153 | 1.1153 | 1.1153
F2_Industrial_Instruments_Existing_Miscellaneous_Natural Gas_Strategic Energy Management_A_Technical Potential | F2 | Industrial | Instruments | Existing | Miscellaneous | Natural Gas | Strategic Energy Management | A | Original Unit Summer Peak Savings (kW) | Technical Potential | 0 | 0 | 0 | 0 | 0 | 0 | 0 | 0 | 0 | 0 | 0 | 0 | 0 | 0 | 0 | 0 | 0 | 0 | 0 | 0 | 0 | 0
F3_Industrial_Instruments_Existing_Miscellaneous_Natural Gas_Strategic Energy Management_A_Technical Potential | F3 | Industrial | Instruments | Existing | Miscellaneous | Natural Gas | Strategic Energy Management | A | Original Unit Winter Peak Savings (kW) | Technical Potential | 0 | 0 | 0 | 0 | 0 | 0 | 0 | 0 | 0 | 0 | 0 | 0 | 0 | 0 | 0 | 0 | 0 | 0 | 0 | 0 | 0 | 0
F4_Industrial_Instruments_Existing_Miscellaneous_Natural Gas_Strategic Energy Management_A_Technical Potential | F4 | Industrial | Instruments | Existing | Miscellaneous | Natural Gas | Strategic Energy Management | A | Standalone Impact on Baseline Energy (%) | Technical Potential | 0% | 0% | 0.09675% | 0.1952% | 0.2954% | 0.3973% | 0.501% | 0.6066% | 0.714% | 0.8232% | 0.9344% | 1.048% | 1.163% | 1.28% | 1.399% | 1.52% | 1.644% | 1.769% | 1.897% | 2.027% | 2.159% | 2.294%
F5_Industrial_Instruments_Existing_Miscellaneous_Natural Gas_Strategic Energy Management_A_Technical Potential | F5 | Industrial | Instruments | Existing | Miscellaneous | Natural Gas | Strategic Energy Management | A | Standalone Impact on Baseline Summer Peak (%) | Technical Potential | bar: 2019 to 2040
F6_Industrial_Instruments_Existing_Miscellaneous_Natural Gas_Strategic Energy Management_A_Technical Potential | F6 | Industrial | Instruments | Existing | Miscellaneous | Natural Gas | Strategic Energy Management | A | Standalone Impact on Baseline Winter Peak (%) | Technical Potential | bar: 2019 to 2040
F7_Industrial_Instruments_Existing_Miscellaneous_Natural Gas_Strategic Energy Management_A_Technical Potential | F7 | Industrial | Instruments | Existing | Miscellaneous | Natural Gas | Strategic Energy Management | A | Incremental Energy Savings (MWh or mTherms) | Technical Potential | 0 | 0 | 0.18075 | 0.17764 | 0.17457 | 0.17156 | 0.16861 | 0.1657 | 0.16284 | 0.16004 | 0.15728 | 0.15456 | 0.1519 | 0.14928 | 0.14671 | 0.14418 | 0.14169 | 0.13925 | 0.13685 | 0.13449 | 0.13217 | 0.12989
F8_Industrial_Instruments_Existing_Miscellaneous_Natural Gas_Strategic Energy Management_A_Technical Potential | F8 | Industrial | Instruments | Existing | Miscellaneous | Natural Gas | Strategic Energy Management | A | Incremental Summer Peak Savings (MW) | Technical Potential | 0 | 0 | 0 | 0 | 0 | 0 | 0 | 0 | 0 | 0 | 0 | 0 | 0 | 0 | 0 | 0 | 0 | 0 | 0 | 0 | 0 | 0
F9_Industrial_Instruments_Existing_Miscellaneous_Natural Gas_Strategic Energy Management_A_Technical Potential | F9 | Industrial | Instruments | Existing | Miscellaneous | Natural Gas | Strategic Energy Management | A | Incremental Winter Peak Savings (MW) | Technical Potential | 0 | 0 | 0 | 0 | 0 | 0 | 0 | 0 | 0 | 0 | 0 | 0 | 0 | 0 | 0 | 0 | 0 | 0 | 0 | 0 | 0 | 0
F10_Industrial_Instruments_Existing_Miscellaneous_Natural Gas_Strategic Energy Management_A_Technical Potential | F10 | Industrial | Instruments | Existing | Miscellaneous | Natural Gas | Strategic Energy Management | A | Cumulative Energy Savings (MWh or mTherms) | Technical Potential | 0 | 0 | 0.18075 | 0.35839 | 0.53297 | 0.70453 | 0.87314 | 1.0388 | 1.2017 | 1.3617 | 1.519 | 1.6736 | 1.8255 | 1.9747 | 2.1214 | 2.2656 | 2.4073 | 2.5466 | 2.6834 | 2.8179 | 2.9501 | 3.08
F11_Industrial_Instruments_Existing_Miscellaneous_Natural Gas_Strategic Energy Management_A_Technical Potential | F11 | Industrial | Instruments | Existing | Miscellaneous | Natural Gas | Strategic Energy Management | A | Cumulative Summer Peak Savings (MW) | Technical Potential | 0 | 0 | 0 | 0 | 0 | 0 | 0 | 0 | 0 | 0 | 0 | 0 | 0 | 0 | 0 | 0 | 0 | 0 | 0 | 0 | 0 | 0
F12_Industrial_Instruments_Existing_Miscellaneous_Natural Gas_Strategic Energy Management_A_Technical Potential | F12 | Industrial | Instruments | Existing | Miscellaneous | Natural Gas | Strategic Energy Management | A | Cumulative Winter Peak Savings (MW) | Technical Potential | 0 | 0 | 0 | 0 | 0 | 0 | 0 | 0 | 0 | 0 | 0 | 0 | 0 | 0 | 0 | 0 | 0 | 0 | 0 | 0 | 0 | 0
F13_Industrial_Instruments_Existing_Miscellaneous_Natural Gas_Strategic Energy Management_A_Technical Potential | F13 | Industrial | Instruments | Existing | Miscellaneous | Natural Gas | Strategic Energy Management | A | Purchases (Incremental) | Technical Potential | 0 | 0 | 162.0712 | 159.2769 | 156.5307 | 153.8319 | 151.1796 | 148.5731 | 146.0115 | 143.494 | 141.02 | 138.5886 | 136.1992 | 133.8509 | 131.5431 | 129.2752 | 127.0463 | 124.8558 | 122.7031 | 120.5876 | 118.5085 | 116.4652
F14_Industrial_Instruments_Existing_Miscellaneous_Natural Gas_Strategic Energy Management_A_Technical Potential | F14 | Industrial | Instruments | Existing | Miscellaneous | Natural Gas | Strategic Energy Management | A | Purchases (Cumulative) | Technical Potential | 0 | 0 | 162.0712 | 321.3481 | 477.8788 | 631.7107 | 782.8903 | 931.4634 | 1077.4749 | 1220.969 | 1361.989 | 1500.5776 | 1636.7768 | 1770.6277 | 1902.1709 | 2031.446 | 2158.4923 | 2283.3481 | 2406.0512 | 2526.6388 | 2645.1473 | 2761.6125
F1_Industrial_Instruments_Existing_Space Heating_Natural Gas_Commissioning_A_Technical Potential | F1 | Industrial | Instruments | Existing | Space Heating | Natural Gas | Commissioning | A | Original Unit Energy Savings (kWh or therms) | Technical Potential | 0 | 0 | 3.6691 | 3.6604 | 3.6517 | 3.6431 | 3.6347 | 3.6264 | 3.6185 | 3.6109 | 3.6036 | 3.5968 | 3.5903 | 3.5842 | 3.5785 | 3.5731 | 3.568 | 3.5632 | 3.5587 | 3.5545 | 3.5506 | 3.5468
F2_Industrial_Instruments_Existing_Space Heating_Natural Gas_Commissioning_A_Technical Potential | F2 | Industrial | Instruments | Existing | Space Heating | Natural Gas | Commissioning | A | Original Unit Summer Peak Savings (kW) | Technical Potential | 0 | 0 | 0 | 0 | 0 | 0 | 0 | 0 | 0 | 0 | 0 | 0 | 0 | 0 | 0 | 0 | 0 | 0 | 0 | 0 | 0 | 0
F3_Industrial_Instruments_Existing_Space Heating_Natural Gas_Commissioning_A_Technical Potential | F3 | Industrial | Instruments | Existing | Space Heating | Natural Gas | Commissioning | A | Original Unit Winter Peak Savings (kW) | Technical Potential | 0 | 0 | 0 | 0 | 0 | 0 | 0 | 0 | 0 | 0 | 0 | 0 | 0 | 0 | 0 | 0 | 0 | 0 | 0 | 0 | 0 | 0
F4_Industrial_Instruments_Existing_Space Heating_Natural Gas_Commissioning_A_Technical Potential | F4 | Industrial | Instruments | Existing | Space Heating | Natural Gas | Commissioning | A | Standalone Impact on Baseline Energy (%) | Technical Potential | bar: 2019 to 2040
F5_Industrial_Instruments_Existing_Space Heating_Natural Gas_Commissioning_A_Technical Potential | F5 | Industrial | Instruments | Existing | Space Heating | Natural Gas | Commissioning | A | Standalone Impact on Baseline Summer Peak (%) | Technical Potential | bar: 2019 to 2040
F6_Industrial_Instruments_Existing_Space Heating_Natural Gas_Commissioning_A_Technical Potential | F6 | Industrial | Instruments | Existing | Space Heating | Natural Gas | Commissioning | A | Standalone Impact on Baseline Winter Peak (%) | Technical Potential | bar: 2019 to 2040
F7_Industrial_Instruments_Existing_Space Heating_Natural Gas_Commissioning_A_Technical Potential | F7 | Industrial | Instruments | Existing | Space Heating | Natural Gas | Commissioning | A | Incremental Energy Savings (MWh or mTherms) | Technical Potential | 0 | 0 | 0 | 0 | 0 | 0 | 0 | 0 | 0 | 0 | 0 | 0 | 0 | 0 | 0 | 0 | 0 | 0 | 0 | 0 | 0 | 0
F8_Industrial_Instruments_Existing_Space Heating_Natural Gas_Commissioning_A_Technical Potential | F8 | Industrial | Instruments | Existing | Space Heating | Natural Gas | Commissioning | A | Incremental Summer Peak Savings (MW) | Technical Potential | 0 | 0 | 0 | 0 | 0 | 0 | 0 | 0 | 0 | 0 | 0 | 0 | 0 | 0 | 0 | 0 | 0 | 0 | 0 | 0 | 0 | 0
F9_Industrial_Instruments_Existing_Space Heating_Natural Gas_Commissioning_A_Technical Potential | F9 | Industrial | Instruments | Existing | Space Heating | Natural Gas | Commissioning | A | Incremental Winter Peak Savings (MW) | Technical Potential | 0 | 0 | 0 | 0 | 0 | 0 | 0 | 0 | 0 | 0 | 0 | 0 | 0 | 0 | 0 | 0 | 0 | 0 | 0 | 0 | 0 | 0
F10_Industrial_Instruments_Existing_Space Heating_Natural Gas_Commissioning_A_Technical Potential | F10 | Industrial | Instruments | Existing | Space Heating | Natural Gas | Commissioning | A | Cumulative Energy Savings (MWh or mTherms) | Technical Potential | 0 | 0 | 0 | 0 | 0 | 0 | 0 | 0 | 0 | 0 | 0 | 0 | 0 | 0 | 0 | 0 | 0 | 0 | 0 | 0 | 0 | 0
F11_Industrial_Instruments_Existing_Space Heating_Natural Gas_Commissioning_A_Technical Potential | F11 | Industrial | Instruments | Existing | Space Heating | Natural Gas | Commissioning | A | Cumulative Summer Peak Savings (MW) | Technical Potential | 0 | 0 | 0 | 0 | 0 | 0 | 0 | 0 | 0 | 0 | 0 | 0 | 0 | 0 | 0 | 0 | 0 | 0 | 0 | 0 | 0 | 0
F12_Industrial_Instruments_Existing_Space Heating_Natural Gas_Commissioning_A_Technical Potential | F12 | Industrial | Instruments | Existing | Space Heating | Natural Gas | Commissioning | A | Cumulative Winter Peak Savings (MW) | Technical Potential | 0 | 0 | 0 | 0 | 0 | 0 | 0 | 0 | 0 | 0 | 0 | 0 | 0 | 0 | 0 | 0 | 0 | 0 | 0 | 0 | 0 | 0
F13_Industrial_Instruments_Existing_Space Heating_Natural Gas_Commissioning_A_Technical Potential | F13 | Industrial | Instruments | Existing | Space Heating | Natural Gas | Commissioning | A | Purchases (Incremental) | Technical Potential | 0 | 0 | 0 | 0 | 0 | 0 | 0 | 0 | 0 | 0 | 0 | 0 | 0 | 0 | 0 | 0 | 0 | 0 | 0 | 0 | 0 | 0
F14_Industrial_Instruments_Existing_Space Heating_Natural Gas_Commissioning_A_Technical Potential | F14 | Industrial | Instruments | Existing | Space Heating | Natural Gas | Commissioning | A | Purchases (Cumulative) | Technical Potential | 0 | 0 | 0 | 0 | 0 | 0 | 0 | 0 | 0 | 0 | 0 | 0 | 0 | 0 | 0 | 0 | 0 | 0 | 0 | 0 | 0 | 0
F1_Industrial_Instruments_Existing_Process_Natural Gas_Commissioning_A_Technical Potential | F1 | Industrial | Instruments | Existing | Process | Natural Gas | Commissioning | A | Original Unit Energy Savings (kWh or therms) | Technical Potential | 0 | 0 | 9.4849 | 9.4849 | 9.4849 | 9.4849 | 9.4849 | 9.4849 | 9.4849 | 9.4849 | 9.4849 | 9.4849 | 9.4849 | 9.4849 | 9.4849 | 9.4849 | 9.4849 | 9.4849 | 9.4849 | 9.4849 | 9.4849 | 9.4849
F2_Industrial_Instruments_Existing_Process_Natural Gas_Commissioning_A_Technical Potential | F2 | Industrial | Instruments | Existing | Process | Natural Gas | Commissioning | A | Original Unit Summer Peak Savings (kW) | Technical Potential | 0 | 0 | 0 | 0 | 0 | 0 | 0 | 0 | 0 | 0 | 0 | 0 | 0 | 0 | 0 | 0 | 0 | 0 | 0 | 0 | 0 | 0
F3_Industrial_Instruments_Existing_Process_Natural Gas_Commissioning_A_Technical Potential | F3 | Industrial | Instruments | Existing | Process | Natural Gas | Commissioning | A | Original Unit Winter Peak Savings (kW) | Technical Potential | 0 | 0 | 0 | 0 | 0 | 0 | 0 | 0 | 0 | 0 | 0 | 0 | 0 | 0 | 0 | 0 | 0 | 0 | 0 | 0 | 0 | 0
F4_Industrial_Instruments_Existing_Process_Natural Gas_Commissioning_A_Technical Potential | F4 | Industrial | Instruments | Existing | Process | Natural Gas | Commissioning | A | Standalone Impact on Baseline Energy (%) | Technical Potential | bar: 2019 to 2040
F5_Industrial_Instruments_Existing_Process_Natural Gas_Commissioning_A_Technical Potential | F5 | Industrial | Instruments | Existing | Process | Natural Gas | Commissioning | A | Standalone Impact on Baseline Summer Peak (%) | Technical Potential | bar: 2019 to 2040
F6_Industrial_Instruments_Existing_Process_Natural Gas_Commissioning_A_Technical Potential | F6 | Industrial | Instruments | Existing | Process | Natural Gas | Commissioning | A | Standalone Impact on Baseline Winter Peak (%) | Technical Potential | bar: 2019 to 2040
F7_Industrial_Instruments_Existing_Process_Natural Gas_Commissioning_A_Technical Potential | F7 | Industrial | Instruments | Existing | Process | Natural Gas | Commissioning | A | Incremental Energy Savings (MWh or mTherms) | Technical Potential | 0 | 0 | 0 | 0 | 0 | 0 | 0 | 0 | 0 | 0 | 0 | 0 | 0 | 0 | 0 | 0 | 0 | 0 | 0 | 0 | 0 | 0
F8_Industrial_Instruments_Existing_Process_Natural Gas_Commissioning_A_Technical Potential | F8 | Industrial | Instruments | Existing | Process | Natural Gas | Commissioning | A | Incremental Summer Peak Savings (MW) | Technical Potential | 0 | 0 | 0 | 0 | 0 | 0 | 0 | 0 | 0 | 0 | 0 | 0 | 0 | 0 | 0 | 0 | 0 | 0 | 0 | 0 | 0 | 0
F9_Industrial_Instruments_Existing_Process_Natural Gas_Commissioning_A_Technical Potential | F9 | Industrial | Instruments | Existing | Process | Natural Gas | Commissioning | A | Incremental Winter Peak Savings (MW) | Technical Potential | 0 | 0 | 0 | 0 | 0 | 0 | 0 | 0 | 0 | 0 | 0 | 0 | 0 | 0 | 0 | 0 | 0 | 0 | 0 | 0 | 0 | 0
F10_Industrial_Instruments_Existing_Process_Natural Gas_Commissioning_A_Technical Potential | F10 | Industrial | Instruments | Existing | Process | Natural Gas | Commissioning | A | Cumulative Energy Savings (MWh or mTherms) | Technical Potential | 0 | 0 | 0 | 0 | 0 | 0 | 0 | 0 | 0 | 0 | 0 | 0 | 0 | 0 | 0 | 0 | 0 | 0 | 0 | 0 | 0 | 0
F11_Industrial_Instruments_Existing_Process_Natural Gas_Commissioning_A_Technical Potential | F11 | Industrial | Instruments | Existing | Process | Natural Gas | Commissioning | A | Cumulative Summer Peak Savings (MW) | Technical Potential | 0 | 0 | 0 | 0 | 0 | 0 | 0 | 0 | 0 | 0 | 0 | 0 | 0 | 0 | 0 | 0 | 0 | 0 | 0 | 0 | 0 | 0
F12_Industrial_Instruments_Existing_Process_Natural Gas_Commissioning_A_Technical Potential | F12 | Industrial | Instruments | Existing | Process | Natural Gas | Commissioning | A | Cumulative Winter Peak Savings (MW) | Technical Potential | 0 | 0 | 0 | 0 | 0 | 0 | 0 | 0 | 0 | 0 | 0 | 0 | 0 | 0 | 0 | 0 | 0 | 0 | 0 | 0 | 0 | 0
F13_Industrial_Instruments_Existing_Process_Natural Gas_Commissioning_A_Technical Potential | F13 | Industrial | Instruments | Existing | Process | Natural Gas | Commissioning | A | Purchases (Incremental) | Technical Potential | 0 | 0 | 0 | 0 | 0 | 0 | 0 | 0 | 0 | 0 | 0 | 0 | 0 | 0 | 0 | 0 | 0 | 0 | 0 | 0 | 0 | 0
F14_Industrial_Instruments_Existing_Process_Natural Gas_Commissioning_A_Technical Potential | F14 | Industrial | Instruments | Existing | Process | Natural Gas | Commissioning | A | Purchases (Cumulative) | Technical Potential | 0 | 0 | 0 | 0 | 0 | 0 | 0 | 0 | 0 | 0 | 0 | 0 | 0 | 0 | 0 | 0 | 0 | 0 | 0 | 0 | 0 | 0
F1_Industrial_Instruments_Existing_Space Heating_Natural Gas_Retrocommissioning_A_Technical Potential | F1 | Industrial | Instruments | Existing | Space Heating | Natural Gas | Retrocommissioning | A | Original Unit Energy Savings (kWh or therms) | Technical Potential | 0 | 0 | 0.50961 | 0.5084 | 0.50719 | 0.506 | 0.50483 | 0.50369 | 0.50258 | 0.50152 | 0.50052 | 0.49956 | 0.49867 | 0.49782 | 0.49703 | 0.49628 | 0.49557 | 0.49491 | 0.49428 | 0.4937 | 0.49315 | 0.49263
F2_Industrial_Instruments_Existing_Space Heating_Natural Gas_Retrocommissioning_A_Technical Potential | F2 | Industrial | Instruments | Existing | Space Heating | Natural Gas | Retrocommissioning | A | Original Unit Summer Peak Savings (kW) | Technical Potential | 0 | 0 | 0 | 0 | 0 | 0 | 0 | 0 | 0 | 0 | 0 | 0 | 0 | 0 | 0 | 0 | 0 | 0 | 0 | 0 | 0 | 0
F3_Industrial_Instruments_Existing_Space Heating_Natural Gas_Retrocommissioning_A_Technical Potential | F3 | Industrial | Instruments | Existing | Space Heating | Natural Gas | Retrocommissioning | A | Original Unit Winter Peak Savings (kW) | Technical Potential | 0 | 0 | 0 | 0 | 0 | 0 | 0 | 0 | 0 | 0 | 0 | 0 | 0 | 0 | 0 | 0 | 0 | 0 | 0 | 0 | 0 | 0
F4_Industrial_Instruments_Existing_Space Heating_Natural Gas_Retrocommissioning_A_Technical Potential | F4 | Industrial | Instruments | Existing | Space Heating | Natural Gas | Retrocommissioning | A | Standalone Impact on Baseline Energy (%) | Technical Potential | 0% | 0% | 0.01458% | 0.02942% | 0.04452% | 0.05989% | 0.07552% | 0.09143% | 0.1076% | 0.1241% | 0.1409% | 0.1579% | 0.1753% | 0.1929% | 0.2109% | 0.2292% | 0.2478% | 0.2667% | 0.286% | 0.3056% | 0.3255% | 0.3458%
F5_Industrial_Instruments_Existing_Space Heating_Natural Gas_Retrocommissioning_A_Technical Potential | F5 | Industrial | Instruments | Existing | Space Heating | Natural Gas | Retrocommissioning | A | Standalone Impact on Baseline Summer Peak (%) | Technical Potential | bar: 2019 to 2040
F6_Industrial_Instruments_Existing_Space Heating_Natural Gas_Retrocommissioning_A_Technical Potential | F6 | Industrial | Instruments | Existing | Space Heating | Natural Gas | Retrocommissioning | A | Standalone Impact on Baseline Winter Peak (%) | Technical Potential | bar: 2019 to 2040
F7_Industrial_Instruments_Existing_Space Heating_Natural Gas_Retrocommissioning_A_Technical Potential | F7 | Industrial | Instruments | Existing | Space Heating | Natural Gas | Retrocommissioning | A | Incremental Energy Savings (MWh or mTherms) | Technical Potential | 0 | 0 | 0.064239 | 0.062982 | 0.061749 | 0.060541 | 0.05936 | 0.058205 | 0.057076 | 0.055973 | 0.054898 | 0.053849 | 0.052825 | 0.051827 | 0.050852 | 0.049899 | 0.048969 | 0.048061 | 0.047172 | 0.046304 | 0.045455 | 0.044625
F8_Industrial_Instruments_Existing_Space Heating_Natural Gas_Retrocommissioning_A_Technical Potential | F8 | Industrial | Instruments | Existing | Space Heating | Natural Gas | Retrocommissioning | A | Incremental Summer Peak Savings (MW) | Technical Potential | 0 | 0 | 0 | 0 | 0 | 0 | 0 | 0 | 0 | 0 | 0 | 0 | 0 | 0 | 0 | 0 | 0 | 0 | 0 | 0 | 0 | 0
F9_Industrial_Instruments_Existing_Space Heating_Natural Gas_Retrocommissioning_A_Technical Potential | F9 | Industrial | Instruments | Existing | Space Heating | Natural Gas | Retrocommissioning | A | Incremental Winter Peak Savings (MW) | Technical Potential | 0 | 0 | 0 | 0 | 0 | 0 | 0 | 0 | 0 | 0 | 0 | 0 | 0 | 0 | 0 | 0 | 0 | 0 | 0 | 0 | 0 | 0
F10_Industrial_Instruments_Existing_Space Heating_Natural Gas_Retrocommissioning_A_Technical Potential | F10 | Industrial | Instruments | Existing | Space Heating | Natural Gas | Retrocommissioning | A | Cumulative Energy Savings (MWh or mTherms) | Technical Potential | 0 | 0 | 0.064239 | 0.12707 | 0.18852 | 0.24861 | 0.3074 | 0.36491 | 0.42118 | 0.47627 | 0.53021 | 0.58305 | 0.63483 | 0.68558 | 0.73533 | 0.78413 | 0.83198 | 0.87893 | 0.92499 | 0.9702 | 1.0146 | 1.0581
F11_Industrial_Instruments_Existing_Space Heating_Natural Gas_Retrocommissioning_A_Technical Potential | F11 | Industrial | Instruments | Existing | Space Heating | Natural Gas | Retrocommissioning | A | Cumulative Summer Peak Savings (MW) | Technical Potential | 0 | 0 | 0 | 0 | 0 | 0 | 0 | 0 | 0 | 0 | 0 | 0 | 0 | 0 | 0 | 0 | 0 | 0 | 0 | 0 | 0 | 0
F12_Industrial_Instruments_Existing_Space Heating_Natural Gas_Retrocommissioning_A_Technical Potential | F12 | Industrial | Instruments | Existing | Space Heating | Natural Gas | Retrocommissioning | A | Cumulative Winter Peak Savings (MW) | Technical Potential | 0 | 0 | 0 | 0 | 0 | 0 | 0 | 0 | 0 | 0 | 0 | 0 | 0 | 0 | 0 | 0 | 0 | 0 | 0 | 0 | 0 | 0
F13_Industrial_Instruments_Existing_Space Heating_Natural Gas_Retrocommissioning_A_Technical Potential | F13 | Industrial | Instruments | Existing | Space Heating | Natural Gas | Retrocommissioning | A | Purchases (Incremental) | Technical Potential | 0 | 0 | 126.0554 | 123.882 | 121.7461 | 119.647 | 117.5842 | 115.5569 | 113.5645 | 111.6065 | 109.6822 | 107.7912 | 105.9327 | 104.1063 | 102.3113 | 100.5473 | 98.8138 | 97.1101 | 95.4358 | 93.7903 | 92.1733 | 90.5841
F14_Industrial_Instruments_Existing_Space Heating_Natural Gas_Retrocommissioning_A_Technical Potential | F14 | Industrial | Instruments | Existing | Space Heating | Natural Gas | Retrocommissioning | A | Purchases (Cumulative) | Technical Potential | 0 | 0 | 126.0554 | 249.9374 | 371.6835 | 491.3306 | 608.9147 | 724.4716 | 838.0361 | 949.6425 | 1059.3248 | 1167.1159 | 1273.0486 | 1377.1549 | 1479.4662 | 1580.0136 | 1678.8273 | 1775.9374 | 1871.3732 | 1965.1635 | 2057.3368 | 2147.9208
F1_Industrial_Instruments_Existing_Process_Natural Gas_Retrocommissioning_A_Technical Potential | F1 | Industrial | Instruments | Existing | Process | Natural Gas | Retrocommissioning | A | Original Unit Energy Savings (kWh or therms) | Technical Potential | 0 | 0 | 0 | 0 | 0 | 0 | 0 | 0 | 0 | 0 | 0 | 0 | 0 | 0 | 0 | 0 | 0 | 0 | 0 | 0 | 0 | 0
F2_Industrial_Instruments_Existing_Process_Natural Gas_Retrocommissioning_A_Technical Potential | F2 | Industrial | Instruments | Existing | Process | Natural Gas | Retrocommissioning | A | Original Unit Summer Peak Savings (kW) | Technical Potential | 0 | 0 | 0 | 0 | 0 | 0 | 0 | 0 | 0 | 0 | 0 | 0 | 0 | 0 | 0 | 0 | 0 | 0 | 0 | 0 | 0 | 0
F3_Industrial_Instruments_Existing_Process_Natural Gas_Retrocommissioning_A_Technical Potential | F3 | Industrial | Instruments | Existing | Process | Natural Gas | Retrocommissioning | A | Original Unit Winter Peak Savings (kW) | Technical Potential | 0 | 0 | 0 | 0 | 0 | 0 | 0 | 0 | 0 | 0 | 0 | 0 | 0 | 0 | 0 | 0 | 0 | 0 | 0 | 0 | 0 | 0
F4_Industrial_Instruments_Existing_Process_Natural Gas_Retrocommissioning_A_Technical Potential | F4 | Industrial | Instruments | Existing | Process | Natural Gas | Retrocommissioning | A | Standalone Impact on Baseline Energy (%) | Technical Potential | bar: 2019 to 2040
F5_Industrial_Instruments_Existing_Process_Natural Gas_Retrocommissioning_A_Technical Potential | F5 | Industrial | Instruments | Existing | Process | Natural Gas | Retrocommissioning | A | Standalone Impact on Baseline Summer Peak (%) | Technical Potential | bar: 2019 to 2040
F6_Industrial_Instruments_Existing_Process_Natural Gas_Retrocommissioning_A_Technical Potential | F6 | Industrial | Instruments | Existing | Process | Natural Gas | Retrocommissioning | A | Standalone Impact on Baseline Winter Peak (%) | Technical Potential | bar: 2019 to 2040
F7_Industrial_Instruments_Existing_Process_Natural Gas_Retrocommissioning_A_Technical Potential | F7 | Industrial | Instruments | Existing | Process | Natural Gas | Retrocommissioning | A | Incremental Energy Savings (MWh or mTherms) | Technical Potential | 0 | 0 | 0 | 0 | 0 | 0 | 0 | 0 | 0 | 0 | 0 | 0 | 0 | 0 | 0 | 0 | 0 | 0 | 0 | 0 | 0 | 0
F8_Industrial_Instruments_Existing_Process_Natural Gas_Retrocommissioning_A_Technical Potential | F8 | Industrial | Instruments | Existing | Process | Natural Gas | Retrocommissioning | A | Incremental Summer Peak Savings (MW) | Technical Potential | 0 | 0 | 0 | 0 | 0 | 0 | 0 | 0 | 0 | 0 | 0 | 0 | 0 | 0 | 0 | 0 | 0 | 0 | 0 | 0 | 0 | 0
F9_Industrial_Instruments_Existing_Process_Natural Gas_Retrocommissioning_A_Technical Potential | F9 | Industrial | Instruments | Existing | Process | Natural Gas | Retrocommissioning | A | Incremental Winter Peak Savings (MW) | Technical Potential | 0 | 0 | 0 | 0 | 0 | 0 | 0 | 0 | 0 | 0 | 0 | 0 | 0 | 0 | 0 | 0 | 0 | 0 | 0 | 0 | 0 | 0
F10_Industrial_Instruments_Existing_Process_Natural Gas_Retrocommissioning_A_Technical Potential | F10 | Industrial | Instruments | Existing | Process | Natural Gas | Retrocommissioning | A | Cumulative Energy Savings (MWh or mTherms) | Technical Potential | 0 | 0 | 0 | 0 | 0 | 0 | 0 | 0 | 0 | 0 | 0 | 0 | 0 | 0 | 0 | 0 | 0 | 0 | 0 | 0 | 0 | 0
F11_Industrial_Instruments_Existing_Process_Natural Gas_Retrocommissioning_A_Technical Potential | F11 | Industrial | Instruments | Existing | Process | Natural Gas | Retrocommissioning | A | Cumulative Summer Peak Savings (MW) | Technical Potential | 0 | 0 | 0 | 0 | 0 | 0 | 0 | 0 | 0 | 0 | 0 | 0 | 0 | 0 | 0 | 0 | 0 | 0 | 0 | 0 | 0 | 0
F12_Industrial_Instruments_Existing_Process_Natural Gas_Retrocommissioning_A_Technical Potential | F12 | Industrial | Instruments | Existing | Process | Natural Gas | Retrocommissioning | A | Cumulative Winter Peak Savings (MW) | Technical Potential | 0 | 0 | 0 | 0 | 0 | 0 | 0 | 0 | 0 | 0 | 0 | 0 | 0 | 0 | 0 | 0 | 0 | 0 | 0 | 0 | 0 | 0
F13_Industrial_Instruments_Existing_Process_Natural Gas_Retrocommissioning_A_Technical Potential | F13 | Industrial | Instruments | Existing | Process | Natural Gas | Retrocommissioning | A | Purchases (Incremental) | Technical Potential | 0 | 0 | 126.0554 | 123.882 | 121.7461 | 119.647 | 117.5842 | 115.5569 | 113.5645 | 111.6065 | 109.6822 | 107.7912 | 105.9327 | 104.1063 | 102.3113 | 100.5473 | 98.8138 | 97.1101 | 95.4358 | 93.7903 | 92.1733 | 90.5841
F14_Industrial_Instruments_Existing_Process_Natural Gas_Retrocommissioning_A_Technical Potential | F14 | Industrial | Instruments | Existing | Process | Natural Gas | Retrocommissioning | A | Purchases (Cumulative) | Technical Potential | 0 | 0 | 126.0554 | 249.9374 | 371.6835 | 491.3306 | 608.9147 | 724.4716 | 838.0361 | 949.6425 | 1059.3248 | 1167.1159 | 1273.0486 | 1377.1549 | 1479.4662 | 1580.0136 | 1678.8273 | 1775.9374 | 1871.3732 | 1965.1635 | 2057.3368 | 2147.9208
F1_Industrial_Instruments_New_Space Heating_Natural Gas_Insulation - Roof/Ceiling_A_Technical Potential | F1 | Industrial | Instruments | New | Space Heating | Natural Gas | Insulation - Roof/Ceiling | A | Original Unit Energy Savings (kWh or therms) | Technical Potential | 0 | 0 | 0.078976 | 0.078976 | 0.078976 | 0.078976 | 0.078976 | 0.078976 | 0.078976 | 0.078976 | 0.078976 | 0.078976 | 0.078976 | 0.078976 | 0.078976 | 0.078976 | 0.078976 | 0.078976 | 0.078976 | 0.078976 | 0.078976 | 0.078976
F2_Industrial_Instruments_New_Space Heating_Natural Gas_Insulation - Roof/Ceiling_A_Technical Potential | F2 | Industrial | Instruments | New | Space Heating | Natural Gas | Insulation - Roof/Ceiling | A | Original Unit Summer Peak Savings (kW) | Technical Potential | 0 | 0 | 0 | 0 | 0 | 0 | 0 | 0 | 0 | 0 | 0 | 0 | 0 | 0 | 0 | 0 | 0 | 0 | 0 | 0 | 0 | 0
F3_Industrial_Instruments_New_Space Heating_Natural Gas_Insulation - Roof/Ceiling_A_Technical Potential | F3 | Industrial | Instruments | New | Space Heating | Natural Gas | Insulation - Roof/Ceiling | A | Original Unit Winter Peak Savings (kW) | Technical Potential | 0 | 0 | 0 | 0 | 0 | 0 | 0 | 0 | 0 | 0 | 0 | 0 | 0 | 0 | 0 | 0 | 0 | 0 | 0 | 0 | 0 | 0
F4_Industrial_Instruments_New_Space Heating_Natural Gas_Insulation - Roof/Ceiling_A_Technical Potential | F4 | Industrial | Instruments | New | Space Heating | Natural Gas | Insulation - Roof/Ceiling | A | Standalone Impact on Baseline Energy (%) | Technical Potential | bar: 2019 to 2040
F5_Industrial_Instruments_New_Space Heating_Natural Gas_Insulation - Roof/Ceiling_A_Technical Potential | F5 | Industrial | Instruments | New | Space Heating | Natural Gas | Insulation - Roof/Ceiling | A | Standalone Impact on Baseline Summer Peak (%) | Technical Potential | bar: 2019 to 2040
F6_Industrial_Instruments_New_Space Heating_Natural Gas_Insulation - Roof/Ceiling_A_Technical Potential | F6 | Industrial | Instruments | New | Space Heating | Natural Gas | Insulation - Roof/Ceiling | A | Standalone Impact on Baseline Winter Peak (%) | Technical Potential | bar: 2019 to 2040
F7_Industrial_Instruments_New_Space Heating_Natural Gas_Insulation - Roof/Ceiling_A_Technical Potential | F7 | Industrial | Instruments | New | Space Heating | Natural Gas | Insulation - Roof/Ceiling | A | Incremental Energy Savings (MWh or mTherms) | Technical Potential | 0 | 0 | 0 | 0 | 0 | 0 | 0 | 0 | 0 | 0 | 0 | 0 | 0 | 0 | 0 | 0 | 0 | 0 | 0 | 0 | 0 | 0
F8_Industrial_Instruments_New_Space Heating_Natural Gas_Insulation - Roof/Ceiling_A_Technical Potential | F8 | Industrial | Instruments | New | Space Heating | Natural Gas | Insulation - Roof/Ceiling | A | Incremental Summer Peak Savings (MW) | Technical Potential | 0 | 0 | 0 | 0 | 0 | 0 | 0 | 0 | 0 | 0 | 0 | 0 | 0 | 0 | 0 | 0 | 0 | 0 | 0 | 0 | 0 | 0
F9_Industrial_Instruments_New_Space Heating_Natural Gas_Insulation - Roof/Ceiling_A_Technical Potential | F9 | Industrial | Instruments | New | Space Heating | Natural Gas | Insulation - Roof/Ceiling | A | Incremental Winter Peak Savings (MW) | Technical Potential | 0 | 0 | 0 | 0 | 0 | 0 | 0 | 0 | 0 | 0 | 0 | 0 | 0 | 0 | 0 | 0 | 0 | 0 | 0 | 0 | 0 | 0
F10_Industrial_Instruments_New_Space Heating_Natural Gas_Insulation - Roof/Ceiling_A_Technical Potential | F10 | Industrial | Instruments | New | Space Heating | Natural Gas | Insulation - Roof/Ceiling | A | Cumulative Energy Savings (MWh or mTherms) | Technical Potential | 0 | 0 | 0 | 0 | 0 | 0 | 0 | 0 | 0 | 0 | 0 | 0 | 0 | 0 | 0 | 0 | 0 | 0 | 0 | 0 | 0 | 0
F11_Industrial_Instruments_New_Space Heating_Natural Gas_Insulation - Roof/Ceiling_A_Technical Potential | F11 | Industrial | Instruments | New | Space Heating | Natural Gas | Insulation - Roof/Ceiling | A | Cumulative Summer Peak Savings (MW) | Technical Potential | 0 | 0 | 0 | 0 | 0 | 0 | 0 | 0 | 0 | 0 | 0 | 0 | 0 | 0 | 0 | 0 | 0 | 0 | 0 | 0 | 0 | 0
F12_Industrial_Instruments_New_Space Heating_Natural Gas_Insulation - Roof/Ceiling_A_Technical Potential | F12 | Industrial | Instruments | New | Space Heating | Natural Gas | Insulation - Roof/Ceiling | A | Cumulative Winter Peak Savings (MW) | Technical Potential | 0 | 0 | 0 | 0 | 0 | 0 | 0 | 0 | 0 | 0 | 0 | 0 | 0 | 0 | 0 | 0 | 0 | 0 | 0 | 0 | 0 | 0
F13_Industrial_Instruments_New_Space Heating_Natural Gas_Insulation - Roof/Ceiling_A_Technical Potential | F13 | Industrial | Instruments | New | Space Heating | Natural Gas | Insulation - Roof/Ceiling | A | Purchases (Incremental) | Technical Potential | 0 | 0 | 0 | 0 | 0 | 0 | 0 | 0 | 0 | 0 | 0 | 0 | 0 | 0 | 0 | 0 | 0 | 0 | 0 | 0 | 0 | 0
F14_Industrial_Instruments_New_Space Heating_Natural Gas_Insulation - Roof/Ceiling_A_Technical Potential | F14 | Industrial | Instruments | New | Space Heating | Natural Gas | Insulation - Roof/Ceiling | A | Purchases (Cumulative) | Technical Potential | 0 | 0 | 0 | 0 | 0 | 0 | 0 | 0 | 0 | 0 | 0 | 0 | 0 | 0 | 0 | 0 | 0 | 0 | 0 | 0 | 0 | 0
F1_Industrial_Instruments_New_Space Heating_Natural Gas_Insulation - Wall Cavity_A_Technical Potential | F1 | Industrial | Instruments | New | Space Heating | Natural Gas | Insulation - Wall Cavity | A | Original Unit Energy Savings (kWh or therms) | Technical Potential | 0 | 0 | 0.017277 | 0.017277 | 0.017277 | 0.017277 | 0.017277 | 0.017277 | 0.017277 | 0.017277 | 0.017277 | 0.017277 | 0.017277 | 0.017277 | 0.017277 | 0.017277 | 0.017277 | 0.017277 | 0.017277 | 0.017277 | 0.017277 | 0.017277
F2_Industrial_Instruments_New_Space Heating_Natural Gas_Insulation - Wall Cavity_A_Technical Potential | F2 | Industrial | Instruments | New | Space Heating | Natural Gas | Insulation - Wall Cavity | A | Original Unit Summer Peak Savings (kW) | Technical Potential | 0 | 0 | 0 | 0 | 0 | 0 | 0 | 0 | 0 | 0 | 0 | 0 | 0 | 0 | 0 | 0 | 0 | 0 | 0 | 0 | 0 | 0
F3_Industrial_Instruments_New_Space Heating_Natural Gas_Insulation - Wall Cavity_A_Technical Potential | F3 | Industrial | Instruments | New | Space Heating | Natural Gas | Insulation - Wall Cavity | A | Original Unit Winter Peak Savings (kW) | Technical Potential | 0 | 0 | 0 | 0 | 0 | 0 | 0 | 0 | 0 | 0 | 0 | 0 | 0 | 0 | 0 | 0 | 0 | 0 | 0 | 0 | 0 | 0
F4_Industrial_Instruments_New_Space Heating_Natural Gas_Insulation - Wall Cavity_A_Technical Potential | F4 | Industrial | Instruments | New | Space Heating | Natural Gas | Insulation - Wall Cavity | A | Standalone Impact on Baseline Energy (%) | Technical Potential | bar: 2019 to 2040
F5_Industrial_Instruments_New_Space Heating_Natural Gas_Insulation - Wall Cavity_A_Technical Potential | F5 | Industrial | Instruments | New | Space Heating | Natural Gas | Insulation - Wall Cavity | A | Standalone Impact on Baseline Summer Peak (%) | Technical Potential | bar: 2019 to 2040
F6_Industrial_Instruments_New_Space Heating_Natural Gas_Insulation - Wall Cavity_A_Technical Potential | F6 | Industrial | Instruments | New | Space Heating | Natural Gas | Insulation - Wall Cavity | A | Standalone Impact on Baseline Winter Peak (%) | Technical Potential | bar: 2019 to 2040
F7_Industrial_Instruments_New_Space Heating_Natural Gas_Insulation - Wall Cavity_A_Technical Potential | F7 | Industrial | Instruments | New | Space Heating | Natural Gas | Insulation - Wall Cavity | A | Incremental Energy Savings (MWh or mTherms) | Technical Potential | 0 | 0 | 0 | 0 | 0 | 0 | 0 | 0 | 0 | 0 | 0 | 0 | 0 | 0 | 0 | 0 | 0 | 0 | 0 | 0 | 0 | 0
F8_Industrial_Instruments_New_Space Heating_Natural Gas_Insulation - Wall Cavity_A_Technical Potential | F8 | Industrial | Instruments | New | Space Heating | Natural Gas | Insulation - Wall Cavity | A | Incremental Summer Peak Savings (MW) | Technical Potential | 0 | 0 | 0 | 0 | 0 | 0 | 0 | 0 | 0 | 0 | 0 | 0 | 0 | 0 | 0 | 0 | 0 | 0 | 0 | 0 | 0 | 0
F9_Industrial_Instruments_New_Space Heating_Natural Gas_Insulation - Wall Cavity_A_Technical Potential | F9 | Industrial | Instruments | New | Space Heating | Natural Gas | Insulation - Wall Cavity | A | Incremental Winter Peak Savings (MW) | Technical Potential | 0 | 0 | 0 | 0 | 0 | 0 | 0 | 0 | 0 | 0 | 0 | 0 | 0 | 0 | 0 | 0 | 0 | 0 | 0 | 0 | 0 | 0
F10_Industrial_Instruments_New_Space Heating_Natural Gas_Insulation - Wall Cavity_A_Technical Potential | F10 | Industrial | Instruments | New | Space Heating | Natural Gas | Insulation - Wall Cavity | A | Cumulative Energy Savings (MWh or mTherms) | Technical Potential | 0 | 0 | 0 | 0 | 0 | 0 | 0 | 0 | 0 | 0 | 0 | 0 | 0 | 0 | 0 | 0 | 0 | 0 | 0 | 0 | 0 | 0
F11_Industrial_Instruments_New_Space Heating_Natural Gas_Insulation - Wall Cavity_A_Technical Potential | F11 | Industrial | Instruments | New | Space Heating | Natural Gas | Insulation - Wall Cavity | A | Cumulative Summer Peak Savings (MW) | Technical Potential | 0 | 0 | 0 | 0 | 0 | 0 | 0 | 0 | 0 | 0 | 0 | 0 | 0 | 0 | 0 | 0 | 0 | 0 | 0 | 0 | 0 | 0
F12_Industrial_Instruments_New_Space Heating_Natural Gas_Insulation - Wall Cavity_A_Technical Potential | F12 | Industrial | Instruments | New | Space Heating | Natural Gas | Insulation - Wall Cavity | A | Cumulative Winter Peak Savings (MW) | Technical Potential | 0 | 0 | 0 | 0 | 0 | 0 | 0 | 0 | 0 | 0 | 0 | 0 | 0 | 0 | 0 | 0 | 0 | 0 | 0 | 0 | 0 | 0
F13_Industrial_Instruments_New_Space Heating_Natural Gas_Insulation - Wall Cavity_A_Technical Potential | F13 | Industrial | Instruments | New | Space Heating | Natural Gas | Insulation - Wall Cavity | A | Purchases (Incremental) | Technical Potential | 0 | 0 | 0 | 0 | 0 | 0 | 0 | 0 | 0 | 0 | 0 | 0 | 0 | 0 | 0 | 0 | 0 | 0 | 0 | 0 | 0 | 0
F14_Industrial_Instruments_New_Space Heating_Natural Gas_Insulation - Wall Cavity_A_Technical Potential | F14 | Industrial | Instruments | New | Space Heating | Natural Gas | Insulation - Wall Cavity | A | Purchases (Cumulative) | Technical Potential | 0 | 0 | 0 | 0 | 0 | 0 | 0 | 0 | 0 | 0 | 0 | 0 | 0 | 0 | 0 | 0 | 0 | 0 | 0 | 0 | 0 | 0
F1_Industrial_Instruments_New_Space Heating_Natural Gas_Insulation - Ducting_A_Technical Potential | F1 | Industrial | Instruments | New | Space Heating | Natural Gas | Insulation - Ducting | A | Original Unit Energy Savings (kWh or therms) | Technical Potential | 0 | 0 | 0.0012737 | 0.0012737 | 0.0012737 | 0.0012737 | 0.0012737 | 0.0012737 | 0.0012737 | 0.0012737 | 0.0012737 | 0.0012737 | 0.0012737 | 0.0012737 | 0.0012737 | 0.0012737 | 0.0012737 | 0.0012737 | 0.0012737 | 0.0012737 | 0.0012737 | 0.0012737
F2_Industrial_Instruments_New_Space Heating_Natural Gas_Insulation - Ducting_A_Technical Potential | F2 | Industrial | Instruments | New | Space Heating | Natural Gas | Insulation - Ducting | A | Original Unit Summer Peak Savings (kW) | Technical Potential | 0 | 0 | 0 | 0 | 0 | 0 | 0 | 0 | 0 | 0 | 0 | 0 | 0 | 0 | 0 | 0 | 0 | 0 | 0 | 0 | 0 | 0
F3_Industrial_Instruments_New_Space Heating_Natural Gas_Insulation - Ducting_A_Technical Potential | F3 | Industrial | Instruments | New | Space Heating | Natural Gas | Insulation - Ducting | A | Original Unit Winter Peak Savings (kW) | Technical Potential | 0 | 0 | 0 | 0 | 0 | 0 | 0 | 0 | 0 | 0 | 0 | 0 | 0 | 0 | 0 | 0 | 0 | 0 | 0 | 0 | 0 | 0
F4_Industrial_Instruments_New_Space Heating_Natural Gas_Insulation - Ducting_A_Technical Potential | F4 | Industrial | Instruments | New | Space Heating | Natural Gas | Insulation - Ducting | A | Standalone Impact on Baseline Energy (%) | Technical Potential | bar: 2019 to 2040
F5_Industrial_Instruments_New_Space Heating_Natural Gas_Insulation - Ducting_A_Technical Potential | F5 | Industrial | Instruments | New | Space Heating | Natural Gas | Insulation - Ducting | A | Standalone Impact on Baseline Summer Peak (%) | Technical Potential | bar: 2019 to 2040
F6_Industrial_Instruments_New_Space Heating_Natural Gas_Insulation - Ducting_A_Technical Potential | F6 | Industrial | Instruments | New | Space Heating | Natural Gas | Insulation - Ducting | A | Standalone Impact on Baseline Winter Peak (%) | Technical Potential | bar: 2019 to 2040
F7_Industrial_Instruments_New_Space Heating_Natural Gas_Insulation - Ducting_A_Technical Potential | F7 | Industrial | Instruments | New | Space Heating | Natural Gas | Insulation - Ducting | A | Incremental Energy Savings (MWh or mTherms) | Technical Potential | 0 | 0 | 0 | 0 | 0 | 0 | 0 | 0 | 0 | 0 | 0 | 0 | 0 | 0 | 0 | 0 | 0 | 0 | 0 | 0 | 0 | 0
F8_Industrial_Instruments_New_Space Heating_Natural Gas_Insulation - Ducting_A_Technical Potential | F8 | Industrial | Instruments | New | Space Heating | Natural Gas | Insulation - Ducting | A | Incremental Summer Peak Savings (MW) | Technical Potential | 0 | 0 | 0 | 0 | 0 | 0 | 0 | 0 | 0 | 0 | 0 | 0 | 0 | 0 | 0 | 0 | 0 | 0 | 0 | 0 | 0 | 0
F9_Industrial_Instruments_New_Space Heating_Natural Gas_Insulation - Ducting_A_Technical Potential | F9 | Industrial | Instruments | New | Space Heating | Natural Gas | Insulation - Ducting | A | Incremental Winter Peak Savings (MW) | Technical Potential | 0 | 0 | 0 | 0 | 0 | 0 | 0 | 0 | 0 | 0 | 0 | 0 | 0 | 0 | 0 | 0 | 0 | 0 | 0 | 0 | 0 | 0
F10_Industrial_Instruments_New_Space Heating_Natural Gas_Insulation - Ducting_A_Technical Potential | F10 | Industrial | Instruments | New | Space Heating | Natural Gas | Insulation - Ducting | A | Cumulative Energy Savings (MWh or mTherms) | Technical Potential | 0 | 0 | 0 | 0 | 0 | 0 | 0 | 0 | 0 | 0 | 0 | 0 | 0 | 0 | 0 | 0 | 0 | 0 | 0 | 0 | 0 | 0
F11_Industrial_Instruments_New_Space Heating_Natural Gas_Insulation - Ducting_A_Technical Potential | F11 | Industrial | Instruments | New | Space Heating | Natural Gas | Insulation - Ducting | A | Cumulative Summer Peak Savings (MW) | Technical Potential | 0 | 0 | 0 | 0 | 0 | 0 | 0 | 0 | 0 | 0 | 0 | 0 | 0 | 0 | 0 | 0 | 0 | 0 | 0 | 0 | 0 | 0
F12_Industrial_Instruments_New_Space Heating_Natural Gas_Insulation - Ducting_A_Technical Potential | F12 | Industrial | Instruments | New | Space Heating | Natural Gas | Insulation - Ducting | A | Cumulative Winter Peak Savings (MW) | Technical Potential | 0 | 0 | 0 | 0 | 0 | 0 | 0 | 0 | 0 | 0 | 0 | 0 | 0 | 0 | 0 | 0 | 0 | 0 | 0 | 0 | 0 | 0
F13_Industrial_Instruments_New_Space Heating_Natural Gas_Insulation - Ducting_A_Technical Potential | F13 | Industrial | Instruments | New | Space Heating | Natural Gas | Insulation - Ducting | A | Purchases (Incremental) | Technical Potential | 0 | 0 | 0 | 0 | 0 | 0 | 0 | 0 | 0 | 0 | 0 | 0 | 0 | 0 | 0 | 0 | 0 | 0 | 0 | 0 | 0 | 0
F14_Industrial_Instruments_New_Space Heating_Natural Gas_Insulation - Ducting_A_Technical Potential | F14 | Industrial | Instruments | New | Space Heating | Natural Gas | Insulation - Ducting | A | Purchases (Cumulative) | Technical Potential | 0 | 0 | 0 | 0 | 0 | 0 | 0 | 0 | 0 | 0 | 0 | 0 | 0 | 0 | 0 | 0 | 0 | 0 | 0 | 0 | 0 | 0
F1_Industrial_Instruments_New_Space Heating_Natural Gas_HVAC - Duct Repair and Sealing_A_Technical Potential | F1 | Industrial | Instruments | New | Space Heating | Natural Gas | HVAC - Duct Repair and Sealing | A | Original Unit Energy Savings (kWh or therms) | Technical Potential | 0 | 0 | 0.0036023 | 0.0036023 | 0.0036023 | 0.0036023 | 0.0036023 | 0.0036023 | 0.0036023 | 0.0036023 | 0.0036023 | 0.0036023 | 0.0036023 | 0.0036023 | 0.0036023 | 0.0036023 | 0.0036023 | 0.0036023 | 0.0036023 | 0.0036023 | 0.0036023 | 0.0036023
F2_Industrial_Instruments_New_Space Heating_Natural Gas_HVAC - Duct Repair and Sealing_A_Technical Potential | F2 | Industrial | Instruments | New | Space Heating | Natural Gas | HVAC - Duct Repair and Sealing | A | Original Unit Summer Peak Savings (kW) | Technical Potential | 0 | 0 | 0 | 0 | 0 | 0 | 0 | 0 | 0 | 0 | 0 | 0 | 0 | 0 | 0 | 0 | 0 | 0 | 0 | 0 | 0 | 0
F3_Industrial_Instruments_New_Space Heating_Natural Gas_HVAC - Duct Repair and Sealing_A_Technical Potential | F3 | Industrial | Instruments | New | Space Heating | Natural Gas | HVAC - Duct Repair and Sealing | A | Original Unit Winter Peak Savings (kW) | Technical Potential | 0 | 0 | 0 | 0 | 0 | 0 | 0 | 0 | 0 | 0 | 0 | 0 | 0 | 0 | 0 | 0 | 0 | 0 | 0 | 0 | 0 | 0
F4_Industrial_Instruments_New_Space Heating_Natural Gas_HVAC - Duct Repair and Sealing_A_Technical Potential | F4 | Industrial | Instruments | New | Space Heating | Natural Gas | HVAC - Duct Repair and Sealing | A | Standalone Impact on Baseline Energy (%) | Technical Potential | bar: 2019 to 2040
F5_Industrial_Instruments_New_Space Heating_Natural Gas_HVAC - Duct Repair and Sealing_A_Technical Potential | F5 | Industrial | Instruments | New | Space Heating | Natural Gas | HVAC - Duct Repair and Sealing | A | Standalone Impact on Baseline Summer Peak (%) | Technical Potential | bar: 2019 to 2040
F6_Industrial_Instruments_New_Space Heating_Natural Gas_HVAC - Duct Repair and Sealing_A_Technical Potential | F6 | Industrial | Instruments | New | Space Heating | Natural Gas | HVAC - Duct Repair and Sealing | A | Standalone Impact on Baseline Winter Peak (%) | Technical Potential | bar: 2019 to 2040
F7_Industrial_Instruments_New_Space Heating_Natural Gas_HVAC - Duct Repair and Sealing_A_Technical Potential | F7 | Industrial | Instruments | New | Space Heating | Natural Gas | HVAC - Duct Repair and Sealing | A | Incremental Energy Savings (MWh or mTherms) | Technical Potential | 0 | 0 | 0 | 0 | 0 | 0 | 0 | 0 | 0 | 0 | 0 | 0 | 0 | 0 | 0 | 0 | 0 | 0 | 0 | 0 | 0 | 0
F8_Industrial_Instruments_New_Space Heating_Natural Gas_HVAC - Duct Repair and Sealing_A_Technical Potential | F8 | Industrial | Instruments | New | Space Heating | Natural Gas | HVAC - Duct Repair and Sealing | A | Incremental Summer Peak Savings (MW) | Technical Potential | 0 | 0 | 0 | 0 | 0 | 0 | 0 | 0 | 0 | 0 | 0 | 0 | 0 | 0 | 0 | 0 | 0 | 0 | 0 | 0 | 0 | 0
F9_Industrial_Instruments_New_Space Heating_Natural Gas_HVAC - Duct Repair and Sealing_A_Technical Potential | F9 | Industrial | Instruments | New | Space Heating | Natural Gas | HVAC - Duct Repair and Sealing | A | Incremental Winter Peak Savings (MW) | Technical Potential | 0 | 0 | 0 | 0 | 0 | 0 | 0 | 0 | 0 | 0 | 0 | 0 | 0 | 0 | 0 | 0 | 0 | 0 | 0 | 0 | 0 | 0
F10_Industrial_Instruments_New_Space Heating_Natural Gas_HVAC - Duct Repair and Sealing_A_Technical Potential | F10 | Industrial | Instruments | New | Space Heating | Natural Gas | HVAC - Duct Repair and Sealing | A | Cumulative Energy Savings (MWh or mTherms) | Technical Potential | 0 | 0 | 0 | 0 | 0 | 0 | 0 | 0 | 0 | 0 | 0 | 0 | 0 | 0 | 0 | 0 | 0 | 0 | 0 | 0 | 0 | 0
F11_Industrial_Instruments_New_Space Heating_Natural Gas_HVAC - Duct Repair and Sealing_A_Technical Potential | F11 | Industrial | Instruments | New | Space Heating | Natural Gas | HVAC - Duct Repair and Sealing | A | Cumulative Summer Peak Savings (MW) | Technical Potential | 0 | 0 | 0 | 0 | 0 | 0 | 0 | 0 | 0 | 0 | 0 | 0 | 0 | 0 | 0 | 0 | 0 | 0 | 0 | 0 | 0 | 0
F12_Industrial_Instruments_New_Space Heating_Natural Gas_HVAC - Duct Repair and Sealing_A_Technical Potential | F12 | Industrial | Instruments | New | Space Heating | Natural Gas | HVAC - Duct Repair and Sealing | A | Cumulative Winter Peak Savings (MW) | Technical Potential | 0 | 0 | 0 | 0 | 0 | 0 | 0 | 0 | 0 | 0 | 0 | 0 | 0 | 0 | 0 | 0 | 0 | 0 | 0 | 0 | 0 | 0
F13_Industrial_Instruments_New_Space Heating_Natural Gas_HVAC - Duct Repair and Sealing_A_Technical Potential | F13 | Industrial | Instruments | New | Space Heating | Natural Gas | HVAC - Duct Repair and Sealing | A | Purchases (Incremental) | Technical Potential | 0 | 0 | 0 | 0 | 0 | 0 | 0 | 0 | 0 | 0 | 0 | 0 | 0 | 0 | 0 | 0 | 0 | 0 | 0 | 0 | 0 | 0
F14_Industrial_Instruments_New_Space Heating_Natural Gas_HVAC - Duct Repair and Sealing_A_Technical Potential | F14 | Industrial | Instruments | New | Space Heating | Natural Gas | HVAC - Duct Repair and Sealing | A | Purchases (Cumulative) | Technical Potential | 0 | 0 | 0 | 0 | 0 | 0 | 0 | 0 | 0 | 0 | 0 | 0 | 0 | 0 | 0 | 0 | 0 | 0 | 0 | 0 | 0 | 0
F1_Industrial_Instruments_New_Space Heating_Natural Gas_Windows - High Efficiency_A_Technical Potential | F1 | Industrial | Instruments | New | Space Heating | Natural Gas | Windows - High Efficiency | A | Original Unit Energy Savings (kWh or therms) | Technical Potential | 0 | 0 | 0.0073878 | 0.0073878 | 0.0073878 | 0.0073878 | 0.0073878 | 0.0073878 | 0.0073878 | 0.0073878 | 0.0073878 | 0.0073878 | 0.0073878 | 0.0073878 | 0.0073878 | 0.0073878 | 0.0073878 | 0.0073878 | 0.0073878 | 0.0073878 | 0.0073878 | 0.0073878
F2_Industrial_Instruments_New_Space Heating_Natural Gas_Windows - High Efficiency_A_Technical Potential | F2 | Industrial | Instruments | New | Space Heating | Natural Gas | Windows - High Efficiency | A | Original Unit Summer Peak Savings (kW) | Technical Potential | 0 | 0 | 0 | 0 | 0 | 0 | 0 | 0 | 0 | 0 | 0 | 0 | 0 | 0 | 0 | 0 | 0 | 0 | 0 | 0 | 0 | 0
F3_Industrial_Instruments_New_Space Heating_Natural Gas_Windows - High Efficiency_A_Technical Potential | F3 | Industrial | Instruments | New | Space Heating | Natural Gas | Windows - High Efficiency | A | Original Unit Winter Peak Savings (kW) | Technical Potential | 0 | 0 | 0 | 0 | 0 | 0 | 0 | 0 | 0 | 0 | 0 | 0 | 0 | 0 | 0 | 0 | 0 | 0 | 0 | 0 | 0 | 0
F4_Industrial_Instruments_New_Space Heating_Natural Gas_Windows - High Efficiency_A_Technical Potential | F4 | Industrial | Instruments | New | Space Heating | Natural Gas | Windows - High Efficiency | A | Standalone Impact on Baseline Energy (%) | Technical Potential | bar: 2019 to 2040
F5_Industrial_Instruments_New_Space Heating_Natural Gas_Windows - High Efficiency_A_Technical Potential | F5 | Industrial | Instruments | New | Space Heating | Natural Gas | Windows - High Efficiency | A | Standalone Impact on Baseline Summer Peak (%) | Technical Potential | bar: 2019 to 2040
F6_Industrial_Instruments_New_Space Heating_Natural Gas_Windows - High Efficiency_A_Technical Potential | F6 | Industrial | Instruments | New | Space Heating | Natural Gas | Windows - High Efficiency | A | Standalone Impact on Baseline Winter Peak (%) | Technical Potential | bar: 2019 to 2040
F7_Industrial_Instruments_New_Space Heating_Natural Gas_Windows - High Efficiency_A_Technical Potential | F7 | Industrial | Instruments | New | Space Heating | Natural Gas | Windows - High Efficiency | A | Incremental Energy Savings (MWh or mTherms) | Technical Potential | 0 | 0 | 0 | 0 | 0 | 0 | 0 | 0 | 0 | 0 | 0 | 0 | 0 | 0 | 0 | 0 | 0 | 0 | 0 | 0 | 0 | 0
F8_Industrial_Instruments_New_Space Heating_Natural Gas_Windows - High Efficiency_A_Technical Potential | F8 | Industrial | Instruments | New | Space Heating | Natural Gas | Windows - High Efficiency | A | Incremental Summer Peak Savings (MW) | Technical Potential | 0 | 0 | 0 | 0 | 0 | 0 | 0 | 0 | 0 | 0 | 0 | 0 | 0 | 0 | 0 | 0 | 0 | 0 | 0 | 0 | 0 | 0
F9_Industrial_Instruments_New_Space Heating_Natural Gas_Windows - High Efficiency_A_Technical Potential | F9 | Industrial | Instruments | New | Space Heating | Natural Gas | Windows - High Efficiency | A | Incremental Winter Peak Savings (MW) | Technical Potential | 0 | 0 | 0 | 0 | 0 | 0 | 0 | 0 | 0 | 0 | 0 | 0 | 0 | 0 | 0 | 0 | 0 | 0 | 0 | 0 | 0 | 0
F10_Industrial_Instruments_New_Space Heating_Natural Gas_Windows - High Efficiency_A_Technical Potential | F10 | Industrial | Instruments | New | Space Heating | Natural Gas | Windows - High Efficiency | A | Cumulative Energy Savings (MWh or mTherms) | Technical Potential | 0 | 0 | 0 | 0 | 0 | 0 | 0 | 0 | 0 | 0 | 0 | 0 | 0 | 0 | 0 | 0 | 0 | 0 | 0 | 0 | 0 | 0
F11_Industrial_Instruments_New_Space Heating_Natural Gas_Windows - High Efficiency_A_Technical Potential | F11 | Industrial | Instruments | New | Space Heating | Natural Gas | Windows - High Efficiency | A | Cumulative Summer Peak Savings (MW) | Technical Potential | 0 | 0 | 0 | 0 | 0 | 0 | 0 | 0 | 0 | 0 | 0 | 0 | 0 | 0 | 0 | 0 | 0 | 0 | 0 | 0 | 0 | 0
F12_Industrial_Instruments_New_Space Heating_Natural Gas_Windows - High Efficiency_A_Technical Potential | F12 | Industrial | Instruments | New | Space Heating | Natural Gas | Windows - High Efficiency | A | Cumulative Winter Peak Savings (MW) | Technical Potential | 0 | 0 | 0 | 0 | 0 | 0 | 0 | 0 | 0 | 0 | 0 | 0 | 0 | 0 | 0 | 0 | 0 | 0 | 0 | 0 | 0 | 0
F13_Industrial_Instruments_New_Space Heating_Natural Gas_Windows - High Efficiency_A_Technical Potential | F13 | Industrial | Instruments | New | Space Heating | Natural Gas | Windows - High Efficiency | A | Purchases (Incremental) | Technical Potential | 0 | 0 | 0 | 0 | 0 | 0 | 0 | 0 | 0 | 0 | 0 | 0 | 0 | 0 | 0 | 0 | 0 | 0 | 0 | 0 | 0 | 0
F14_Industrial_Instruments_New_Space Heating_Natural Gas_Windows - High Efficiency_A_Technical Potential | F14 | Industrial | Instruments | New | Space Heating | Natural Gas | Windows - High Efficiency | A | Purchases (Cumulative) | Technical Potential | 0 | 0 | 0 | 0 | 0 | 0 | 0 | 0 | 0 | 0 | 0 | 0 | 0 | 0 | 0 | 0 | 0 | 0 | 0 | 0 | 0 | 0
F1_Industrial_Instruments_New_Space Heating_Natural Gas_Gas Boiler - Maintenance_A_Technical Potential | F1 | Industrial | Instruments | New | Space Heating | Natural Gas | Gas Boiler - Maintenance | A | Original Unit Energy Savings (kWh or therms) | Technical Potential | 0 | 0 | 3.9458 | 3.9458 | 3.9458 | 3.9458 | 3.9458 | 3.9458 | 3.9458 | 3.9458 | 3.9458 | 3.9458 | 3.9458 | 3.9458 | 3.9458 | 3.9458 | 3.9458 | 3.9458 | 3.9458 | 3.9458 | 3.9458 | 3.9458
F2_Industrial_Instruments_New_Space Heating_Natural Gas_Gas Boiler - Maintenance_A_Technical Potential | F2 | Industrial | Instruments | New | Space Heating | Natural Gas | Gas Boiler - Maintenance | A | Original Unit Summer Peak Savings (kW) | Technical Potential | 0 | 0 | 0 | 0 | 0 | 0 | 0 | 0 | 0 | 0 | 0 | 0 | 0 | 0 | 0 | 0 | 0 | 0 | 0 | 0 | 0 | 0
F3_Industrial_Instruments_New_Space Heating_Natural Gas_Gas Boiler - Maintenance_A_Technical Potential | F3 | Industrial | Instruments | New | Space Heating | Natural Gas | Gas Boiler - Maintenance | A | Original Unit Winter Peak Savings (kW) | Technical Potential | 0 | 0 | 0 | 0 | 0 | 0 | 0 | 0 | 0 | 0 | 0 | 0 | 0 | 0 | 0 | 0 | 0 | 0 | 0 | 0 | 0 | 0
F4_Industrial_Instruments_New_Space Heating_Natural Gas_Gas Boiler - Maintenance_A_Technical Potential | F4 | Industrial | Instruments | New | Space Heating | Natural Gas | Gas Boiler - Maintenance | A | Standalone Impact on Baseline Energy (%) | Technical Potential | 0% | 0% | 0.002473% | 0.003151% | 0.00341% | 0.002745% | 0.002412% | 0.002124% | 0.001879% | 0.001663% | 0.001532% | 0.001404% | 0.001298% | 0.001193% | 0.001131% | 0.001064% | 0.001004% | 0.0009424% | 0.0009057% | 0.0008643% | 0.0008274% | 0.0007937%
F5_Industrial_Instruments_New_Space Heating_Natural Gas_Gas Boiler - Maintenance_A_Technical Potential | F5 | Industrial | Instruments | New | Space Heating | Natural Gas | Gas Boiler - Maintenance | A | Standalone Impact on Baseline Summer Peak (%) | Technical Potential | bar: 2019 to 2040
F6_Industrial_Instruments_New_Space Heating_Natural Gas_Gas Boiler - Maintenance_A_Technical Potential | F6 | Industrial | Instruments | New | Space Heating | Natural Gas | Gas Boiler - Maintenance | A | Standalone Impact on Baseline Winter Peak (%) | Technical Potential | bar: 2019 to 2040
F7_Industrial_Instruments_New_Space Heating_Natural Gas_Gas Boiler - Maintenance_A_Technical Potential | F7 | Industrial | Instruments | New | Space Heating | Natural Gas | Gas Boiler - Maintenance | A | Incremental Energy Savings (MWh or mTherms) | Technical Potential | 0 | 0 | 0.00057322 | 0.00070119 | 0.00069217 | 0.00071955 | 0.00072566 | 0.00072361 | 0.00071955 | 0.00072566 | 0.00072361 | 0.0012928 | 0.0014269 | 0.0014158 | 0.0025855 | 0.0028537 | 0.0028316 | 0.0051711 | 0.0057074 | 0.0056631 | 0.010488 | 0.011439
F8_Industrial_Instruments_New_Space Heating_Natural Gas_Gas Boiler - Maintenance_A_Technical Potential | F8 | Industrial | Instruments | New | Space Heating | Natural Gas | Gas Boiler - Maintenance | A | Incremental Summer Peak Savings (MW) | Technical Potential | 0 | 0 | 0 | 0 | 0 | 0 | 0 | 0 | 0 | 0 | 0 | 0 | 0 | 0 | 0 | 0 | 0 | 0 | 0 | 0 | 0 | 0
F9_Industrial_Instruments_New_Space Heating_Natural Gas_Gas Boiler - Maintenance_A_Technical Potential | F9 | Industrial | Instruments | New | Space Heating | Natural Gas | Gas Boiler - Maintenance | A | Incremental Winter Peak Savings (MW) | Technical Potential | 0 | 0 | 0 | 0 | 0 | 0 | 0 | 0 | 0 | 0 | 0 | 0 | 0 | 0 | 0 | 0 | 0 | 0 | 0 | 0 | 0 | 0
F10_Industrial_Instruments_New_Space Heating_Natural Gas_Gas Boiler - Maintenance_A_Technical Potential | F10 | Industrial | Instruments | New | Space Heating | Natural Gas | Gas Boiler - Maintenance | A | Cumulative Energy Savings (MWh or mTherms) | Technical Potential | 0 | 0 | 0.00057322 | 0.0012744 | 0.0019666 | 0.0021129 | 0.0021374 | 0.0021688 | 0.0021688 | 0.0021688 | 0.0021688 | 0.0021688 | 0.0021688 | 0.0021688 | 0.0021688 | 0.0021688 | 0.0021688 | 0.0021688 | 0.0021688 | 0.0021688 | 0.0021688 | 0.0021688
F11_Industrial_Instruments_New_Space Heating_Natural Gas_Gas Boiler - Maintenance_A_Technical Potential | F11 | Industrial | Instruments | New | Space Heating | Natural Gas | Gas Boiler - Maintenance | A | Cumulative Summer Peak Savings (MW) | Technical Potential | 0 | 0 | 0 | 0 | 0 | 0 | 0 | 0 | 0 | 0 | 0 | 0 | 0 | 0 | 0 | 0 | 0 | 0 | 0 | 0 | 0 | 0
F12_Industrial_Instruments_New_Space Heating_Natural Gas_Gas Boiler - Maintenance_A_Technical Potential | F12 | Industrial | Instruments | New | Space Heating | Natural Gas | Gas Boiler - Maintenance | A | Cumulative Winter Peak Savings (MW) | Technical Potential | 0 | 0 | 0 | 0 | 0 | 0 | 0 | 0 | 0 | 0 | 0 | 0 | 0 | 0 | 0 | 0 | 0 | 0 | 0 | 0 | 0 | 0
F13_Industrial_Instruments_New_Space Heating_Natural Gas_Gas Boiler - Maintenance_A_Technical Potential | F13 | Industrial | Instruments | New | Space Heating | Natural Gas | Gas Boiler - Maintenance | A | Purchases (Incremental) | Technical Potential | 0 | 0 | 0.14527 | 0.1777 | 0.17542 | 0.18236 | 0.18391 | 0.18338 | 0.18236 | 0.18391 | 0.18338 | 0.32763 | 0.36161 | 0.3588 | 0.65526 | 0.72322 | 0.71761 | 1.3105 | 1.4464 | 1.4352 | 2.6581 | 2.8991
F14_Industrial_Instruments_New_Space Heating_Natural Gas_Gas Boiler - Maintenance_A_Technical Potential | F14 | Industrial | Instruments | New | Space Heating | Natural Gas | Gas Boiler - Maintenance | A | Purchases (Cumulative) | Technical Potential | 0 | 0 | 0.14527 | 0.32298 | 0.49839 | 0.53548 | 0.54168 | 0.54965 | 0.54965 | 0.54965 | 0.54965 | 0.54965 | 0.54965 | 0.54965 | 0.54965 | 0.54965 | 0.54965 | 0.54965 | 0.54965 | 0.54965 | 0.54965 | 0.54965
F1_Industrial_Instruments_New_Process_Natural Gas_Gas Boiler - Maintenance_A_Technical Potential | F1 | Industrial | Instruments | New | Process | Natural Gas | Gas Boiler - Maintenance | A | Original Unit Energy Savings (kWh or therms) | Technical Potential | 0 | 0 | 2.58 | 2.58 | 2.58 | 2.58 | 2.58 | 2.58 | 2.58 | 2.58 | 2.58 | 2.58 | 2.58 | 2.58 | 2.58 | 2.58 | 2.58 | 2.58 | 2.58 | 2.58 | 2.58 | 2.58
F2_Industrial_Instruments_New_Process_Natural Gas_Gas Boiler - Maintenance_A_Technical Potential | F2 | Industrial | Instruments | New | Process | Natural Gas | Gas Boiler - Maintenance | A | Original Unit Summer Peak Savings (kW) | Technical Potential | 0 | 0 | 0 | 0 | 0 | 0 | 0 | 0 | 0 | 0 | 0 | 0 | 0 | 0 | 0 | 0 | 0 | 0 | 0 | 0 | 0 | 0
F3_Industrial_Instruments_New_Process_Natural Gas_Gas Boiler - Maintenance_A_Technical Potential | F3 | Industrial | Instruments | New | Process | Natural Gas | Gas Boiler - Maintenance | A | Original Unit Winter Peak Savings (kW) | Technical Potential | 0 | 0 | 0 | 0 | 0 | 0 | 0 | 0 | 0 | 0 | 0 | 0 | 0 | 0 | 0 | 0 | 0 | 0 | 0 | 0 | 0 | 0
F4_Industrial_Instruments_New_Process_Natural Gas_Gas Boiler - Maintenance_A_Technical Potential | F4 | Industrial | Instruments | New | Process | Natural Gas | Gas Boiler - Maintenance | A | Standalone Impact on Baseline Energy (%) | Technical Potential | 0% | 0% | 0.01805% | 0.023% | 0.02489% | 0.02003% | 0.0176% | 0.0155% | 0.01371% | 0.01213% | 0.01118% | 0.01025% | 0.009471% | 0.008705% | 0.008252% | 0.007762% | 0.007326% | 0.006877% | 0.00661% | 0.006307% | 0.006038% | 0.005792%
F5_Industrial_Instruments_New_Process_Natural Gas_Gas Boiler - Maintenance_A_Technical Potential | F5 | Industrial | Instruments | New | Process | Natural Gas | Gas Boiler - Maintenance | A | Standalone Impact on Baseline Summer Peak (%) | Technical Potential | bar: 2019 to 2040
F6_Industrial_Instruments_New_Process_Natural Gas_Gas Boiler - Maintenance_A_Technical Potential | F6 | Industrial | Instruments | New | Process | Natural Gas | Gas Boiler - Maintenance | A | Standalone Impact on Baseline Winter Peak (%) | Technical Potential | bar: 2019 to 2040
F7_Industrial_Instruments_New_Process_Natural Gas_Gas Boiler - Maintenance_A_Technical Potential | F7 | Industrial | Instruments | New | Process | Natural Gas | Gas Boiler - Maintenance | A | Incremental Energy Savings (MWh or mTherms) | Technical Potential | 0 | 0 | 0.01137 | 0.013908 | 0.013729 | 0.014272 | 0.014393 | 0.014352 | 0.014272 | 0.014393 | 0.014352 | 0.025642 | 0.028301 | 0.028081 | 0.051283 | 0.056602 | 0.056163 | 0.10257 | 0.1132 | 0.11233 | 0.20804 | 0.22689
F8_Industrial_Instruments_New_Process_Natural Gas_Gas Boiler - Maintenance_A_Technical Potential | F8 | Industrial | Instruments | New | Process | Natural Gas | Gas Boiler - Maintenance | A | Incremental Summer Peak Savings (MW) | Technical Potential | 0 | 0 | 0 | 0 | 0 | 0 | 0 | 0 | 0 | 0 | 0 | 0 | 0 | 0 | 0 | 0 | 0 | 0 | 0 | 0 | 0 | 0
F9_Industrial_Instruments_New_Process_Natural Gas_Gas Boiler - Maintenance_A_Technical Potential | F9 | Industrial | Instruments | New | Process | Natural Gas | Gas Boiler - Maintenance | A | Incremental Winter Peak Savings (MW) | Technical Potential | 0 | 0 | 0 | 0 | 0 | 0 | 0 | 0 | 0 | 0 | 0 | 0 | 0 | 0 | 0 | 0 | 0 | 0 | 0 | 0 | 0 | 0
F10_Industrial_Instruments_New_Process_Natural Gas_Gas Boiler - Maintenance_A_Technical Potential | F10 | Industrial | Instruments | New | Process | Natural Gas | Gas Boiler - Maintenance | A | Cumulative Energy Savings (MWh or mTherms) | Technical Potential | 0 | 0 | 0.01137 | 0.025278 | 0.039006 | 0.041909 | 0.042394 | 0.043018 | 0.043018 | 0.043018 | 0.043018 | 0.043018 | 0.043018 | 0.043018 | 0.043018 | 0.043018 | 0.043018 | 0.043018 | 0.043018 | 0.043018 | 0.043018 | 0.043018
F11_Industrial_Instruments_New_Process_Natural Gas_Gas Boiler - Maintenance_A_Technical Potential | F11 | Industrial | Instruments | New | Process | Natural Gas | Gas Boiler - Maintenance | A | Cumulative Summer Peak Savings (MW) | Technical Potential | 0 | 0 | 0 | 0 | 0 | 0 | 0 | 0 | 0 | 0 | 0 | 0 | 0 | 0 | 0 | 0 | 0 | 0 | 0 | 0 | 0 | 0
F12_Industrial_Instruments_New_Process_Natural Gas_Gas Boiler - Maintenance_A_Technical Potential | F12 | Industrial | Instruments | New | Process | Natural Gas | Gas Boiler - Maintenance | A | Cumulative Winter Peak Savings (MW) | Technical Potential | 0 | 0 | 0 | 0 | 0 | 0 | 0 | 0 | 0 | 0 | 0 | 0 | 0 | 0 | 0 | 0 | 0 | 0 | 0 | 0 | 0 | 0
F13_Industrial_Instruments_New_Process_Natural Gas_Gas Boiler - Maintenance_A_Technical Potential | F13 | Industrial | Instruments | New | Process | Natural Gas | Gas Boiler - Maintenance | A | Purchases (Incremental) | Technical Potential | 0 | 0 | 4.4068 | 5.3906 | 5.3213 | 5.5317 | 5.5788 | 5.5629 | 5.5317 | 5.5788 | 5.5629 | 9.9385 | 10.9694 | 10.8842 | 19.8771 | 21.9387 | 21.7684 | 39.7542 | 43.8774 | 43.5368 | 80.6333 | 87.943
F14_Industrial_Instruments_New_Process_Natural Gas_Gas Boiler - Maintenance_A_Technical Potential | F14 | Industrial | Instruments | New | Process | Natural Gas | Gas Boiler - Maintenance | A | Purchases (Cumulative) | Technical Potential | 0 | 0 | 4.4068 | 9.7974 | 15.1187 | 16.2436 | 16.4317 | 16.6734 | 16.6734 | 16.6734 | 16.6734 | 16.6734 | 16.6734 | 16.6734 | 16.6734 | 16.6734 | 16.6734 | 16.6734 | 16.6734 | 16.6734 | 16.6734 | 16.6734
F1_Industrial_Instruments_New_Space Heating_Natural Gas_Gas Furnace - Maintenance_A_Technical Potential | F1 | Industrial | Instruments | New | Space Heating | Natural Gas | Gas Furnace - Maintenance | A | Original Unit Energy Savings (kWh or therms) | Technical Potential | 0 | 0 | 0.0083129 | 0.0083129 | 0.0083129 | 0.0083129 | 0.0083129 | 0.0083129 | 0.0083129 | 0.0083129 | 0.0083129 | 0.0083129 | 0.0083129 | 0.0083129 | 0.0083129 | 0.0083129 | 0.0083129 | 0.0083129 | 0.0083129 | 0.0083129 | 0.0083129 | 0.0083129
F2_Industrial_Instruments_New_Space Heating_Natural Gas_Gas Furnace - Maintenance_A_Technical Potential | F2 | Industrial | Instruments | New | Space Heating | Natural Gas | Gas Furnace - Maintenance | A | Original Unit Summer Peak Savings (kW) | Technical Potential | 0 | 0 | 0 | 0 | 0 | 0 | 0 | 0 | 0 | 0 | 0 | 0 | 0 | 0 | 0 | 0 | 0 | 0 | 0 | 0 | 0 | 0
F3_Industrial_Instruments_New_Space Heating_Natural Gas_Gas Furnace - Maintenance_A_Technical Potential | F3 | Industrial | Instruments | New | Space Heating | Natural Gas | Gas Furnace - Maintenance | A | Original Unit Winter Peak Savings (kW) | Technical Potential | 0 | 0 | 0 | 0 | 0 | 0 | 0 | 0 | 0 | 0 | 0 | 0 | 0 | 0 | 0 | 0 | 0 | 0 | 0 | 0 | 0 | 0
F4_Industrial_Instruments_New_Space Heating_Natural Gas_Gas Furnace - Maintenance_A_Technical Potential | F4 | Industrial | Instruments | New | Space Heating | Natural Gas | Gas Furnace - Maintenance | A | Standalone Impact on Baseline Energy (%) | Technical Potential | 0% | 0% | 6.281e-05% | 8.002e-05% | 8.659e-05% | 6.97e-05% | 6.125e-05% | 5.394e-05% | 4.771e-05% | 4.222e-05% | 3.889e-05% | 3.566e-05% | 3.296e-05% | 3.029e-05% | 2.872e-05% | 2.701e-05% | 2.549e-05% | 2.393e-05% | 2.3e-05% | 2.195e-05% | 2.101e-05% | 2.016e-05%
F5_Industrial_Instruments_New_Space Heating_Natural Gas_Gas Furnace - Maintenance_A_Technical Potential | F5 | Industrial | Instruments | New | Space Heating | Natural Gas | Gas Furnace - Maintenance | A | Standalone Impact on Baseline Summer Peak (%) | Technical Potential | bar: 2019 to 2040
F6_Industrial_Instruments_New_Space Heating_Natural Gas_Gas Furnace - Maintenance_A_Technical Potential | F6 | Industrial | Instruments | New | Space Heating | Natural Gas | Gas Furnace - Maintenance | A | Standalone Impact on Baseline Winter Peak (%) | Technical Potential | bar: 2019 to 2040
F7_Industrial_Instruments_New_Space Heating_Natural Gas_Gas Furnace - Maintenance_A_Technical Potential | F7 | Industrial | Instruments | New | Space Heating | Natural Gas | Gas Furnace - Maintenance | A | Incremental Energy Savings (MWh or mTherms) | Technical Potential | 0 | 0 | 1.4556e-05 | 1.7806e-05 | 1.7577e-05 | 1.8272e-05 | 1.8427e-05 | 1.8375e-05 | 1.8272e-05 | 1.8427e-05 | 1.8375e-05 | 3.2828e-05 | 3.6233e-05 | 3.5951e-05 | 6.5656e-05 | 7.2466e-05 | 7.1903e-05 | 0.00013131 | 0.00014493 | 0.00014381 | 0.00026634 | 0.00029048
F8_Industrial_Instruments_New_Space Heating_Natural Gas_Gas Furnace - Maintenance_A_Technical Potential | F8 | Industrial | Instruments | New | Space Heating | Natural Gas | Gas Furnace - Maintenance | A | Incremental Summer Peak Savings (MW) | Technical Potential | 0 | 0 | 0 | 0 | 0 | 0 | 0 | 0 | 0 | 0 | 0 | 0 | 0 | 0 | 0 | 0 | 0 | 0 | 0 | 0 | 0 | 0
F9_Industrial_Instruments_New_Space Heating_Natural Gas_Gas Furnace - Maintenance_A_Technical Potential | F9 | Industrial | Instruments | New | Space Heating | Natural Gas | Gas Furnace - Maintenance | A | Incremental Winter Peak Savings (MW) | Technical Potential | 0 | 0 | 0 | 0 | 0 | 0 | 0 | 0 | 0 | 0 | 0 | 0 | 0 | 0 | 0 | 0 | 0 | 0 | 0 | 0 | 0 | 0
F10_Industrial_Instruments_New_Space Heating_Natural Gas_Gas Furnace - Maintenance_A_Technical Potential | F10 | Industrial | Instruments | New | Space Heating | Natural Gas | Gas Furnace - Maintenance | A | Cumulative Energy Savings (MWh or mTherms) | Technical Potential | 0 | 0 | 1.4556e-05 | 3.2362e-05 | 4.9938e-05 | 5.3654e-05 | 5.4276e-05 | 5.5074e-05 | 5.5074e-05 | 5.5074e-05 | 5.5074e-05 | 5.5074e-05 | 5.5074e-05 | 5.5074e-05 | 5.5074e-05 | 5.5074e-05 | 5.5074e-05 | 5.5074e-05 | 5.5074e-05 | 5.5074e-05 | 5.5074e-05 | 5.5074e-05
F11_Industrial_Instruments_New_Space Heating_Natural Gas_Gas Furnace - Maintenance_A_Technical Potential | F11 | Industrial | Instruments | New | Space Heating | Natural Gas | Gas Furnace - Maintenance | A | Cumulative Summer Peak Savings (MW) | Technical Potential | 0 | 0 | 0 | 0 | 0 | 0 | 0 | 0 | 0 | 0 | 0 | 0 | 0 | 0 | 0 | 0 | 0 | 0 | 0 | 0 | 0 | 0
F12_Industrial_Instruments_New_Space Heating_Natural Gas_Gas Furnace - Maintenance_A_Technical Potential | F12 | Industrial | Instruments | New | Space Heating | Natural Gas | Gas Furnace - Maintenance | A | Cumulative Winter Peak Savings (MW) | Technical Potential | 0 | 0 | 0 | 0 | 0 | 0 | 0 | 0 | 0 | 0 | 0 | 0 | 0 | 0 | 0 | 0 | 0 | 0 | 0 | 0 | 0 | 0
F13_Industrial_Instruments_New_Space Heating_Natural Gas_Gas Furnace - Maintenance_A_Technical Potential | F13 | Industrial | Instruments | New | Space Heating | Natural Gas | Gas Furnace - Maintenance | A | Purchases (Incremental) | Technical Potential | 0 | 0 | 1.751 | 2.1419 | 2.1144 | 2.198 | 2.2167 | 2.2104 | 2.198 | 2.2167 | 2.2104 | 3.949 | 4.3586 | 4.3248 | 7.8981 | 8.7172 | 8.6496 | 15.7961 | 17.4345 | 17.2991 | 32.0392 | 34.9437
F14_Industrial_Instruments_New_Space Heating_Natural Gas_Gas Furnace - Maintenance_A_Technical Potential | F14 | Industrial | Instruments | New | Space Heating | Natural Gas | Gas Furnace - Maintenance | A | Purchases (Cumulative) | Technical Potential | 0 | 0 | 1.751 | 3.893 | 6.0073 | 6.4543 | 6.5291 | 6.6251 | 6.6251 | 6.6251 | 6.6251 | 6.6251 | 6.6251 | 6.6251 | 6.6251 | 6.6251 | 6.6251 | 6.6251 | 6.6251 | 6.6251 | 6.6251 | 6.6251
F1_Industrial_Instruments_New_Space Heating_Natural Gas_Gas Boiler - Hot Water Reset_A_Technical Potential | F1 | Industrial | Instruments | New | Space Heating | Natural Gas | Gas Boiler - Hot Water Reset | A | Original Unit Energy Savings (kWh or therms) | Technical Potential | 0 | 0 | 14.3485 | 14.3485 | 14.3485 | 14.3485 | 14.3485 | 14.3485 | 14.3485 | 14.3485 | 14.3485 | 14.3485 | 14.3485 | 14.3485 | 14.3485 | 14.3485 | 14.3485 | 14.3485 | 14.3485 | 14.3485 | 14.3485 | 14.3485
F2_Industrial_Instruments_New_Space Heating_Natural Gas_Gas Boiler - Hot Water Reset_A_Technical Potential | F2 | Industrial | Instruments | New | Space Heating | Natural Gas | Gas Boiler - Hot Water Reset | A | Original Unit Summer Peak Savings (kW) | Technical Potential | 0 | 0 | 0 | 0 | 0 | 0 | 0 | 0 | 0 | 0 | 0 | 0 | 0 | 0 | 0 | 0 | 0 | 0 | 0 | 0 | 0 | 0
F3_Industrial_Instruments_New_Space Heating_Natural Gas_Gas Boiler - Hot Water Reset_A_Technical Potential | F3 | Industrial | Instruments | New | Space Heating | Natural Gas | Gas Boiler - Hot Water Reset | A | Original Unit Winter Peak Savings (kW) | Technical Potential | 0 | 0 | 0 | 0 | 0 | 0 | 0 | 0 | 0 | 0 | 0 | 0 | 0 | 0 | 0 | 0 | 0 | 0 | 0 | 0 | 0 | 0
F4_Industrial_Instruments_New_Space Heating_Natural Gas_Gas Boiler - Hot Water Reset_A_Technical Potential | F4 | Industrial | Instruments | New | Space Heating | Natural Gas | Gas Boiler - Hot Water Reset | A | Standalone Impact on Baseline Energy (%) | Technical Potential | 0% | 0% | 0.008742% | 0.01574% | 0.02418% | 0.03336% | 0.04638% | 0.06058% | 0.07589% | 0.08996% | 0.1043% | 0.1141% | 0.1198% | 0.1195% | 0.1188% | 0.1144% | 0.1091% | 0.1028% | 0.0988% | 0.09428% | 0.09026% | 0.08658%
F5_Industrial_Instruments_New_Space Heating_Natural Gas_Gas Boiler - Hot Water Reset_A_Technical Potential | F5 | Industrial | Instruments | New | Space Heating | Natural Gas | Gas Boiler - Hot Water Reset | A | Standalone Impact on Baseline Summer Peak (%) | Technical Potential | bar: 2019 to 2040
F6_Industrial_Instruments_New_Space Heating_Natural Gas_Gas Boiler - Hot Water Reset_A_Technical Potential | F6 | Industrial | Instruments | New | Space Heating | Natural Gas | Gas Boiler - Hot Water Reset | A | Standalone Impact on Baseline Winter Peak (%) | Technical Potential | bar: 2019 to 2040
F7_Industrial_Instruments_New_Space Heating_Natural Gas_Gas Boiler - Hot Water Reset_A_Technical Potential | F7 | Industrial | Instruments | New | Space Heating | Natural Gas | Gas Boiler - Hot Water Reset | A | Incremental Energy Savings (MWh or mTherms) | Technical Potential | 0 | 0 | 0.002026 | 0.0043414 | 0.0075755 | 0.011738 | 0.015412 | 0.020763 | 0.025751 | 0.029723 | 0.030408 | 0.028509 | 0.023872 | 0.017189 | 0.010528 | 0.0053897 | 0.0024158 | 0.00093582 | 0.002026 | 0.0043414 | 0.0075755 | 0.011738
F8_Industrial_Instruments_New_Space Heating_Natural Gas_Gas Boiler - Hot Water Reset_A_Technical Potential | F8 | Industrial | Instruments | New | Space Heating | Natural Gas | Gas Boiler - Hot Water Reset | A | Incremental Summer Peak Savings (MW) | Technical Potential | 0 | 0 | 0 | 0 | 0 | 0 | 0 | 0 | 0 | 0 | 0 | 0 | 0 | 0 | 0 | 0 | 0 | 0 | 0 | 0 | 0 | 0
F9_Industrial_Instruments_New_Space Heating_Natural Gas_Gas Boiler - Hot Water Reset_A_Technical Potential | F9 | Industrial | Instruments | New | Space Heating | Natural Gas | Gas Boiler - Hot Water Reset | A | Incremental Winter Peak Savings (MW) | Technical Potential | 0 | 0 | 0 | 0 | 0 | 0 | 0 | 0 | 0 | 0 | 0 | 0 | 0 | 0 | 0 | 0 | 0 | 0 | 0 | 0 | 0 | 0
F10_Industrial_Instruments_New_Space Heating_Natural Gas_Gas Boiler - Hot Water Reset_A_Technical Potential | F10 | Industrial | Instruments | New | Space Heating | Natural Gas | Gas Boiler - Hot Water Reset | A | Cumulative Energy Savings (MWh or mTherms) | Technical Potential | 0 | 0 | 0.002026 | 0.0063674 | 0.013943 | 0.025681 | 0.041093 | 0.061856 | 0.087606 | 0.11733 | 0.14774 | 0.17625 | 0.20012 | 0.21731 | 0.22784 | 0.23323 | 0.23564 | 0.23658 | 0.23658 | 0.23658 | 0.23658 | 0.23658
F11_Industrial_Instruments_New_Space Heating_Natural Gas_Gas Boiler - Hot Water Reset_A_Technical Potential | F11 | Industrial | Instruments | New | Space Heating | Natural Gas | Gas Boiler - Hot Water Reset | A | Cumulative Summer Peak Savings (MW) | Technical Potential | 0 | 0 | 0 | 0 | 0 | 0 | 0 | 0 | 0 | 0 | 0 | 0 | 0 | 0 | 0 | 0 | 0 | 0 | 0 | 0 | 0 | 0
F12_Industrial_Instruments_New_Space Heating_Natural Gas_Gas Boiler - Hot Water Reset_A_Technical Potential | F12 | Industrial | Instruments | New | Space Heating | Natural Gas | Gas Boiler - Hot Water Reset | A | Cumulative Winter Peak Savings (MW) | Technical Potential | 0 | 0 | 0 | 0 | 0 | 0 | 0 | 0 | 0 | 0 | 0 | 0 | 0 | 0 | 0 | 0 | 0 | 0 | 0 | 0 | 0 | 0
F13_Industrial_Instruments_New_Space Heating_Natural Gas_Gas Boiler - Hot Water Reset_A_Technical Potential | F13 | Industrial | Instruments | New | Space Heating | Natural Gas | Gas Boiler - Hot Water Reset | A | Purchases (Incremental) | Technical Potential | 0 | 0 | 0.1412 | 0.30257 | 0.52797 | 0.81808 | 1.0741 | 1.447 | 1.7947 | 2.0715 | 2.1193 | 1.9869 | 1.6637 | 1.198 | 0.73376 | 0.37563 | 0.16836 | 0.065221 | 0.1412 | 0.30257 | 0.52797 | 0.81808
F14_Industrial_Instruments_New_Space Heating_Natural Gas_Gas Boiler - Hot Water Reset_A_Technical Potential | F14 | Industrial | Instruments | New | Space Heating | Natural Gas | Gas Boiler - Hot Water Reset | A | Purchases (Cumulative) | Technical Potential | 0 | 0 | 0.1412 | 0.44377 | 0.97174 | 1.7898 | 2.8639 | 4.311 | 6.1056 | 8.1771 | 10.2963 | 12.2833 | 13.947 | 15.1449 | 15.8787 | 16.2543 | 16.4227 | 16.4879 | 16.4879 | 16.4879 | 16.4879 | 16.4879
F1_Industrial_Instruments_New_Process_Natural Gas_Gas Boiler - Hot Water Reset_A_Technical Potential | F1 | Industrial | Instruments | New | Process | Natural Gas | Gas Boiler - Hot Water Reset | A | Original Unit Energy Savings (kWh or therms) | Technical Potential | 0 | 0 | 4.6909 | 4.6909 | 4.6909 | 4.6909 | 4.6909 | 4.6909 | 4.6909 | 4.6909 | 4.6909 | 4.6909 | 4.6909 | 4.6909 | 4.6909 | 4.6909 | 4.6909 | 4.6909 | 4.6909 | 4.6909 | 4.6909 | 4.6909
F2_Industrial_Instruments_New_Process_Natural Gas_Gas Boiler - Hot Water Reset_A_Technical Potential | F2 | Industrial | Instruments | New | Process | Natural Gas | Gas Boiler - Hot Water Reset | A | Original Unit Summer Peak Savings (kW) | Technical Potential | 0 | 0 | 0 | 0 | 0 | 0 | 0 | 0 | 0 | 0 | 0 | 0 | 0 | 0 | 0 | 0 | 0 | 0 | 0 | 0 | 0 | 0
F3_Industrial_Instruments_New_Process_Natural Gas_Gas Boiler - Hot Water Reset_A_Technical Potential | F3 | Industrial | Instruments | New | Process | Natural Gas | Gas Boiler - Hot Water Reset | A | Original Unit Winter Peak Savings (kW) | Technical Potential | 0 | 0 | 0 | 0 | 0 | 0 | 0 | 0 | 0 | 0 | 0 | 0 | 0 | 0 | 0 | 0 | 0 | 0 | 0 | 0 | 0 | 0
F4_Industrial_Instruments_New_Process_Natural Gas_Gas Boiler - Hot Water Reset_A_Technical Potential | F4 | Industrial | Instruments | New | Process | Natural Gas | Gas Boiler - Hot Water Reset | A | Standalone Impact on Baseline Energy (%) | Technical Potential | 0% | 0% | 0.0319% | 0.05745% | 0.08822% | 0.1217% | 0.1692% | 0.221% | 0.2769% | 0.3282% | 0.3807% | 0.4164% | 0.4369% | 0.4361% | 0.4335% | 0.4173% | 0.398% | 0.3751% | 0.3605% | 0.344% | 0.3293% | 0.3159%
F5_Industrial_Instruments_New_Process_Natural Gas_Gas Boiler - Hot Water Reset_A_Technical Potential | F5 | Industrial | Instruments | New | Process | Natural Gas | Gas Boiler - Hot Water Reset | A | Standalone Impact on Baseline Summer Peak (%) | Technical Potential | bar: 2019 to 2040
F6_Industrial_Instruments_New_Process_Natural Gas_Gas Boiler - Hot Water Reset_A_Technical Potential | F6 | Industrial | Instruments | New | Process | Natural Gas | Gas Boiler - Hot Water Reset | A | Standalone Impact on Baseline Winter Peak (%) | Technical Potential | bar: 2019 to 2040
F7_Industrial_Instruments_New_Process_Natural Gas_Gas Boiler - Hot Water Reset_A_Technical Potential | F7 | Industrial | Instruments | New | Process | Natural Gas | Gas Boiler - Hot Water Reset | A | Incremental Energy Savings (MWh or mTherms) | Technical Potential | 0 | 0 | 0.020093 | 0.043055 | 0.075129 | 0.11641 | 0.15284 | 0.20591 | 0.25538 | 0.29477 | 0.30157 | 0.28274 | 0.23675 | 0.17047 | 0.10441 | 0.053451 | 0.023958 | 0.0092808 | 0.020093 | 0.043055 | 0.075129 | 0.11641
F8_Industrial_Instruments_New_Process_Natural Gas_Gas Boiler - Hot Water Reset_A_Technical Potential | F8 | Industrial | Instruments | New | Process | Natural Gas | Gas Boiler - Hot Water Reset | A | Incremental Summer Peak Savings (MW) | Technical Potential | 0 | 0 | 0 | 0 | 0 | 0 | 0 | 0 | 0 | 0 | 0 | 0 | 0 | 0 | 0 | 0 | 0 | 0 | 0 | 0 | 0 | 0
F9_Industrial_Instruments_New_Process_Natural Gas_Gas Boiler - Hot Water Reset_A_Technical Potential | F9 | Industrial | Instruments | New | Process | Natural Gas | Gas Boiler - Hot Water Reset | A | Incremental Winter Peak Savings (MW) | Technical Potential | 0 | 0 | 0 | 0 | 0 | 0 | 0 | 0 | 0 | 0 | 0 | 0 | 0 | 0 | 0 | 0 | 0 | 0 | 0 | 0 | 0 | 0
F10_Industrial_Instruments_New_Process_Natural Gas_Gas Boiler - Hot Water Reset_A_Technical Potential | F10 | Industrial | Instruments | New | Process | Natural Gas | Gas Boiler - Hot Water Reset | A | Cumulative Energy Savings (MWh or mTherms) | Technical Potential | 0 | 0 | 0.020093 | 0.063148 | 0.13828 | 0.25469 | 0.40753 | 0.61344 | 0.86882 | 1.1636 | 1.4652 | 1.7479 | 1.9846 | 2.1551 | 2.2595 | 2.313 | 2.3369 | 2.3462 | 2.3462 | 2.3462 | 2.3462 | 2.3462
F11_Industrial_Instruments_New_Process_Natural Gas_Gas Boiler - Hot Water Reset_A_Technical Potential | F11 | Industrial | Instruments | New | Process | Natural Gas | Gas Boiler - Hot Water Reset | A | Cumulative Summer Peak Savings (MW) | Technical Potential | 0 | 0 | 0 | 0 | 0 | 0 | 0 | 0 | 0 | 0 | 0 | 0 | 0 | 0 | 0 | 0 | 0 | 0 | 0 | 0 | 0 | 0
F12_Industrial_Instruments_New_Process_Natural Gas_Gas Boiler - Hot Water Reset_A_Technical Potential | F12 | Industrial | Instruments | New | Process | Natural Gas | Gas Boiler - Hot Water Reset | A | Cumulative Winter Peak Savings (MW) | Technical Potential | 0 | 0 | 0 | 0 | 0 | 0 | 0 | 0 | 0 | 0 | 0 | 0 | 0 | 0 | 0 | 0 | 0 | 0 | 0 | 0 | 0 | 0
F13_Industrial_Instruments_New_Process_Natural Gas_Gas Boiler - Hot Water Reset_A_Technical Potential | F13 | Industrial | Instruments | New | Process | Natural Gas | Gas Boiler - Hot Water Reset | A | Purchases (Incremental) | Technical Potential | 0 | 0 | 4.2833 | 9.1784 | 16.0157 | 24.8164 | 32.5822 | 43.8958 | 54.4404 | 62.838 | 64.2872 | 60.2726 | 50.4688 | 36.3397 | 22.2584 | 11.3946 | 5.1073 | 1.9785 | 4.2833 | 9.1784 | 16.0157 | 24.8164
F14_Industrial_Instruments_New_Process_Natural Gas_Gas Boiler - Hot Water Reset_A_Technical Potential | F14 | Industrial | Instruments | New | Process | Natural Gas | Gas Boiler - Hot Water Reset | A | Purchases (Cumulative) | Technical Potential | 0 | 0 | 4.2833 | 13.4617 | 29.4774 | 54.2938 | 86.876 | 130.7718 | 185.2122 | 248.0502 | 312.3374 | 372.6101 | 423.0789 | 459.4185 | 481.677 | 493.0716 | 498.1788 | 500.1573 | 500.1573 | 500.1573 | 500.1573 | 500.1573
F1_Industrial_Instruments_New_Space Heating_Natural Gas_Steam Trap Maintenance_A_Technical Potential | F1 | Industrial | Instruments | New | Space Heating | Natural Gas | Steam Trap Maintenance | A | Original Unit Energy Savings (kWh or therms) | Technical Potential | 0 | 0 | 5.069 | 5.069 | 5.069 | 5.069 | 5.069 | 5.069 | 5.069 | 5.069 | 5.069 | 5.069 | 5.069 | 5.069 | 5.069 | 5.069 | 5.069 | 5.069 | 5.069 | 5.069 | 5.069 | 5.069
F2_Industrial_Instruments_New_Space Heating_Natural Gas_Steam Trap Maintenance_A_Technical Potential | F2 | Industrial | Instruments | New | Space Heating | Natural Gas | Steam Trap Maintenance | A | Original Unit Summer Peak Savings (kW) | Technical Potential | 0 | 0 | 0 | 0 | 0 | 0 | 0 | 0 | 0 | 0 | 0 | 0 | 0 | 0 | 0 | 0 | 0 | 0 | 0 | 0 | 0 | 0
F3_Industrial_Instruments_New_Space Heating_Natural Gas_Steam Trap Maintenance_A_Technical Potential | F3 | Industrial | Instruments | New | Space Heating | Natural Gas | Steam Trap Maintenance | A | Original Unit Winter Peak Savings (kW) | Technical Potential | 0 | 0 | 0 | 0 | 0 | 0 | 0 | 0 | 0 | 0 | 0 | 0 | 0 | 0 | 0 | 0 | 0 | 0 | 0 | 0 | 0 | 0
F4_Industrial_Instruments_New_Space Heating_Natural Gas_Steam Trap Maintenance_A_Technical Potential | F4 | Industrial | Instruments | New | Space Heating | Natural Gas | Steam Trap Maintenance | A | Standalone Impact on Baseline Energy (%) | Technical Potential | bar: 2019 to 2040
F5_Industrial_Instruments_New_Space Heating_Natural Gas_Steam Trap Maintenance_A_Technical Potential | F5 | Industrial | Instruments | New | Space Heating | Natural Gas | Steam Trap Maintenance | A | Standalone Impact on Baseline Summer Peak (%) | Technical Potential | bar: 2019 to 2040
F6_Industrial_Instruments_New_Space Heating_Natural Gas_Steam Trap Maintenance_A_Technical Potential | F6 | Industrial | Instruments | New | Space Heating | Natural Gas | Steam Trap Maintenance | A | Standalone Impact on Baseline Winter Peak (%) | Technical Potential | bar: 2019 to 2040
F7_Industrial_Instruments_New_Space Heating_Natural Gas_Steam Trap Maintenance_A_Technical Potential | F7 | Industrial | Instruments | New | Space Heating | Natural Gas | Steam Trap Maintenance | A | Incremental Energy Savings (MWh or mTherms) | Technical Potential | 0 | 0 | 0 | 0 | 0 | 0 | 0 | 0 | 0 | 0 | 0 | 0 | 0 | 0 | 0 | 0 | 0 | 0 | 0 | 0 | 0 | 0
F8_Industrial_Instruments_New_Space Heating_Natural Gas_Steam Trap Maintenance_A_Technical Potential | F8 | Industrial | Instruments | New | Space Heating | Natural Gas | Steam Trap Maintenance | A | Incremental Summer Peak Savings (MW) | Technical Potential | 0 | 0 | 0 | 0 | 0 | 0 | 0 | 0 | 0 | 0 | 0 | 0 | 0 | 0 | 0 | 0 | 0 | 0 | 0 | 0 | 0 | 0
F9_Industrial_Instruments_New_Space Heating_Natural Gas_Steam Trap Maintenance_A_Technical Potential | F9 | Industrial | Instruments | New | Space Heating | Natural Gas | Steam Trap Maintenance | A | Incremental Winter Peak Savings (MW) | Technical Potential | 0 | 0 | 0 | 0 | 0 | 0 | 0 | 0 | 0 | 0 | 0 | 0 | 0 | 0 | 0 | 0 | 0 | 0 | 0 | 0 | 0 | 0
F10_Industrial_Instruments_New_Space Heating_Natural Gas_Steam Trap Maintenance_A_Technical Potential | F10 | Industrial | Instruments | New | Space Heating | Natural Gas | Steam Trap Maintenance | A | Cumulative Energy Savings (MWh or mTherms) | Technical Potential | 0 | 0 | 0 | 0 | 0 | 0 | 0 | 0 | 0 | 0 | 0 | 0 | 0 | 0 | 0 | 0 | 0 | 0 | 0 | 0 | 0 | 0
F11_Industrial_Instruments_New_Space Heating_Natural Gas_Steam Trap Maintenance_A_Technical Potential | F11 | Industrial | Instruments | New | Space Heating | Natural Gas | Steam Trap Maintenance | A | Cumulative Summer Peak Savings (MW) | Technical Potential | 0 | 0 | 0 | 0 | 0 | 0 | 0 | 0 | 0 | 0 | 0 | 0 | 0 | 0 | 0 | 0 | 0 | 0 | 0 | 0 | 0 | 0
F12_Industrial_Instruments_New_Space Heating_Natural Gas_Steam Trap Maintenance_A_Technical Potential | F12 | Industrial | Instruments | New | Space Heating | Natural Gas | Steam Trap Maintenance | A | Cumulative Winter Peak Savings (MW) | Technical Potential | 0 | 0 | 0 | 0 | 0 | 0 | 0 | 0 | 0 | 0 | 0 | 0 | 0 | 0 | 0 | 0 | 0 | 0 | 0 | 0 | 0 | 0
F13_Industrial_Instruments_New_Space Heating_Natural Gas_Steam Trap Maintenance_A_Technical Potential | F13 | Industrial | Instruments | New | Space Heating | Natural Gas | Steam Trap Maintenance | A | Purchases (Incremental) | Technical Potential | 0 | 0 | 0 | 0 | 0 | 0 | 0 | 0 | 0 | 0 | 0 | 0 | 0 | 0 | 0 | 0 | 0 | 0 | 0 | 0 | 0 | 0
F14_Industrial_Instruments_New_Space Heating_Natural Gas_Steam Trap Maintenance_A_Technical Potential | F14 | Industrial | Instruments | New | Space Heating | Natural Gas | Steam Trap Maintenance | A | Purchases (Cumulative) | Technical Potential | 0 | 0 | 0 | 0 | 0 | 0 | 0 | 0 | 0 | 0 | 0 | 0 | 0 | 0 | 0 | 0 | 0 | 0 | 0 | 0 | 0 | 0
F1_Industrial_Instruments_New_Process_Natural Gas_Steam Trap Maintenance_A_Technical Potential | F1 | Industrial | Instruments | New | Process | Natural Gas | Steam Trap Maintenance | A | Original Unit Energy Savings (kWh or therms) | Technical Potential | 0 | 0 | 3.3144 | 3.3144 | 3.3144 | 3.3144 | 3.3144 | 3.3144 | 3.3144 | 3.3144 | 3.3144 | 3.3144 | 3.3144 | 3.3144 | 3.3144 | 3.3144 | 3.3144 | 3.3144 | 3.3144 | 3.3144 | 3.3144 | 3.3144
F2_Industrial_Instruments_New_Process_Natural Gas_Steam Trap Maintenance_A_Technical Potential | F2 | Industrial | Instruments | New | Process | Natural Gas | Steam Trap Maintenance | A | Original Unit Summer Peak Savings (kW) | Technical Potential | 0 | 0 | 0 | 0 | 0 | 0 | 0 | 0 | 0 | 0 | 0 | 0 | 0 | 0 | 0 | 0 | 0 | 0 | 0 | 0 | 0 | 0
F3_Industrial_Instruments_New_Process_Natural Gas_Steam Trap Maintenance_A_Technical Potential | F3 | Industrial | Instruments | New | Process | Natural Gas | Steam Trap Maintenance | A | Original Unit Winter Peak Savings (kW) | Technical Potential | 0 | 0 | 0 | 0 | 0 | 0 | 0 | 0 | 0 | 0 | 0 | 0 | 0 | 0 | 0 | 0 | 0 | 0 | 0 | 0 | 0 | 0
F4_Industrial_Instruments_New_Process_Natural Gas_Steam Trap Maintenance_A_Technical Potential | F4 | Industrial | Instruments | New | Process | Natural Gas | Steam Trap Maintenance | A | Standalone Impact on Baseline Energy (%) | Technical Potential | bar: 2019 to 2040
F5_Industrial_Instruments_New_Process_Natural Gas_Steam Trap Maintenance_A_Technical Potential | F5 | Industrial | Instruments | New | Process | Natural Gas | Steam Trap Maintenance | A | Standalone Impact on Baseline Summer Peak (%) | Technical Potential | bar: 2019 to 2040
F6_Industrial_Instruments_New_Process_Natural Gas_Steam Trap Maintenance_A_Technical Potential | F6 | Industrial | Instruments | New | Process | Natural Gas | Steam Trap Maintenance | A | Standalone Impact on Baseline Winter Peak (%) | Technical Potential | bar: 2019 to 2040
F7_Industrial_Instruments_New_Process_Natural Gas_Steam Trap Maintenance_A_Technical Potential | F7 | Industrial | Instruments | New | Process | Natural Gas | Steam Trap Maintenance | A | Incremental Energy Savings (MWh or mTherms) | Technical Potential | 0 | 0 | 0 | 0 | 0 | 0 | 0 | 0 | 0 | 0 | 0 | 0 | 0 | 0 | 0 | 0 | 0 | 0 | 0 | 0 | 0 | 0
F8_Industrial_Instruments_New_Process_Natural Gas_Steam Trap Maintenance_A_Technical Potential | F8 | Industrial | Instruments | New | Process | Natural Gas | Steam Trap Maintenance | A | Incremental Summer Peak Savings (MW) | Technical Potential | 0 | 0 | 0 | 0 | 0 | 0 | 0 | 0 | 0 | 0 | 0 | 0 | 0 | 0 | 0 | 0 | 0 | 0 | 0 | 0 | 0 | 0
F9_Industrial_Instruments_New_Process_Natural Gas_Steam Trap Maintenance_A_Technical Potential | F9 | Industrial | Instruments | New | Process | Natural Gas | Steam Trap Maintenance | A | Incremental Winter Peak Savings (MW) | Technical Potential | 0 | 0 | 0 | 0 | 0 | 0 | 0 | 0 | 0 | 0 | 0 | 0 | 0 | 0 | 0 | 0 | 0 | 0 | 0 | 0 | 0 | 0
F10_Industrial_Instruments_New_Process_Natural Gas_Steam Trap Maintenance_A_Technical Potential | F10 | Industrial | Instruments | New | Process | Natural Gas | Steam Trap Maintenance | A | Cumulative Energy Savings (MWh or mTherms) | Technical Potential | 0 | 0 | 0 | 0 | 0 | 0 | 0 | 0 | 0 | 0 | 0 | 0 | 0 | 0 | 0 | 0 | 0 | 0 | 0 | 0 | 0 | 0
F11_Industrial_Instruments_New_Process_Natural Gas_Steam Trap Maintenance_A_Technical Potential | F11 | Industrial | Instruments | New | Process | Natural Gas | Steam Trap Maintenance | A | Cumulative Summer Peak Savings (MW) | Technical Potential | 0 | 0 | 0 | 0 | 0 | 0 | 0 | 0 | 0 | 0 | 0 | 0 | 0 | 0 | 0 | 0 | 0 | 0 | 0 | 0 | 0 | 0
F12_Industrial_Instruments_New_Process_Natural Gas_Steam Trap Maintenance_A_Technical Potential | F12 | Industrial | Instruments | New | Process | Natural Gas | Steam Trap Maintenance | A | Cumulative Winter Peak Savings (MW) | Technical Potential | 0 | 0 | 0 | 0 | 0 | 0 | 0 | 0 | 0 | 0 | 0 | 0 | 0 | 0 | 0 | 0 | 0 | 0 | 0 | 0 | 0 | 0
F13_Industrial_Instruments_New_Process_Natural Gas_Steam Trap Maintenance_A_Technical Potential | F13 | Industrial | Instruments | New | Process | Natural Gas | Steam Trap Maintenance | A | Purchases (Incremental) | Technical Potential | 0 | 0 | 0 | 0 | 0 | 0 | 0 | 0 | 0 | 0 | 0 | 0 | 0 | 0 | 0 | 0 | 0 | 0 | 0 | 0 | 0 | 0
F14_Industrial_Instruments_New_Process_Natural Gas_Steam Trap Maintenance_A_Technical Potential | F14 | Industrial | Instruments | New | Process | Natural Gas | Steam Trap Maintenance | A | Purchases (Cumulative) | Technical Potential | 0 | 0 | 0 | 0 | 0 | 0 | 0 | 0 | 0 | 0 | 0 | 0 | 0 | 0 | 0 | 0 | 0 | 0 | 0 | 0 | 0 | 0
F1_Industrial_Instruments_New_Space Heating_Natural Gas_Gas Boiler - High Turndown_A_Technical Potential | F1 | Industrial | Instruments | New | Space Heating | Natural Gas | Gas Boiler - High Turndown | A | Original Unit Energy Savings (kWh or therms) | Technical Potential | 0 | 0 | 5.3807 | 5.3807 | 5.3807 | 5.3807 | 5.3807 | 5.3807 | 5.3807 | 5.3807 | 5.3807 | 5.3807 | 5.3807 | 5.3807 | 5.3807 | 5.3807 | 5.3807 | 5.3807 | 5.3807 | 5.3807 | 5.3807 | 5.3807
F2_Industrial_Instruments_New_Space Heating_Natural Gas_Gas Boiler - High Turndown_A_Technical Potential | F2 | Industrial | Instruments | New | Space Heating | Natural Gas | Gas Boiler - High Turndown | A | Original Unit Summer Peak Savings (kW) | Technical Potential | 0 | 0 | 0 | 0 | 0 | 0 | 0 | 0 | 0 | 0 | 0 | 0 | 0 | 0 | 0 | 0 | 0 | 0 | 0 | 0 | 0 | 0
F3_Industrial_Instruments_New_Space Heating_Natural Gas_Gas Boiler - High Turndown_A_Technical Potential | F3 | Industrial | Instruments | New | Space Heating | Natural Gas | Gas Boiler - High Turndown | A | Original Unit Winter Peak Savings (kW) | Technical Potential | 0 | 0 | 0 | 0 | 0 | 0 | 0 | 0 | 0 | 0 | 0 | 0 | 0 | 0 | 0 | 0 | 0 | 0 | 0 | 0 | 0 | 0
F4_Industrial_Instruments_New_Space Heating_Natural Gas_Gas Boiler - High Turndown_A_Technical Potential | F4 | Industrial | Instruments | New | Space Heating | Natural Gas | Gas Boiler - High Turndown | A | Standalone Impact on Baseline Energy (%) | Technical Potential | 0% | 0% | 0.005003% | 0.00787% | 0.01052% | 0.01289% | 0.0162% | 0.01856% | 0.02002% | 0.0206% | 0.02128% | 0.02136% | 0.02121% | 0.02068% | 0.02055% | 0.02008% | 0.01956% | 0.01836% | 0.01764% | 0.01684% | 0.01612% | 0.01546%
F5_Industrial_Instruments_New_Space Heating_Natural Gas_Gas Boiler - High Turndown_A_Technical Potential | F5 | Industrial | Instruments | New | Space Heating | Natural Gas | Gas Boiler - High Turndown | A | Standalone Impact on Baseline Summer Peak (%) | Technical Potential | bar: 2019 to 2040
F6_Industrial_Instruments_New_Space Heating_Natural Gas_Gas Boiler - High Turndown_A_Technical Potential | F6 | Industrial | Instruments | New | Space Heating | Natural Gas | Gas Boiler - High Turndown | A | Standalone Impact on Baseline Winter Peak (%) | Technical Potential | bar: 2019 to 2040
F7_Industrial_Instruments_New_Space Heating_Natural Gas_Gas Boiler - High Turndown_A_Technical Potential | F7 | Industrial | Instruments | New | Space Heating | Natural Gas | Gas Boiler - High Turndown | A | Incremental Energy Savings (MWh or mTherms) | Technical Potential | 0 | 0 | 0.0011595 | 0.0020236 | 0.0028855 | 0.0038516 | 0.0044334 | 0.004598 | 0.0041585 | 0.0037589 | 0.0032646 | 0.0028486 | 0.0024659 | 0.0021462 | 0.0018112 | 0.0015406 | 0.0013057 | 0.0011595 | 0.0020236 | 0.0028855 | 0.0038516 | 0.0044334
F8_Industrial_Instruments_New_Space Heating_Natural Gas_Gas Boiler - High Turndown_A_Technical Potential | F8 | Industrial | Instruments | New | Space Heating | Natural Gas | Gas Boiler - High Turndown | A | Incremental Summer Peak Savings (MW) | Technical Potential | 0 | 0 | 0 | 0 | 0 | 0 | 0 | 0 | 0 | 0 | 0 | 0 | 0 | 0 | 0 | 0 | 0 | 0 | 0 | 0 | 0 | 0
F9_Industrial_Instruments_New_Space Heating_Natural Gas_Gas Boiler - High Turndown_A_Technical Potential | F9 | Industrial | Instruments | New | Space Heating | Natural Gas | Gas Boiler - High Turndown | A | Incremental Winter Peak Savings (MW) | Technical Potential | 0 | 0 | 0 | 0 | 0 | 0 | 0 | 0 | 0 | 0 | 0 | 0 | 0 | 0 | 0 | 0 | 0 | 0 | 0 | 0 | 0 | 0
F10_Industrial_Instruments_New_Space Heating_Natural Gas_Gas Boiler - High Turndown_A_Technical Potential | F10 | Industrial | Instruments | New | Space Heating | Natural Gas | Gas Boiler - High Turndown | A | Cumulative Energy Savings (MWh or mTherms) | Technical Potential | 0 | 0 | 0.0011595 | 0.0031831 | 0.0060686 | 0.0099202 | 0.014354 | 0.018952 | 0.02311 | 0.026869 | 0.030134 | 0.032982 | 0.035448 | 0.037594 | 0.039406 | 0.040946 | 0.042252 | 0.042252 | 0.042252 | 0.042252 | 0.042252 | 0.042252
F11_Industrial_Instruments_New_Space Heating_Natural Gas_Gas Boiler - High Turndown_A_Technical Potential | F11 | Industrial | Instruments | New | Space Heating | Natural Gas | Gas Boiler - High Turndown | A | Cumulative Summer Peak Savings (MW) | Technical Potential | 0 | 0 | 0 | 0 | 0 | 0 | 0 | 0 | 0 | 0 | 0 | 0 | 0 | 0 | 0 | 0 | 0 | 0 | 0 | 0 | 0 | 0
F12_Industrial_Instruments_New_Space Heating_Natural Gas_Gas Boiler - High Turndown_A_Technical Potential | F12 | Industrial | Instruments | New | Space Heating | Natural Gas | Gas Boiler - High Turndown | A | Cumulative Winter Peak Savings (MW) | Technical Potential | 0 | 0 | 0 | 0 | 0 | 0 | 0 | 0 | 0 | 0 | 0 | 0 | 0 | 0 | 0 | 0 | 0 | 0 | 0 | 0 | 0 | 0
F13_Industrial_Instruments_New_Space Heating_Natural Gas_Gas Boiler - High Turndown_A_Technical Potential | F13 | Industrial | Instruments | New | Space Heating | Natural Gas | Gas Boiler - High Turndown | A | Purchases (Incremental) | Technical Potential | 0 | 0 | 0.2155 | 0.37608 | 0.53627 | 0.71582 | 0.82395 | 0.85453 | 0.77286 | 0.6986 | 0.60673 | 0.52941 | 0.45828 | 0.39888 | 0.33661 | 0.28632 | 0.24266 | 0.2155 | 0.37608 | 0.53627 | 0.71582 | 0.82395
F14_Industrial_Instruments_New_Space Heating_Natural Gas_Gas Boiler - High Turndown_A_Technical Potential | F14 | Industrial | Instruments | New | Space Heating | Natural Gas | Gas Boiler - High Turndown | A | Purchases (Cumulative) | Technical Potential | 0 | 0 | 0.2155 | 0.59158 | 1.1278 | 1.8437 | 2.6676 | 3.5222 | 4.295 | 4.9936 | 5.6003 | 6.1297 | 6.588 | 6.9869 | 7.3235 | 7.6098 | 7.8525 | 7.8525 | 7.8525 | 7.8525 | 7.8525 | 7.8525
F1_Industrial_Instruments_New_Process_Natural Gas_Gas Boiler - High Turndown_A_Technical Potential | F1 | Industrial | Instruments | New | Process | Natural Gas | Gas Boiler - High Turndown | A | Original Unit Energy Savings (kWh or therms) | Technical Potential | 0 | 0 | 3.5182 | 3.5182 | 3.5182 | 3.5182 | 3.5182 | 3.5182 | 3.5182 | 3.5182 | 3.5182 | 3.5182 | 3.5182 | 3.5182 | 3.5182 | 3.5182 | 3.5182 | 3.5182 | 3.5182 | 3.5182 | 3.5182 | 3.5182
F2_Industrial_Instruments_New_Process_Natural Gas_Gas Boiler - High Turndown_A_Technical Potential | F2 | Industrial | Instruments | New | Process | Natural Gas | Gas Boiler - High Turndown | A | Original Unit Summer Peak Savings (kW) | Technical Potential | 0 | 0 | 0 | 0 | 0 | 0 | 0 | 0 | 0 | 0 | 0 | 0 | 0 | 0 | 0 | 0 | 0 | 0 | 0 | 0 | 0 | 0
F3_Industrial_Instruments_New_Process_Natural Gas_Gas Boiler - High Turndown_A_Technical Potential | F3 | Industrial | Instruments | New | Process | Natural Gas | Gas Boiler - High Turndown | A | Original Unit Winter Peak Savings (kW) | Technical Potential | 0 | 0 | 0 | 0 | 0 | 0 | 0 | 0 | 0 | 0 | 0 | 0 | 0 | 0 | 0 | 0 | 0 | 0 | 0 | 0 | 0 | 0
F4_Industrial_Instruments_New_Process_Natural Gas_Gas Boiler - High Turndown_A_Technical Potential | F4 | Industrial | Instruments | New | Process | Natural Gas | Gas Boiler - High Turndown | A | Standalone Impact on Baseline Energy (%) | Technical Potential | 0% | 0% | 0.03651% | 0.05744% | 0.07679% | 0.09404% | 0.1182% | 0.1354% | 0.1461% | 0.1503% | 0.1553% | 0.1558% | 0.1548% | 0.1509% | 0.1499% | 0.1465% | 0.1427% | 0.134% | 0.1288% | 0.1229% | 0.1176% | 0.1128%
F5_Industrial_Instruments_New_Process_Natural Gas_Gas Boiler - High Turndown_A_Technical Potential | F5 | Industrial | Instruments | New | Process | Natural Gas | Gas Boiler - High Turndown | A | Standalone Impact on Baseline Summer Peak (%) | Technical Potential | bar: 2019 to 2040
F6_Industrial_Instruments_New_Process_Natural Gas_Gas Boiler - High Turndown_A_Technical Potential | F6 | Industrial | Instruments | New | Process | Natural Gas | Gas Boiler - High Turndown | A | Standalone Impact on Baseline Winter Peak (%) | Technical Potential | bar: 2019 to 2040
F7_Industrial_Instruments_New_Process_Natural Gas_Gas Boiler - High Turndown_A_Technical Potential | F7 | Industrial | Instruments | New | Process | Natural Gas | Gas Boiler - High Turndown | A | Incremental Energy Savings (MWh or mTherms) | Technical Potential | 0 | 0 | 0.022999 | 0.040137 | 0.057233 | 0.076395 | 0.087936 | 0.091199 | 0.082483 | 0.074557 | 0.064752 | 0.0565 | 0.048909 | 0.04257 | 0.035925 | 0.030557 | 0.025898 | 0.022999 | 0.040137 | 0.057233 | 0.076395 | 0.087936
F8_Industrial_Instruments_New_Process_Natural Gas_Gas Boiler - High Turndown_A_Technical Potential | F8 | Industrial | Instruments | New | Process | Natural Gas | Gas Boiler - High Turndown | A | Incremental Summer Peak Savings (MW) | Technical Potential | 0 | 0 | 0 | 0 | 0 | 0 | 0 | 0 | 0 | 0 | 0 | 0 | 0 | 0 | 0 | 0 | 0 | 0 | 0 | 0 | 0 | 0
F9_Industrial_Instruments_New_Process_Natural Gas_Gas Boiler - High Turndown_A_Technical Potential | F9 | Industrial | Instruments | New | Process | Natural Gas | Gas Boiler - High Turndown | A | Incremental Winter Peak Savings (MW) | Technical Potential | 0 | 0 | 0 | 0 | 0 | 0 | 0 | 0 | 0 | 0 | 0 | 0 | 0 | 0 | 0 | 0 | 0 | 0 | 0 | 0 | 0 | 0
F10_Industrial_Instruments_New_Process_Natural Gas_Gas Boiler - High Turndown_A_Technical Potential | F10 | Industrial | Instruments | New | Process | Natural Gas | Gas Boiler - High Turndown | A | Cumulative Energy Savings (MWh or mTherms) | Technical Potential | 0 | 0 | 0.022999 | 0.063135 | 0.12037 | 0.19676 | 0.2847 | 0.3759 | 0.45838 | 0.53294 | 0.59769 | 0.65419 | 0.7031 | 0.74567 | 0.78159 | 0.81215 | 0.83805 | 0.83805 | 0.83805 | 0.83805 | 0.83805 | 0.83805
F11_Industrial_Instruments_New_Process_Natural Gas_Gas Boiler - High Turndown_A_Technical Potential | F11 | Industrial | Instruments | New | Process | Natural Gas | Gas Boiler - High Turndown | A | Cumulative Summer Peak Savings (MW) | Technical Potential | 0 | 0 | 0 | 0 | 0 | 0 | 0 | 0 | 0 | 0 | 0 | 0 | 0 | 0 | 0 | 0 | 0 | 0 | 0 | 0 | 0 | 0
F12_Industrial_Instruments_New_Process_Natural Gas_Gas Boiler - High Turndown_A_Technical Potential | F12 | Industrial | Instruments | New | Process | Natural Gas | Gas Boiler - High Turndown | A | Cumulative Winter Peak Savings (MW) | Technical Potential | 0 | 0 | 0 | 0 | 0 | 0 | 0 | 0 | 0 | 0 | 0 | 0 | 0 | 0 | 0 | 0 | 0 | 0 | 0 | 0 | 0 | 0
F13_Industrial_Instruments_New_Process_Natural Gas_Gas Boiler - High Turndown_A_Technical Potential | F13 | Industrial | Instruments | New | Process | Natural Gas | Gas Boiler - High Turndown | A | Purchases (Incremental) | Technical Potential | 0 | 0 | 6.537 | 11.4083 | 16.2677 | 21.7143 | 24.9944 | 25.922 | 23.4447 | 21.1918 | 18.4049 | 16.0594 | 13.9018 | 12.0998 | 10.2111 | 8.6853 | 7.3612 | 6.537 | 11.4083 | 16.2677 | 21.7143 | 24.9944
F14_Industrial_Instruments_New_Process_Natural Gas_Gas Boiler - High Turndown_A_Technical Potential | F14 | Industrial | Instruments | New | Process | Natural Gas | Gas Boiler - High Turndown | A | Purchases (Cumulative) | Technical Potential | 0 | 0 | 6.537 | 17.9454 | 34.2131 | 55.9273 | 80.9218 | 106.8438 | 130.2885 | 151.4803 | 169.8852 | 185.9446 | 199.8464 | 211.9462 | 222.1573 | 230.8426 | 238.2038 | 238.2038 | 238.2038 | 238.2038 | 238.2038 | 238.2038
F1_Industrial_Instruments_New_Space Heating_Natural Gas_Gas Boiler - Burner Control Optimization_A_Technical Potential | F1 | Industrial | Instruments | New | Space Heating | Natural Gas | Gas Boiler - Burner Control Optimization | A | Original Unit Energy Savings (kWh or therms) | Technical Potential | 0 | 0 | 1.5604 | 1.5604 | 1.5604 | 1.5604 | 1.5604 | 1.5604 | 1.5604 | 1.5604 | 1.5604 | 1.5604 | 1.5604 | 1.5604 | 1.5604 | 1.5604 | 1.5604 | 1.5604 | 1.5604 | 1.5604 | 1.5604 | 1.5604
F2_Industrial_Instruments_New_Space Heating_Natural Gas_Gas Boiler - Burner Control Optimization_A_Technical Potential | F2 | Industrial | Instruments | New | Space Heating | Natural Gas | Gas Boiler - Burner Control Optimization | A | Original Unit Summer Peak Savings (kW) | Technical Potential | 0 | 0 | 0 | 0 | 0 | 0 | 0 | 0 | 0 | 0 | 0 | 0 | 0 | 0 | 0 | 0 | 0 | 0 | 0 | 0 | 0 | 0
F3_Industrial_Instruments_New_Space Heating_Natural Gas_Gas Boiler - Burner Control Optimization_A_Technical Potential | F3 | Industrial | Instruments | New | Space Heating | Natural Gas | Gas Boiler - Burner Control Optimization | A | Original Unit Winter Peak Savings (kW) | Technical Potential | 0 | 0 | 0 | 0 | 0 | 0 | 0 | 0 | 0 | 0 | 0 | 0 | 0 | 0 | 0 | 0 | 0 | 0 | 0 | 0 | 0 | 0
F4_Industrial_Instruments_New_Space Heating_Natural Gas_Gas Boiler - Burner Control Optimization_A_Technical Potential | F4 | Industrial | Instruments | New | Space Heating | Natural Gas | Gas Boiler - Burner Control Optimization | A | Standalone Impact on Baseline Energy (%) | Technical Potential | 0% | 0% | 0.0003914% | 0.0008395% | 0.001819% | 0.003516% | 0.006405% | 0.01025% | 0.01503% | 0.02027% | 0.02617% | 0.03149% | 0.0361% | 0.03931% | 0.04231% | 0.04371% | 0.04415% | 0.04347% | 0.04313% | 0.04201% | 0.04071% | 0.03931%
F5_Industrial_Instruments_New_Space Heating_Natural Gas_Gas Boiler - Burner Control Optimization_A_Technical Potential | F5 | Industrial | Instruments | New | Space Heating | Natural Gas | Gas Boiler - Burner Control Optimization | A | Standalone Impact on Baseline Summer Peak (%) | Technical Potential | bar: 2019 to 2040
F6_Industrial_Instruments_New_Space Heating_Natural Gas_Gas Boiler - Burner Control Optimization_A_Technical Potential | F6 | Industrial | Instruments | New | Space Heating | Natural Gas | Gas Boiler - Burner Control Optimization | A | Standalone Impact on Baseline Winter Peak (%) | Technical Potential | bar: 2019 to 2040
F7_Industrial_Instruments_New_Space Heating_Natural Gas_Gas Boiler - Burner Control Optimization_A_Technical Potential | F7 | Industrial | Instruments | New | Space Heating | Natural Gas | Gas Boiler - Burner Control Optimization | A | Incremental Energy Savings (MWh or mTherms) | Technical Potential | 0 | 0 | 9.0707e-05 | 0.00024884 | 0.00070965 | 0.0016577 | 0.0029682 | 0.0047885 | 0.00689 | 0.0090824 | 0.010618 | 0.011582 | 0.011696 | 0.011135 | 0.009673 | 0.0079991 | 0.0062443 | 0.0046564 | 0.00323 | 0.002154 | 0.0013695 | 0.00096665
F8_Industrial_Instruments_New_Space Heating_Natural Gas_Gas Boiler - Burner Control Optimization_A_Technical Potential | F8 | Industrial | Instruments | New | Space Heating | Natural Gas | Gas Boiler - Burner Control Optimization | A | Incremental Summer Peak Savings (MW) | Technical Potential | 0 | 0 | 0 | 0 | 0 | 0 | 0 | 0 | 0 | 0 | 0 | 0 | 0 | 0 | 0 | 0 | 0 | 0 | 0 | 0 | 0 | 0
F9_Industrial_Instruments_New_Space Heating_Natural Gas_Gas Boiler - Burner Control Optimization_A_Technical Potential | F9 | Industrial | Instruments | New | Space Heating | Natural Gas | Gas Boiler - Burner Control Optimization | A | Incremental Winter Peak Savings (MW) | Technical Potential | 0 | 0 | 0 | 0 | 0 | 0 | 0 | 0 | 0 | 0 | 0 | 0 | 0 | 0 | 0 | 0 | 0 | 0 | 0 | 0 | 0 | 0
F10_Industrial_Instruments_New_Space Heating_Natural Gas_Gas Boiler - Burner Control Optimization_A_Technical Potential | F10 | Industrial | Instruments | New | Space Heating | Natural Gas | Gas Boiler - Burner Control Optimization | A | Cumulative Energy Savings (MWh or mTherms) | Technical Potential | 0 | 0 | 9.0707e-05 | 0.00033954 | 0.0010492 | 0.0027069 | 0.005675 | 0.010464 | 0.017354 | 0.026436 | 0.037054 | 0.048636 | 0.060332 | 0.071467 | 0.08114 | 0.089139 | 0.095383 | 0.10004 | 0.10327 | 0.10542 | 0.1067 | 0.10742
F11_Industrial_Instruments_New_Space Heating_Natural Gas_Gas Boiler - Burner Control Optimization_A_Technical Potential | F11 | Industrial | Instruments | New | Space Heating | Natural Gas | Gas Boiler - Burner Control Optimization | A | Cumulative Summer Peak Savings (MW) | Technical Potential | 0 | 0 | 0 | 0 | 0 | 0 | 0 | 0 | 0 | 0 | 0 | 0 | 0 | 0 | 0 | 0 | 0 | 0 | 0 | 0 | 0 | 0
F12_Industrial_Instruments_New_Space Heating_Natural Gas_Gas Boiler - Burner Control Optimization_A_Technical Potential | F12 | Industrial | Instruments | New | Space Heating | Natural Gas | Gas Boiler - Burner Control Optimization | A | Cumulative Winter Peak Savings (MW) | Technical Potential | 0 | 0 | 0 | 0 | 0 | 0 | 0 | 0 | 0 | 0 | 0 | 0 | 0 | 0 | 0 | 0 | 0 | 0 | 0 | 0 | 0 | 0
F13_Industrial_Instruments_New_Space Heating_Natural Gas_Gas Boiler - Burner Control Optimization_A_Technical Potential | F13 | Industrial | Instruments | New | Space Heating | Natural Gas | Gas Boiler - Burner Control Optimization | A | Purchases (Incremental) | Technical Potential | 0 | 0 | 0.058131 | 0.15947 | 0.45479 | 1.0624 | 1.9022 | 3.0688 | 4.4155 | 5.8205 | 6.8049 | 7.4222 | 7.4958 | 7.1358 | 6.199 | 5.1263 | 4.0018 | 2.9841 | 2.07 | 1.3804 | 0.87765 | 0.61949
F14_Industrial_Instruments_New_Space Heating_Natural Gas_Gas Boiler - Burner Control Optimization_A_Technical Potential | F14 | Industrial | Instruments | New | Space Heating | Natural Gas | Gas Boiler - Burner Control Optimization | A | Purchases (Cumulative) | Technical Potential | 0 | 0 | 0.058131 | 0.2176 | 0.67239 | 1.7347 | 3.6369 | 6.7057 | 11.1212 | 16.9417 | 23.7467 | 31.1688 | 38.6646 | 45.8005 | 51.9995 | 57.1258 | 61.1276 | 64.1117 | 66.1817 | 67.5621 | 68.3816 | 68.8416
F1_Industrial_Instruments_New_Process_Natural Gas_Gas Boiler - Burner Control Optimization_A_Technical Potential | F1 | Industrial | Instruments | New | Process | Natural Gas | Gas Boiler - Burner Control Optimization | A | Original Unit Energy Savings (kWh or therms) | Technical Potential | 0 | 0 | 1.0203 | 1.0203 | 1.0203 | 1.0203 | 1.0203 | 1.0203 | 1.0203 | 1.0203 | 1.0203 | 1.0203 | 1.0203 | 1.0203 | 1.0203 | 1.0203 | 1.0203 | 1.0203 | 1.0203 | 1.0203 | 1.0203 | 1.0203
F2_Industrial_Instruments_New_Process_Natural Gas_Gas Boiler - Burner Control Optimization_A_Technical Potential | F2 | Industrial | Instruments | New | Process | Natural Gas | Gas Boiler - Burner Control Optimization | A | Original Unit Summer Peak Savings (kW) | Technical Potential | 0 | 0 | 0 | 0 | 0 | 0 | 0 | 0 | 0 | 0 | 0 | 0 | 0 | 0 | 0 | 0 | 0 | 0 | 0 | 0 | 0 | 0
F3_Industrial_Instruments_New_Process_Natural Gas_Gas Boiler - Burner Control Optimization_A_Technical Potential | F3 | Industrial | Instruments | New | Process | Natural Gas | Gas Boiler - Burner Control Optimization | A | Original Unit Winter Peak Savings (kW) | Technical Potential | 0 | 0 | 0 | 0 | 0 | 0 | 0 | 0 | 0 | 0 | 0 | 0 | 0 | 0 | 0 | 0 | 0 | 0 | 0 | 0 | 0 | 0
F4_Industrial_Instruments_New_Process_Natural Gas_Gas Boiler - Burner Control Optimization_A_Technical Potential | F4 | Industrial | Instruments | New | Process | Natural Gas | Gas Boiler - Burner Control Optimization | A | Standalone Impact on Baseline Energy (%) | Technical Potential | 0% | 0% | 0.002856% | 0.006127% | 0.01328% | 0.02566% | 0.04674% | 0.07478% | 0.1097% | 0.1479% | 0.191% | 0.2298% | 0.2635% | 0.2869% | 0.3087% | 0.319% | 0.3222% | 0.3172% | 0.3147% | 0.3066% | 0.2971% | 0.2869%
F5_Industrial_Instruments_New_Process_Natural Gas_Gas Boiler - Burner Control Optimization_A_Technical Potential | F5 | Industrial | Instruments | New | Process | Natural Gas | Gas Boiler - Burner Control Optimization | A | Standalone Impact on Baseline Summer Peak (%) | Technical Potential | bar: 2019 to 2040
F6_Industrial_Instruments_New_Process_Natural Gas_Gas Boiler - Burner Control Optimization_A_Technical Potential | F6 | Industrial | Instruments | New | Process | Natural Gas | Gas Boiler - Burner Control Optimization | A | Standalone Impact on Baseline Winter Peak (%) | Technical Potential | bar: 2019 to 2040
F7_Industrial_Instruments_New_Process_Natural Gas_Gas Boiler - Burner Control Optimization_A_Technical Potential | F7 | Industrial | Instruments | New | Process | Natural Gas | Gas Boiler - Burner Control Optimization | A | Incremental Energy Savings (MWh or mTherms) | Technical Potential | 0 | 0 | 0.0017992 | 0.0049356 | 0.014076 | 0.03288 | 0.058872 | 0.094978 | 0.13666 | 0.18015 | 0.21061 | 0.22972 | 0.23199 | 0.22085 | 0.19186 | 0.15866 | 0.12385 | 0.092359 | 0.064065 | 0.042724 | 0.027163 | 0.019173
F8_Industrial_Instruments_New_Process_Natural Gas_Gas Boiler - Burner Control Optimization_A_Technical Potential | F8 | Industrial | Instruments | New | Process | Natural Gas | Gas Boiler - Burner Control Optimization | A | Incremental Summer Peak Savings (MW) | Technical Potential | 0 | 0 | 0 | 0 | 0 | 0 | 0 | 0 | 0 | 0 | 0 | 0 | 0 | 0 | 0 | 0 | 0 | 0 | 0 | 0 | 0 | 0
F9_Industrial_Instruments_New_Process_Natural Gas_Gas Boiler - Burner Control Optimization_A_Technical Potential | F9 | Industrial | Instruments | New | Process | Natural Gas | Gas Boiler - Burner Control Optimization | A | Incremental Winter Peak Savings (MW) | Technical Potential | 0 | 0 | 0 | 0 | 0 | 0 | 0 | 0 | 0 | 0 | 0 | 0 | 0 | 0 | 0 | 0 | 0 | 0 | 0 | 0 | 0 | 0
F10_Industrial_Instruments_New_Process_Natural Gas_Gas Boiler - Burner Control Optimization_A_Technical Potential | F10 | Industrial | Instruments | New | Process | Natural Gas | Gas Boiler - Burner Control Optimization | A | Cumulative Energy Savings (MWh or mTherms) | Technical Potential | 0 | 0 | 0.0017992 | 0.0067347 | 0.02081 | 0.05369 | 0.11256 | 0.20754 | 0.3442 | 0.52435 | 0.73496 | 0.96467 | 1.1967 | 1.4175 | 1.6094 | 1.768 | 1.8919 | 1.9843 | 2.0483 | 2.091 | 2.1164 | 2.1306
F11_Industrial_Instruments_New_Process_Natural Gas_Gas Boiler - Burner Control Optimization_A_Technical Potential | F11 | Industrial | Instruments | New | Process | Natural Gas | Gas Boiler - Burner Control Optimization | A | Cumulative Summer Peak Savings (MW) | Technical Potential | 0 | 0 | 0 | 0 | 0 | 0 | 0 | 0 | 0 | 0 | 0 | 0 | 0 | 0 | 0 | 0 | 0 | 0 | 0 | 0 | 0 | 0
F12_Industrial_Instruments_New_Process_Natural Gas_Gas Boiler - Burner Control Optimization_A_Technical Potential | F12 | Industrial | Instruments | New | Process | Natural Gas | Gas Boiler - Burner Control Optimization | A | Cumulative Winter Peak Savings (MW) | Technical Potential | 0 | 0 | 0 | 0 | 0 | 0 | 0 | 0 | 0 | 0 | 0 | 0 | 0 | 0 | 0 | 0 | 0 | 0 | 0 | 0 | 0 | 0
F13_Industrial_Instruments_New_Process_Natural Gas_Gas Boiler - Burner Control Optimization_A_Technical Potential | F13 | Industrial | Instruments | New | Process | Natural Gas | Gas Boiler - Burner Control Optimization | A | Purchases (Incremental) | Technical Potential | 0 | 0 | 1.7634 | 4.8375 | 13.7959 | 32.2262 | 57.7022 | 93.09 | 133.9443 | 176.5648 | 206.4262 | 225.1499 | 227.3835 | 216.4633 | 188.0467 | 155.5061 | 121.3923 | 90.523 | 62.792 | 41.8744 | 26.6232 | 18.792
F14_Industrial_Instruments_New_Process_Natural Gas_Gas Boiler - Burner Control Optimization_A_Technical Potential | F14 | Industrial | Instruments | New | Process | Natural Gas | Gas Boiler - Burner Control Optimization | A | Purchases (Cumulative) | Technical Potential | 0 | 0 | 1.7634 | 6.6009 | 20.3968 | 52.623 | 110.3251 | 203.4152 | 337.3595 | 513.9243 | 720.3505 | 945.5004 | 1172.884 | 1389.3473 | 1577.394 | 1732.9002 | 1854.2924 | 1944.8155 | 2007.6074 | 2049.4819 | 2074.3417 | 2088.2962
F1_Industrial_Instruments_New_Space Heating_Natural Gas_HVAC - Demand Controlled Ventilation_A_Technical Potential | F1 | Industrial | Instruments | New | Space Heating | Natural Gas | HVAC - Demand Controlled Ventilation | A | Original Unit Energy Savings (kWh or therms) | Technical Potential | 0 | 0 | 0.067787 | 0.067787 | 0.067787 | 0.067787 | 0.067787 | 0.067787 | 0.067787 | 0.067787 | 0.067787 | 0.067787 | 0.067787 | 0.067787 | 0.067787 | 0.067787 | 0.067787 | 0.067787 | 0.067787 | 0.067787 | 0.067787 | 0.067787
F2_Industrial_Instruments_New_Space Heating_Natural Gas_HVAC - Demand Controlled Ventilation_A_Technical Potential | F2 | Industrial | Instruments | New | Space Heating | Natural Gas | HVAC - Demand Controlled Ventilation | A | Original Unit Summer Peak Savings (kW) | Technical Potential | 0 | 0 | 0 | 0 | 0 | 0 | 0 | 0 | 0 | 0 | 0 | 0 | 0 | 0 | 0 | 0 | 0 | 0 | 0 | 0 | 0 | 0
F3_Industrial_Instruments_New_Space Heating_Natural Gas_HVAC - Demand Controlled Ventilation_A_Technical Potential | F3 | Industrial | Instruments | New | Space Heating | Natural Gas | HVAC - Demand Controlled Ventilation | A | Original Unit Winter Peak Savings (kW) | Technical Potential | 0 | 0 | 0 | 0 | 0 | 0 | 0 | 0 | 0 | 0 | 0 | 0 | 0 | 0 | 0 | 0 | 0 | 0 | 0 | 0 | 0 | 0
F4_Industrial_Instruments_New_Space Heating_Natural Gas_HVAC - Demand Controlled Ventilation_A_Technical Potential | F4 | Industrial | Instruments | New | Space Heating | Natural Gas | HVAC - Demand Controlled Ventilation | A | Standalone Impact on Baseline Energy (%) | Technical Potential | 0% | 0% | 0.04659% | 0.07329% | 0.09798% | 0.12% | 0.1508% | 0.1775% | 0.2036% | 0.2268% | 0.2555% | 0.2808% | 0.3061% | 0.328% | 0.3575% | 0.3828% | 0.4079% | 0.4248% | 0.447% | 0.4624% | 0.4756% | 0.4877%
F5_Industrial_Instruments_New_Space Heating_Natural Gas_HVAC - Demand Controlled Ventilation_A_Technical Potential | F5 | Industrial | Instruments | New | Space Heating | Natural Gas | HVAC - Demand Controlled Ventilation | A | Standalone Impact on Baseline Summer Peak (%) | Technical Potential | bar: 2019 to 2040
F6_Industrial_Instruments_New_Space Heating_Natural Gas_HVAC - Demand Controlled Ventilation_A_Technical Potential | F6 | Industrial | Instruments | New | Space Heating | Natural Gas | HVAC - Demand Controlled Ventilation | A | Standalone Impact on Baseline Winter Peak (%) | Technical Potential | bar: 2019 to 2040
F7_Industrial_Instruments_New_Space Heating_Natural Gas_HVAC - Demand Controlled Ventilation_A_Technical Potential | F7 | Industrial | Instruments | New | Space Heating | Natural Gas | HVAC - Demand Controlled Ventilation | A | Incremental Energy Savings (MWh or mTherms) | Technical Potential | 0 | 0 | 0.010797 | 0.018843 | 0.026869 | 0.035865 | 0.041283 | 0.047572 | 0.053782 | 0.060767 | 0.06597 | 0.071953 | 0.077858 | 0.084707 | 0.089356 | 0.095005 | 0.10065 | 0.10722 | 0.11156 | 0.11691 | 0.12212 | 0.1273
F8_Industrial_Instruments_New_Space Heating_Natural Gas_HVAC - Demand Controlled Ventilation_A_Technical Potential | F8 | Industrial | Instruments | New | Space Heating | Natural Gas | HVAC - Demand Controlled Ventilation | A | Incremental Summer Peak Savings (MW) | Technical Potential | 0 | 0 | 0 | 0 | 0 | 0 | 0 | 0 | 0 | 0 | 0 | 0 | 0 | 0 | 0 | 0 | 0 | 0 | 0 | 0 | 0 | 0
F9_Industrial_Instruments_New_Space Heating_Natural Gas_HVAC - Demand Controlled Ventilation_A_Technical Potential | F9 | Industrial | Instruments | New | Space Heating | Natural Gas | HVAC - Demand Controlled Ventilation | A | Incremental Winter Peak Savings (MW) | Technical Potential | 0 | 0 | 0 | 0 | 0 | 0 | 0 | 0 | 0 | 0 | 0 | 0 | 0 | 0 | 0 | 0 | 0 | 0 | 0 | 0 | 0 | 0
F10_Industrial_Instruments_New_Space Heating_Natural Gas_HVAC - Demand Controlled Ventilation_A_Technical Potential | F10 | Industrial | Instruments | New | Space Heating | Natural Gas | HVAC - Demand Controlled Ventilation | A | Cumulative Energy Savings (MWh or mTherms) | Technical Potential | 0 | 0 | 0.010797 | 0.02964 | 0.056509 | 0.092374 | 0.13366 | 0.18123 | 0.23501 | 0.29578 | 0.36175 | 0.4337 | 0.51156 | 0.59627 | 0.68562 | 0.78063 | 0.88128 | 0.9777 | 1.0704 | 1.1605 | 1.2467 | 1.3327
F11_Industrial_Instruments_New_Space Heating_Natural Gas_HVAC - Demand Controlled Ventilation_A_Technical Potential | F11 | Industrial | Instruments | New | Space Heating | Natural Gas | HVAC - Demand Controlled Ventilation | A | Cumulative Summer Peak Savings (MW) | Technical Potential | 0 | 0 | 0 | 0 | 0 | 0 | 0 | 0 | 0 | 0 | 0 | 0 | 0 | 0 | 0 | 0 | 0 | 0 | 0 | 0 | 0 | 0
F12_Industrial_Instruments_New_Space Heating_Natural Gas_HVAC - Demand Controlled Ventilation_A_Technical Potential | F12 | Industrial | Instruments | New | Space Heating | Natural Gas | HVAC - Demand Controlled Ventilation | A | Cumulative Winter Peak Savings (MW) | Technical Potential | 0 | 0 | 0 | 0 | 0 | 0 | 0 | 0 | 0 | 0 | 0 | 0 | 0 | 0 | 0 | 0 | 0 | 0 | 0 | 0 | 0 | 0
F13_Industrial_Instruments_New_Space Heating_Natural Gas_HVAC - Demand Controlled Ventilation_A_Technical Potential | F13 | Industrial | Instruments | New | Space Heating | Natural Gas | HVAC - Demand Controlled Ventilation | A | Purchases (Incremental) | Technical Potential | 0 | 0 | 159.2786 | 277.9713 | 396.3725 | 529.0817 | 609.0045 | 701.7843 | 793.3949 | 896.4426 | 973.1919 | 1061.4642 | 1148.5658 | 1249.606 | 1318.1824 | 1401.5274 | 1484.8094 | 1581.7608 | 1645.8001 | 1724.7116 | 1801.474 | 1878.0096
F14_Industrial_Instruments_New_Space Heating_Natural Gas_HVAC - Demand Controlled Ventilation_A_Technical Potential | F14 | Industrial | Instruments | New | Space Heating | Natural Gas | HVAC - Demand Controlled Ventilation | A | Purchases (Cumulative) | Technical Potential | 0 | 0 | 159.2786 | 437.2499 | 833.6223 | 1362.704 | 1971.7085 | 2673.4929 | 3466.8878 | 4363.3303 | 5336.5223 | 6397.9865 | 7546.5523 | 8796.1583 | 10114.3406 | 11515.8681 | 13000.6774 | 14423.1596 | 15790.9885 | 17119.3277 | 18391.72 | 19660.7251
F1_Industrial_Instruments_New_Space Heating_Natural Gas_Gas Boiler - Stack Economizer_A_Technical Potential | F1 | Industrial | Instruments | New | Space Heating | Natural Gas | Gas Boiler - Stack Economizer | A | Original Unit Energy Savings (kWh or therms) | Technical Potential | 0 | 0 | 3.9279 | 3.9279 | 3.9279 | 3.9279 | 3.9279 | 3.9279 | 3.9279 | 3.9279 | 3.9279 | 3.9279 | 3.9279 | 3.9279 | 3.9279 | 3.9279 | 3.9279 | 3.9279 | 3.9279 | 3.9279 | 3.9279 | 3.9279
F2_Industrial_Instruments_New_Space Heating_Natural Gas_Gas Boiler - Stack Economizer_A_Technical Potential | F2 | Industrial | Instruments | New | Space Heating | Natural Gas | Gas Boiler - Stack Economizer | A | Original Unit Summer Peak Savings (kW) | Technical Potential | 0 | 0 | 0 | 0 | 0 | 0 | 0 | 0 | 0 | 0 | 0 | 0 | 0 | 0 | 0 | 0 | 0 | 0 | 0 | 0 | 0 | 0
F3_Industrial_Instruments_New_Space Heating_Natural Gas_Gas Boiler - Stack Economizer_A_Technical Potential | F3 | Industrial | Instruments | New | Space Heating | Natural Gas | Gas Boiler - Stack Economizer | A | Original Unit Winter Peak Savings (kW) | Technical Potential | 0 | 0 | 0 | 0 | 0 | 0 | 0 | 0 | 0 | 0 | 0 | 0 | 0 | 0 | 0 | 0 | 0 | 0 | 0 | 0 | 0 | 0
F4_Industrial_Instruments_New_Space Heating_Natural Gas_Gas Boiler - Stack Economizer_A_Technical Potential | F4 | Industrial | Instruments | New | Space Heating | Natural Gas | Gas Boiler - Stack Economizer | A | Standalone Impact on Baseline Energy (%) | Technical Potential | 0% | 0% | 0.00974% | 0.01532% | 0.02048% | 0.02509% | 0.03153% | 0.03613% | 0.03897% | 0.0401% | 0.04143% | 0.04157% | 0.04129% | 0.04025% | 0.04% | 0.03909% | 0.03807% | 0.03574% | 0.03435% | 0.03278% | 0.03138% | 0.0301%
F5_Industrial_Instruments_New_Space Heating_Natural Gas_Gas Boiler - Stack Economizer_A_Technical Potential | F5 | Industrial | Instruments | New | Space Heating | Natural Gas | Gas Boiler - Stack Economizer | A | Standalone Impact on Baseline Summer Peak (%) | Technical Potential | bar: 2019 to 2040
F6_Industrial_Instruments_New_Space Heating_Natural Gas_Gas Boiler - Stack Economizer_A_Technical Potential | F6 | Industrial | Instruments | New | Space Heating | Natural Gas | Gas Boiler - Stack Economizer | A | Standalone Impact on Baseline Winter Peak (%) | Technical Potential | bar: 2019 to 2040
F7_Industrial_Instruments_New_Space Heating_Natural Gas_Gas Boiler - Stack Economizer_A_Technical Potential | F7 | Industrial | Instruments | New | Space Heating | Natural Gas | Gas Boiler - Stack Economizer | A | Incremental Energy Savings (MWh or mTherms) | Technical Potential | 0 | 0 | 0.0022572 | 0.0039392 | 0.0056171 | 0.0074978 | 0.0086304 | 0.0089507 | 0.0080953 | 0.0073174 | 0.0063551 | 0.0055452 | 0.0048002 | 0.004178 | 0.0035258 | 0.002999 | 0.0025418 | 0.0022572 | 0.0039392 | 0.0056171 | 0.0074978 | 0.0086304
F8_Industrial_Instruments_New_Space Heating_Natural Gas_Gas Boiler - Stack Economizer_A_Technical Potential | F8 | Industrial | Instruments | New | Space Heating | Natural Gas | Gas Boiler - Stack Economizer | A | Incremental Summer Peak Savings (MW) | Technical Potential | 0 | 0 | 0 | 0 | 0 | 0 | 0 | 0 | 0 | 0 | 0 | 0 | 0 | 0 | 0 | 0 | 0 | 0 | 0 | 0 | 0 | 0
F9_Industrial_Instruments_New_Space Heating_Natural Gas_Gas Boiler - Stack Economizer_A_Technical Potential | F9 | Industrial | Instruments | New | Space Heating | Natural Gas | Gas Boiler - Stack Economizer | A | Incremental Winter Peak Savings (MW) | Technical Potential | 0 | 0 | 0 | 0 | 0 | 0 | 0 | 0 | 0 | 0 | 0 | 0 | 0 | 0 | 0 | 0 | 0 | 0 | 0 | 0 | 0 | 0
F10_Industrial_Instruments_New_Space Heating_Natural Gas_Gas Boiler - Stack Economizer_A_Technical Potential | F10 | Industrial | Instruments | New | Space Heating | Natural Gas | Gas Boiler - Stack Economizer | A | Cumulative Energy Savings (MWh or mTherms) | Technical Potential | 0 | 0 | 0.0022572 | 0.0061964 | 0.011814 | 0.019311 | 0.027942 | 0.036892 | 0.044988 | 0.052305 | 0.05866 | 0.064205 | 0.069006 | 0.073184 | 0.076709 | 0.079708 | 0.08225 | 0.08225 | 0.08225 | 0.08225 | 0.08225 | 0.08225
F11_Industrial_Instruments_New_Space Heating_Natural Gas_Gas Boiler - Stack Economizer_A_Technical Potential | F11 | Industrial | Instruments | New | Space Heating | Natural Gas | Gas Boiler - Stack Economizer | A | Cumulative Summer Peak Savings (MW) | Technical Potential | 0 | 0 | 0 | 0 | 0 | 0 | 0 | 0 | 0 | 0 | 0 | 0 | 0 | 0 | 0 | 0 | 0 | 0 | 0 | 0 | 0 | 0
F12_Industrial_Instruments_New_Space Heating_Natural Gas_Gas Boiler - Stack Economizer_A_Technical Potential | F12 | Industrial | Instruments | New | Space Heating | Natural Gas | Gas Boiler - Stack Economizer | A | Cumulative Winter Peak Savings (MW) | Technical Potential | 0 | 0 | 0 | 0 | 0 | 0 | 0 | 0 | 0 | 0 | 0 | 0 | 0 | 0 | 0 | 0 | 0 | 0 | 0 | 0 | 0 | 0
F13_Industrial_Instruments_New_Space Heating_Natural Gas_Gas Boiler - Stack Economizer_A_Technical Potential | F13 | Industrial | Instruments | New | Space Heating | Natural Gas | Gas Boiler - Stack Economizer | A | Purchases (Incremental) | Technical Potential | 0 | 0 | 0.57466 | 1.0029 | 1.4301 | 1.9089 | 2.1972 | 2.2787 | 2.061 | 1.8629 | 1.6179 | 1.4118 | 1.2221 | 1.0637 | 0.89763 | 0.76351 | 0.6471 | 0.57466 | 1.0029 | 1.4301 | 1.9089 | 2.1972
F14_Industrial_Instruments_New_Space Heating_Natural Gas_Gas Boiler - Stack Economizer_A_Technical Potential | F14 | Industrial | Instruments | New | Space Heating | Natural Gas | Gas Boiler - Stack Economizer | A | Purchases (Cumulative) | Technical Potential | 0 | 0 | 0.57466 | 1.5775 | 3.0076 | 4.9165 | 7.1137 | 9.3924 | 11.4534 | 13.3163 | 14.9342 | 16.346 | 17.5681 | 18.6317 | 19.5294 | 20.2929 | 20.94 | 20.94 | 20.94 | 20.94 | 20.94 | 20.94
F1_Industrial_Instruments_New_Process_Natural Gas_Gas Boiler - Stack Economizer_A_Technical Potential | F1 | Industrial | Instruments | New | Process | Natural Gas | Gas Boiler - Stack Economizer | A | Original Unit Energy Savings (kWh or therms) | Technical Potential | 0 | 0 | 3.3775 | 3.3775 | 3.3775 | 3.3775 | 3.3775 | 3.3775 | 3.3775 | 3.3775 | 3.3775 | 3.3775 | 3.3775 | 3.3775 | 3.3775 | 3.3775 | 3.3775 | 3.3775 | 3.3775 | 3.3775 | 3.3775 | 3.3775
F2_Industrial_Instruments_New_Process_Natural Gas_Gas Boiler - Stack Economizer_A_Technical Potential | F2 | Industrial | Instruments | New | Process | Natural Gas | Gas Boiler - Stack Economizer | A | Original Unit Summer Peak Savings (kW) | Technical Potential | 0 | 0 | 0 | 0 | 0 | 0 | 0 | 0 | 0 | 0 | 0 | 0 | 0 | 0 | 0 | 0 | 0 | 0 | 0 | 0 | 0 | 0
F3_Industrial_Instruments_New_Process_Natural Gas_Gas Boiler - Stack Economizer_A_Technical Potential | F3 | Industrial | Instruments | New | Process | Natural Gas | Gas Boiler - Stack Economizer | A | Original Unit Winter Peak Savings (kW) | Technical Potential | 0 | 0 | 0 | 0 | 0 | 0 | 0 | 0 | 0 | 0 | 0 | 0 | 0 | 0 | 0 | 0 | 0 | 0 | 0 | 0 | 0 | 0
F4_Industrial_Instruments_New_Process_Natural Gas_Gas Boiler - Stack Economizer_A_Technical Potential | F4 | Industrial | Instruments | New | Process | Natural Gas | Gas Boiler - Stack Economizer | A | Standalone Impact on Baseline Energy (%) | Technical Potential | 0% | 0% | 0.09347% | 0.147% | 0.1966% | 0.2408% | 0.3026% | 0.3467% | 0.374% | 0.3849% | 0.3976% | 0.399% | 0.3963% | 0.3863% | 0.3838% | 0.3751% | 0.3654% | 0.343% | 0.3296% | 0.3146% | 0.3012% | 0.2889%
F5_Industrial_Instruments_New_Process_Natural Gas_Gas Boiler - Stack Economizer_A_Technical Potential | F5 | Industrial | Instruments | New | Process | Natural Gas | Gas Boiler - Stack Economizer | A | Standalone Impact on Baseline Summer Peak (%) | Technical Potential | bar: 2019 to 2040
F6_Industrial_Instruments_New_Process_Natural Gas_Gas Boiler - Stack Economizer_A_Technical Potential | F6 | Industrial | Instruments | New | Process | Natural Gas | Gas Boiler - Stack Economizer | A | Standalone Impact on Baseline Winter Peak (%) | Technical Potential | bar: 2019 to 2040
F7_Industrial_Instruments_New_Process_Natural Gas_Gas Boiler - Stack Economizer_A_Technical Potential | F7 | Industrial | Instruments | New | Process | Natural Gas | Gas Boiler - Stack Economizer | A | Incremental Energy Savings (MWh or mTherms) | Technical Potential | 0 | 0 | 0.058876 | 0.10275 | 0.14652 | 0.19557 | 0.22511 | 0.23347 | 0.21116 | 0.19087 | 0.16577 | 0.14464 | 0.12521 | 0.10898 | 0.091967 | 0.078225 | 0.066299 | 0.058876 | 0.10275 | 0.14652 | 0.19557 | 0.22511
F8_Industrial_Instruments_New_Process_Natural Gas_Gas Boiler - Stack Economizer_A_Technical Potential | F8 | Industrial | Instruments | New | Process | Natural Gas | Gas Boiler - Stack Economizer | A | Incremental Summer Peak Savings (MW) | Technical Potential | 0 | 0 | 0 | 0 | 0 | 0 | 0 | 0 | 0 | 0 | 0 | 0 | 0 | 0 | 0 | 0 | 0 | 0 | 0 | 0 | 0 | 0
F9_Industrial_Instruments_New_Process_Natural Gas_Gas Boiler - Stack Economizer_A_Technical Potential | F9 | Industrial | Instruments | New | Process | Natural Gas | Gas Boiler - Stack Economizer | A | Incremental Winter Peak Savings (MW) | Technical Potential | 0 | 0 | 0 | 0 | 0 | 0 | 0 | 0 | 0 | 0 | 0 | 0 | 0 | 0 | 0 | 0 | 0 | 0 | 0 | 0 | 0 | 0
F10_Industrial_Instruments_New_Process_Natural Gas_Gas Boiler - Stack Economizer_A_Technical Potential | F10 | Industrial | Instruments | New | Process | Natural Gas | Gas Boiler - Stack Economizer | A | Cumulative Energy Savings (MWh or mTherms) | Technical Potential | 0 | 0 | 0.058876 | 0.16163 | 0.30814 | 0.50372 | 0.72883 | 0.9623 | 1.1735 | 1.3643 | 1.5301 | 1.6747 | 1.7999 | 1.9089 | 2.0009 | 2.0791 | 2.1454 | 2.1454 | 2.1454 | 2.1454 | 2.1454 | 2.1454
F11_Industrial_Instruments_New_Process_Natural Gas_Gas Boiler - Stack Economizer_A_Technical Potential | F11 | Industrial | Instruments | New | Process | Natural Gas | Gas Boiler - Stack Economizer | A | Cumulative Summer Peak Savings (MW) | Technical Potential | 0 | 0 | 0 | 0 | 0 | 0 | 0 | 0 | 0 | 0 | 0 | 0 | 0 | 0 | 0 | 0 | 0 | 0 | 0 | 0 | 0 | 0
F12_Industrial_Instruments_New_Process_Natural Gas_Gas Boiler - Stack Economizer_A_Technical Potential | F12 | Industrial | Instruments | New | Process | Natural Gas | Gas Boiler - Stack Economizer | A | Cumulative Winter Peak Savings (MW) | Technical Potential | 0 | 0 | 0 | 0 | 0 | 0 | 0 | 0 | 0 | 0 | 0 | 0 | 0 | 0 | 0 | 0 | 0 | 0 | 0 | 0 | 0 | 0
F13_Industrial_Instruments_New_Process_Natural Gas_Gas Boiler - Stack Economizer_A_Technical Potential | F13 | Industrial | Instruments | New | Process | Natural Gas | Gas Boiler - Stack Economizer | A | Purchases (Incremental) | Technical Potential | 0 | 0 | 17.4321 | 30.4223 | 43.3805 | 57.9047 | 66.6518 | 69.1254 | 62.5192 | 56.5114 | 49.0798 | 42.8252 | 37.0715 | 32.2661 | 27.2295 | 23.1609 | 19.6297 | 17.4321 | 30.4223 | 43.3805 | 57.9047 | 66.6518
F14_Industrial_Instruments_New_Process_Natural Gas_Gas Boiler - Stack Economizer_A_Technical Potential | F14 | Industrial | Instruments | New | Process | Natural Gas | Gas Boiler - Stack Economizer | A | Purchases (Cumulative) | Technical Potential | 0 | 0 | 17.4321 | 47.8543 | 91.2349 | 149.1396 | 215.7914 | 284.9168 | 347.436 | 403.9474 | 453.0272 | 495.8524 | 532.9238 | 565.19 | 592.4195 | 615.5804 | 635.2101 | 635.2101 | 635.2101 | 635.2101 | 635.2101 | 635.2101
F1_Industrial_Instruments_New_Space Heating_Natural Gas_Gas Furnace Tube Inserts_A_Technical Potential | F1 | Industrial | Instruments | New | Space Heating | Natural Gas | Gas Furnace Tube Inserts | A | Original Unit Energy Savings (kWh or therms) | Technical Potential | 0 | 0 | 0.077933 | 0.077933 | 0.077933 | 0.077933 | 0.077933 | 0.077933 | 0.077933 | 0.077933 | 0.077933 | 0.077933 | 0.077933 | 0.077933 | 0.077933 | 0.077933 | 0.077933 | 0.077933 | 0.077933 | 0.077933 | 0.077933 | 0.077933
F2_Industrial_Instruments_New_Space Heating_Natural Gas_Gas Furnace Tube Inserts_A_Technical Potential | F2 | Industrial | Instruments | New | Space Heating | Natural Gas | Gas Furnace Tube Inserts | A | Original Unit Summer Peak Savings (kW) | Technical Potential | 0 | 0 | 0 | 0 | 0 | 0 | 0 | 0 | 0 | 0 | 0 | 0 | 0 | 0 | 0 | 0 | 0 | 0 | 0 | 0 | 0 | 0
F3_Industrial_Instruments_New_Space Heating_Natural Gas_Gas Furnace Tube Inserts_A_Technical Potential | F3 | Industrial | Instruments | New | Space Heating | Natural Gas | Gas Furnace Tube Inserts | A | Original Unit Winter Peak Savings (kW) | Technical Potential | 0 | 0 | 0 | 0 | 0 | 0 | 0 | 0 | 0 | 0 | 0 | 0 | 0 | 0 | 0 | 0 | 0 | 0 | 0 | 0 | 0 | 0
F4_Industrial_Instruments_New_Space Heating_Natural Gas_Gas Furnace Tube Inserts_A_Technical Potential | F4 | Industrial | Instruments | New | Space Heating | Natural Gas | Gas Furnace Tube Inserts | A | Standalone Impact on Baseline Energy (%) | Technical Potential | bar: 2019 to 2040
F5_Industrial_Instruments_New_Space Heating_Natural Gas_Gas Furnace Tube Inserts_A_Technical Potential | F5 | Industrial | Instruments | New | Space Heating | Natural Gas | Gas Furnace Tube Inserts | A | Standalone Impact on Baseline Summer Peak (%) | Technical Potential | bar: 2019 to 2040
F6_Industrial_Instruments_New_Space Heating_Natural Gas_Gas Furnace Tube Inserts_A_Technical Potential | F6 | Industrial | Instruments | New | Space Heating | Natural Gas | Gas Furnace Tube Inserts | A | Standalone Impact on Baseline Winter Peak (%) | Technical Potential | bar: 2019 to 2040
F7_Industrial_Instruments_New_Space Heating_Natural Gas_Gas Furnace Tube Inserts_A_Technical Potential | F7 | Industrial | Instruments | New | Space Heating | Natural Gas | Gas Furnace Tube Inserts | A | Incremental Energy Savings (MWh or mTherms) | Technical Potential | 0 | 0 | 0 | 0 | 0 | 0 | 0 | 0 | 0 | 0 | 0 | 0 | 0 | 0 | 0 | 0 | 0 | 0 | 0 | 0 | 0 | 0
F8_Industrial_Instruments_New_Space Heating_Natural Gas_Gas Furnace Tube Inserts_A_Technical Potential | F8 | Industrial | Instruments | New | Space Heating | Natural Gas | Gas Furnace Tube Inserts | A | Incremental Summer Peak Savings (MW) | Technical Potential | 0 | 0 | 0 | 0 | 0 | 0 | 0 | 0 | 0 | 0 | 0 | 0 | 0 | 0 | 0 | 0 | 0 | 0 | 0 | 0 | 0 | 0
F9_Industrial_Instruments_New_Space Heating_Natural Gas_Gas Furnace Tube Inserts_A_Technical Potential | F9 | Industrial | Instruments | New | Space Heating | Natural Gas | Gas Furnace Tube Inserts | A | Incremental Winter Peak Savings (MW) | Technical Potential | 0 | 0 | 0 | 0 | 0 | 0 | 0 | 0 | 0 | 0 | 0 | 0 | 0 | 0 | 0 | 0 | 0 | 0 | 0 | 0 | 0 | 0
F10_Industrial_Instruments_New_Space Heating_Natural Gas_Gas Furnace Tube Inserts_A_Technical Potential | F10 | Industrial | Instruments | New | Space Heating | Natural Gas | Gas Furnace Tube Inserts | A | Cumulative Energy Savings (MWh or mTherms) | Technical Potential | 0 | 0 | 0 | 0 | 0 | 0 | 0 | 0 | 0 | 0 | 0 | 0 | 0 | 0 | 0 | 0 | 0 | 0 | 0 | 0 | 0 | 0
F11_Industrial_Instruments_New_Space Heating_Natural Gas_Gas Furnace Tube Inserts_A_Technical Potential | F11 | Industrial | Instruments | New | Space Heating | Natural Gas | Gas Furnace Tube Inserts | A | Cumulative Summer Peak Savings (MW) | Technical Potential | 0 | 0 | 0 | 0 | 0 | 0 | 0 | 0 | 0 | 0 | 0 | 0 | 0 | 0 | 0 | 0 | 0 | 0 | 0 | 0 | 0 | 0
F12_Industrial_Instruments_New_Space Heating_Natural Gas_Gas Furnace Tube Inserts_A_Technical Potential | F12 | Industrial | Instruments | New | Space Heating | Natural Gas | Gas Furnace Tube Inserts | A | Cumulative Winter Peak Savings (MW) | Technical Potential | 0 | 0 | 0 | 0 | 0 | 0 | 0 | 0 | 0 | 0 | 0 | 0 | 0 | 0 | 0 | 0 | 0 | 0 | 0 | 0 | 0 | 0
F13_Industrial_Instruments_New_Space Heating_Natural Gas_Gas Furnace Tube Inserts_A_Technical Potential | F13 | Industrial | Instruments | New | Space Heating | Natural Gas | Gas Furnace Tube Inserts | A | Purchases (Incremental) | Technical Potential | 0 | 0 | 0 | 0 | 0 | 0 | 0 | 0 | 0 | 0 | 0 | 0 | 0 | 0 | 0 | 0 | 0 | 0 | 0 | 0 | 0 | 0
F14_Industrial_Instruments_New_Space Heating_Natural Gas_Gas Furnace Tube Inserts_A_Technical Potential | F14 | Industrial | Instruments | New | Space Heating | Natural Gas | Gas Furnace Tube Inserts | A | Purchases (Cumulative) | Technical Potential | 0 | 0 | 0 | 0 | 0 | 0 | 0 | 0 | 0 | 0 | 0 | 0 | 0 | 0 | 0 | 0 | 0 | 0 | 0 | 0 | 0 | 0
F1_Industrial_Instruments_New_Space Heating_Natural Gas_Space Heating - Heat Recovery Ventilator_A_Technical Potential | F1 | Industrial | Instruments | New | Space Heating | Natural Gas | Space Heating - Heat Recovery Ventilator | A | Original Unit Energy Savings (kWh or therms) | Technical Potential | 0 | 0 | 0.012707 | 0.012707 | 0.012707 | 0.012707 | 0.012707 | 0.012707 | 0.012707 | 0.012707 | 0.012707 | 0.012707 | 0.012707 | 0.012707 | 0.012707 | 0.012707 | 0.012707 | 0.012707 | 0.012707 | 0.012707 | 0.012707 | 0.012707
F2_Industrial_Instruments_New_Space Heating_Natural Gas_Space Heating - Heat Recovery Ventilator_A_Technical Potential | F2 | Industrial | Instruments | New | Space Heating | Natural Gas | Space Heating - Heat Recovery Ventilator | A | Original Unit Summer Peak Savings (kW) | Technical Potential | 0 | 0 | 0 | 0 | 0 | 0 | 0 | 0 | 0 | 0 | 0 | 0 | 0 | 0 | 0 | 0 | 0 | 0 | 0 | 0 | 0 | 0
F3_Industrial_Instruments_New_Space Heating_Natural Gas_Space Heating - Heat Recovery Ventilator_A_Technical Potential | F3 | Industrial | Instruments | New | Space Heating | Natural Gas | Space Heating - Heat Recovery Ventilator | A | Original Unit Winter Peak Savings (kW) | Technical Potential | 0 | 0 | 0 | 0 | 0 | 0 | 0 | 0 | 0 | 0 | 0 | 0 | 0 | 0 | 0 | 0 | 0 | 0 | 0 | 0 | 0 | 0
F4_Industrial_Instruments_New_Space Heating_Natural Gas_Space Heating - Heat Recovery Ventilator_A_Technical Potential | F4 | Industrial | Instruments | New | Space Heating | Natural Gas | Space Heating - Heat Recovery Ventilator | A | Standalone Impact on Baseline Energy (%) | Technical Potential | 0% | 0% | 0.02138% | 0.03363% | 0.04496% | 0.05506% | 0.06921% | 0.08144% | 0.09341% | 0.1041% | 0.1172% | 0.1289% | 0.1405% | 0.1505% | 0.164% | 0.1757% | 0.1872% | 0.1949% | 0.2051% | 0.2122% | 0.2183% | 0.2238%
F5_Industrial_Instruments_New_Space Heating_Natural Gas_Space Heating - Heat Recovery Ventilator_A_Technical Potential | F5 | Industrial | Instruments | New | Space Heating | Natural Gas | Space Heating - Heat Recovery Ventilator | A | Standalone Impact on Baseline Summer Peak (%) | Technical Potential | bar: 2019 to 2040
F6_Industrial_Instruments_New_Space Heating_Natural Gas_Space Heating - Heat Recovery Ventilator_A_Technical Potential | F6 | Industrial | Instruments | New | Space Heating | Natural Gas | Space Heating - Heat Recovery Ventilator | A | Standalone Impact on Baseline Winter Peak (%) | Technical Potential | bar: 2019 to 2040
F7_Industrial_Instruments_New_Space Heating_Natural Gas_Space Heating - Heat Recovery Ventilator_A_Technical Potential | F7 | Industrial | Instruments | New | Space Heating | Natural Gas | Space Heating - Heat Recovery Ventilator | A | Incremental Energy Savings (MWh or mTherms) | Technical Potential | 0 | 0 | 0.0049542 | 0.008646 | 0.012329 | 0.016457 | 0.018942 | 0.021828 | 0.024678 | 0.027883 | 0.03027 | 0.033016 | 0.035725 | 0.038868 | 0.041001 | 0.043593 | 0.046183 | 0.049199 | 0.051191 | 0.053645 | 0.056033 | 0.058414
F8_Industrial_Instruments_New_Space Heating_Natural Gas_Space Heating - Heat Recovery Ventilator_A_Technical Potential | F8 | Industrial | Instruments | New | Space Heating | Natural Gas | Space Heating - Heat Recovery Ventilator | A | Incremental Summer Peak Savings (MW) | Technical Potential | 0 | 0 | 0 | 0 | 0 | 0 | 0 | 0 | 0 | 0 | 0 | 0 | 0 | 0 | 0 | 0 | 0 | 0 | 0 | 0 | 0 | 0
F9_Industrial_Instruments_New_Space Heating_Natural Gas_Space Heating - Heat Recovery Ventilator_A_Technical Potential | F9 | Industrial | Instruments | New | Space Heating | Natural Gas | Space Heating - Heat Recovery Ventilator | A | Incremental Winter Peak Savings (MW) | Technical Potential | 0 | 0 | 0 | 0 | 0 | 0 | 0 | 0 | 0 | 0 | 0 | 0 | 0 | 0 | 0 | 0 | 0 | 0 | 0 | 0 | 0 | 0
F10_Industrial_Instruments_New_Space Heating_Natural Gas_Space Heating - Heat Recovery Ventilator_A_Technical Potential | F10 | Industrial | Instruments | New | Space Heating | Natural Gas | Space Heating - Heat Recovery Ventilator | A | Cumulative Energy Savings (MWh or mTherms) | Technical Potential | 0 | 0 | 0.0049542 | 0.0136 | 0.025929 | 0.042386 | 0.061328 | 0.083156 | 0.10783 | 0.13572 | 0.16599 | 0.199 | 0.23473 | 0.2736 | 0.3146 | 0.35819 | 0.40437 | 0.44862 | 0.49116 | 0.53248 | 0.57206 | 0.61153
F11_Industrial_Instruments_New_Space Heating_Natural Gas_Space Heating - Heat Recovery Ventilator_A_Technical Potential | F11 | Industrial | Instruments | New | Space Heating | Natural Gas | Space Heating - Heat Recovery Ventilator | A | Cumulative Summer Peak Savings (MW) | Technical Potential | 0 | 0 | 0 | 0 | 0 | 0 | 0 | 0 | 0 | 0 | 0 | 0 | 0 | 0 | 0 | 0 | 0 | 0 | 0 | 0 | 0 | 0
F12_Industrial_Instruments_New_Space Heating_Natural Gas_Space Heating - Heat Recovery Ventilator_A_Technical Potential | F12 | Industrial | Instruments | New | Space Heating | Natural Gas | Space Heating - Heat Recovery Ventilator | A | Cumulative Winter Peak Savings (MW) | Technical Potential | 0 | 0 | 0 | 0 | 0 | 0 | 0 | 0 | 0 | 0 | 0 | 0 | 0 | 0 | 0 | 0 | 0 | 0 | 0 | 0 | 0 | 0
F13_Industrial_Instruments_New_Space Heating_Natural Gas_Space Heating - Heat Recovery Ventilator_A_Technical Potential | F13 | Industrial | Instruments | New | Space Heating | Natural Gas | Space Heating - Heat Recovery Ventilator | A | Purchases (Incremental) | Technical Potential | 0 | 0 | 389.8704 | 680.3976 | 970.2114 | 1295.0472 | 1490.6766 | 1717.7762 | 1942.0137 | 2194.2463 | 2382.1077 | 2598.1742 | 2811.3749 | 3058.6938 | 3226.55 | 3430.5559 | 3634.4073 | 3871.718 | 4028.4686 | 4221.6225 | 4409.5158 | 4596.854
F14_Industrial_Instruments_New_Space Heating_Natural Gas_Space Heating - Heat Recovery Ventilator_A_Technical Potential | F14 | Industrial | Instruments | New | Space Heating | Natural Gas | Space Heating - Heat Recovery Ventilator | A | Purchases (Cumulative) | Technical Potential | 0 | 0 | 389.8704 | 1070.2681 | 2040.4795 | 3335.5267 | 4826.2033 | 6543.9795 | 8485.9932 | 10680.2395 | 13062.3473 | 15660.5215 | 18471.8964 | 21530.5901 | 24757.1401 | 28187.696 | 31822.1033 | 35303.9508 | 38652.0218 | 41903.4329 | 45017.9014 | 48124.0789
F1_Industrial_Instruments_New_Space Heating_Natural Gas_Thermostat - Programmable_A_Technical Potential | F1 | Industrial | Instruments | New | Space Heating | Natural Gas | Thermostat - Programmable | A | Original Unit Energy Savings (kWh or therms) | Technical Potential | 0 | 0 | 0.0061474 | 0.0061474 | 0.0061474 | 0.0061474 | 0.0061474 | 0.0061474 | 0.0061474 | 0.0061474 | 0.0061474 | 0.0061474 | 0.0061474 | 0.0061474 | 0.0061474 | 0.0061474 | 0.0061474 | 0.0061474 | 0.0061474 | 0.0061474 | 0.0061474 | 0.0061474
F2_Industrial_Instruments_New_Space Heating_Natural Gas_Thermostat - Programmable_A_Technical Potential | F2 | Industrial | Instruments | New | Space Heating | Natural Gas | Thermostat - Programmable | A | Original Unit Summer Peak Savings (kW) | Technical Potential | 0 | 0 | 0 | 0 | 0 | 0 | 0 | 0 | 0 | 0 | 0 | 0 | 0 | 0 | 0 | 0 | 0 | 0 | 0 | 0 | 0 | 0
F3_Industrial_Instruments_New_Space Heating_Natural Gas_Thermostat - Programmable_A_Technical Potential | F3 | Industrial | Instruments | New | Space Heating | Natural Gas | Thermostat - Programmable | A | Original Unit Winter Peak Savings (kW) | Technical Potential | 0 | 0 | 0 | 0 | 0 | 0 | 0 | 0 | 0 | 0 | 0 | 0 | 0 | 0 | 0 | 0 | 0 | 0 | 0 | 0 | 0 | 0
F4_Industrial_Instruments_New_Space Heating_Natural Gas_Thermostat - Programmable_A_Technical Potential | F4 | Industrial | Instruments | New | Space Heating | Natural Gas | Thermostat - Programmable | A | Standalone Impact on Baseline Energy (%) | Technical Potential | 0% | 0% | 0.03103% | 0.0488% | 0.06525% | 0.07991% | 0.1004% | 0.1182% | 0.1356% | 0.151% | 0.1701% | 0.187% | 0.2039% | 0.2144% | 0.2278% | 0.2365% | 0.2432% | 0.2474% | 0.2555% | 0.2606% | 0.2651% | 0.2692%
F5_Industrial_Instruments_New_Space Heating_Natural Gas_Thermostat - Programmable_A_Technical Potential | F5 | Industrial | Instruments | New | Space Heating | Natural Gas | Thermostat - Programmable | A | Standalone Impact on Baseline Summer Peak (%) | Technical Potential | bar: 2019 to 2040
F6_Industrial_Instruments_New_Space Heating_Natural Gas_Thermostat - Programmable_A_Technical Potential | F6 | Industrial | Instruments | New | Space Heating | Natural Gas | Thermostat - Programmable | A | Standalone Impact on Baseline Winter Peak (%) | Technical Potential | bar: 2019 to 2040
F7_Industrial_Instruments_New_Space Heating_Natural Gas_Thermostat - Programmable_A_Technical Potential | F7 | Industrial | Instruments | New | Space Heating | Natural Gas | Thermostat - Programmable | A | Incremental Energy Savings (MWh or mTherms) | Technical Potential | 0 | 0 | 0.0071901 | 0.012548 | 0.017893 | 0.023884 | 0.027491 | 0.03168 | 0.035815 | 0.040467 | 0.043931 | 0.047916 | 0.051848 | 0.056409 | 0.059505 | 0.063267 | 0.067027 | 0.071403 | 0.074294 | 0.077856 | 0.081321 | 0.084776
F8_Industrial_Instruments_New_Space Heating_Natural Gas_Thermostat - Programmable_A_Technical Potential | F8 | Industrial | Instruments | New | Space Heating | Natural Gas | Thermostat - Programmable | A | Incremental Summer Peak Savings (MW) | Technical Potential | 0 | 0 | 0 | 0 | 0 | 0 | 0 | 0 | 0 | 0 | 0 | 0 | 0 | 0 | 0 | 0 | 0 | 0 | 0 | 0 | 0 | 0
F9_Industrial_Instruments_New_Space Heating_Natural Gas_Thermostat - Programmable_A_Technical Potential | F9 | Industrial | Instruments | New | Space Heating | Natural Gas | Thermostat - Programmable | A | Incremental Winter Peak Savings (MW) | Technical Potential | 0 | 0 | 0 | 0 | 0 | 0 | 0 | 0 | 0 | 0 | 0 | 0 | 0 | 0 | 0 | 0 | 0 | 0 | 0 | 0 | 0 | 0
F10_Industrial_Instruments_New_Space Heating_Natural Gas_Thermostat - Programmable_A_Technical Potential | F10 | Industrial | Instruments | New | Space Heating | Natural Gas | Thermostat - Programmable | A | Cumulative Energy Savings (MWh or mTherms) | Technical Potential | 0 | 0 | 0.0071901 | 0.019738 | 0.037631 | 0.061515 | 0.089006 | 0.12069 | 0.1565 | 0.19697 | 0.2409 | 0.28882 | 0.34066 | 0.38988 | 0.43684 | 0.48221 | 0.52536 | 0.56927 | 0.61188 | 0.65392 | 0.69478 | 0.73562
F11_Industrial_Instruments_New_Space Heating_Natural Gas_Thermostat - Programmable_A_Technical Potential | F11 | Industrial | Instruments | New | Space Heating | Natural Gas | Thermostat - Programmable | A | Cumulative Summer Peak Savings (MW) | Technical Potential | 0 | 0 | 0 | 0 | 0 | 0 | 0 | 0 | 0 | 0 | 0 | 0 | 0 | 0 | 0 | 0 | 0 | 0 | 0 | 0 | 0 | 0
F12_Industrial_Instruments_New_Space Heating_Natural Gas_Thermostat - Programmable_A_Technical Potential | F12 | Industrial | Instruments | New | Space Heating | Natural Gas | Thermostat - Programmable | A | Cumulative Winter Peak Savings (MW) | Technical Potential | 0 | 0 | 0 | 0 | 0 | 0 | 0 | 0 | 0 | 0 | 0 | 0 | 0 | 0 | 0 | 0 | 0 | 0 | 0 | 0 | 0 | 0
F13_Industrial_Instruments_New_Space Heating_Natural Gas_Thermostat - Programmable_A_Technical Potential | F13 | Industrial | Instruments | New | Space Heating | Natural Gas | Thermostat - Programmable | A | Purchases (Incremental) | Technical Potential | 0 | 0 | 1169.6113 | 2041.1929 | 2910.6342 | 3885.1417 | 4472.0298 | 5153.3285 | 5826.0412 | 6582.739 | 7146.3232 | 7794.5226 | 8434.1248 | 9176.0813 | 9679.65 | 10291.6677 | 10903.2219 | 11615.1539 | 12085.4058 | 12664.8674 | 13228.5473 | 13790.5621
F14_Industrial_Instruments_New_Space Heating_Natural Gas_Thermostat - Programmable_A_Technical Potential | F14 | Industrial | Instruments | New | Space Heating | Natural Gas | Thermostat - Programmable | A | Purchases (Cumulative) | Technical Potential | 0 | 0 | 1169.6113 | 3210.8043 | 6121.4385 | 10006.5801 | 14478.6099 | 19631.9384 | 25457.9796 | 32040.7186 | 39187.0418 | 46981.5644 | 55415.6892 | 63422.1591 | 71060.6161 | 78441.6496 | 85459.7298 | 92602.8539 | 99534.9312 | 106373.7574 | 113019.5658 | 119663.8046
F1_Industrial_Instruments_New_Space Heating_Natural Gas_ENERGY STAR Connected Thermostat_A_Technical Potential | F1 | Industrial | Instruments | New | Space Heating | Natural Gas | ENERGY STAR Connected Thermostat | A | Original Unit Energy Savings (kWh or therms) | Technical Potential | 0 | 0 | 0.01486 | 0.01486 | 0.01486 | 0.01486 | 0.01486 | 0.01486 | 0.01486 | 0.01486 | 0.01486 | 0.01486 | 0.01486 | 0.01486 | 0.01486 | 0.01486 | 0.01486 | 0.01486 | 0.01486 | 0.01486 | 0.01486 | 0.01486
F2_Industrial_Instruments_New_Space Heating_Natural Gas_ENERGY STAR Connected Thermostat_A_Technical Potential | F2 | Industrial | Instruments | New | Space Heating | Natural Gas | ENERGY STAR Connected Thermostat | A | Original Unit Summer Peak Savings (kW) | Technical Potential | 0 | 0 | 0 | 0 | 0 | 0 | 0 | 0 | 0 | 0 | 0 | 0 | 0 | 0 | 0 | 0 | 0 | 0 | 0 | 0 | 0 | 0
F3_Industrial_Instruments_New_Space Heating_Natural Gas_ENERGY STAR Connected Thermostat_A_Technical Potential | F3 | Industrial | Instruments | New | Space Heating | Natural Gas | ENERGY STAR Connected Thermostat | A | Original Unit Winter Peak Savings (kW) | Technical Potential | 0 | 0 | 0 | 0 | 0 | 0 | 0 | 0 | 0 | 0 | 0 | 0 | 0 | 0 | 0 | 0 | 0 | 0 | 0 | 0 | 0 | 0
F4_Industrial_Instruments_New_Space Heating_Natural Gas_ENERGY STAR Connected Thermostat_A_Technical Potential | F4 | Industrial | Instruments | New | Space Heating | Natural Gas | ENERGY STAR Connected Thermostat | A | Standalone Impact on Baseline Energy (%) | Technical Potential | 0% | 0% | 0.075% | 0.118% | 0.1577% | 0.1932% | 0.2428% | 0.2687% | 0.2864% | 0.2953% | 0.3062% | 0.3127% | 0.3182% | 0.3199% | 0.3272% | 0.3307% | 0.3335% | 0.3261% | 0.3188% | 0.3046% | 0.2916% | 0.2798%
F5_Industrial_Instruments_New_Space Heating_Natural Gas_ENERGY STAR Connected Thermostat_A_Technical Potential | F5 | Industrial | Instruments | New | Space Heating | Natural Gas | ENERGY STAR Connected Thermostat | A | Standalone Impact on Baseline Summer Peak (%) | Technical Potential | bar: 2019 to 2040
F6_Industrial_Instruments_New_Space Heating_Natural Gas_ENERGY STAR Connected Thermostat_A_Technical Potential | F6 | Industrial | Instruments | New | Space Heating | Natural Gas | ENERGY STAR Connected Thermostat | A | Standalone Impact on Baseline Winter Peak (%) | Technical Potential | bar: 2019 to 2040
F7_Industrial_Instruments_New_Space Heating_Natural Gas_ENERGY STAR Connected Thermostat_A_Technical Potential | F7 | Industrial | Instruments | New | Space Heating | Natural Gas | ENERGY STAR Connected Thermostat | A | Incremental Energy Savings (MWh or mTherms) | Technical Potential | 0 | 0 | 0.017381 | 0.030333 | 0.043253 | 0.057735 | 0.066456 | 0.076581 | 0.086578 | 0.097823 | 0.1062 | 0.11583 | 0.12533 | 0.13636 | 0.14384 | 0.15294 | 0.16203 | 0.17261 | 0.17959 | 0.18821 | 0.21067 | 0.22848
F8_Industrial_Instruments_New_Space Heating_Natural Gas_ENERGY STAR Connected Thermostat_A_Technical Potential | F8 | Industrial | Instruments | New | Space Heating | Natural Gas | ENERGY STAR Connected Thermostat | A | Incremental Summer Peak Savings (MW) | Technical Potential | 0 | 0 | 0 | 0 | 0 | 0 | 0 | 0 | 0 | 0 | 0 | 0 | 0 | 0 | 0 | 0 | 0 | 0 | 0 | 0 | 0 | 0
F9_Industrial_Instruments_New_Space Heating_Natural Gas_ENERGY STAR Connected Thermostat_A_Technical Potential | F9 | Industrial | Instruments | New | Space Heating | Natural Gas | ENERGY STAR Connected Thermostat | A | Incremental Winter Peak Savings (MW) | Technical Potential | 0 | 0 | 0 | 0 | 0 | 0 | 0 | 0 | 0 | 0 | 0 | 0 | 0 | 0 | 0 | 0 | 0 | 0 | 0 | 0 | 0 | 0
F10_Industrial_Instruments_New_Space Heating_Natural Gas_ENERGY STAR Connected Thermostat_A_Technical Potential | F10 | Industrial | Instruments | New | Space Heating | Natural Gas | ENERGY STAR Connected Thermostat | A | Cumulative Energy Savings (MWh or mTherms) | Technical Potential | 0 | 0 | 0.017381 | 0.047714 | 0.090967 | 0.1487 | 0.21516 | 0.27436 | 0.3306 | 0.38517 | 0.43364 | 0.48301 | 0.53176 | 0.58155 | 0.62757 | 0.67431 | 0.72051 | 0.7504 | 0.7633 | 0.76441 | 0.76441 | 0.76441
F11_Industrial_Instruments_New_Space Heating_Natural Gas_ENERGY STAR Connected Thermostat_A_Technical Potential | F11 | Industrial | Instruments | New | Space Heating | Natural Gas | ENERGY STAR Connected Thermostat | A | Cumulative Summer Peak Savings (MW) | Technical Potential | 0 | 0 | 0 | 0 | 0 | 0 | 0 | 0 | 0 | 0 | 0 | 0 | 0 | 0 | 0 | 0 | 0 | 0 | 0 | 0 | 0 | 0
F12_Industrial_Instruments_New_Space Heating_Natural Gas_ENERGY STAR Connected Thermostat_A_Technical Potential | F12 | Industrial | Instruments | New | Space Heating | Natural Gas | ENERGY STAR Connected Thermostat | A | Cumulative Winter Peak Savings (MW) | Technical Potential | 0 | 0 | 0 | 0 | 0 | 0 | 0 | 0 | 0 | 0 | 0 | 0 | 0 | 0 | 0 | 0 | 0 | 0 | 0 | 0 | 0 | 0
F13_Industrial_Instruments_New_Space Heating_Natural Gas_ENERGY STAR Connected Thermostat_A_Technical Potential | F13 | Industrial | Instruments | New | Space Heating | Natural Gas | ENERGY STAR Connected Thermostat | A | Purchases (Incremental) | Technical Potential | 0 | 0 | 1169.6113 | 2041.1929 | 2910.6342 | 3885.1417 | 4472.0298 | 5153.3285 | 5826.0412 | 6582.739 | 7146.3232 | 7794.5226 | 8434.1248 | 9176.0813 | 9679.65 | 10291.6677 | 10903.2219 | 11615.1539 | 12085.4058 | 12664.8674 | 14176.8093 | 15375.2517
F14_Industrial_Instruments_New_Space Heating_Natural Gas_ENERGY STAR Connected Thermostat_A_Technical Potential | F14 | Industrial | Instruments | New | Space Heating | Natural Gas | ENERGY STAR Connected Thermostat | A | Purchases (Cumulative) | Technical Potential | 0 | 0 | 1169.6113 | 3210.8043 | 6121.4385 | 10006.5801 | 14478.6099 | 18462.3271 | 22247.1754 | 25919.2801 | 29180.4617 | 32502.9545 | 35783.7507 | 39133.7908 | 42230.7018 | 45376.0462 | 48484.7455 | 50496.1633 | 51364.2949 | 51438.8782 | 51438.8782 | 51438.8782
F1_Industrial_Instruments_New_Space Heating_Natural Gas_Destratification Fans (HVLS)_A_Technical Potential | F1 | Industrial | Instruments | New | Space Heating | Natural Gas | Destratification Fans (HVLS) | A | Original Unit Energy Savings (kWh or therms) | Technical Potential | 0 | 0 | 0.01486 | 0.01486 | 0.01486 | 0.01486 | 0.01486 | 0.01486 | 0.01486 | 0.01486 | 0.01486 | 0.01486 | 0.01486 | 0.01486 | 0.01486 | 0.01486 | 0.01486 | 0.01486 | 0.01486 | 0.01486 | 0.01486 | 0.01486
F2_Industrial_Instruments_New_Space Heating_Natural Gas_Destratification Fans (HVLS)_A_Technical Potential | F2 | Industrial | Instruments | New | Space Heating | Natural Gas | Destratification Fans (HVLS) | A | Original Unit Summer Peak Savings (kW) | Technical Potential | 0 | 0 | 0 | 0 | 0 | 0 | 0 | 0 | 0 | 0 | 0 | 0 | 0 | 0 | 0 | 0 | 0 | 0 | 0 | 0 | 0 | 0
F3_Industrial_Instruments_New_Space Heating_Natural Gas_Destratification Fans (HVLS)_A_Technical Potential | F3 | Industrial | Instruments | New | Space Heating | Natural Gas | Destratification Fans (HVLS) | A | Original Unit Winter Peak Savings (kW) | Technical Potential | 0 | 0 | 0 | 0 | 0 | 0 | 0 | 0 | 0 | 0 | 0 | 0 | 0 | 0 | 0 | 0 | 0 | 0 | 0 | 0 | 0 | 0
F4_Industrial_Instruments_New_Space Heating_Natural Gas_Destratification Fans (HVLS)_A_Technical Potential | F4 | Industrial | Instruments | New | Space Heating | Natural Gas | Destratification Fans (HVLS) | A | Standalone Impact on Baseline Energy (%) | Technical Potential | 0% | 0% | 0.075% | 0.118% | 0.1577% | 0.1932% | 0.2428% | 0.2857% | 0.3277% | 0.3651% | 0.4113% | 0.4521% | 0.4824% | 0.5017% | 0.528% | 0.5433% | 0.5571% | 0.5647% | 0.5815% | 0.591% | 0.6003% | 0.6084%
F5_Industrial_Instruments_New_Space Heating_Natural Gas_Destratification Fans (HVLS)_A_Technical Potential | F5 | Industrial | Instruments | New | Space Heating | Natural Gas | Destratification Fans (HVLS) | A | Standalone Impact on Baseline Summer Peak (%) | Technical Potential | bar: 2019 to 2040
F6_Industrial_Instruments_New_Space Heating_Natural Gas_Destratification Fans (HVLS)_A_Technical Potential | F6 | Industrial | Instruments | New | Space Heating | Natural Gas | Destratification Fans (HVLS) | A | Standalone Impact on Baseline Winter Peak (%) | Technical Potential | bar: 2019 to 2040
F7_Industrial_Instruments_New_Space Heating_Natural Gas_Destratification Fans (HVLS)_A_Technical Potential | F7 | Industrial | Instruments | New | Space Heating | Natural Gas | Destratification Fans (HVLS) | A | Incremental Energy Savings (MWh or mTherms) | Technical Potential | 0 | 0 | 0.017381 | 0.030333 | 0.043253 | 0.057735 | 0.066456 | 0.076581 | 0.086578 | 0.097823 | 0.1062 | 0.11583 | 0.12533 | 0.13636 | 0.14384 | 0.15294 | 0.16203 | 0.17261 | 0.17959 | 0.18821 | 0.19658 | 0.20493
F8_Industrial_Instruments_New_Space Heating_Natural Gas_Destratification Fans (HVLS)_A_Technical Potential | F8 | Industrial | Instruments | New | Space Heating | Natural Gas | Destratification Fans (HVLS) | A | Incremental Summer Peak Savings (MW) | Technical Potential | 0 | 0 | 0 | 0 | 0 | 0 | 0 | 0 | 0 | 0 | 0 | 0 | 0 | 0 | 0 | 0 | 0 | 0 | 0 | 0 | 0 | 0
F9_Industrial_Instruments_New_Space Heating_Natural Gas_Destratification Fans (HVLS)_A_Technical Potential | F9 | Industrial | Instruments | New | Space Heating | Natural Gas | Destratification Fans (HVLS) | A | Incremental Winter Peak Savings (MW) | Technical Potential | 0 | 0 | 0 | 0 | 0 | 0 | 0 | 0 | 0 | 0 | 0 | 0 | 0 | 0 | 0 | 0 | 0 | 0 | 0 | 0 | 0 | 0
F10_Industrial_Instruments_New_Space Heating_Natural Gas_Destratification Fans (HVLS)_A_Technical Potential | F10 | Industrial | Instruments | New | Space Heating | Natural Gas | Destratification Fans (HVLS) | A | Cumulative Energy Savings (MWh or mTherms) | Technical Potential | 0 | 0 | 0.017381 | 0.047714 | 0.090967 | 0.1487 | 0.21516 | 0.29174 | 0.37832 | 0.47614 | 0.58234 | 0.69817 | 0.80612 | 0.91215 | 1.0127 | 1.1079 | 1.2035 | 1.2995 | 1.3926 | 1.4829 | 1.5733 | 1.6624
F11_Industrial_Instruments_New_Space Heating_Natural Gas_Destratification Fans (HVLS)_A_Technical Potential | F11 | Industrial | Instruments | New | Space Heating | Natural Gas | Destratification Fans (HVLS) | A | Cumulative Summer Peak Savings (MW) | Technical Potential | 0 | 0 | 0 | 0 | 0 | 0 | 0 | 0 | 0 | 0 | 0 | 0 | 0 | 0 | 0 | 0 | 0 | 0 | 0 | 0 | 0 | 0
F12_Industrial_Instruments_New_Space Heating_Natural Gas_Destratification Fans (HVLS)_A_Technical Potential | F12 | Industrial | Instruments | New | Space Heating | Natural Gas | Destratification Fans (HVLS) | A | Cumulative Winter Peak Savings (MW) | Technical Potential | 0 | 0 | 0 | 0 | 0 | 0 | 0 | 0 | 0 | 0 | 0 | 0 | 0 | 0 | 0 | 0 | 0 | 0 | 0 | 0 | 0 | 0
F13_Industrial_Instruments_New_Space Heating_Natural Gas_Destratification Fans (HVLS)_A_Technical Potential | F13 | Industrial | Instruments | New | Space Heating | Natural Gas | Destratification Fans (HVLS) | A | Purchases (Incremental) | Technical Potential | 0 | 0 | 1169.6113 | 2041.1929 | 2910.6342 | 3885.1417 | 4472.0298 | 5153.3285 | 5826.0412 | 6582.739 | 7146.3232 | 7794.5226 | 8434.1248 | 9176.0813 | 9679.65 | 10291.6677 | 10903.2219 | 11615.1539 | 12085.4058 | 12664.8674 | 13228.5473 | 13790.5621
F14_Industrial_Instruments_New_Space Heating_Natural Gas_Destratification Fans (HVLS)_A_Technical Potential | F14 | Industrial | Instruments | New | Space Heating | Natural Gas | Destratification Fans (HVLS) | A | Purchases (Cumulative) | Technical Potential | 0 | 0 | 1169.6113 | 3210.8043 | 6121.4385 | 10006.5801 | 14478.6099 | 19631.9384 | 25457.9796 | 32040.7186 | 39187.0418 | 46981.5644 | 54246.0778 | 61380.9662 | 68149.9819 | 74556.5079 | 80987.7 | 87449.5253 | 93708.89 | 99791.0185 | 105873.2426 | 111869.2821
F1_Industrial_Instruments_New_Space Heating_Natural Gas_Gas Boiler - Insulate Steam Lines/Condensate Tank_A_Technical Potential | F1 | Industrial | Instruments | New | Space Heating | Natural Gas | Gas Boiler - Insulate Steam Lines/Condensate Tank | A | Original Unit Energy Savings (kWh or therms) | Technical Potential | 0 | 0 | 42.7328 | 42.7328 | 42.7328 | 42.7328 | 42.7328 | 42.7328 | 42.7328 | 42.7328 | 42.7328 | 42.7328 | 42.7328 | 42.7328 | 42.7328 | 42.7328 | 42.7328 | 42.7328 | 42.7328 | 42.7328 | 42.7328 | 42.7328
F2_Industrial_Instruments_New_Space Heating_Natural Gas_Gas Boiler - Insulate Steam Lines/Condensate Tank_A_Technical Potential | F2 | Industrial | Instruments | New | Space Heating | Natural Gas | Gas Boiler - Insulate Steam Lines/Condensate Tank | A | Original Unit Summer Peak Savings (kW) | Technical Potential | 0 | 0 | 0 | 0 | 0 | 0 | 0 | 0 | 0 | 0 | 0 | 0 | 0 | 0 | 0 | 0 | 0 | 0 | 0 | 0 | 0 | 0
F3_Industrial_Instruments_New_Space Heating_Natural Gas_Gas Boiler - Insulate Steam Lines/Condensate Tank_A_Technical Potential | F3 | Industrial | Instruments | New | Space Heating | Natural Gas | Gas Boiler - Insulate Steam Lines/Condensate Tank | A | Original Unit Winter Peak Savings (kW) | Technical Potential | 0 | 0 | 0 | 0 | 0 | 0 | 0 | 0 | 0 | 0 | 0 | 0 | 0 | 0 | 0 | 0 | 0 | 0 | 0 | 0 | 0 | 0
F4_Industrial_Instruments_New_Space Heating_Natural Gas_Gas Boiler - Insulate Steam Lines/Condensate Tank_A_Technical Potential | F4 | Industrial | Instruments | New | Space Heating | Natural Gas | Gas Boiler - Insulate Steam Lines/Condensate Tank | A | Standalone Impact on Baseline Energy (%) | Technical Potential | 0% | 0% | 0.006055% | 0.009525% | 0.01273% | 0.0156% | 0.0196% | 0.02307% | 0.02646% | 0.02947% | 0.0332% | 0.0365% | 0.03978% | 0.04262% | 0.04646% | 0.04975% | 0.05302% | 0.05582% | 0.05971% | 0.06303% | 0.0664% | 0.06975%
F5_Industrial_Instruments_New_Space Heating_Natural Gas_Gas Boiler - Insulate Steam Lines/Condensate Tank_A_Technical Potential | F5 | Industrial | Instruments | New | Space Heating | Natural Gas | Gas Boiler - Insulate Steam Lines/Condensate Tank | A | Standalone Impact on Baseline Summer Peak (%) | Technical Potential | bar: 2019 to 2040
F6_Industrial_Instruments_New_Space Heating_Natural Gas_Gas Boiler - Insulate Steam Lines/Condensate Tank_A_Technical Potential | F6 | Industrial | Instruments | New | Space Heating | Natural Gas | Gas Boiler - Insulate Steam Lines/Condensate Tank | A | Standalone Impact on Baseline Winter Peak (%) | Technical Potential | bar: 2019 to 2040
F7_Industrial_Instruments_New_Space Heating_Natural Gas_Gas Boiler - Insulate Steam Lines/Condensate Tank_A_Technical Potential | F7 | Industrial | Instruments | New | Space Heating | Natural Gas | Gas Boiler - Insulate Steam Lines/Condensate Tank | A | Incremental Energy Savings (MWh or mTherms) | Technical Potential | 0 | 0 | 0.0014032 | 0.0024489 | 0.003492 | 0.0046612 | 0.0053653 | 0.0061827 | 0.0069898 | 0.0078977 | 0.0085738 | 0.0093515 | 0.010119 | 0.011009 | 0.011613 | 0.012347 | 0.013081 | 0.013935 | 0.014499 | 0.015195 | 0.015871 | 0.016545
F8_Industrial_Instruments_New_Space Heating_Natural Gas_Gas Boiler - Insulate Steam Lines/Condensate Tank_A_Technical Potential | F8 | Industrial | Instruments | New | Space Heating | Natural Gas | Gas Boiler - Insulate Steam Lines/Condensate Tank | A | Incremental Summer Peak Savings (MW) | Technical Potential | 0 | 0 | 0 | 0 | 0 | 0 | 0 | 0 | 0 | 0 | 0 | 0 | 0 | 0 | 0 | 0 | 0 | 0 | 0 | 0 | 0 | 0
F9_Industrial_Instruments_New_Space Heating_Natural Gas_Gas Boiler - Insulate Steam Lines/Condensate Tank_A_Technical Potential | F9 | Industrial | Instruments | New | Space Heating | Natural Gas | Gas Boiler - Insulate Steam Lines/Condensate Tank | A | Incremental Winter Peak Savings (MW) | Technical Potential | 0 | 0 | 0 | 0 | 0 | 0 | 0 | 0 | 0 | 0 | 0 | 0 | 0 | 0 | 0 | 0 | 0 | 0 | 0 | 0 | 0 | 0
F10_Industrial_Instruments_New_Space Heating_Natural Gas_Gas Boiler - Insulate Steam Lines/Condensate Tank_A_Technical Potential | F10 | Industrial | Instruments | New | Space Heating | Natural Gas | Gas Boiler - Insulate Steam Lines/Condensate Tank | A | Cumulative Energy Savings (MWh or mTherms) | Technical Potential | 0 | 0 | 0.0014032 | 0.0038522 | 0.0073442 | 0.012005 | 0.017371 | 0.023553 | 0.030543 | 0.038441 | 0.047015 | 0.056366 | 0.066485 | 0.077494 | 0.089107 | 0.10145 | 0.11454 | 0.12847 | 0.14297 | 0.15817 | 0.17404 | 0.19058
F11_Industrial_Instruments_New_Space Heating_Natural Gas_Gas Boiler - Insulate Steam Lines/Condensate Tank_A_Technical Potential | F11 | Industrial | Instruments | New | Space Heating | Natural Gas | Gas Boiler - Insulate Steam Lines/Condensate Tank | A | Cumulative Summer Peak Savings (MW) | Technical Potential | 0 | 0 | 0 | 0 | 0 | 0 | 0 | 0 | 0 | 0 | 0 | 0 | 0 | 0 | 0 | 0 | 0 | 0 | 0 | 0 | 0 | 0
F12_Industrial_Instruments_New_Space Heating_Natural Gas_Gas Boiler - Insulate Steam Lines/Condensate Tank_A_Technical Potential | F12 | Industrial | Instruments | New | Space Heating | Natural Gas | Gas Boiler - Insulate Steam Lines/Condensate Tank | A | Cumulative Winter Peak Savings (MW) | Technical Potential | 0 | 0 | 0 | 0 | 0 | 0 | 0 | 0 | 0 | 0 | 0 | 0 | 0 | 0 | 0 | 0 | 0 | 0 | 0 | 0 | 0 | 0
F13_Industrial_Instruments_New_Space Heating_Natural Gas_Gas Boiler - Insulate Steam Lines/Condensate Tank_A_Technical Potential | F13 | Industrial | Instruments | New | Space Heating | Natural Gas | Gas Boiler - Insulate Steam Lines/Condensate Tank | A | Purchases (Incremental) | Technical Potential | 0 | 0 | 0.032838 | 0.057308 | 0.081718 | 0.10908 | 0.12556 | 0.14468 | 0.16357 | 0.18481 | 0.20064 | 0.21884 | 0.23679 | 0.25762 | 0.27176 | 0.28895 | 0.30612 | 0.3261 | 0.33931 | 0.35557 | 0.3714 | 0.38718
F14_Industrial_Instruments_New_Space Heating_Natural Gas_Gas Boiler - Insulate Steam Lines/Condensate Tank_A_Technical Potential | F14 | Industrial | Instruments | New | Space Heating | Natural Gas | Gas Boiler - Insulate Steam Lines/Condensate Tank | A | Purchases (Cumulative) | Technical Potential | 0 | 0 | 0.032838 | 0.090145 | 0.17186 | 0.28094 | 0.4065 | 0.55118 | 0.71475 | 0.89956 | 1.1002 | 1.319 | 1.5558 | 1.8135 | 2.0852 | 2.3742 | 2.6803 | 3.0064 | 3.3457 | 3.7013 | 4.0727 | 4.4598
F1_Industrial_Instruments_New_Process_Natural Gas_Gas Boiler - Insulate Steam Lines/Condensate Tank_A_Technical Potential | F1 | Industrial | Instruments | New | Process | Natural Gas | Gas Boiler - Insulate Steam Lines/Condensate Tank | A | Original Unit Energy Savings (kWh or therms) | Technical Potential | 0 | 0 | 27.9412 | 27.9412 | 27.9412 | 27.9412 | 27.9412 | 27.9412 | 27.9412 | 27.9412 | 27.9412 | 27.9412 | 27.9412 | 27.9412 | 27.9412 | 27.9412 | 27.9412 | 27.9412 | 27.9412 | 27.9412 | 27.9412 | 27.9412
F2_Industrial_Instruments_New_Process_Natural Gas_Gas Boiler - Insulate Steam Lines/Condensate Tank_A_Technical Potential | F2 | Industrial | Instruments | New | Process | Natural Gas | Gas Boiler - Insulate Steam Lines/Condensate Tank | A | Original Unit Summer Peak Savings (kW) | Technical Potential | 0 | 0 | 0 | 0 | 0 | 0 | 0 | 0 | 0 | 0 | 0 | 0 | 0 | 0 | 0 | 0 | 0 | 0 | 0 | 0 | 0 | 0
F3_Industrial_Instruments_New_Process_Natural Gas_Gas Boiler - Insulate Steam Lines/Condensate Tank_A_Technical Potential | F3 | Industrial | Instruments | New | Process | Natural Gas | Gas Boiler - Insulate Steam Lines/Condensate Tank | A | Original Unit Winter Peak Savings (kW) | Technical Potential | 0 | 0 | 0 | 0 | 0 | 0 | 0 | 0 | 0 | 0 | 0 | 0 | 0 | 0 | 0 | 0 | 0 | 0 | 0 | 0 | 0 | 0
F4_Industrial_Instruments_New_Process_Natural Gas_Gas Boiler - Insulate Steam Lines/Condensate Tank_A_Technical Potential | F4 | Industrial | Instruments | New | Process | Natural Gas | Gas Boiler - Insulate Steam Lines/Condensate Tank | A | Standalone Impact on Baseline Energy (%) | Technical Potential | 0% | 0% | 0.04419% | 0.06951% | 0.09293% | 0.1138% | 0.1431% | 0.1683% | 0.1931% | 0.2151% | 0.2423% | 0.2663% | 0.2903% | 0.311% | 0.3391% | 0.3631% | 0.3869% | 0.4074% | 0.4357% | 0.46% | 0.4846% | 0.509%
F5_Industrial_Instruments_New_Process_Natural Gas_Gas Boiler - Insulate Steam Lines/Condensate Tank_A_Technical Potential | F5 | Industrial | Instruments | New | Process | Natural Gas | Gas Boiler - Insulate Steam Lines/Condensate Tank | A | Standalone Impact on Baseline Summer Peak (%) | Technical Potential | bar: 2019 to 2040
F6_Industrial_Instruments_New_Process_Natural Gas_Gas Boiler - Insulate Steam Lines/Condensate Tank_A_Technical Potential | F6 | Industrial | Instruments | New | Process | Natural Gas | Gas Boiler - Insulate Steam Lines/Condensate Tank | A | Standalone Impact on Baseline Winter Peak (%) | Technical Potential | bar: 2019 to 2040
F7_Industrial_Instruments_New_Process_Natural Gas_Gas Boiler - Insulate Steam Lines/Condensate Tank_A_Technical Potential | F7 | Industrial | Instruments | New | Process | Natural Gas | Gas Boiler - Insulate Steam Lines/Condensate Tank | A | Incremental Energy Savings (MWh or mTherms) | Technical Potential | 0 | 0 | 0.027833 | 0.048574 | 0.069263 | 0.092453 | 0.10642 | 0.12263 | 0.13864 | 0.15665 | 0.17006 | 0.18548 | 0.2007 | 0.21836 | 0.23034 | 0.24491 | 0.25946 | 0.2764 | 0.28759 | 0.30138 | 0.3148 | 0.32817
F8_Industrial_Instruments_New_Process_Natural Gas_Gas Boiler - Insulate Steam Lines/Condensate Tank_A_Technical Potential | F8 | Industrial | Instruments | New | Process | Natural Gas | Gas Boiler - Insulate Steam Lines/Condensate Tank | A | Incremental Summer Peak Savings (MW) | Technical Potential | 0 | 0 | 0 | 0 | 0 | 0 | 0 | 0 | 0 | 0 | 0 | 0 | 0 | 0 | 0 | 0 | 0 | 0 | 0 | 0 | 0 | 0
F9_Industrial_Instruments_New_Process_Natural Gas_Gas Boiler - Insulate Steam Lines/Condensate Tank_A_Technical Potential | F9 | Industrial | Instruments | New | Process | Natural Gas | Gas Boiler - Insulate Steam Lines/Condensate Tank | A | Incremental Winter Peak Savings (MW) | Technical Potential | 0 | 0 | 0 | 0 | 0 | 0 | 0 | 0 | 0 | 0 | 0 | 0 | 0 | 0 | 0 | 0 | 0 | 0 | 0 | 0 | 0 | 0
F10_Industrial_Instruments_New_Process_Natural Gas_Gas Boiler - Insulate Steam Lines/Condensate Tank_A_Technical Potential | F10 | Industrial | Instruments | New | Process | Natural Gas | Gas Boiler - Insulate Steam Lines/Condensate Tank | A | Cumulative Energy Savings (MWh or mTherms) | Technical Potential | 0 | 0 | 0.027833 | 0.076406 | 0.14567 | 0.23812 | 0.34454 | 0.46717 | 0.60581 | 0.76246 | 0.93252 | 1.118 | 1.3187 | 1.5371 | 1.7674 | 2.0123 | 2.2718 | 2.5482 | 2.8358 | 3.1372 | 3.452 | 3.7801
F11_Industrial_Instruments_New_Process_Natural Gas_Gas Boiler - Insulate Steam Lines/Condensate Tank_A_Technical Potential | F11 | Industrial | Instruments | New | Process | Natural Gas | Gas Boiler - Insulate Steam Lines/Condensate Tank | A | Cumulative Summer Peak Savings (MW) | Technical Potential | 0 | 0 | 0 | 0 | 0 | 0 | 0 | 0 | 0 | 0 | 0 | 0 | 0 | 0 | 0 | 0 | 0 | 0 | 0 | 0 | 0 | 0
F12_Industrial_Instruments_New_Process_Natural Gas_Gas Boiler - Insulate Steam Lines/Condensate Tank_A_Technical Potential | F12 | Industrial | Instruments | New | Process | Natural Gas | Gas Boiler - Insulate Steam Lines/Condensate Tank | A | Cumulative Winter Peak Savings (MW) | Technical Potential | 0 | 0 | 0 | 0 | 0 | 0 | 0 | 0 | 0 | 0 | 0 | 0 | 0 | 0 | 0 | 0 | 0 | 0 | 0 | 0 | 0 | 0
F13_Industrial_Instruments_New_Process_Natural Gas_Gas Boiler - Insulate Steam Lines/Condensate Tank_A_Technical Potential | F13 | Industrial | Instruments | New | Process | Natural Gas | Gas Boiler - Insulate Steam Lines/Condensate Tank | A | Purchases (Incremental) | Technical Potential | 0 | 0 | 0.99612 | 1.7384 | 2.4789 | 3.3089 | 3.8087 | 4.3889 | 4.9619 | 5.6063 | 6.0863 | 6.6384 | 7.1831 | 7.815 | 8.2439 | 8.7651 | 9.2859 | 9.8923 | 10.2928 | 10.7863 | 11.2663 | 11.745
F14_Industrial_Instruments_New_Process_Natural Gas_Gas Boiler - Insulate Steam Lines/Condensate Tank_A_Technical Potential | F14 | Industrial | Instruments | New | Process | Natural Gas | Gas Boiler - Insulate Steam Lines/Condensate Tank | A | Purchases (Cumulative) | Technical Potential | 0 | 0 | 0.99612 | 2.7345 | 5.2134 | 8.5223 | 12.331 | 16.7199 | 21.6818 | 27.2881 | 33.3744 | 40.0127 | 47.1958 | 55.0108 | 63.2547 | 72.0198 | 81.3057 | 91.198 | 101.4907 | 112.277 | 123.5433 | 135.2883
F1_Industrial_Instruments_New_Space Heating_Natural Gas_Gas Boiler - Insulate Hot Water Lines_A_Technical Potential | F1 | Industrial | Instruments | New | Space Heating | Natural Gas | Gas Boiler - Insulate Hot Water Lines | A | Original Unit Energy Savings (kWh or therms) | Technical Potential | 0 | 0 | 48.3016 | 48.3016 | 48.3016 | 48.3016 | 48.3016 | 48.3016 | 48.3016 | 48.3016 | 48.3016 | 48.3016 | 48.3016 | 48.3016 | 48.3016 | 48.3016 | 48.3016 | 48.3016 | 48.3016 | 48.3016 | 48.3016 | 48.3016
F2_Industrial_Instruments_New_Space Heating_Natural Gas_Gas Boiler - Insulate Hot Water Lines_A_Technical Potential | F2 | Industrial | Instruments | New | Space Heating | Natural Gas | Gas Boiler - Insulate Hot Water Lines | A | Original Unit Summer Peak Savings (kW) | Technical Potential | 0 | 0 | 0 | 0 | 0 | 0 | 0 | 0 | 0 | 0 | 0 | 0 | 0 | 0 | 0 | 0 | 0 | 0 | 0 | 0 | 0 | 0
F3_Industrial_Instruments_New_Space Heating_Natural Gas_Gas Boiler - Insulate Hot Water Lines_A_Technical Potential | F3 | Industrial | Instruments | New | Space Heating | Natural Gas | Gas Boiler - Insulate Hot Water Lines | A | Original Unit Winter Peak Savings (kW) | Technical Potential | 0 | 0 | 0 | 0 | 0 | 0 | 0 | 0 | 0 | 0 | 0 | 0 | 0 | 0 | 0 | 0 | 0 | 0 | 0 | 0 | 0 | 0
F4_Industrial_Instruments_New_Space Heating_Natural Gas_Gas Boiler - Insulate Hot Water Lines_A_Technical Potential | F4 | Industrial | Instruments | New | Space Heating | Natural Gas | Gas Boiler - Insulate Hot Water Lines | A | Standalone Impact on Baseline Energy (%) | Technical Potential | 0% | 0% | 0.006844% | 0.01077% | 0.01439% | 0.01763% | 0.02216% | 0.02607% | 0.02991% | 0.03331% | 0.03753% | 0.04125% | 0.04497% | 0.04818% | 0.05251% | 0.05624% | 0.05993% | 0.0631% | 0.06749% | 0.07124% | 0.07505% | 0.07884%
F5_Industrial_Instruments_New_Space Heating_Natural Gas_Gas Boiler - Insulate Hot Water Lines_A_Technical Potential | F5 | Industrial | Instruments | New | Space Heating | Natural Gas | Gas Boiler - Insulate Hot Water Lines | A | Standalone Impact on Baseline Summer Peak (%) | Technical Potential | bar: 2019 to 2040
F6_Industrial_Instruments_New_Space Heating_Natural Gas_Gas Boiler - Insulate Hot Water Lines_A_Technical Potential | F6 | Industrial | Instruments | New | Space Heating | Natural Gas | Gas Boiler - Insulate Hot Water Lines | A | Standalone Impact on Baseline Winter Peak (%) | Technical Potential | bar: 2019 to 2040
F7_Industrial_Instruments_New_Space Heating_Natural Gas_Gas Boiler - Insulate Hot Water Lines_A_Technical Potential | F7 | Industrial | Instruments | New | Space Heating | Natural Gas | Gas Boiler - Insulate Hot Water Lines | A | Incremental Energy Savings (MWh or mTherms) | Technical Potential | 0 | 0 | 0.0015861 | 0.0027681 | 0.0039471 | 0.0052686 | 0.0060645 | 0.0069884 | 0.0079007 | 0.0089268 | 0.0096911 | 0.01057 | 0.011437 | 0.012444 | 0.013127 | 0.013957 | 0.014786 | 0.015751 | 0.016389 | 0.017175 | 0.017939 | 0.018701
F8_Industrial_Instruments_New_Space Heating_Natural Gas_Gas Boiler - Insulate Hot Water Lines_A_Technical Potential | F8 | Industrial | Instruments | New | Space Heating | Natural Gas | Gas Boiler - Insulate Hot Water Lines | A | Incremental Summer Peak Savings (MW) | Technical Potential | 0 | 0 | 0 | 0 | 0 | 0 | 0 | 0 | 0 | 0 | 0 | 0 | 0 | 0 | 0 | 0 | 0 | 0 | 0 | 0 | 0 | 0
F9_Industrial_Instruments_New_Space Heating_Natural Gas_Gas Boiler - Insulate Hot Water Lines_A_Technical Potential | F9 | Industrial | Instruments | New | Space Heating | Natural Gas | Gas Boiler - Insulate Hot Water Lines | A | Incremental Winter Peak Savings (MW) | Technical Potential | 0 | 0 | 0 | 0 | 0 | 0 | 0 | 0 | 0 | 0 | 0 | 0 | 0 | 0 | 0 | 0 | 0 | 0 | 0 | 0 | 0 | 0
F10_Industrial_Instruments_New_Space Heating_Natural Gas_Gas Boiler - Insulate Hot Water Lines_A_Technical Potential | F10 | Industrial | Instruments | New | Space Heating | Natural Gas | Gas Boiler - Insulate Hot Water Lines | A | Cumulative Energy Savings (MWh or mTherms) | Technical Potential | 0 | 0 | 0.0015861 | 0.0043542 | 0.0083013 | 0.01357 | 0.019634 | 0.026623 | 0.034524 | 0.04345 | 0.053141 | 0.063712 | 0.075149 | 0.087593 | 0.10072 | 0.11468 | 0.12946 | 0.14521 | 0.1616 | 0.17878 | 0.19672 | 0.21542
F11_Industrial_Instruments_New_Space Heating_Natural Gas_Gas Boiler - Insulate Hot Water Lines_A_Technical Potential | F11 | Industrial | Instruments | New | Space Heating | Natural Gas | Gas Boiler - Insulate Hot Water Lines | A | Cumulative Summer Peak Savings (MW) | Technical Potential | 0 | 0 | 0 | 0 | 0 | 0 | 0 | 0 | 0 | 0 | 0 | 0 | 0 | 0 | 0 | 0 | 0 | 0 | 0 | 0 | 0 | 0
F12_Industrial_Instruments_New_Space Heating_Natural Gas_Gas Boiler - Insulate Hot Water Lines_A_Technical Potential | F12 | Industrial | Instruments | New | Space Heating | Natural Gas | Gas Boiler - Insulate Hot Water Lines | A | Cumulative Winter Peak Savings (MW) | Technical Potential | 0 | 0 | 0 | 0 | 0 | 0 | 0 | 0 | 0 | 0 | 0 | 0 | 0 | 0 | 0 | 0 | 0 | 0 | 0 | 0 | 0 | 0
F13_Industrial_Instruments_New_Space Heating_Natural Gas_Gas Boiler - Insulate Hot Water Lines_A_Technical Potential | F13 | Industrial | Instruments | New | Space Heating | Natural Gas | Gas Boiler - Insulate Hot Water Lines | A | Purchases (Incremental) | Technical Potential | 0 | 0 | 0.032838 | 0.057308 | 0.081718 | 0.10908 | 0.12556 | 0.14468 | 0.16357 | 0.18481 | 0.20064 | 0.21884 | 0.23679 | 0.25762 | 0.27176 | 0.28895 | 0.30612 | 0.3261 | 0.33931 | 0.35557 | 0.3714 | 0.38718
F14_Industrial_Instruments_New_Space Heating_Natural Gas_Gas Boiler - Insulate Hot Water Lines_A_Technical Potential | F14 | Industrial | Instruments | New | Space Heating | Natural Gas | Gas Boiler - Insulate Hot Water Lines | A | Purchases (Cumulative) | Technical Potential | 0 | 0 | 0.032838 | 0.090145 | 0.17186 | 0.28094 | 0.4065 | 0.55118 | 0.71475 | 0.89956 | 1.1002 | 1.319 | 1.5558 | 1.8135 | 2.0852 | 2.3742 | 2.6803 | 3.0064 | 3.3457 | 3.7013 | 4.0727 | 4.4598
F1_Industrial_Instruments_New_Process_Natural Gas_Gas Boiler - Insulate Hot Water Lines_A_Technical Potential | F1 | Industrial | Instruments | New | Process | Natural Gas | Gas Boiler - Insulate Hot Water Lines | A | Original Unit Energy Savings (kWh or therms) | Technical Potential | 0 | 0 | 31.5823 | 31.5823 | 31.5823 | 31.5823 | 31.5823 | 31.5823 | 31.5823 | 31.5823 | 31.5823 | 31.5823 | 31.5823 | 31.5823 | 31.5823 | 31.5823 | 31.5823 | 31.5823 | 31.5823 | 31.5823 | 31.5823 | 31.5823
F2_Industrial_Instruments_New_Process_Natural Gas_Gas Boiler - Insulate Hot Water Lines_A_Technical Potential | F2 | Industrial | Instruments | New | Process | Natural Gas | Gas Boiler - Insulate Hot Water Lines | A | Original Unit Summer Peak Savings (kW) | Technical Potential | 0 | 0 | 0 | 0 | 0 | 0 | 0 | 0 | 0 | 0 | 0 | 0 | 0 | 0 | 0 | 0 | 0 | 0 | 0 | 0 | 0 | 0
F3_Industrial_Instruments_New_Process_Natural Gas_Gas Boiler - Insulate Hot Water Lines_A_Technical Potential | F3 | Industrial | Instruments | New | Process | Natural Gas | Gas Boiler - Insulate Hot Water Lines | A | Original Unit Winter Peak Savings (kW) | Technical Potential | 0 | 0 | 0 | 0 | 0 | 0 | 0 | 0 | 0 | 0 | 0 | 0 | 0 | 0 | 0 | 0 | 0 | 0 | 0 | 0 | 0 | 0
F4_Industrial_Instruments_New_Process_Natural Gas_Gas Boiler - Insulate Hot Water Lines_A_Technical Potential | F4 | Industrial | Instruments | New | Process | Natural Gas | Gas Boiler - Insulate Hot Water Lines | A | Standalone Impact on Baseline Energy (%) | Technical Potential | 0% | 0% | 0.04995% | 0.07857% | 0.105% | 0.1286% | 0.1617% | 0.1903% | 0.2183% | 0.2431% | 0.2739% | 0.3011% | 0.3282% | 0.3516% | 0.3832% | 0.4104% | 0.4373% | 0.4605% | 0.4925% | 0.5199% | 0.5477% | 0.5753%
F5_Industrial_Instruments_New_Process_Natural Gas_Gas Boiler - Insulate Hot Water Lines_A_Technical Potential | F5 | Industrial | Instruments | New | Process | Natural Gas | Gas Boiler - Insulate Hot Water Lines | A | Standalone Impact on Baseline Summer Peak (%) | Technical Potential | bar: 2019 to 2040
F6_Industrial_Instruments_New_Process_Natural Gas_Gas Boiler - Insulate Hot Water Lines_A_Technical Potential | F6 | Industrial | Instruments | New | Process | Natural Gas | Gas Boiler - Insulate Hot Water Lines | A | Standalone Impact on Baseline Winter Peak (%) | Technical Potential | bar: 2019 to 2040
F7_Industrial_Instruments_New_Process_Natural Gas_Gas Boiler - Insulate Hot Water Lines_A_Technical Potential | F7 | Industrial | Instruments | New | Process | Natural Gas | Gas Boiler - Insulate Hot Water Lines | A | Incremental Energy Savings (MWh or mTherms) | Technical Potential | 0 | 0 | 0.03146 | 0.054903 | 0.078289 | 0.1045 | 0.12029 | 0.13861 | 0.15671 | 0.17706 | 0.19222 | 0.20965 | 0.22686 | 0.24682 | 0.26036 | 0.27682 | 0.29327 | 0.31242 | 0.32507 | 0.34066 | 0.35582 | 0.37093
F8_Industrial_Instruments_New_Process_Natural Gas_Gas Boiler - Insulate Hot Water Lines_A_Technical Potential | F8 | Industrial | Instruments | New | Process | Natural Gas | Gas Boiler - Insulate Hot Water Lines | A | Incremental Summer Peak Savings (MW) | Technical Potential | 0 | 0 | 0 | 0 | 0 | 0 | 0 | 0 | 0 | 0 | 0 | 0 | 0 | 0 | 0 | 0 | 0 | 0 | 0 | 0 | 0 | 0
F9_Industrial_Instruments_New_Process_Natural Gas_Gas Boiler - Insulate Hot Water Lines_A_Technical Potential | F9 | Industrial | Instruments | New | Process | Natural Gas | Gas Boiler - Insulate Hot Water Lines | A | Incremental Winter Peak Savings (MW) | Technical Potential | 0 | 0 | 0 | 0 | 0 | 0 | 0 | 0 | 0 | 0 | 0 | 0 | 0 | 0 | 0 | 0 | 0 | 0 | 0 | 0 | 0 | 0
F10_Industrial_Instruments_New_Process_Natural Gas_Gas Boiler - Insulate Hot Water Lines_A_Technical Potential | F10 | Industrial | Instruments | New | Process | Natural Gas | Gas Boiler - Insulate Hot Water Lines | A | Cumulative Energy Savings (MWh or mTherms) | Technical Potential | 0 | 0 | 0.03146 | 0.086363 | 0.16465 | 0.26915 | 0.38944 | 0.52805 | 0.68476 | 0.86182 | 1.054 | 1.2637 | 1.4906 | 1.7374 | 1.9977 | 2.2746 | 2.5678 | 2.8802 | 3.2053 | 3.546 | 3.9018 | 4.2727
F11_Industrial_Instruments_New_Process_Natural Gas_Gas Boiler - Insulate Hot Water Lines_A_Technical Potential | F11 | Industrial | Instruments | New | Process | Natural Gas | Gas Boiler - Insulate Hot Water Lines | A | Cumulative Summer Peak Savings (MW) | Technical Potential | 0 | 0 | 0 | 0 | 0 | 0 | 0 | 0 | 0 | 0 | 0 | 0 | 0 | 0 | 0 | 0 | 0 | 0 | 0 | 0 | 0 | 0
F12_Industrial_Instruments_New_Process_Natural Gas_Gas Boiler - Insulate Hot Water Lines_A_Technical Potential | F12 | Industrial | Instruments | New | Process | Natural Gas | Gas Boiler - Insulate Hot Water Lines | A | Cumulative Winter Peak Savings (MW) | Technical Potential | 0 | 0 | 0 | 0 | 0 | 0 | 0 | 0 | 0 | 0 | 0 | 0 | 0 | 0 | 0 | 0 | 0 | 0 | 0 | 0 | 0 | 0
F13_Industrial_Instruments_New_Process_Natural Gas_Gas Boiler - Insulate Hot Water Lines_A_Technical Potential | F13 | Industrial | Instruments | New | Process | Natural Gas | Gas Boiler - Insulate Hot Water Lines | A | Purchases (Incremental) | Technical Potential | 0 | 0 | 0.99612 | 1.7384 | 2.4789 | 3.3089 | 3.8087 | 4.3889 | 4.9619 | 5.6063 | 6.0863 | 6.6384 | 7.1831 | 7.815 | 8.2439 | 8.7651 | 9.2859 | 9.8923 | 10.2928 | 10.7863 | 11.2663 | 11.745
F14_Industrial_Instruments_New_Process_Natural Gas_Gas Boiler - Insulate Hot Water Lines_A_Technical Potential | F14 | Industrial | Instruments | New | Process | Natural Gas | Gas Boiler - Insulate Hot Water Lines | A | Purchases (Cumulative) | Technical Potential | 0 | 0 | 0.99612 | 2.7345 | 5.2134 | 8.5223 | 12.331 | 16.7199 | 21.6818 | 27.2881 | 33.3744 | 40.0127 | 47.1958 | 55.0108 | 63.2547 | 72.0198 | 81.3057 | 91.198 | 101.4907 | 112.277 | 123.5433 | 135.2883
F1_Industrial_Instruments_New_Process_Natural Gas_Process - Insulate Heated Process Fluids_A_Technical Potential | F1 | Industrial | Instruments | New | Process | Natural Gas | Process - Insulate Heated Process Fluids | A | Original Unit Energy Savings (kWh or therms) | Technical Potential | 0 | 0 | 9.2315 | 9.2315 | 9.2315 | 9.2315 | 9.2315 | 9.2315 | 9.2315 | 9.2315 | 9.2315 | 9.2315 | 9.2315 | 9.2315 | 9.2315 | 9.2315 | 9.2315 | 9.2315 | 9.2315 | 9.2315 | 9.2315 | 9.2315
F2_Industrial_Instruments_New_Process_Natural Gas_Process - Insulate Heated Process Fluids_A_Technical Potential | F2 | Industrial | Instruments | New | Process | Natural Gas | Process - Insulate Heated Process Fluids | A | Original Unit Summer Peak Savings (kW) | Technical Potential | 0 | 0 | 0 | 0 | 0 | 0 | 0 | 0 | 0 | 0 | 0 | 0 | 0 | 0 | 0 | 0 | 0 | 0 | 0 | 0 | 0 | 0
F3_Industrial_Instruments_New_Process_Natural Gas_Process - Insulate Heated Process Fluids_A_Technical Potential | F3 | Industrial | Instruments | New | Process | Natural Gas | Process - Insulate Heated Process Fluids | A | Original Unit Winter Peak Savings (kW) | Technical Potential | 0 | 0 | 0 | 0 | 0 | 0 | 0 | 0 | 0 | 0 | 0 | 0 | 0 | 0 | 0 | 0 | 0 | 0 | 0 | 0 | 0 | 0
F4_Industrial_Instruments_New_Process_Natural Gas_Process - Insulate Heated Process Fluids_A_Technical Potential | F4 | Industrial | Instruments | New | Process | Natural Gas | Process - Insulate Heated Process Fluids | A | Standalone Impact on Baseline Energy (%) | Technical Potential | 0% | 0% | 0.03194% | 0.05024% | 0.06717% | 0.08225% | 0.1034% | 0.1185% | 0.1278% | 0.1315% | 0.1358% | 0.1363% | 0.1354% | 0.132% | 0.1311% | 0.1282% | 0.1248% | 0.1203% | 0.1156% | 0.1103% | 0.1056% | 0.1013%
F5_Industrial_Instruments_New_Process_Natural Gas_Process - Insulate Heated Process Fluids_A_Technical Potential | F5 | Industrial | Instruments | New | Process | Natural Gas | Process - Insulate Heated Process Fluids | A | Standalone Impact on Baseline Summer Peak (%) | Technical Potential | bar: 2019 to 2040
F6_Industrial_Instruments_New_Process_Natural Gas_Process - Insulate Heated Process Fluids_A_Technical Potential | F6 | Industrial | Instruments | New | Process | Natural Gas | Process - Insulate Heated Process Fluids | A | Standalone Impact on Baseline Winter Peak (%) | Technical Potential | bar: 2019 to 2040
F7_Industrial_Instruments_New_Process_Natural Gas_Process - Insulate Heated Process Fluids_A_Technical Potential | F7 | Industrial | Instruments | New | Process | Natural Gas | Process - Insulate Heated Process Fluids | A | Incremental Energy Savings (MWh or mTherms) | Technical Potential | 0 | 0 | 0.020116 | 0.035105 | 0.050058 | 0.066818 | 0.076912 | 0.079766 | 0.072143 | 0.065211 | 0.056635 | 0.049418 | 0.042778 | 0.037233 | 0.031421 | 0.026726 | 0.022652 | 0.019304 | 0.000137 | 5.1275e-05 | 1.8258e-05 | 6.2067e-06
F8_Industrial_Instruments_New_Process_Natural Gas_Process - Insulate Heated Process Fluids_A_Technical Potential | F8 | Industrial | Instruments | New | Process | Natural Gas | Process - Insulate Heated Process Fluids | A | Incremental Summer Peak Savings (MW) | Technical Potential | 0 | 0 | 0 | 0 | 0 | 0 | 0 | 0 | 0 | 0 | 0 | 0 | 0 | 0 | 0 | 0 | 0 | 0 | 0 | 0 | 0 | 0
F9_Industrial_Instruments_New_Process_Natural Gas_Process - Insulate Heated Process Fluids_A_Technical Potential | F9 | Industrial | Instruments | New | Process | Natural Gas | Process - Insulate Heated Process Fluids | A | Incremental Winter Peak Savings (MW) | Technical Potential | 0 | 0 | 0 | 0 | 0 | 0 | 0 | 0 | 0 | 0 | 0 | 0 | 0 | 0 | 0 | 0 | 0 | 0 | 0 | 0 | 0 | 0
F10_Industrial_Instruments_New_Process_Natural Gas_Process - Insulate Heated Process Fluids_A_Technical Potential | F10 | Industrial | Instruments | New | Process | Natural Gas | Process - Insulate Heated Process Fluids | A | Cumulative Energy Savings (MWh or mTherms) | Technical Potential | 0 | 0 | 0.020116 | 0.055221 | 0.10528 | 0.1721 | 0.24901 | 0.32878 | 0.40092 | 0.46613 | 0.52277 | 0.57218 | 0.61496 | 0.65219 | 0.68362 | 0.71034 | 0.73299 | 0.7523 | 0.75243 | 0.75249 | 0.7525 | 0.75251
F11_Industrial_Instruments_New_Process_Natural Gas_Process - Insulate Heated Process Fluids_A_Technical Potential | F11 | Industrial | Instruments | New | Process | Natural Gas | Process - Insulate Heated Process Fluids | A | Cumulative Summer Peak Savings (MW) | Technical Potential | 0 | 0 | 0 | 0 | 0 | 0 | 0 | 0 | 0 | 0 | 0 | 0 | 0 | 0 | 0 | 0 | 0 | 0 | 0 | 0 | 0 | 0
F12_Industrial_Instruments_New_Process_Natural Gas_Process - Insulate Heated Process Fluids_A_Technical Potential | F12 | Industrial | Instruments | New | Process | Natural Gas | Process - Insulate Heated Process Fluids | A | Cumulative Winter Peak Savings (MW) | Technical Potential | 0 | 0 | 0 | 0 | 0 | 0 | 0 | 0 | 0 | 0 | 0 | 0 | 0 | 0 | 0 | 0 | 0 | 0 | 0 | 0 | 0 | 0
F13_Industrial_Instruments_New_Process_Natural Gas_Process - Insulate Heated Process Fluids_A_Technical Potential | F13 | Industrial | Instruments | New | Process | Natural Gas | Process - Insulate Heated Process Fluids | A | Purchases (Incremental) | Technical Potential | 0 | 0 | 2.179 | 3.8028 | 5.4226 | 7.2381 | 8.3315 | 8.6407 | 7.8149 | 7.0639 | 6.135 | 5.3531 | 4.6339 | 4.0333 | 3.4037 | 2.8951 | 2.4537 | 2.0911 | 0.014841 | 0.0055544 | 0.0019778 | 0.00067234
F14_Industrial_Instruments_New_Process_Natural Gas_Process - Insulate Heated Process Fluids_A_Technical Potential | F14 | Industrial | Instruments | New | Process | Natural Gas | Process - Insulate Heated Process Fluids | A | Purchases (Cumulative) | Technical Potential | 0 | 0 | 2.179 | 5.9818 | 11.4044 | 18.6424 | 26.9739 | 35.6146 | 43.4295 | 50.4934 | 56.6284 | 61.9815 | 66.6155 | 70.6487 | 74.0524 | 76.9475 | 79.4013 | 81.4924 | 81.5073 | 81.5128 | 81.5148 | 81.5155
F1_Industrial_Instruments_New_Process_Natural Gas_Process Heat Recovery_A_Technical Potential | F1 | Industrial | Instruments | New | Process | Natural Gas | Process Heat Recovery | A | Original Unit Energy Savings (kWh or therms) | Technical Potential | 0 | 0 | 0.14017 | 0.14017 | 0.14017 | 0.14017 | 0.14017 | 0.14017 | 0.14017 | 0.14017 | 0.14017 | 0.14017 | 0.14017 | 0.14017 | 0.14017 | 0.14017 | 0.14017 | 0.14017 | 0.14017 | 0.14017 | 0.14017 | 0.14017
F2_Industrial_Instruments_New_Process_Natural Gas_Process Heat Recovery_A_Technical Potential | F2 | Industrial | Instruments | New | Process | Natural Gas | Process Heat Recovery | A | Original Unit Summer Peak Savings (kW) | Technical Potential | 0 | 0 | 0 | 0 | 0 | 0 | 0 | 0 | 0 | 0 | 0 | 0 | 0 | 0 | 0 | 0 | 0 | 0 | 0 | 0 | 0 | 0
F3_Industrial_Instruments_New_Process_Natural Gas_Process Heat Recovery_A_Technical Potential | F3 | Industrial | Instruments | New | Process | Natural Gas | Process Heat Recovery | A | Original Unit Winter Peak Savings (kW) | Technical Potential | 0 | 0 | 0 | 0 | 0 | 0 | 0 | 0 | 0 | 0 | 0 | 0 | 0 | 0 | 0 | 0 | 0 | 0 | 0 | 0 | 0 | 0
F4_Industrial_Instruments_New_Process_Natural Gas_Process Heat Recovery_A_Technical Potential | F4 | Industrial | Instruments | New | Process | Natural Gas | Process Heat Recovery | A | Standalone Impact on Baseline Energy (%) | Technical Potential | 0% | 0% | 0.01746% | 0.02746% | 0.03671% | 0.04496% | 0.05652% | 0.06475% | 0.06985% | 0.07187% | 0.07425% | 0.07451% | 0.07401% | 0.07214% | 0.07168% | 0.07006% | 0.06823% | 0.06405% | 0.06156% | 0.05874% | 0.05624% | 0.05395%
F5_Industrial_Instruments_New_Process_Natural Gas_Process Heat Recovery_A_Technical Potential | F5 | Industrial | Instruments | New | Process | Natural Gas | Process Heat Recovery | A | Standalone Impact on Baseline Summer Peak (%) | Technical Potential | bar: 2019 to 2040
F6_Industrial_Instruments_New_Process_Natural Gas_Process Heat Recovery_A_Technical Potential | F6 | Industrial | Instruments | New | Process | Natural Gas | Process Heat Recovery | A | Standalone Impact on Baseline Winter Peak (%) | Technical Potential | bar: 2019 to 2040
F7_Industrial_Instruments_New_Process_Natural Gas_Process Heat Recovery_A_Technical Potential | F7 | Industrial | Instruments | New | Process | Natural Gas | Process Heat Recovery | A | Incremental Energy Savings (MWh or mTherms) | Technical Potential | 0 | 0 | 0.010995 | 0.019189 | 0.027362 | 0.036523 | 0.04204 | 0.0436 | 0.039434 | 0.035644 | 0.030957 | 0.027012 | 0.023383 | 0.020352 | 0.017175 | 0.014609 | 0.012381 | 0.010995 | 0.019189 | 0.027362 | 0.036523 | 0.04204
F8_Industrial_Instruments_New_Process_Natural Gas_Process Heat Recovery_A_Technical Potential | F8 | Industrial | Instruments | New | Process | Natural Gas | Process Heat Recovery | A | Incremental Summer Peak Savings (MW) | Technical Potential | 0 | 0 | 0 | 0 | 0 | 0 | 0 | 0 | 0 | 0 | 0 | 0 | 0 | 0 | 0 | 0 | 0 | 0 | 0 | 0 | 0 | 0
F9_Industrial_Instruments_New_Process_Natural Gas_Process Heat Recovery_A_Technical Potential | F9 | Industrial | Instruments | New | Process | Natural Gas | Process Heat Recovery | A | Incremental Winter Peak Savings (MW) | Technical Potential | 0 | 0 | 0 | 0 | 0 | 0 | 0 | 0 | 0 | 0 | 0 | 0 | 0 | 0 | 0 | 0 | 0 | 0 | 0 | 0 | 0 | 0
F10_Industrial_Instruments_New_Process_Natural Gas_Process Heat Recovery_A_Technical Potential | F10 | Industrial | Instruments | New | Process | Natural Gas | Process Heat Recovery | A | Cumulative Energy Savings (MWh or mTherms) | Technical Potential | 0 | 0 | 0.010995 | 0.030184 | 0.057546 | 0.094069 | 0.13611 | 0.17971 | 0.21914 | 0.25479 | 0.28574 | 0.31276 | 0.33614 | 0.35649 | 0.37366 | 0.38827 | 0.40065 | 0.40065 | 0.40065 | 0.40065 | 0.40065 | 0.40065
F11_Industrial_Instruments_New_Process_Natural Gas_Process Heat Recovery_A_Technical Potential | F11 | Industrial | Instruments | New | Process | Natural Gas | Process Heat Recovery | A | Cumulative Summer Peak Savings (MW) | Technical Potential | 0 | 0 | 0 | 0 | 0 | 0 | 0 | 0 | 0 | 0 | 0 | 0 | 0 | 0 | 0 | 0 | 0 | 0 | 0 | 0 | 0 | 0
F12_Industrial_Instruments_New_Process_Natural Gas_Process Heat Recovery_A_Technical Potential | F12 | Industrial | Instruments | New | Process | Natural Gas | Process Heat Recovery | A | Cumulative Winter Peak Savings (MW) | Technical Potential | 0 | 0 | 0 | 0 | 0 | 0 | 0 | 0 | 0 | 0 | 0 | 0 | 0 | 0 | 0 | 0 | 0 | 0 | 0 | 0 | 0 | 0
F13_Industrial_Instruments_New_Process_Natural Gas_Process Heat Recovery_A_Technical Potential | F13 | Industrial | Instruments | New | Process | Natural Gas | Process Heat Recovery | A | Purchases (Incremental) | Technical Potential | 0 | 0 | 78.4443 | 136.9001 | 195.2124 | 260.5713 | 299.9332 | 311.0643 | 281.3363 | 254.3015 | 220.8589 | 192.7133 | 166.8216 | 145.1976 | 122.5327 | 104.2241 | 88.3338 | 78.4443 | 136.9001 | 195.2124 | 260.5713 | 299.9332
F14_Industrial_Instruments_New_Process_Natural Gas_Process Heat Recovery_A_Technical Potential | F14 | Industrial | Instruments | New | Process | Natural Gas | Process Heat Recovery | A | Purchases (Cumulative) | Technical Potential | 0 | 0 | 78.4443 | 215.3444 | 410.5568 | 671.1282 | 971.0614 | 1282.1256 | 1563.462 | 1817.7635 | 2038.6224 | 2231.3357 | 2398.1573 | 2543.3549 | 2665.8876 | 2770.1117 | 2858.4455 | 2858.4455 | 2858.4455 | 2858.4455 | 2858.4455 | 2858.4455
F1_Industrial_Instruments_New_Space Heating_Natural Gas_Building Automation System_A_Technical Potential | F1 | Industrial | Instruments | New | Space Heating | Natural Gas | Building Automation System | A | Original Unit Energy Savings (kWh or therms) | Technical Potential | 0 | 0 | 0.01486 | 0.01486 | 0.01486 | 0.01486 | 0.01486 | 0.01486 | 0.01486 | 0.01486 | 0.01486 | 0.01486 | 0.01486 | 0.01486 | 0.01486 | 0.01486 | 0.01486 | 0.01486 | 0.01486 | 0.01486 | 0.01486 | 0.01486
F2_Industrial_Instruments_New_Space Heating_Natural Gas_Building Automation System_A_Technical Potential | F2 | Industrial | Instruments | New | Space Heating | Natural Gas | Building Automation System | A | Original Unit Summer Peak Savings (kW) | Technical Potential | 0 | 0 | 0 | 0 | 0 | 0 | 0 | 0 | 0 | 0 | 0 | 0 | 0 | 0 | 0 | 0 | 0 | 0 | 0 | 0 | 0 | 0
F3_Industrial_Instruments_New_Space Heating_Natural Gas_Building Automation System_A_Technical Potential | F3 | Industrial | Instruments | New | Space Heating | Natural Gas | Building Automation System | A | Original Unit Winter Peak Savings (kW) | Technical Potential | 0 | 0 | 0 | 0 | 0 | 0 | 0 | 0 | 0 | 0 | 0 | 0 | 0 | 0 | 0 | 0 | 0 | 0 | 0 | 0 | 0 | 0
F4_Industrial_Instruments_New_Space Heating_Natural Gas_Building Automation System_A_Technical Potential | F4 | Industrial | Instruments | New | Space Heating | Natural Gas | Building Automation System | A | Standalone Impact on Baseline Energy (%) | Technical Potential | 0% | 0% | 0.01539% | 0.03957% | 0.08236% | 0.1505% | 0.2656% | 0.4236% | 0.6374% | 0.9046% | 1.254% | 1.647% | 2.079% | 2.504% | 2.969% | 3.353% | 3.659% | 3.841% | 3.998% | 4.019% | 3.959% | 3.844%
F5_Industrial_Instruments_New_Space Heating_Natural Gas_Building Automation System_A_Technical Potential | F5 | Industrial | Instruments | New | Space Heating | Natural Gas | Building Automation System | A | Standalone Impact on Baseline Summer Peak (%) | Technical Potential | bar: 2019 to 2040
F6_Industrial_Instruments_New_Space Heating_Natural Gas_Building Automation System_A_Technical Potential | F6 | Industrial | Instruments | New | Space Heating | Natural Gas | Building Automation System | A | Standalone Impact on Baseline Winter Peak (%) | Technical Potential | bar: 2019 to 2040
F7_Industrial_Instruments_New_Space Heating_Natural Gas_Building Automation System_A_Technical Potential | F7 | Industrial | Instruments | New | Space Heating | Natural Gas | Building Automation System | A | Incremental Energy Savings (MWh or mTherms) | Technical Potential | 0 | 0 | 0.0035657 | 0.012439 | 0.031494 | 0.068381 | 0.11947 | 0.19718 | 0.30323 | 0.44415 | 0.59637 | 0.76704 | 0.93119 | 1.0778 | 1.1416 | 1.1442 | 1.0658 | 0.93898 | 0.74711 | 0.54203 | 0.36171 | 0.24592
F8_Industrial_Instruments_New_Space Heating_Natural Gas_Building Automation System_A_Technical Potential | F8 | Industrial | Instruments | New | Space Heating | Natural Gas | Building Automation System | A | Incremental Summer Peak Savings (MW) | Technical Potential | 0 | 0 | 0 | 0 | 0 | 0 | 0 | 0 | 0 | 0 | 0 | 0 | 0 | 0 | 0 | 0 | 0 | 0 | 0 | 0 | 0 | 0
F9_Industrial_Instruments_New_Space Heating_Natural Gas_Building Automation System_A_Technical Potential | F9 | Industrial | Instruments | New | Space Heating | Natural Gas | Building Automation System | A | Incremental Winter Peak Savings (MW) | Technical Potential | 0 | 0 | 0 | 0 | 0 | 0 | 0 | 0 | 0 | 0 | 0 | 0 | 0 | 0 | 0 | 0 | 0 | 0 | 0 | 0 | 0 | 0
F10_Industrial_Instruments_New_Space Heating_Natural Gas_Building Automation System_A_Technical Potential | F10 | Industrial | Instruments | New | Space Heating | Natural Gas | Building Automation System | A | Cumulative Energy Savings (MWh or mTherms) | Technical Potential | 0 | 0 | 0.0035657 | 0.016005 | 0.047499 | 0.11588 | 0.23535 | 0.43253 | 0.73576 | 1.1799 | 1.7763 | 2.5433 | 3.4745 | 4.5523 | 5.6939 | 6.8382 | 7.904 | 8.8394 | 9.5741 | 10.0846 | 10.3779 | 10.5044
F11_Industrial_Instruments_New_Space Heating_Natural Gas_Building Automation System_A_Technical Potential | F11 | Industrial | Instruments | New | Space Heating | Natural Gas | Building Automation System | A | Cumulative Summer Peak Savings (MW) | Technical Potential | 0 | 0 | 0 | 0 | 0 | 0 | 0 | 0 | 0 | 0 | 0 | 0 | 0 | 0 | 0 | 0 | 0 | 0 | 0 | 0 | 0 | 0
F12_Industrial_Instruments_New_Space Heating_Natural Gas_Building Automation System_A_Technical Potential | F12 | Industrial | Instruments | New | Space Heating | Natural Gas | Building Automation System | A | Cumulative Winter Peak Savings (MW) | Technical Potential | 0 | 0 | 0 | 0 | 0 | 0 | 0 | 0 | 0 | 0 | 0 | 0 | 0 | 0 | 0 | 0 | 0 | 0 | 0 | 0 | 0 | 0
F13_Industrial_Instruments_New_Space Heating_Natural Gas_Building Automation System_A_Technical Potential | F13 | Industrial | Instruments | New | Space Heating | Natural Gas | Building Automation System | A | Purchases (Incremental) | Technical Potential | 0 | 0 | 239.9478 | 837.0624 | 2119.3036 | 4601.5387 | 8039.5681 | 13268.5565 | 20404.9715 | 29887.8786 | 40131.0295 | 51616.4893 | 62662.3487 | 72525.1555 | 76824.6194 | 76999.088 | 71722.2725 | 63186.437 | 50275.2883 | 36474.8183 | 24340.5271 | 16548.6745
F14_Industrial_Instruments_New_Space Heating_Natural Gas_Building Automation System_A_Technical Potential | F14 | Industrial | Instruments | New | Space Heating | Natural Gas | Building Automation System | A | Purchases (Cumulative) | Technical Potential | 0 | 0 | 239.9478 | 1077.0103 | 3196.3139 | 7797.8526 | 15837.4207 | 29105.9772 | 49510.9487 | 79398.8273 | 119529.8568 | 171146.3462 | 233808.6948 | 306333.8503 | 383158.4697 | 460157.5577 | 531879.8302 | 594826.3194 | 644264.5452 | 678620.0599 | 698359.0482 | 706868.1546
F1_Industrial_Instruments_New_Space Heating_Natural Gas_Steam System Efficiency Improvements_A_Technical Potential | F1 | Industrial | Instruments | New | Space Heating | Natural Gas | Steam System Efficiency Improvements | A | Original Unit Energy Savings (kWh or therms) | Technical Potential | 0 | 0 | 0.13322 | 0.13322 | 0.13322 | 0.13322 | 0.13322 | 0.13322 | 0.13322 | 0.13322 | 0.13322 | 0.13322 | 0.13322 | 0.13322 | 0.13322 | 0.13322 | 0.13322 | 0.13322 | 0.13322 | 0.13322 | 0.13322 | 0.13322
F2_Industrial_Instruments_New_Space Heating_Natural Gas_Steam System Efficiency Improvements_A_Technical Potential | F2 | Industrial | Instruments | New | Space Heating | Natural Gas | Steam System Efficiency Improvements | A | Original Unit Summer Peak Savings (kW) | Technical Potential | 0 | 0 | 0 | 0 | 0 | 0 | 0 | 0 | 0 | 0 | 0 | 0 | 0 | 0 | 0 | 0 | 0 | 0 | 0 | 0 | 0 | 0
F3_Industrial_Instruments_New_Space Heating_Natural Gas_Steam System Efficiency Improvements_A_Technical Potential | F3 | Industrial | Instruments | New | Space Heating | Natural Gas | Steam System Efficiency Improvements | A | Original Unit Winter Peak Savings (kW) | Technical Potential | 0 | 0 | 0 | 0 | 0 | 0 | 0 | 0 | 0 | 0 | 0 | 0 | 0 | 0 | 0 | 0 | 0 | 0 | 0 | 0 | 0 | 0
F4_Industrial_Instruments_New_Space Heating_Natural Gas_Steam System Efficiency Improvements_A_Technical Potential | F4 | Industrial | Instruments | New | Space Heating | Natural Gas | Steam System Efficiency Improvements | A | Standalone Impact on Baseline Energy (%) | Technical Potential | 0% | 0% | 0.0009776% | 0.002514% | 0.005233% | 0.009564% | 0.01688% | 0.02669% | 0.03961% | 0.05516% | 0.0745% | 0.09495% | 0.1157% | 0.1334% | 0.1495% | 0.1577% | 0.1577% | 0.1481% | 0.1423% | 0.1358% | 0.13% | 0.1247%
F5_Industrial_Instruments_New_Space Heating_Natural Gas_Steam System Efficiency Improvements_A_Technical Potential | F5 | Industrial | Instruments | New | Space Heating | Natural Gas | Steam System Efficiency Improvements | A | Standalone Impact on Baseline Summer Peak (%) | Technical Potential | bar: 2019 to 2040
F6_Industrial_Instruments_New_Space Heating_Natural Gas_Steam System Efficiency Improvements_A_Technical Potential | F6 | Industrial | Instruments | New | Space Heating | Natural Gas | Steam System Efficiency Improvements | A | Standalone Impact on Baseline Winter Peak (%) | Technical Potential | bar: 2019 to 2040
F7_Industrial_Instruments_New_Space Heating_Natural Gas_Steam System Efficiency Improvements_A_Technical Potential | F7 | Industrial | Instruments | New | Space Heating | Natural Gas | Steam System Efficiency Improvements | A | Incremental Energy Savings (MWh or mTherms) | Technical Potential | 0 | 0 | 0.00022655 | 0.00079032 | 0.002001 | 0.0043446 | 0.0075907 | 0.012528 | 0.019266 | 0.028219 | 0.03789 | 0.048734 | 0.059164 | 0.068476 | 0.072535 | 0.0727 | 0.067718 | 0.059658 | 0.069266 | 0.074536 | 0.077044 | 0.075308
F8_Industrial_Instruments_New_Space Heating_Natural Gas_Steam System Efficiency Improvements_A_Technical Potential | F8 | Industrial | Instruments | New | Space Heating | Natural Gas | Steam System Efficiency Improvements | A | Incremental Summer Peak Savings (MW) | Technical Potential | 0 | 0 | 0 | 0 | 0 | 0 | 0 | 0 | 0 | 0 | 0 | 0 | 0 | 0 | 0 | 0 | 0 | 0 | 0 | 0 | 0 | 0
F9_Industrial_Instruments_New_Space Heating_Natural Gas_Steam System Efficiency Improvements_A_Technical Potential | F9 | Industrial | Instruments | New | Space Heating | Natural Gas | Steam System Efficiency Improvements | A | Incremental Winter Peak Savings (MW) | Technical Potential | 0 | 0 | 0 | 0 | 0 | 0 | 0 | 0 | 0 | 0 | 0 | 0 | 0 | 0 | 0 | 0 | 0 | 0 | 0 | 0 | 0 | 0
F10_Industrial_Instruments_New_Space Heating_Natural Gas_Steam System Efficiency Improvements_A_Technical Potential | F10 | Industrial | Instruments | New | Space Heating | Natural Gas | Steam System Efficiency Improvements | A | Cumulative Energy Savings (MWh or mTherms) | Technical Potential | 0 | 0 | 0.00022655 | 0.0010169 | 0.0030178 | 0.0073625 | 0.014953 | 0.027254 | 0.04573 | 0.071948 | 0.10549 | 0.14664 | 0.19327 | 0.24248 | 0.2868 | 0.32161 | 0.34059 | 0.34086 | 0.34086 | 0.34086 | 0.34086 | 0.34086
F11_Industrial_Instruments_New_Space Heating_Natural Gas_Steam System Efficiency Improvements_A_Technical Potential | F11 | Industrial | Instruments | New | Space Heating | Natural Gas | Steam System Efficiency Improvements | A | Cumulative Summer Peak Savings (MW) | Technical Potential | 0 | 0 | 0 | 0 | 0 | 0 | 0 | 0 | 0 | 0 | 0 | 0 | 0 | 0 | 0 | 0 | 0 | 0 | 0 | 0 | 0 | 0
F12_Industrial_Instruments_New_Space Heating_Natural Gas_Steam System Efficiency Improvements_A_Technical Potential | F12 | Industrial | Instruments | New | Space Heating | Natural Gas | Steam System Efficiency Improvements | A | Cumulative Winter Peak Savings (MW) | Technical Potential | 0 | 0 | 0 | 0 | 0 | 0 | 0 | 0 | 0 | 0 | 0 | 0 | 0 | 0 | 0 | 0 | 0 | 0 | 0 | 0 | 0 | 0
F13_Industrial_Instruments_New_Space Heating_Natural Gas_Steam System Efficiency Improvements_A_Technical Potential | F13 | Industrial | Instruments | New | Space Heating | Natural Gas | Steam System Efficiency Improvements | A | Purchases (Incremental) | Technical Potential | 0 | 0 | 1.7005 | 5.9324 | 15.0198 | 32.6117 | 56.9774 | 94.0359 | 144.6125 | 211.8191 | 284.4135 | 365.8124 | 444.0957 | 513.9946 | 544.4655 | 545.702 | 508.3045 | 447.81 | 519.927 | 559.4852 | 578.3136 | 565.2819
F14_Industrial_Instruments_New_Space Heating_Natural Gas_Steam System Efficiency Improvements_A_Technical Potential | F14 | Industrial | Instruments | New | Space Heating | Natural Gas | Steam System Efficiency Improvements | A | Purchases (Cumulative) | Technical Potential | 0 | 0 | 1.7005 | 7.6329 | 22.6527 | 55.2643 | 112.2417 | 204.5771 | 343.2572 | 540.0565 | 791.8584 | 1100.6934 | 1450.7532 | 1820.1353 | 2152.7817 | 2414.0702 | 2556.5623 | 2558.5761 | 2558.5761 | 2558.5761 | 2558.5761 | 2558.5761
F1_Industrial_Instruments_New_Process_Natural Gas_Steam System Efficiency Improvements_A_Technical Potential | F1 | Industrial | Instruments | New | Process | Natural Gas | Steam System Efficiency Improvements | A | Original Unit Energy Savings (kWh or therms) | Technical Potential | 0 | 0 | 0.087109 | 0.087109 | 0.087109 | 0.087109 | 0.087109 | 0.087109 | 0.087109 | 0.087109 | 0.087109 | 0.087109 | 0.087109 | 0.087109 | 0.087109 | 0.087109 | 0.087109 | 0.087109 | 0.087109 | 0.087109 | 0.087109 | 0.087109
F2_Industrial_Instruments_New_Process_Natural Gas_Steam System Efficiency Improvements_A_Technical Potential | F2 | Industrial | Instruments | New | Process | Natural Gas | Steam System Efficiency Improvements | A | Original Unit Summer Peak Savings (kW) | Technical Potential | 0 | 0 | 0 | 0 | 0 | 0 | 0 | 0 | 0 | 0 | 0 | 0 | 0 | 0 | 0 | 0 | 0 | 0 | 0 | 0 | 0 | 0
F3_Industrial_Instruments_New_Process_Natural Gas_Steam System Efficiency Improvements_A_Technical Potential | F3 | Industrial | Instruments | New | Process | Natural Gas | Steam System Efficiency Improvements | A | Original Unit Winter Peak Savings (kW) | Technical Potential | 0 | 0 | 0 | 0 | 0 | 0 | 0 | 0 | 0 | 0 | 0 | 0 | 0 | 0 | 0 | 0 | 0 | 0 | 0 | 0 | 0 | 0
F4_Industrial_Instruments_New_Process_Natural Gas_Steam System Efficiency Improvements_A_Technical Potential | F4 | Industrial | Instruments | New | Process | Natural Gas | Steam System Efficiency Improvements | A | Standalone Impact on Baseline Energy (%) | Technical Potential | 0% | 0% | 4.239e-05% | 0.000109% | 0.0002269% | 0.0004147% | 0.0007318% | 0.001157% | 0.001718% | 0.002392% | 0.003231% | 0.004117% | 0.005015% | 0.005783% | 0.006485% | 0.006839% | 0.006837% | 0.006423% | 0.006173% | 0.00589% | 0.005639% | 0.00541%
F5_Industrial_Instruments_New_Process_Natural Gas_Steam System Efficiency Improvements_A_Technical Potential | F5 | Industrial | Instruments | New | Process | Natural Gas | Steam System Efficiency Improvements | A | Standalone Impact on Baseline Summer Peak (%) | Technical Potential | bar: 2019 to 2040
F6_Industrial_Instruments_New_Process_Natural Gas_Steam System Efficiency Improvements_A_Technical Potential | F6 | Industrial | Instruments | New | Process | Natural Gas | Steam System Efficiency Improvements | A | Standalone Impact on Baseline Winter Peak (%) | Technical Potential | bar: 2019 to 2040
F7_Industrial_Instruments_New_Process_Natural Gas_Steam System Efficiency Improvements_A_Technical Potential | F7 | Industrial | Instruments | New | Process | Natural Gas | Steam System Efficiency Improvements | A | Incremental Energy Savings (MWh or mTherms) | Technical Potential | 0 | 0 | 2.6702e-05 | 9.315e-05 | 0.00023584 | 0.00051207 | 0.00089466 | 0.0014765 | 0.0022707 | 0.003326 | 0.0044658 | 0.005744 | 0.0069732 | 0.0080707 | 0.0085492 | 0.0085686 | 0.0079814 | 0.0070315 | 0.0081639 | 0.008785 | 0.0090806 | 0.008876
F8_Industrial_Instruments_New_Process_Natural Gas_Steam System Efficiency Improvements_A_Technical Potential | F8 | Industrial | Instruments | New | Process | Natural Gas | Steam System Efficiency Improvements | A | Incremental Summer Peak Savings (MW) | Technical Potential | 0 | 0 | 0 | 0 | 0 | 0 | 0 | 0 | 0 | 0 | 0 | 0 | 0 | 0 | 0 | 0 | 0 | 0 | 0 | 0 | 0 | 0
F9_Industrial_Instruments_New_Process_Natural Gas_Steam System Efficiency Improvements_A_Technical Potential | F9 | Industrial | Instruments | New | Process | Natural Gas | Steam System Efficiency Improvements | A | Incremental Winter Peak Savings (MW) | Technical Potential | 0 | 0 | 0 | 0 | 0 | 0 | 0 | 0 | 0 | 0 | 0 | 0 | 0 | 0 | 0 | 0 | 0 | 0 | 0 | 0 | 0 | 0
F10_Industrial_Instruments_New_Process_Natural Gas_Steam System Efficiency Improvements_A_Technical Potential | F10 | Industrial | Instruments | New | Process | Natural Gas | Steam System Efficiency Improvements | A | Cumulative Energy Savings (MWh or mTherms) | Technical Potential | 0 | 0 | 2.6702e-05 | 0.00011985 | 0.00035569 | 0.00086776 | 0.0017624 | 0.0032123 | 0.0053898 | 0.0084799 | 0.012434 | 0.017283 | 0.02278 | 0.02858 | 0.033803 | 0.037906 | 0.040143 | 0.040175 | 0.040175 | 0.040175 | 0.040175 | 0.040175
F11_Industrial_Instruments_New_Process_Natural Gas_Steam System Efficiency Improvements_A_Technical Potential | F11 | Industrial | Instruments | New | Process | Natural Gas | Steam System Efficiency Improvements | A | Cumulative Summer Peak Savings (MW) | Technical Potential | 0 | 0 | 0 | 0 | 0 | 0 | 0 | 0 | 0 | 0 | 0 | 0 | 0 | 0 | 0 | 0 | 0 | 0 | 0 | 0 | 0 | 0
F12_Industrial_Instruments_New_Process_Natural Gas_Steam System Efficiency Improvements_A_Technical Potential | F12 | Industrial | Instruments | New | Process | Natural Gas | Steam System Efficiency Improvements | A | Cumulative Winter Peak Savings (MW) | Technical Potential | 0 | 0 | 0 | 0 | 0 | 0 | 0 | 0 | 0 | 0 | 0 | 0 | 0 | 0 | 0 | 0 | 0 | 0 | 0 | 0 | 0 | 0
F13_Industrial_Instruments_New_Process_Natural Gas_Steam System Efficiency Improvements_A_Technical Potential | F13 | Industrial | Instruments | New | Process | Natural Gas | Steam System Efficiency Improvements | A | Purchases (Incremental) | Technical Potential | 0 | 0 | 0.30653 | 1.0694 | 2.7074 | 5.8785 | 10.2706 | 16.9506 | 26.0674 | 38.1819 | 51.2675 | 65.9402 | 80.0514 | 92.6511 | 98.1437 | 98.3666 | 91.6255 | 80.7209 | 93.7205 | 100.8511 | 104.2451 | 101.896
F14_Industrial_Instruments_New_Process_Natural Gas_Steam System Efficiency Improvements_A_Technical Potential | F14 | Industrial | Instruments | New | Process | Natural Gas | Steam System Efficiency Improvements | A | Purchases (Cumulative) | Technical Potential | 0 | 0 | 0.30653 | 1.3759 | 4.0833 | 9.9618 | 20.2324 | 36.8765 | 61.8745 | 97.349 | 142.738 | 198.4077 | 261.5084 | 328.0922 | 388.054 | 435.1531 | 460.8383 | 461.2013 | 461.2013 | 461.2013 | 461.2013 | 461.2013
F1_Industrial_Instruments_New_Space Heating_Natural Gas_Strategic Energy Management_A_Technical Potential | F1 | Industrial | Instruments | New | Space Heating | Natural Gas | Strategic Energy Management | A | Original Unit Energy Savings (kWh or therms) | Technical Potential | 0 | 0 | 3.0533 | 3.0533 | 3.0533 | 3.0533 | 3.0533 | 3.0533 | 3.0533 | 3.0533 | 3.0533 | 3.0533 | 3.0533 | 3.0533 | 3.0533 | 3.0533 | 3.0533 | 3.0533 | 3.0533 | 3.0533 | 3.0533 | 3.0533
F2_Industrial_Instruments_New_Space Heating_Natural Gas_Strategic Energy Management_A_Technical Potential | F2 | Industrial | Instruments | New | Space Heating | Natural Gas | Strategic Energy Management | A | Original Unit Summer Peak Savings (kW) | Technical Potential | 0 | 0 | 0 | 0 | 0 | 0 | 0 | 0 | 0 | 0 | 0 | 0 | 0 | 0 | 0 | 0 | 0 | 0 | 0 | 0 | 0 | 0
F3_Industrial_Instruments_New_Space Heating_Natural Gas_Strategic Energy Management_A_Technical Potential | F3 | Industrial | Instruments | New | Space Heating | Natural Gas | Strategic Energy Management | A | Original Unit Winter Peak Savings (kW) | Technical Potential | 0 | 0 | 0 | 0 | 0 | 0 | 0 | 0 | 0 | 0 | 0 | 0 | 0 | 0 | 0 | 0 | 0 | 0 | 0 | 0 | 0 | 0
F4_Industrial_Instruments_New_Space Heating_Natural Gas_Strategic Energy Management_A_Technical Potential | F4 | Industrial | Instruments | New | Space Heating | Natural Gas | Strategic Energy Management | A | Standalone Impact on Baseline Energy (%) | Technical Potential | 0% | 0% | 0.09675% | 0.1522% | 0.2035% | 0.2492% | 0.3132% | 0.3466% | 0.3694% | 0.3809% | 0.3951% | 0.4034% | 0.4105% | 0.4126% | 0.4221% | 0.4266% | 0.4302% | 0.4206% | 0.4112% | 0.393% | 0.3762% | 0.3609%
F5_Industrial_Instruments_New_Space Heating_Natural Gas_Strategic Energy Management_A_Technical Potential | F5 | Industrial | Instruments | New | Space Heating | Natural Gas | Strategic Energy Management | A | Standalone Impact on Baseline Summer Peak (%) | Technical Potential | bar: 2019 to 2040
F6_Industrial_Instruments_New_Space Heating_Natural Gas_Strategic Energy Management_A_Technical Potential | F6 | Industrial | Instruments | New | Space Heating | Natural Gas | Strategic Energy Management | A | Standalone Impact on Baseline Winter Peak (%) | Technical Potential | bar: 2019 to 2040
F7_Industrial_Instruments_New_Space Heating_Natural Gas_Strategic Energy Management_A_Technical Potential | F7 | Industrial | Instruments | New | Space Heating | Natural Gas | Strategic Energy Management | A | Incremental Energy Savings (MWh or mTherms) | Technical Potential | 0 | 0 | 0.022421 | 0.03913 | 0.055797 | 0.074478 | 0.085729 | 0.098789 | 0.11169 | 0.12619 | 0.13699 | 0.14942 | 0.16168 | 0.17591 | 0.18556 | 0.19729 | 0.20901 | 0.22266 | 0.23168 | 0.24279 | 0.27177 | 0.29474
F8_Industrial_Instruments_New_Space Heating_Natural Gas_Strategic Energy Management_A_Technical Potential | F8 | Industrial | Instruments | New | Space Heating | Natural Gas | Strategic Energy Management | A | Incremental Summer Peak Savings (MW) | Technical Potential | 0 | 0 | 0 | 0 | 0 | 0 | 0 | 0 | 0 | 0 | 0 | 0 | 0 | 0 | 0 | 0 | 0 | 0 | 0 | 0 | 0 | 0
F9_Industrial_Instruments_New_Space Heating_Natural Gas_Strategic Energy Management_A_Technical Potential | F9 | Industrial | Instruments | New | Space Heating | Natural Gas | Strategic Energy Management | A | Incremental Winter Peak Savings (MW) | Technical Potential | 0 | 0 | 0 | 0 | 0 | 0 | 0 | 0 | 0 | 0 | 0 | 0 | 0 | 0 | 0 | 0 | 0 | 0 | 0 | 0 | 0 | 0
F10_Industrial_Instruments_New_Space Heating_Natural Gas_Strategic Energy Management_A_Technical Potential | F10 | Industrial | Instruments | New | Space Heating | Natural Gas | Strategic Energy Management | A | Cumulative Energy Savings (MWh or mTherms) | Technical Potential | 0 | 0 | 0.022421 | 0.061551 | 0.11735 | 0.19183 | 0.27755 | 0.35392 | 0.42648 | 0.49687 | 0.55939 | 0.62308 | 0.68597 | 0.75019 | 0.80956 | 0.86986 | 0.92945 | 0.96801 | 0.98465 | 0.98608 | 0.98608 | 0.98608
F11_Industrial_Instruments_New_Space Heating_Natural Gas_Strategic Energy Management_A_Technical Potential | F11 | Industrial | Instruments | New | Space Heating | Natural Gas | Strategic Energy Management | A | Cumulative Summer Peak Savings (MW) | Technical Potential | 0 | 0 | 0 | 0 | 0 | 0 | 0 | 0 | 0 | 0 | 0 | 0 | 0 | 0 | 0 | 0 | 0 | 0 | 0 | 0 | 0 | 0
F12_Industrial_Instruments_New_Space Heating_Natural Gas_Strategic Energy Management_A_Technical Potential | F12 | Industrial | Instruments | New | Space Heating | Natural Gas | Strategic Energy Management | A | Cumulative Winter Peak Savings (MW) | Technical Potential | 0 | 0 | 0 | 0 | 0 | 0 | 0 | 0 | 0 | 0 | 0 | 0 | 0 | 0 | 0 | 0 | 0 | 0 | 0 | 0 | 0 | 0
F13_Industrial_Instruments_New_Space Heating_Natural Gas_Strategic Energy Management_A_Technical Potential | F13 | Industrial | Instruments | New | Space Heating | Natural Gas | Strategic Energy Management | A | Purchases (Incremental) | Technical Potential | 0 | 0 | 7.3433 | 12.8155 | 18.2742 | 24.3925 | 28.0773 | 32.3547 | 36.5783 | 41.3292 | 44.8676 | 48.9373 | 52.953 | 57.6113 | 60.7729 | 64.6154 | 68.455 | 72.9248 | 75.8772 | 79.5153 | 89.0079 | 96.5322
F14_Industrial_Instruments_New_Space Heating_Natural Gas_Strategic Energy Management_A_Technical Potential | F14 | Industrial | Instruments | New | Space Heating | Natural Gas | Strategic Energy Management | A | Purchases (Cumulative) | Technical Potential | 0 | 0 | 7.3433 | 20.1588 | 38.4329 | 62.8255 | 90.9028 | 115.9142 | 139.6771 | 162.7321 | 183.2071 | 204.0671 | 224.6653 | 245.6983 | 265.142 | 284.8898 | 304.4075 | 317.036 | 322.4865 | 322.9548 | 322.9548 | 322.9548
F1_Industrial_Instruments_New_Process_Natural Gas_Strategic Energy Management_A_Technical Potential | F1 | Industrial | Instruments | New | Process | Natural Gas | Strategic Energy Management | A | Original Unit Energy Savings (kWh or therms) | Technical Potential | 0 | 0 | 1.6994 | 1.6994 | 1.6994 | 1.6994 | 1.6994 | 1.6994 | 1.6994 | 1.6994 | 1.6994 | 1.6994 | 1.6994 | 1.6994 | 1.6994 | 1.6994 | 1.6994 | 1.6994 | 1.6994 | 1.6994 | 1.6994 | 1.6994
F2_Industrial_Instruments_New_Process_Natural Gas_Strategic Energy Management_A_Technical Potential | F2 | Industrial | Instruments | New | Process | Natural Gas | Strategic Energy Management | A | Original Unit Summer Peak Savings (kW) | Technical Potential | 0 | 0 | 0 | 0 | 0 | 0 | 0 | 0 | 0 | 0 | 0 | 0 | 0 | 0 | 0 | 0 | 0 | 0 | 0 | 0 | 0 | 0
F3_Industrial_Instruments_New_Process_Natural Gas_Strategic Energy Management_A_Technical Potential | F3 | Industrial | Instruments | New | Process | Natural Gas | Strategic Energy Management | A | Original Unit Winter Peak Savings (kW) | Technical Potential | 0 | 0 | 0 | 0 | 0 | 0 | 0 | 0 | 0 | 0 | 0 | 0 | 0 | 0 | 0 | 0 | 0 | 0 | 0 | 0 | 0 | 0
F4_Industrial_Instruments_New_Process_Natural Gas_Strategic Energy Management_A_Technical Potential | F4 | Industrial | Instruments | New | Process | Natural Gas | Strategic Energy Management | A | Standalone Impact on Baseline Energy (%) | Technical Potential | 0% | 0% | 0.09675% | 0.1522% | 0.2035% | 0.2492% | 0.3132% | 0.3466% | 0.3694% | 0.3809% | 0.3951% | 0.4034% | 0.4105% | 0.4126% | 0.4221% | 0.4266% | 0.4302% | 0.4206% | 0.4112% | 0.393% | 0.3762% | 0.3609%
F5_Industrial_Instruments_New_Process_Natural Gas_Strategic Energy Management_A_Technical Potential | F5 | Industrial | Instruments | New | Process | Natural Gas | Strategic Energy Management | A | Standalone Impact on Baseline Summer Peak (%) | Technical Potential | bar: 2019 to 2040
F6_Industrial_Instruments_New_Process_Natural Gas_Strategic Energy Management_A_Technical Potential | F6 | Industrial | Instruments | New | Process | Natural Gas | Strategic Energy Management | A | Standalone Impact on Baseline Winter Peak (%) | Technical Potential | bar: 2019 to 2040
F7_Industrial_Instruments_New_Process_Natural Gas_Strategic Energy Management_A_Technical Potential | F7 | Industrial | Instruments | New | Process | Natural Gas | Strategic Energy Management | A | Incremental Energy Savings (MWh or mTherms) | Technical Potential | 0 | 0 | 0.06094 | 0.10635 | 0.15165 | 0.20243 | 0.23301 | 0.2685 | 0.30355 | 0.34298 | 0.37234 | 0.40612 | 0.43944 | 0.4781 | 0.50434 | 0.53622 | 0.56809 | 0.60518 | 0.62968 | 0.65988 | 0.73865 | 0.80109
F8_Industrial_Instruments_New_Process_Natural Gas_Strategic Energy Management_A_Technical Potential | F8 | Industrial | Instruments | New | Process | Natural Gas | Strategic Energy Management | A | Incremental Summer Peak Savings (MW) | Technical Potential | 0 | 0 | 0 | 0 | 0 | 0 | 0 | 0 | 0 | 0 | 0 | 0 | 0 | 0 | 0 | 0 | 0 | 0 | 0 | 0 | 0 | 0
F9_Industrial_Instruments_New_Process_Natural Gas_Strategic Energy Management_A_Technical Potential | F9 | Industrial | Instruments | New | Process | Natural Gas | Strategic Energy Management | A | Incremental Winter Peak Savings (MW) | Technical Potential | 0 | 0 | 0 | 0 | 0 | 0 | 0 | 0 | 0 | 0 | 0 | 0 | 0 | 0 | 0 | 0 | 0 | 0 | 0 | 0 | 0 | 0
F10_Industrial_Instruments_New_Process_Natural Gas_Strategic Energy Management_A_Technical Potential | F10 | Industrial | Instruments | New | Process | Natural Gas | Strategic Energy Management | A | Cumulative Energy Savings (MWh or mTherms) | Technical Potential | 0 | 0 | 0.06094 | 0.16729 | 0.31894 | 0.52137 | 0.75438 | 0.96194 | 1.1591 | 1.3505 | 1.5204 | 1.6935 | 1.8644 | 2.039 | 2.2003 | 2.3642 | 2.5262 | 2.631 | 2.6762 | 2.6801 | 2.6801 | 2.6801
F11_Industrial_Instruments_New_Process_Natural Gas_Strategic Energy Management_A_Technical Potential | F11 | Industrial | Instruments | New | Process | Natural Gas | Strategic Energy Management | A | Cumulative Summer Peak Savings (MW) | Technical Potential | 0 | 0 | 0 | 0 | 0 | 0 | 0 | 0 | 0 | 0 | 0 | 0 | 0 | 0 | 0 | 0 | 0 | 0 | 0 | 0 | 0 | 0
F12_Industrial_Instruments_New_Process_Natural Gas_Strategic Energy Management_A_Technical Potential | F12 | Industrial | Instruments | New | Process | Natural Gas | Strategic Energy Management | A | Cumulative Winter Peak Savings (MW) | Technical Potential | 0 | 0 | 0 | 0 | 0 | 0 | 0 | 0 | 0 | 0 | 0 | 0 | 0 | 0 | 0 | 0 | 0 | 0 | 0 | 0 | 0 | 0
F13_Industrial_Instruments_New_Process_Natural Gas_Strategic Energy Management_A_Technical Potential | F13 | Industrial | Instruments | New | Process | Natural Gas | Strategic Energy Management | A | Purchases (Incremental) | Technical Potential | 0 | 0 | 35.8604 | 62.5831 | 89.2403 | 119.1188 | 137.1128 | 158.0015 | 178.6269 | 201.8273 | 219.1069 | 238.9807 | 258.591 | 281.3394 | 296.7789 | 315.5434 | 334.2937 | 356.1216 | 370.5396 | 388.3059 | 434.6622 | 471.4065
F14_Industrial_Instruments_New_Process_Natural Gas_Strategic Energy Management_A_Technical Potential | F14 | Industrial | Instruments | New | Process | Natural Gas | Strategic Energy Management | A | Purchases (Cumulative) | Technical Potential | 0 | 0 | 35.8604 | 98.4435 | 187.6838 | 306.8026 | 443.9154 | 566.0565 | 682.1003 | 794.6873 | 894.6754 | 996.5433 | 1097.1328 | 1199.8453 | 1294.7969 | 1391.2334 | 1486.5464 | 1548.2166 | 1574.8336 | 1577.1204 | 1577.1204 | 1577.1204
F1_Industrial_Instruments_New_Miscellaneous_Natural Gas_Strategic Energy Management_A_Technical Potential | F1 | Industrial | Instruments | New | Miscellaneous | Natural Gas | Strategic Energy Management | A | Original Unit Energy Savings (kWh or therms) | Technical Potential | 0 | 0 | 1.1153 | 1.1153 | 1.1153 | 1.1153 | 1.1153 | 1.1153 | 1.1153 | 1.1153 | 1.1153 | 1.1153 | 1.1153 | 1.1153 | 1.1153 | 1.1153 | 1.1153 | 1.1153 | 1.1153 | 1.1153 | 1.1153 | 1.1153
F2_Industrial_Instruments_New_Miscellaneous_Natural Gas_Strategic Energy Management_A_Technical Potential | F2 | Industrial | Instruments | New | Miscellaneous | Natural Gas | Strategic Energy Management | A | Original Unit Summer Peak Savings (kW) | Technical Potential | 0 | 0 | 0 | 0 | 0 | 0 | 0 | 0 | 0 | 0 | 0 | 0 | 0 | 0 | 0 | 0 | 0 | 0 | 0 | 0 | 0 | 0
F3_Industrial_Instruments_New_Miscellaneous_Natural Gas_Strategic Energy Management_A_Technical Potential | F3 | Industrial | Instruments | New | Miscellaneous | Natural Gas | Strategic Energy Management | A | Original Unit Winter Peak Savings (kW) | Technical Potential | 0 | 0 | 0 | 0 | 0 | 0 | 0 | 0 | 0 | 0 | 0 | 0 | 0 | 0 | 0 | 0 | 0 | 0 | 0 | 0 | 0 | 0
F4_Industrial_Instruments_New_Miscellaneous_Natural Gas_Strategic Energy Management_A_Technical Potential | F4 | Industrial | Instruments | New | Miscellaneous | Natural Gas | Strategic Energy Management | A | Standalone Impact on Baseline Energy (%) | Technical Potential | 0% | 0% | 0.09675% | 0.1522% | 0.2035% | 0.2492% | 0.3132% | 0.3466% | 0.3694% | 0.3809% | 0.3951% | 0.4034% | 0.4105% | 0.4126% | 0.4221% | 0.4266% | 0.4302% | 0.4206% | 0.4112% | 0.393% | 0.3762% | 0.3609%
F5_Industrial_Instruments_New_Miscellaneous_Natural Gas_Strategic Energy Management_A_Technical Potential | F5 | Industrial | Instruments | New | Miscellaneous | Natural Gas | Strategic Energy Management | A | Standalone Impact on Baseline Summer Peak (%) | Technical Potential | bar: 2019 to 2040
F6_Industrial_Instruments_New_Miscellaneous_Natural Gas_Strategic Energy Management_A_Technical Potential | F6 | Industrial | Instruments | New | Miscellaneous | Natural Gas | Strategic Energy Management | A | Standalone Impact on Baseline Winter Peak (%) | Technical Potential | bar: 2019 to 2040
F7_Industrial_Instruments_New_Miscellaneous_Natural Gas_Strategic Energy Management_A_Technical Potential | F7 | Industrial | Instruments | New | Miscellaneous | Natural Gas | Strategic Energy Management | A | Incremental Energy Savings (MWh or mTherms) | Technical Potential | 0 | 0 | 0.0099986 | 0.017449 | 0.024882 | 0.033213 | 0.03823 | 0.044054 | 0.049805 | 0.056273 | 0.061091 | 0.066632 | 0.0721 | 0.078443 | 0.082748 | 0.087979 | 0.093207 | 0.099293 | 0.10331 | 0.10827 | 0.12119 | 0.13144
F8_Industrial_Instruments_New_Miscellaneous_Natural Gas_Strategic Energy Management_A_Technical Potential | F8 | Industrial | Instruments | New | Miscellaneous | Natural Gas | Strategic Energy Management | A | Incremental Summer Peak Savings (MW) | Technical Potential | 0 | 0 | 0 | 0 | 0 | 0 | 0 | 0 | 0 | 0 | 0 | 0 | 0 | 0 | 0 | 0 | 0 | 0 | 0 | 0 | 0 | 0
F9_Industrial_Instruments_New_Miscellaneous_Natural Gas_Strategic Energy Management_A_Technical Potential | F9 | Industrial | Instruments | New | Miscellaneous | Natural Gas | Strategic Energy Management | A | Incremental Winter Peak Savings (MW) | Technical Potential | 0 | 0 | 0 | 0 | 0 | 0 | 0 | 0 | 0 | 0 | 0 | 0 | 0 | 0 | 0 | 0 | 0 | 0 | 0 | 0 | 0 | 0
F10_Industrial_Instruments_New_Miscellaneous_Natural Gas_Strategic Energy Management_A_Technical Potential | F10 | Industrial | Instruments | New | Miscellaneous | Natural Gas | Strategic Energy Management | A | Cumulative Energy Savings (MWh or mTherms) | Technical Potential | 0 | 0 | 0.0099986 | 0.027448 | 0.05233 | 0.085542 | 0.12377 | 0.15783 | 0.19018 | 0.22157 | 0.24945 | 0.27786 | 0.3059 | 0.33454 | 0.36101 | 0.3879 | 0.41448 | 0.43167 | 0.43909 | 0.43973 | 0.43973 | 0.43973
F11_Industrial_Instruments_New_Miscellaneous_Natural Gas_Strategic Energy Management_A_Technical Potential | F11 | Industrial | Instruments | New | Miscellaneous | Natural Gas | Strategic Energy Management | A | Cumulative Summer Peak Savings (MW) | Technical Potential | 0 | 0 | 0 | 0 | 0 | 0 | 0 | 0 | 0 | 0 | 0 | 0 | 0 | 0 | 0 | 0 | 0 | 0 | 0 | 0 | 0 | 0
F12_Industrial_Instruments_New_Miscellaneous_Natural Gas_Strategic Energy Management_A_Technical Potential | F12 | Industrial | Instruments | New | Miscellaneous | Natural Gas | Strategic Energy Management | A | Cumulative Winter Peak Savings (MW) | Technical Potential | 0 | 0 | 0 | 0 | 0 | 0 | 0 | 0 | 0 | 0 | 0 | 0 | 0 | 0 | 0 | 0 | 0 | 0 | 0 | 0 | 0 | 0
F13_Industrial_Instruments_New_Miscellaneous_Natural Gas_Strategic Energy Management_A_Technical Potential | F13 | Industrial | Instruments | New | Miscellaneous | Natural Gas | Strategic Energy Management | A | Purchases (Incremental) | Technical Potential | 0 | 0 | 8.9651 | 15.6458 | 22.3101 | 29.7797 | 34.2782 | 39.5004 | 44.6567 | 50.4568 | 54.7767 | 59.7452 | 64.6477 | 70.3349 | 74.1947 | 78.8859 | 83.5734 | 89.0304 | 92.6349 | 97.0765 | 108.6655 | 117.8516
F14_Industrial_Instruments_New_Miscellaneous_Natural Gas_Strategic Energy Management_A_Technical Potential | F14 | Industrial | Instruments | New | Miscellaneous | Natural Gas | Strategic Energy Management | A | Purchases (Cumulative) | Technical Potential | 0 | 0 | 8.9651 | 24.6109 | 46.921 | 76.7006 | 110.9789 | 141.5141 | 170.5251 | 198.6718 | 223.6689 | 249.1358 | 274.2832 | 299.9613 | 323.6992 | 347.8084 | 371.6366 | 387.0542 | 393.7084 | 394.2801 | 394.2801 | 394.2801
F1_Industrial_Instruments_New_Space Heating_Natural Gas_Commissioning_A_Technical Potential | F1 | Industrial | Instruments | New | Space Heating | Natural Gas | Commissioning | A | Original Unit Energy Savings (kWh or therms) | Technical Potential | 0 | 0 | 3.4897 | 3.4897 | 3.4897 | 3.4897 | 3.4897 | 3.4897 | 3.4897 | 3.4897 | 3.4897 | 3.4897 | 3.4897 | 3.4897 | 3.4897 | 3.4897 | 3.4897 | 3.4897 | 3.4897 | 3.4897 | 3.4897 | 3.4897
F2_Industrial_Instruments_New_Space Heating_Natural Gas_Commissioning_A_Technical Potential | F2 | Industrial | Instruments | New | Space Heating | Natural Gas | Commissioning | A | Original Unit Summer Peak Savings (kW) | Technical Potential | 0 | 0 | 0 | 0 | 0 | 0 | 0 | 0 | 0 | 0 | 0 | 0 | 0 | 0 | 0 | 0 | 0 | 0 | 0 | 0 | 0 | 0
F3_Industrial_Instruments_New_Space Heating_Natural Gas_Commissioning_A_Technical Potential | F3 | Industrial | Instruments | New | Space Heating | Natural Gas | Commissioning | A | Original Unit Winter Peak Savings (kW) | Technical Potential | 0 | 0 | 0 | 0 | 0 | 0 | 0 | 0 | 0 | 0 | 0 | 0 | 0 | 0 | 0 | 0 | 0 | 0 | 0 | 0 | 0 | 0
F4_Industrial_Instruments_New_Space Heating_Natural Gas_Commissioning_A_Technical Potential | F4 | Industrial | Instruments | New | Space Heating | Natural Gas | Commissioning | A | Standalone Impact on Baseline Energy (%) | Technical Potential | bar: 2019 to 2040
F5_Industrial_Instruments_New_Space Heating_Natural Gas_Commissioning_A_Technical Potential | F5 | Industrial | Instruments | New | Space Heating | Natural Gas | Commissioning | A | Standalone Impact on Baseline Summer Peak (%) | Technical Potential | bar: 2019 to 2040
F6_Industrial_Instruments_New_Space Heating_Natural Gas_Commissioning_A_Technical Potential | F6 | Industrial | Instruments | New | Space Heating | Natural Gas | Commissioning | A | Standalone Impact on Baseline Winter Peak (%) | Technical Potential | bar: 2019 to 2040
F7_Industrial_Instruments_New_Space Heating_Natural Gas_Commissioning_A_Technical Potential | F7 | Industrial | Instruments | New | Space Heating | Natural Gas | Commissioning | A | Incremental Energy Savings (MWh or mTherms) | Technical Potential | 0 | 0 | 0 | 0 | 0 | 0 | 0 | 0 | 0 | 0 | 0 | 0 | 0 | 0 | 0 | 0 | 0 | 0 | 0 | 0 | 0 | 0
F8_Industrial_Instruments_New_Space Heating_Natural Gas_Commissioning_A_Technical Potential | F8 | Industrial | Instruments | New | Space Heating | Natural Gas | Commissioning | A | Incremental Summer Peak Savings (MW) | Technical Potential | 0 | 0 | 0 | 0 | 0 | 0 | 0 | 0 | 0 | 0 | 0 | 0 | 0 | 0 | 0 | 0 | 0 | 0 | 0 | 0 | 0 | 0
F9_Industrial_Instruments_New_Space Heating_Natural Gas_Commissioning_A_Technical Potential | F9 | Industrial | Instruments | New | Space Heating | Natural Gas | Commissioning | A | Incremental Winter Peak Savings (MW) | Technical Potential | 0 | 0 | 0 | 0 | 0 | 0 | 0 | 0 | 0 | 0 | 0 | 0 | 0 | 0 | 0 | 0 | 0 | 0 | 0 | 0 | 0 | 0
F10_Industrial_Instruments_New_Space Heating_Natural Gas_Commissioning_A_Technical Potential | F10 | Industrial | Instruments | New | Space Heating | Natural Gas | Commissioning | A | Cumulative Energy Savings (MWh or mTherms) | Technical Potential | 0 | 0 | 0 | 0 | 0 | 0 | 0 | 0 | 0 | 0 | 0 | 0 | 0 | 0 | 0 | 0 | 0 | 0 | 0 | 0 | 0 | 0
F11_Industrial_Instruments_New_Space Heating_Natural Gas_Commissioning_A_Technical Potential | F11 | Industrial | Instruments | New | Space Heating | Natural Gas | Commissioning | A | Cumulative Summer Peak Savings (MW) | Technical Potential | 0 | 0 | 0 | 0 | 0 | 0 | 0 | 0 | 0 | 0 | 0 | 0 | 0 | 0 | 0 | 0 | 0 | 0 | 0 | 0 | 0 | 0
F12_Industrial_Instruments_New_Space Heating_Natural Gas_Commissioning_A_Technical Potential | F12 | Industrial | Instruments | New | Space Heating | Natural Gas | Commissioning | A | Cumulative Winter Peak Savings (MW) | Technical Potential | 0 | 0 | 0 | 0 | 0 | 0 | 0 | 0 | 0 | 0 | 0 | 0 | 0 | 0 | 0 | 0 | 0 | 0 | 0 | 0 | 0 | 0
F13_Industrial_Instruments_New_Space Heating_Natural Gas_Commissioning_A_Technical Potential | F13 | Industrial | Instruments | New | Space Heating | Natural Gas | Commissioning | A | Purchases (Incremental) | Technical Potential | 0 | 0 | 0 | 0 | 0 | 0 | 0 | 0 | 0 | 0 | 0 | 0 | 0 | 0 | 0 | 0 | 0 | 0 | 0 | 0 | 0 | 0
F14_Industrial_Instruments_New_Space Heating_Natural Gas_Commissioning_A_Technical Potential | F14 | Industrial | Instruments | New | Space Heating | Natural Gas | Commissioning | A | Purchases (Cumulative) | Technical Potential | 0 | 0 | 0 | 0 | 0 | 0 | 0 | 0 | 0 | 0 | 0 | 0 | 0 | 0 | 0 | 0 | 0 | 0 | 0 | 0 | 0 | 0
F1_Industrial_Instruments_New_Process_Natural Gas_Commissioning_A_Technical Potential | F1 | Industrial | Instruments | New | Process | Natural Gas | Commissioning | A | Original Unit Energy Savings (kWh or therms) | Technical Potential | 0 | 0 | 9.4849 | 9.4849 | 9.4849 | 9.4849 | 9.4849 | 9.4849 | 9.4849 | 9.4849 | 9.4849 | 9.4849 | 9.4849 | 9.4849 | 9.4849 | 9.4849 | 9.4849 | 9.4849 | 9.4849 | 9.4849 | 9.4849 | 9.4849
F2_Industrial_Instruments_New_Process_Natural Gas_Commissioning_A_Technical Potential | F2 | Industrial | Instruments | New | Process | Natural Gas | Commissioning | A | Original Unit Summer Peak Savings (kW) | Technical Potential | 0 | 0 | 0 | 0 | 0 | 0 | 0 | 0 | 0 | 0 | 0 | 0 | 0 | 0 | 0 | 0 | 0 | 0 | 0 | 0 | 0 | 0
F3_Industrial_Instruments_New_Process_Natural Gas_Commissioning_A_Technical Potential | F3 | Industrial | Instruments | New | Process | Natural Gas | Commissioning | A | Original Unit Winter Peak Savings (kW) | Technical Potential | 0 | 0 | 0 | 0 | 0 | 0 | 0 | 0 | 0 | 0 | 0 | 0 | 0 | 0 | 0 | 0 | 0 | 0 | 0 | 0 | 0 | 0
F4_Industrial_Instruments_New_Process_Natural Gas_Commissioning_A_Technical Potential | F4 | Industrial | Instruments | New | Process | Natural Gas | Commissioning | A | Standalone Impact on Baseline Energy (%) | Technical Potential | bar: 2019 to 2040
F5_Industrial_Instruments_New_Process_Natural Gas_Commissioning_A_Technical Potential | F5 | Industrial | Instruments | New | Process | Natural Gas | Commissioning | A | Standalone Impact on Baseline Summer Peak (%) | Technical Potential | bar: 2019 to 2040
F6_Industrial_Instruments_New_Process_Natural Gas_Commissioning_A_Technical Potential | F6 | Industrial | Instruments | New | Process | Natural Gas | Commissioning | A | Standalone Impact on Baseline Winter Peak (%) | Technical Potential | bar: 2019 to 2040
F7_Industrial_Instruments_New_Process_Natural Gas_Commissioning_A_Technical Potential | F7 | Industrial | Instruments | New | Process | Natural Gas | Commissioning | A | Incremental Energy Savings (MWh or mTherms) | Technical Potential | 0 | 0 | 0 | 0 | 0 | 0 | 0 | 0 | 0 | 0 | 0 | 0 | 0 | 0 | 0 | 0 | 0 | 0 | 0 | 0 | 0 | 0
F8_Industrial_Instruments_New_Process_Natural Gas_Commissioning_A_Technical Potential | F8 | Industrial | Instruments | New | Process | Natural Gas | Commissioning | A | Incremental Summer Peak Savings (MW) | Technical Potential | 0 | 0 | 0 | 0 | 0 | 0 | 0 | 0 | 0 | 0 | 0 | 0 | 0 | 0 | 0 | 0 | 0 | 0 | 0 | 0 | 0 | 0
F9_Industrial_Instruments_New_Process_Natural Gas_Commissioning_A_Technical Potential | F9 | Industrial | Instruments | New | Process | Natural Gas | Commissioning | A | Incremental Winter Peak Savings (MW) | Technical Potential | 0 | 0 | 0 | 0 | 0 | 0 | 0 | 0 | 0 | 0 | 0 | 0 | 0 | 0 | 0 | 0 | 0 | 0 | 0 | 0 | 0 | 0
F10_Industrial_Instruments_New_Process_Natural Gas_Commissioning_A_Technical Potential | F10 | Industrial | Instruments | New | Process | Natural Gas | Commissioning | A | Cumulative Energy Savings (MWh or mTherms) | Technical Potential | 0 | 0 | 0 | 0 | 0 | 0 | 0 | 0 | 0 | 0 | 0 | 0 | 0 | 0 | 0 | 0 | 0 | 0 | 0 | 0 | 0 | 0
F11_Industrial_Instruments_New_Process_Natural Gas_Commissioning_A_Technical Potential | F11 | Industrial | Instruments | New | Process | Natural Gas | Commissioning | A | Cumulative Summer Peak Savings (MW) | Technical Potential | 0 | 0 | 0 | 0 | 0 | 0 | 0 | 0 | 0 | 0 | 0 | 0 | 0 | 0 | 0 | 0 | 0 | 0 | 0 | 0 | 0 | 0
F12_Industrial_Instruments_New_Process_Natural Gas_Commissioning_A_Technical Potential | F12 | Industrial | Instruments | New | Process | Natural Gas | Commissioning | A | Cumulative Winter Peak Savings (MW) | Technical Potential | 0 | 0 | 0 | 0 | 0 | 0 | 0 | 0 | 0 | 0 | 0 | 0 | 0 | 0 | 0 | 0 | 0 | 0 | 0 | 0 | 0 | 0
F13_Industrial_Instruments_New_Process_Natural Gas_Commissioning_A_Technical Potential | F13 | Industrial | Instruments | New | Process | Natural Gas | Commissioning | A | Purchases (Incremental) | Technical Potential | 0 | 0 | 0 | 0 | 0 | 0 | 0 | 0 | 0 | 0 | 0 | 0 | 0 | 0 | 0 | 0 | 0 | 0 | 0 | 0 | 0 | 0
F14_Industrial_Instruments_New_Process_Natural Gas_Commissioning_A_Technical Potential | F14 | Industrial | Instruments | New | Process | Natural Gas | Commissioning | A | Purchases (Cumulative) | Technical Potential | 0 | 0 | 0 | 0 | 0 | 0 | 0 | 0 | 0 | 0 | 0 | 0 | 0 | 0 | 0 | 0 | 0 | 0 | 0 | 0 | 0 | 0
F1_Industrial_Instruments_New_Space Heating_Natural Gas_Retrocommissioning_A_Technical Potential | F1 | Industrial | Instruments | New | Space Heating | Natural Gas | Retrocommissioning | A | Original Unit Energy Savings (kWh or therms) | Technical Potential | 0 | 0 | 0 | 0 | 0 | 0 | 0 | 0 | 0 | 0 | 0 | 0 | 0 | 0 | 0 | 0 | 0 | 0 | 0 | 0 | 0 | 0
F2_Industrial_Instruments_New_Space Heating_Natural Gas_Retrocommissioning_A_Technical Potential | F2 | Industrial | Instruments | New | Space Heating | Natural Gas | Retrocommissioning | A | Original Unit Summer Peak Savings (kW) | Technical Potential | 0 | 0 | 0 | 0 | 0 | 0 | 0 | 0 | 0 | 0 | 0 | 0 | 0 | 0 | 0 | 0 | 0 | 0 | 0 | 0 | 0 | 0
F3_Industrial_Instruments_New_Space Heating_Natural Gas_Retrocommissioning_A_Technical Potential | F3 | Industrial | Instruments | New | Space Heating | Natural Gas | Retrocommissioning | A | Original Unit Winter Peak Savings (kW) | Technical Potential | 0 | 0 | 0 | 0 | 0 | 0 | 0 | 0 | 0 | 0 | 0 | 0 | 0 | 0 | 0 | 0 | 0 | 0 | 0 | 0 | 0 | 0
F4_Industrial_Instruments_New_Space Heating_Natural Gas_Retrocommissioning_A_Technical Potential | F4 | Industrial | Instruments | New | Space Heating | Natural Gas | Retrocommissioning | A | Standalone Impact on Baseline Energy (%) | Technical Potential | bar: 2019 to 2040
F5_Industrial_Instruments_New_Space Heating_Natural Gas_Retrocommissioning_A_Technical Potential | F5 | Industrial | Instruments | New | Space Heating | Natural Gas | Retrocommissioning | A | Standalone Impact on Baseline Summer Peak (%) | Technical Potential | bar: 2019 to 2040
F6_Industrial_Instruments_New_Space Heating_Natural Gas_Retrocommissioning_A_Technical Potential | F6 | Industrial | Instruments | New | Space Heating | Natural Gas | Retrocommissioning | A | Standalone Impact on Baseline Winter Peak (%) | Technical Potential | bar: 2019 to 2040
F7_Industrial_Instruments_New_Space Heating_Natural Gas_Retrocommissioning_A_Technical Potential | F7 | Industrial | Instruments | New | Space Heating | Natural Gas | Retrocommissioning | A | Incremental Energy Savings (MWh or mTherms) | Technical Potential | 0 | 0 | 0 | 0 | 0 | 0 | 0 | 0 | 0 | 0 | 0 | 0 | 0 | 0 | 0 | 0 | 0 | 0 | 0 | 0 | 0 | 0
F8_Industrial_Instruments_New_Space Heating_Natural Gas_Retrocommissioning_A_Technical Potential | F8 | Industrial | Instruments | New | Space Heating | Natural Gas | Retrocommissioning | A | Incremental Summer Peak Savings (MW) | Technical Potential | 0 | 0 | 0 | 0 | 0 | 0 | 0 | 0 | 0 | 0 | 0 | 0 | 0 | 0 | 0 | 0 | 0 | 0 | 0 | 0 | 0 | 0
F9_Industrial_Instruments_New_Space Heating_Natural Gas_Retrocommissioning_A_Technical Potential | F9 | Industrial | Instruments | New | Space Heating | Natural Gas | Retrocommissioning | A | Incremental Winter Peak Savings (MW) | Technical Potential | 0 | 0 | 0 | 0 | 0 | 0 | 0 | 0 | 0 | 0 | 0 | 0 | 0 | 0 | 0 | 0 | 0 | 0 | 0 | 0 | 0 | 0
F10_Industrial_Instruments_New_Space Heating_Natural Gas_Retrocommissioning_A_Technical Potential | F10 | Industrial | Instruments | New | Space Heating | Natural Gas | Retrocommissioning | A | Cumulative Energy Savings (MWh or mTherms) | Technical Potential | 0 | 0 | 0 | 0 | 0 | 0 | 0 | 0 | 0 | 0 | 0 | 0 | 0 | 0 | 0 | 0 | 0 | 0 | 0 | 0 | 0 | 0
F11_Industrial_Instruments_New_Space Heating_Natural Gas_Retrocommissioning_A_Technical Potential | F11 | Industrial | Instruments | New | Space Heating | Natural Gas | Retrocommissioning | A | Cumulative Summer Peak Savings (MW) | Technical Potential | 0 | 0 | 0 | 0 | 0 | 0 | 0 | 0 | 0 | 0 | 0 | 0 | 0 | 0 | 0 | 0 | 0 | 0 | 0 | 0 | 0 | 0
F12_Industrial_Instruments_New_Space Heating_Natural Gas_Retrocommissioning_A_Technical Potential | F12 | Industrial | Instruments | New | Space Heating | Natural Gas | Retrocommissioning | A | Cumulative Winter Peak Savings (MW) | Technical Potential | 0 | 0 | 0 | 0 | 0 | 0 | 0 | 0 | 0 | 0 | 0 | 0 | 0 | 0 | 0 | 0 | 0 | 0 | 0 | 0 | 0 | 0
F13_Industrial_Instruments_New_Space Heating_Natural Gas_Retrocommissioning_A_Technical Potential | F13 | Industrial | Instruments | New | Space Heating | Natural Gas | Retrocommissioning | A | Purchases (Incremental) | Technical Potential | 0 | 0 | 0 | 0 | 0 | 0 | 0 | 0 | 0 | 0 | 0 | 0 | 0 | 0 | 0 | 0 | 0 | 0 | 0 | 0 | 0 | 0
F14_Industrial_Instruments_New_Space Heating_Natural Gas_Retrocommissioning_A_Technical Potential | F14 | Industrial | Instruments | New | Space Heating | Natural Gas | Retrocommissioning | A | Purchases (Cumulative) | Technical Potential | 0 | 0 | 0 | 0 | 0 | 0 | 0 | 0 | 0 | 0 | 0 | 0 | 0 | 0 | 0 | 0 | 0 | 0 | 0 | 0 | 0 | 0
F1_Industrial_Instruments_New_Process_Natural Gas_Retrocommissioning_A_Technical Potential | F1 | Industrial | Instruments | New | Process | Natural Gas | Retrocommissioning | A | Original Unit Energy Savings (kWh or therms) | Technical Potential | 0 | 0 | 0 | 0 | 0 | 0 | 0 | 0 | 0 | 0 | 0 | 0 | 0 | 0 | 0 | 0 | 0 | 0 | 0 | 0 | 0 | 0
F2_Industrial_Instruments_New_Process_Natural Gas_Retrocommissioning_A_Technical Potential | F2 | Industrial | Instruments | New | Process | Natural Gas | Retrocommissioning | A | Original Unit Summer Peak Savings (kW) | Technical Potential | 0 | 0 | 0 | 0 | 0 | 0 | 0 | 0 | 0 | 0 | 0 | 0 | 0 | 0 | 0 | 0 | 0 | 0 | 0 | 0 | 0 | 0
F3_Industrial_Instruments_New_Process_Natural Gas_Retrocommissioning_A_Technical Potential | F3 | Industrial | Instruments | New | Process | Natural Gas | Retrocommissioning | A | Original Unit Winter Peak Savings (kW) | Technical Potential | 0 | 0 | 0 | 0 | 0 | 0 | 0 | 0 | 0 | 0 | 0 | 0 | 0 | 0 | 0 | 0 | 0 | 0 | 0 | 0 | 0 | 0
F4_Industrial_Instruments_New_Process_Natural Gas_Retrocommissioning_A_Technical Potential | F4 | Industrial | Instruments | New | Process | Natural Gas | Retrocommissioning | A | Standalone Impact on Baseline Energy (%) | Technical Potential | bar: 2019 to 2040
F5_Industrial_Instruments_New_Process_Natural Gas_Retrocommissioning_A_Technical Potential | F5 | Industrial | Instruments | New | Process | Natural Gas | Retrocommissioning | A | Standalone Impact on Baseline Summer Peak (%) | Technical Potential | bar: 2019 to 2040
F6_Industrial_Instruments_New_Process_Natural Gas_Retrocommissioning_A_Technical Potential | F6 | Industrial | Instruments | New | Process | Natural Gas | Retrocommissioning | A | Standalone Impact on Baseline Winter Peak (%) | Technical Potential | bar: 2019 to 2040
F7_Industrial_Instruments_New_Process_Natural Gas_Retrocommissioning_A_Technical Potential | F7 | Industrial | Instruments | New | Process | Natural Gas | Retrocommissioning | A | Incremental Energy Savings (MWh or mTherms) | Technical Potential | 0 | 0 | 0 | 0 | 0 | 0 | 0 | 0 | 0 | 0 | 0 | 0 | 0 | 0 | 0 | 0 | 0 | 0 | 0 | 0 | 0 | 0
F8_Industrial_Instruments_New_Process_Natural Gas_Retrocommissioning_A_Technical Potential | F8 | Industrial | Instruments | New | Process | Natural Gas | Retrocommissioning | A | Incremental Summer Peak Savings (MW) | Technical Potential | 0 | 0 | 0 | 0 | 0 | 0 | 0 | 0 | 0 | 0 | 0 | 0 | 0 | 0 | 0 | 0 | 0 | 0 | 0 | 0 | 0 | 0
F9_Industrial_Instruments_New_Process_Natural Gas_Retrocommissioning_A_Technical Potential | F9 | Industrial | Instruments | New | Process | Natural Gas | Retrocommissioning | A | Incremental Winter Peak Savings (MW) | Technical Potential | 0 | 0 | 0 | 0 | 0 | 0 | 0 | 0 | 0 | 0 | 0 | 0 | 0 | 0 | 0 | 0 | 0 | 0 | 0 | 0 | 0 | 0
F10_Industrial_Instruments_New_Process_Natural Gas_Retrocommissioning_A_Technical Potential | F10 | Industrial | Instruments | New | Process | Natural Gas | Retrocommissioning | A | Cumulative Energy Savings (MWh or mTherms) | Technical Potential | 0 | 0 | 0 | 0 | 0 | 0 | 0 | 0 | 0 | 0 | 0 | 0 | 0 | 0 | 0 | 0 | 0 | 0 | 0 | 0 | 0 | 0
F11_Industrial_Instruments_New_Process_Natural Gas_Retrocommissioning_A_Technical Potential | F11 | Industrial | Instruments | New | Process | Natural Gas | Retrocommissioning | A | Cumulative Summer Peak Savings (MW) | Technical Potential | 0 | 0 | 0 | 0 | 0 | 0 | 0 | 0 | 0 | 0 | 0 | 0 | 0 | 0 | 0 | 0 | 0 | 0 | 0 | 0 | 0 | 0
F12_Industrial_Instruments_New_Process_Natural Gas_Retrocommissioning_A_Technical Potential | F12 | Industrial | Instruments | New | Process | Natural Gas | Retrocommissioning | A | Cumulative Winter Peak Savings (MW) | Technical Potential | 0 | 0 | 0 | 0 | 0 | 0 | 0 | 0 | 0 | 0 | 0 | 0 | 0 | 0 | 0 | 0 | 0 | 0 | 0 | 0 | 0 | 0
F13_Industrial_Instruments_New_Process_Natural Gas_Retrocommissioning_A_Technical Potential | F13 | Industrial | Instruments | New | Process | Natural Gas | Retrocommissioning | A | Purchases (Incremental) | Technical Potential | 0 | 0 | 0 | 0 | 0 | 0 | 0 | 0 | 0 | 0 | 0 | 0 | 0 | 0 | 0 | 0 | 0 | 0 | 0 | 0 | 0 | 0
F14_Industrial_Instruments_New_Process_Natural Gas_Retrocommissioning_A_Technical Potential | F14 | Industrial | Instruments | New | Process | Natural Gas | Retrocommissioning | A | Purchases (Cumulative) | Technical Potential | 0 | 0 | 0 | 0 | 0 | 0 | 0 | 0 | 0 | 0 | 0 | 0 | 0 | 0 | 0 | 0 | 0 | 0 | 0 | 0 | 0 | 0
F1_Industrial_Wood and Lumber Products_Existing_Space Heating_Natural Gas_Insulation - Roof/Ceiling_A_Technical Potential | F1 | Industrial | Wood and Lumber Products | Existing | Space Heating | Natural Gas | Insulation - Roof/Ceiling | A | Original Unit Energy Savings (kWh or therms) | Technical Potential | 0 | 0 | 0.083035 | 0.082838 | 0.082641 | 0.082447 | 0.082256 | 0.08207 | 0.08189 | 0.081718 | 0.081553 | 0.081398 | 0.081252 | 0.081115 | 0.080985 | 0.080863 | 0.080748 | 0.08064 | 0.080538 | 0.080442 | 0.080353 | 0.080269
F2_Industrial_Wood and Lumber Products_Existing_Space Heating_Natural Gas_Insulation - Roof/Ceiling_A_Technical Potential | F2 | Industrial | Wood and Lumber Products | Existing | Space Heating | Natural Gas | Insulation - Roof/Ceiling | A | Original Unit Summer Peak Savings (kW) | Technical Potential | 0 | 0 | 0 | 0 | 0 | 0 | 0 | 0 | 0 | 0 | 0 | 0 | 0 | 0 | 0 | 0 | 0 | 0 | 0 | 0 | 0 | 0
F3_Industrial_Wood and Lumber Products_Existing_Space Heating_Natural Gas_Insulation - Roof/Ceiling_A_Technical Potential | F3 | Industrial | Wood and Lumber Products | Existing | Space Heating | Natural Gas | Insulation - Roof/Ceiling | A | Original Unit Winter Peak Savings (kW) | Technical Potential | 0 | 0 | 0 | 0 | 0 | 0 | 0 | 0 | 0 | 0 | 0 | 0 | 0 | 0 | 0 | 0 | 0 | 0 | 0 | 0 | 0 | 0
F4_Industrial_Wood and Lumber Products_Existing_Space Heating_Natural Gas_Insulation - Roof/Ceiling_A_Technical Potential | F4 | Industrial | Wood and Lumber Products | Existing | Space Heating | Natural Gas | Insulation - Roof/Ceiling | A | Standalone Impact on Baseline Energy (%) | Technical Potential | 0% | 0% | 0.3697% | 1.023% | 2.048% | 3.493% | 5.347% | 7.533% | 9.918% | 12.35% | 14.67% | 16.76% | 18.57% | 20.08% | 21.3% | 22.28% | 23.07% | 23.74% | 24.31% | 24.84% | 25.28% | 25.72%
F5_Industrial_Wood and Lumber Products_Existing_Space Heating_Natural Gas_Insulation - Roof/Ceiling_A_Technical Potential | F5 | Industrial | Wood and Lumber Products | Existing | Space Heating | Natural Gas | Insulation - Roof/Ceiling | A | Standalone Impact on Baseline Summer Peak (%) | Technical Potential | bar: 2019 to 2040
F6_Industrial_Wood and Lumber Products_Existing_Space Heating_Natural Gas_Insulation - Roof/Ceiling_A_Technical Potential | F6 | Industrial | Wood and Lumber Products | Existing | Space Heating | Natural Gas | Insulation - Roof/Ceiling | A | Standalone Impact on Baseline Winter Peak (%) | Technical Potential | bar: 2019 to 2040
F7_Industrial_Wood and Lumber Products_Existing_Space Heating_Natural Gas_Insulation - Roof/Ceiling_A_Technical Potential | F7 | Industrial | Wood and Lumber Products | Existing | Space Heating | Natural Gas | Insulation - Roof/Ceiling | A | Incremental Energy Savings (MWh or mTherms) | Technical Potential | 0 | 0 | 0.34636 | 0.59426 | 0.90631 | 1.244 | 1.5524 | 1.7759 | 1.8754 | 1.8392 | 1.6836 | 1.445 | 1.1674 | 0.89079 | 0.64402 | 0.44238 | 0.28942 | 0.18076 | 0.10799 | 0.071775 | 0 | 0
F8_Industrial_Wood and Lumber Products_Existing_Space Heating_Natural Gas_Insulation - Roof/Ceiling_A_Technical Potential | F8 | Industrial | Wood and Lumber Products | Existing | Space Heating | Natural Gas | Insulation - Roof/Ceiling | A | Incremental Summer Peak Savings (MW) | Technical Potential | 0 | 0 | 0 | 0 | 0 | 0 | 0 | 0 | 0 | 0 | 0 | 0 | 0 | 0 | 0 | 0 | 0 | 0 | 0 | 0 | 0 | 0
F9_Industrial_Wood and Lumber Products_Existing_Space Heating_Natural Gas_Insulation - Roof/Ceiling_A_Technical Potential | F9 | Industrial | Wood and Lumber Products | Existing | Space Heating | Natural Gas | Insulation - Roof/Ceiling | A | Incremental Winter Peak Savings (MW) | Technical Potential | 0 | 0 | 0 | 0 | 0 | 0 | 0 | 0 | 0 | 0 | 0 | 0 | 0 | 0 | 0 | 0 | 0 | 0 | 0 | 0 | 0 | 0
F10_Industrial_Wood and Lumber Products_Existing_Space Heating_Natural Gas_Insulation - Roof/Ceiling_A_Technical Potential | F10 | Industrial | Wood and Lumber Products | Existing | Space Heating | Natural Gas | Insulation - Roof/Ceiling | A | Cumulative Energy Savings (MWh or mTherms) | Technical Potential | 0 | 0 | 0.34636 | 0.9398 | 1.8439 | 3.0836 | 4.6288 | 6.3943 | 8.2557 | 10.0774 | 11.7408 | 13.1634 | 14.3072 | 15.1737 | 15.7935 | 16.2121 | 16.4784 | 16.6371 | 16.7241 | 16.7761 | 16.7574 | 16.7399
F11_Industrial_Wood and Lumber Products_Existing_Space Heating_Natural Gas_Insulation - Roof/Ceiling_A_Technical Potential | F11 | Industrial | Wood and Lumber Products | Existing | Space Heating | Natural Gas | Insulation - Roof/Ceiling | A | Cumulative Summer Peak Savings (MW) | Technical Potential | 0 | 0 | 0 | 0 | 0 | 0 | 0 | 0 | 0 | 0 | 0 | 0 | 0 | 0 | 0 | 0 | 0 | 0 | 0 | 0 | 0 | 0
F12_Industrial_Wood and Lumber Products_Existing_Space Heating_Natural Gas_Insulation - Roof/Ceiling_A_Technical Potential | F12 | Industrial | Wood and Lumber Products | Existing | Space Heating | Natural Gas | Insulation - Roof/Ceiling | A | Cumulative Winter Peak Savings (MW) | Technical Potential | 0 | 0 | 0 | 0 | 0 | 0 | 0 | 0 | 0 | 0 | 0 | 0 | 0 | 0 | 0 | 0 | 0 | 0 | 0 | 0 | 0 | 0
F13_Industrial_Wood and Lumber Products_Existing_Space Heating_Natural Gas_Insulation - Roof/Ceiling_A_Technical Potential | F13 | Industrial | Wood and Lumber Products | Existing | Space Heating | Natural Gas | Insulation - Roof/Ceiling | A | Purchases (Incremental) | Technical Potential | 0 | 0 | 4171.2284 | 7173.7937 | 10966.834 | 15088.8509 | 18872.8888 | 21638.7432 | 22901.4815 | 22506.6284 | 20644.0109 | 17752.0697 | 14367.2937 | 10981.8969 | 7952.4081 | 5470.7083 | 3584.2572 | 2241.5652 | 1340.9063 | 892.2523 | 0 | 0
F14_Industrial_Wood and Lumber Products_Existing_Space Heating_Natural Gas_Insulation - Roof/Ceiling_A_Technical Potential | F14 | Industrial | Wood and Lumber Products | Existing | Space Heating | Natural Gas | Insulation - Roof/Ceiling | A | Purchases (Cumulative) | Technical Potential | 0 | 0 | 4171.2284 | 11345.0221 | 22311.8561 | 37400.707 | 56273.5958 | 77912.339 | 100813.8205 | 123320.4489 | 143964.4597 | 161716.5294 | 176083.8231 | 187065.72 | 195018.1281 | 200488.8365 | 204073.0937 | 206314.6589 | 207655.5652 | 208547.8175 | 208547.8175 | 208547.8175
F1_Industrial_Wood and Lumber Products_Existing_Space Heating_Natural Gas_Insulation - Wall Cavity_A_Technical Potential | F1 | Industrial | Wood and Lumber Products | Existing | Space Heating | Natural Gas | Insulation - Wall Cavity | A | Original Unit Energy Savings (kWh or therms) | Technical Potential | 0 | 0 | 0.018165 | 0.018122 | 0.018079 | 0.018037 | 0.017995 | 0.017954 | 0.017915 | 0.017877 | 0.017841 | 0.017807 | 0.017775 | 0.017745 | 0.017717 | 0.01769 | 0.017665 | 0.017641 | 0.017619 | 0.017598 | 0.017579 | 0.01756
F2_Industrial_Wood and Lumber Products_Existing_Space Heating_Natural Gas_Insulation - Wall Cavity_A_Technical Potential | F2 | Industrial | Wood and Lumber Products | Existing | Space Heating | Natural Gas | Insulation - Wall Cavity | A | Original Unit Summer Peak Savings (kW) | Technical Potential | 0 | 0 | 0 | 0 | 0 | 0 | 0 | 0 | 0 | 0 | 0 | 0 | 0 | 0 | 0 | 0 | 0 | 0 | 0 | 0 | 0 | 0
F3_Industrial_Wood and Lumber Products_Existing_Space Heating_Natural Gas_Insulation - Wall Cavity_A_Technical Potential | F3 | Industrial | Wood and Lumber Products | Existing | Space Heating | Natural Gas | Insulation - Wall Cavity | A | Original Unit Winter Peak Savings (kW) | Technical Potential | 0 | 0 | 0 | 0 | 0 | 0 | 0 | 0 | 0 | 0 | 0 | 0 | 0 | 0 | 0 | 0 | 0 | 0 | 0 | 0 | 0 | 0
F4_Industrial_Wood and Lumber Products_Existing_Space Heating_Natural Gas_Insulation - Wall Cavity_A_Technical Potential | F4 | Industrial | Wood and Lumber Products | Existing | Space Heating | Natural Gas | Insulation - Wall Cavity | A | Standalone Impact on Baseline Energy (%) | Technical Potential | 0% | 0% | 0.08088% | 0.2238% | 0.4479% | 0.7641% | 1.17% | 1.648% | 2.17% | 2.701% | 3.208% | 3.667% | 4.063% | 4.392% | 4.659% | 4.874% | 5.048% | 5.193% | 5.318% | 5.435% | 5.53% | 5.627%
F5_Industrial_Wood and Lumber Products_Existing_Space Heating_Natural Gas_Insulation - Wall Cavity_A_Technical Potential | F5 | Industrial | Wood and Lumber Products | Existing | Space Heating | Natural Gas | Insulation - Wall Cavity | A | Standalone Impact on Baseline Summer Peak (%) | Technical Potential | bar: 2019 to 2040
F6_Industrial_Wood and Lumber Products_Existing_Space Heating_Natural Gas_Insulation - Wall Cavity_A_Technical Potential | F6 | Industrial | Wood and Lumber Products | Existing | Space Heating | Natural Gas | Insulation - Wall Cavity | A | Standalone Impact on Baseline Winter Peak (%) | Technical Potential | bar: 2019 to 2040
F7_Industrial_Wood and Lumber Products_Existing_Space Heating_Natural Gas_Insulation - Wall Cavity_A_Technical Potential | F7 | Industrial | Wood and Lumber Products | Existing | Space Heating | Natural Gas | Insulation - Wall Cavity | A | Incremental Energy Savings (MWh or mTherms) | Technical Potential | 0 | 0 | 0.075772 | 0.13 | 0.19827 | 0.27215 | 0.33962 | 0.38851 | 0.41028 | 0.40235 | 0.36831 | 0.31612 | 0.25538 | 0.19488 | 0.14089 | 0.096777 | 0.063316 | 0.039544 | 0.023625 | 0.015702 | 0 | 0
F8_Industrial_Wood and Lumber Products_Existing_Space Heating_Natural Gas_Insulation - Wall Cavity_A_Technical Potential | F8 | Industrial | Wood and Lumber Products | Existing | Space Heating | Natural Gas | Insulation - Wall Cavity | A | Incremental Summer Peak Savings (MW) | Technical Potential | 0 | 0 | 0 | 0 | 0 | 0 | 0 | 0 | 0 | 0 | 0 | 0 | 0 | 0 | 0 | 0 | 0 | 0 | 0 | 0 | 0 | 0
F9_Industrial_Wood and Lumber Products_Existing_Space Heating_Natural Gas_Insulation - Wall Cavity_A_Technical Potential | F9 | Industrial | Wood and Lumber Products | Existing | Space Heating | Natural Gas | Insulation - Wall Cavity | A | Incremental Winter Peak Savings (MW) | Technical Potential | 0 | 0 | 0 | 0 | 0 | 0 | 0 | 0 | 0 | 0 | 0 | 0 | 0 | 0 | 0 | 0 | 0 | 0 | 0 | 0 | 0 | 0
F10_Industrial_Wood and Lumber Products_Existing_Space Heating_Natural Gas_Insulation - Wall Cavity_A_Technical Potential | F10 | Industrial | Wood and Lumber Products | Existing | Space Heating | Natural Gas | Insulation - Wall Cavity | A | Cumulative Energy Savings (MWh or mTherms) | Technical Potential | 0 | 0 | 0.075772 | 0.2056 | 0.40338 | 0.67458 | 1.0126 | 1.3989 | 1.8061 | 2.2046 | 2.5685 | 2.8797 | 3.1299 | 3.3195 | 3.4551 | 3.5467 | 3.6049 | 3.6396 | 3.6587 | 3.67 | 3.666 | 3.6621
F11_Industrial_Wood and Lumber Products_Existing_Space Heating_Natural Gas_Insulation - Wall Cavity_A_Technical Potential | F11 | Industrial | Wood and Lumber Products | Existing | Space Heating | Natural Gas | Insulation - Wall Cavity | A | Cumulative Summer Peak Savings (MW) | Technical Potential | 0 | 0 | 0 | 0 | 0 | 0 | 0 | 0 | 0 | 0 | 0 | 0 | 0 | 0 | 0 | 0 | 0 | 0 | 0 | 0 | 0 | 0
F12_Industrial_Wood and Lumber Products_Existing_Space Heating_Natural Gas_Insulation - Wall Cavity_A_Technical Potential | F12 | Industrial | Wood and Lumber Products | Existing | Space Heating | Natural Gas | Insulation - Wall Cavity | A | Cumulative Winter Peak Savings (MW) | Technical Potential | 0 | 0 | 0 | 0 | 0 | 0 | 0 | 0 | 0 | 0 | 0 | 0 | 0 | 0 | 0 | 0 | 0 | 0 | 0 | 0 | 0 | 0
F13_Industrial_Wood and Lumber Products_Existing_Space Heating_Natural Gas_Insulation - Wall Cavity_A_Technical Potential | F13 | Industrial | Wood and Lumber Products | Existing | Space Heating | Natural Gas | Insulation - Wall Cavity | A | Purchases (Incremental) | Technical Potential | 0 | 0 | 4171.2284 | 7173.7937 | 10966.834 | 15088.8509 | 18872.8888 | 21638.7432 | 22901.4815 | 22506.6284 | 20644.0109 | 17752.0697 | 14367.2937 | 10981.8969 | 7952.4081 | 5470.7083 | 3584.2572 | 2241.5652 | 1340.9063 | 892.2523 | 0 | 0
F14_Industrial_Wood and Lumber Products_Existing_Space Heating_Natural Gas_Insulation - Wall Cavity_A_Technical Potential | F14 | Industrial | Wood and Lumber Products | Existing | Space Heating | Natural Gas | Insulation - Wall Cavity | A | Purchases (Cumulative) | Technical Potential | 0 | 0 | 4171.2284 | 11345.0221 | 22311.8561 | 37400.707 | 56273.5958 | 77912.339 | 100813.8205 | 123320.4489 | 143964.4597 | 161716.5294 | 176083.8231 | 187065.72 | 195018.1281 | 200488.8365 | 204073.0937 | 206314.6589 | 207655.5652 | 208547.8175 | 208547.8175 | 208547.8175
F1_Industrial_Wood and Lumber Products_Existing_Space Heating_Natural Gas_Insulation - Ducting_A_Technical Potential | F1 | Industrial | Wood and Lumber Products | Existing | Space Heating | Natural Gas | Insulation - Ducting | A | Original Unit Energy Savings (kWh or therms) | Technical Potential | 0 | 0 | 0.0014398 | 0.0014319 | 0.0014239 | 0.0014161 | 0.0014083 | 0.0014008 | 0.0013935 | 0.0013865 | 0.0013799 | 0.0013736 | 0.0013677 | 0.0013622 | 0.001357 | 0.0013521 | 0.0013475 | 0.0013431 | 0.001339 | 0.0013352 | 0.0013316 | 0.0013281
F2_Industrial_Wood and Lumber Products_Existing_Space Heating_Natural Gas_Insulation - Ducting_A_Technical Potential | F2 | Industrial | Wood and Lumber Products | Existing | Space Heating | Natural Gas | Insulation - Ducting | A | Original Unit Summer Peak Savings (kW) | Technical Potential | 0 | 0 | 0 | 0 | 0 | 0 | 0 | 0 | 0 | 0 | 0 | 0 | 0 | 0 | 0 | 0 | 0 | 0 | 0 | 0 | 0 | 0
F3_Industrial_Wood and Lumber Products_Existing_Space Heating_Natural Gas_Insulation - Ducting_A_Technical Potential | F3 | Industrial | Wood and Lumber Products | Existing | Space Heating | Natural Gas | Insulation - Ducting | A | Original Unit Winter Peak Savings (kW) | Technical Potential | 0 | 0 | 0 | 0 | 0 | 0 | 0 | 0 | 0 | 0 | 0 | 0 | 0 | 0 | 0 | 0 | 0 | 0 | 0 | 0 | 0 | 0
F4_Industrial_Wood and Lumber Products_Existing_Space Heating_Natural Gas_Insulation - Ducting_A_Technical Potential | F4 | Industrial | Wood and Lumber Products | Existing | Space Heating | Natural Gas | Insulation - Ducting | A | Standalone Impact on Baseline Energy (%) | Technical Potential | 0% | 0% | 0.0008095% | 0.001812% | 0.003046% | 0.004488% | 0.006143% | 0.008084% | 0.01023% | 0.01244% | 0.01456% | 0.01644% | 0.01798% | 0.0191% | 0.01988% | 0.02042% | 0.02084% | 0.0212% | 0.02154% | 0.02189% | 0.02223% | 0.02259%
F5_Industrial_Wood and Lumber Products_Existing_Space Heating_Natural Gas_Insulation - Ducting_A_Technical Potential | F5 | Industrial | Wood and Lumber Products | Existing | Space Heating | Natural Gas | Insulation - Ducting | A | Standalone Impact on Baseline Summer Peak (%) | Technical Potential | bar: 2019 to 2040
F6_Industrial_Wood and Lumber Products_Existing_Space Heating_Natural Gas_Insulation - Ducting_A_Technical Potential | F6 | Industrial | Wood and Lumber Products | Existing | Space Heating | Natural Gas | Insulation - Ducting | A | Standalone Impact on Baseline Winter Peak (%) | Technical Potential | bar: 2019 to 2040
F7_Industrial_Wood and Lumber Products_Existing_Space Heating_Natural Gas_Insulation - Ducting_A_Technical Potential | F7 | Industrial | Wood and Lumber Products | Existing | Space Heating | Natural Gas | Insulation - Ducting | A | Incremental Energy Savings (MWh or mTherms) | Technical Potential | 0 | 0 | 0.00075832 | 0.00090998 | 0.0010883 | 0.0012347 | 0.0013765 | 0.001573 | 0.0016871 | 0.0016853 | 0.0015533 | 0.0013062 | 0.00098912 | 0.00064073 | 0.00036422 | 0.00017172 | 7.1155e-05 | 2.5346e-05 | 7.7568e-06 | 1.6567e-06 | 2.669e-07 | 3.1404e-08
F8_Industrial_Wood and Lumber Products_Existing_Space Heating_Natural Gas_Insulation - Ducting_A_Technical Potential | F8 | Industrial | Wood and Lumber Products | Existing | Space Heating | Natural Gas | Insulation - Ducting | A | Incremental Summer Peak Savings (MW) | Technical Potential | 0 | 0 | 0 | 0 | 0 | 0 | 0 | 0 | 0 | 0 | 0 | 0 | 0 | 0 | 0 | 0 | 0 | 0 | 0 | 0 | 0 | 0
F9_Industrial_Wood and Lumber Products_Existing_Space Heating_Natural Gas_Insulation - Ducting_A_Technical Potential | F9 | Industrial | Wood and Lumber Products | Existing | Space Heating | Natural Gas | Insulation - Ducting | A | Incremental Winter Peak Savings (MW) | Technical Potential | 0 | 0 | 0 | 0 | 0 | 0 | 0 | 0 | 0 | 0 | 0 | 0 | 0 | 0 | 0 | 0 | 0 | 0 | 0 | 0 | 0 | 0
F10_Industrial_Wood and Lumber Products_Existing_Space Heating_Natural Gas_Insulation - Ducting_A_Technical Potential | F10 | Industrial | Wood and Lumber Products | Existing | Space Heating | Natural Gas | Insulation - Ducting | A | Cumulative Energy Savings (MWh or mTherms) | Technical Potential | 0 | 0 | 0.00075832 | 0.0016641 | 0.0027431 | 0.0039627 | 0.0053175 | 0.0068621 | 0.0085134 | 0.010156 | 0.011661 | 0.012914 | 0.013848 | 0.014432 | 0.014741 | 0.01486 | 0.01488 | 0.014858 | 0.01482 | 0.014779 | 0.014739 | 0.014702
F11_Industrial_Wood and Lumber Products_Existing_Space Heating_Natural Gas_Insulation - Ducting_A_Technical Potential | F11 | Industrial | Wood and Lumber Products | Existing | Space Heating | Natural Gas | Insulation - Ducting | A | Cumulative Summer Peak Savings (MW) | Technical Potential | 0 | 0 | 0 | 0 | 0 | 0 | 0 | 0 | 0 | 0 | 0 | 0 | 0 | 0 | 0 | 0 | 0 | 0 | 0 | 0 | 0 | 0
F12_Industrial_Wood and Lumber Products_Existing_Space Heating_Natural Gas_Insulation - Ducting_A_Technical Potential | F12 | Industrial | Wood and Lumber Products | Existing | Space Heating | Natural Gas | Insulation - Ducting | A | Cumulative Winter Peak Savings (MW) | Technical Potential | 0 | 0 | 0 | 0 | 0 | 0 | 0 | 0 | 0 | 0 | 0 | 0 | 0 | 0 | 0 | 0 | 0 | 0 | 0 | 0 | 0 | 0
F13_Industrial_Wood and Lumber Products_Existing_Space Heating_Natural Gas_Insulation - Ducting_A_Technical Potential | F13 | Industrial | Wood and Lumber Products | Existing | Space Heating | Natural Gas | Insulation - Ducting | A | Purchases (Incremental) | Technical Potential | 0 | 0 | 526.6676 | 635.5144 | 764.2753 | 871.9066 | 977.373 | 1122.9654 | 1210.6706 | 1215.4617 | 1125.678 | 950.9326 | 723.1843 | 470.3667 | 268.4072 | 127.005 | 52.8064 | 18.8713 | 5.7929 | 1.2408 | 0.20044 | 0.023645
F14_Industrial_Wood and Lumber Products_Existing_Space Heating_Natural Gas_Insulation - Ducting_A_Technical Potential | F14 | Industrial | Wood and Lumber Products | Existing | Space Heating | Natural Gas | Insulation - Ducting | A | Purchases (Cumulative) | Technical Potential | 0 | 0 | 526.6676 | 1162.182 | 1926.4573 | 2798.3639 | 3775.7369 | 4898.7023 | 6109.3729 | 7324.8345 | 8450.5126 | 9401.4451 | 10124.6295 | 10594.9962 | 10863.4034 | 10990.4084 | 11043.2148 | 11062.0861 | 11067.879 | 11069.1198 | 11069.3202 | 11069.3439
F1_Industrial_Wood and Lumber Products_Existing_Space Heating_Natural Gas_HVAC - Duct Repair and Sealing_A_Technical Potential | F1 | Industrial | Wood and Lumber Products | Existing | Space Heating | Natural Gas | HVAC - Duct Repair and Sealing | A | Original Unit Energy Savings (kWh or therms) | Technical Potential | 0 | 0 | 0.0040723 | 0.0040498 | 0.0040273 | 0.004005 | 0.0039832 | 0.0039618 | 0.0039412 | 0.0039215 | 0.0039027 | 0.003885 | 0.0038683 | 0.0038527 | 0.0038379 | 0.0038241 | 0.003811 | 0.0037987 | 0.0037871 | 0.0037763 | 0.003766 | 0.0037564
F2_Industrial_Wood and Lumber Products_Existing_Space Heating_Natural Gas_HVAC - Duct Repair and Sealing_A_Technical Potential | F2 | Industrial | Wood and Lumber Products | Existing | Space Heating | Natural Gas | HVAC - Duct Repair and Sealing | A | Original Unit Summer Peak Savings (kW) | Technical Potential | 0 | 0 | 0 | 0 | 0 | 0 | 0 | 0 | 0 | 0 | 0 | 0 | 0 | 0 | 0 | 0 | 0 | 0 | 0 | 0 | 0 | 0
F3_Industrial_Wood and Lumber Products_Existing_Space Heating_Natural Gas_HVAC - Duct Repair and Sealing_A_Technical Potential | F3 | Industrial | Wood and Lumber Products | Existing | Space Heating | Natural Gas | HVAC - Duct Repair and Sealing | A | Original Unit Winter Peak Savings (kW) | Technical Potential | 0 | 0 | 0 | 0 | 0 | 0 | 0 | 0 | 0 | 0 | 0 | 0 | 0 | 0 | 0 | 0 | 0 | 0 | 0 | 0 | 0 | 0
F4_Industrial_Wood and Lumber Products_Existing_Space Heating_Natural Gas_HVAC - Duct Repair and Sealing_A_Technical Potential | F4 | Industrial | Wood and Lumber Products | Existing | Space Heating | Natural Gas | HVAC - Duct Repair and Sealing | A | Standalone Impact on Baseline Energy (%) | Technical Potential | 0% | 0% | 0.004659% | 0.009369% | 0.01413% | 0.01895% | 0.02382% | 0.02875% | 0.03374% | 0.03879% | 0.0439% | 0.04909% | 0.05435% | 0.05968% | 0.0651% | 0.07059% | 0.07617% | 0.08183% | 0.08759% | 0.09343% | 0.09937% | 0.1054%
F5_Industrial_Wood and Lumber Products_Existing_Space Heating_Natural Gas_HVAC - Duct Repair and Sealing_A_Technical Potential | F5 | Industrial | Wood and Lumber Products | Existing | Space Heating | Natural Gas | HVAC - Duct Repair and Sealing | A | Standalone Impact on Baseline Summer Peak (%) | Technical Potential | bar: 2019 to 2040
F6_Industrial_Wood and Lumber Products_Existing_Space Heating_Natural Gas_HVAC - Duct Repair and Sealing_A_Technical Potential | F6 | Industrial | Wood and Lumber Products | Existing | Space Heating | Natural Gas | HVAC - Duct Repair and Sealing | A | Standalone Impact on Baseline Winter Peak (%) | Technical Potential | bar: 2019 to 2040
F7_Industrial_Wood and Lumber Products_Existing_Space Heating_Natural Gas_HVAC - Duct Repair and Sealing_A_Technical Potential | F7 | Industrial | Wood and Lumber Products | Existing | Space Heating | Natural Gas | HVAC - Duct Repair and Sealing | A | Incremental Energy Savings (MWh or mTherms) | Technical Potential | 0 | 0 | 0.0043643 | 0.0042653 | 0.0041685 | 0.004074 | 0.0039819 | 0.0038923 | 0.0038053 | 0.0037209 | 0.0036393 | 0.0035603 | 0.0034839 | 0.00341 | 0.0033384 | 0.003269 | 0.0032016 | 0.0031363 | 0.0030728 | 0.0030112 | 0.0029512 | 0.0028929
F8_Industrial_Wood and Lumber Products_Existing_Space Heating_Natural Gas_HVAC - Duct Repair and Sealing_A_Technical Potential | F8 | Industrial | Wood and Lumber Products | Existing | Space Heating | Natural Gas | HVAC - Duct Repair and Sealing | A | Incremental Summer Peak Savings (MW) | Technical Potential | 0 | 0 | 0 | 0 | 0 | 0 | 0 | 0 | 0 | 0 | 0 | 0 | 0 | 0 | 0 | 0 | 0 | 0 | 0 | 0 | 0 | 0
F9_Industrial_Wood and Lumber Products_Existing_Space Heating_Natural Gas_HVAC - Duct Repair and Sealing_A_Technical Potential | F9 | Industrial | Wood and Lumber Products | Existing | Space Heating | Natural Gas | HVAC - Duct Repair and Sealing | A | Incremental Winter Peak Savings (MW) | Technical Potential | 0 | 0 | 0 | 0 | 0 | 0 | 0 | 0 | 0 | 0 | 0 | 0 | 0 | 0 | 0 | 0 | 0 | 0 | 0 | 0 | 0 | 0
F10_Industrial_Wood and Lumber Products_Existing_Space Heating_Natural Gas_HVAC - Duct Repair and Sealing_A_Technical Potential | F10 | Industrial | Wood and Lumber Products | Existing | Space Heating | Natural Gas | HVAC - Duct Repair and Sealing | A | Cumulative Energy Savings (MWh or mTherms) | Technical Potential | 0 | 0 | 0.0043643 | 0.0086055 | 0.012726 | 0.01673 | 0.02062 | 0.024402 | 0.028081 | 0.031661 | 0.035148 | 0.038549 | 0.041868 | 0.045109 | 0.048275 | 0.051369 | 0.054395 | 0.057356 | 0.060254 | 0.063092 | 0.065872 | 0.068596
F11_Industrial_Wood and Lumber Products_Existing_Space Heating_Natural Gas_HVAC - Duct Repair and Sealing_A_Technical Potential | F11 | Industrial | Wood and Lumber Products | Existing | Space Heating | Natural Gas | HVAC - Duct Repair and Sealing | A | Cumulative Summer Peak Savings (MW) | Technical Potential | 0 | 0 | 0 | 0 | 0 | 0 | 0 | 0 | 0 | 0 | 0 | 0 | 0 | 0 | 0 | 0 | 0 | 0 | 0 | 0 | 0 | 0
F12_Industrial_Wood and Lumber Products_Existing_Space Heating_Natural Gas_HVAC - Duct Repair and Sealing_A_Technical Potential | F12 | Industrial | Wood and Lumber Products | Existing | Space Heating | Natural Gas | HVAC - Duct Repair and Sealing | A | Cumulative Winter Peak Savings (MW) | Technical Potential | 0 | 0 | 0 | 0 | 0 | 0 | 0 | 0 | 0 | 0 | 0 | 0 | 0 | 0 | 0 | 0 | 0 | 0 | 0 | 0 | 0 | 0
F13_Industrial_Wood and Lumber Products_Existing_Space Heating_Natural Gas_HVAC - Duct Repair and Sealing_A_Technical Potential | F13 | Industrial | Wood and Lumber Products | Existing | Space Heating | Natural Gas | HVAC - Duct Repair and Sealing | A | Purchases (Incremental) | Technical Potential | 0 | 0 | 1071.7073 | 1053.2295 | 1035.0704 | 1017.2244 | 999.686 | 982.4501 | 965.5113 | 948.8645 | 932.5048 | 916.4271 | 900.6266 | 885.0986 | 869.8383 | 854.8411 | 840.1024 | 825.6179 | 811.3831 | 797.3937 | 783.6456 | 770.1345
F14_Industrial_Wood and Lumber Products_Existing_Space Heating_Natural Gas_HVAC - Duct Repair and Sealing_A_Technical Potential | F14 | Industrial | Wood and Lumber Products | Existing | Space Heating | Natural Gas | HVAC - Duct Repair and Sealing | A | Purchases (Cumulative) | Technical Potential | 0 | 0 | 1071.7073 | 2124.9368 | 3160.0072 | 4177.2316 | 5176.9176 | 6159.3677 | 7124.8789 | 8073.7434 | 9006.2482 | 9922.6753 | 10823.302 | 11708.4006 | 12578.2389 | 13433.0799 | 14273.1824 | 15098.8003 | 15910.1834 | 16707.5771 | 17491.2227 | 18261.3572
F1_Industrial_Wood and Lumber Products_Existing_Space Heating_Natural Gas_Windows - High Efficiency_A_Technical Potential | F1 | Industrial | Wood and Lumber Products | Existing | Space Heating | Natural Gas | Windows - High Efficiency | A | Original Unit Energy Savings (kWh or therms) | Technical Potential | 0 | 0 | 0.0077675 | 0.0077491 | 0.0077307 | 0.0077125 | 0.0076946 | 0.0076772 | 0.0076604 | 0.0076442 | 0.0076289 | 0.0076144 | 0.0076007 | 0.0075878 | 0.0075757 | 0.0075643 | 0.0075535 | 0.0075434 | 0.0075339 | 0.007525 | 0.0075166 | 0.0075087
F2_Industrial_Wood and Lumber Products_Existing_Space Heating_Natural Gas_Windows - High Efficiency_A_Technical Potential | F2 | Industrial | Wood and Lumber Products | Existing | Space Heating | Natural Gas | Windows - High Efficiency | A | Original Unit Summer Peak Savings (kW) | Technical Potential | 0 | 0 | 0 | 0 | 0 | 0 | 0 | 0 | 0 | 0 | 0 | 0 | 0 | 0 | 0 | 0 | 0 | 0 | 0 | 0 | 0 | 0
F3_Industrial_Wood and Lumber Products_Existing_Space Heating_Natural Gas_Windows - High Efficiency_A_Technical Potential | F3 | Industrial | Wood and Lumber Products | Existing | Space Heating | Natural Gas | Windows - High Efficiency | A | Original Unit Winter Peak Savings (kW) | Technical Potential | 0 | 0 | 0 | 0 | 0 | 0 | 0 | 0 | 0 | 0 | 0 | 0 | 0 | 0 | 0 | 0 | 0 | 0 | 0 | 0 | 0 | 0
F4_Industrial_Wood and Lumber Products_Existing_Space Heating_Natural Gas_Windows - High Efficiency_A_Technical Potential | F4 | Industrial | Wood and Lumber Products | Existing | Space Heating | Natural Gas | Windows - High Efficiency | A | Standalone Impact on Baseline Energy (%) | Technical Potential | 0% | 0% | 0.007012% | 0.02115% | 0.04641% | 0.0877% | 0.1507% | 0.2413% | 0.3653% | 0.5269% | 0.728% | 0.9672% | 1.238% | 1.53% | 1.828% | 2.116% | 2.378% | 2.605% | 2.793% | 2.941% | 3.055% | 3.15%
F5_Industrial_Wood and Lumber Products_Existing_Space Heating_Natural Gas_Windows - High Efficiency_A_Technical Potential | F5 | Industrial | Wood and Lumber Products | Existing | Space Heating | Natural Gas | Windows - High Efficiency | A | Standalone Impact on Baseline Summer Peak (%) | Technical Potential | bar: 2019 to 2040
F6_Industrial_Wood and Lumber Products_Existing_Space Heating_Natural Gas_Windows - High Efficiency_A_Technical Potential | F6 | Industrial | Wood and Lumber Products | Existing | Space Heating | Natural Gas | Windows - High Efficiency | A | Standalone Impact on Baseline Winter Peak (%) | Technical Potential | bar: 2019 to 2040
F7_Industrial_Wood and Lumber Products_Existing_Space Heating_Natural Gas_Windows - High Efficiency_A_Technical Potential | F7 | Industrial | Wood and Lumber Products | Existing | Space Heating | Natural Gas | Windows - High Efficiency | A | Incremental Energy Savings (MWh or mTherms) | Technical Potential | 0 | 0 | 0.0065689 | 0.012874 | 0.02241 | 0.035741 | 0.053191 | 0.074698 | 0.099639 | 0.12667 | 0.15366 | 0.17774 | 0.19562 | 0.20417 | 0.20117 | 0.18608 | 0.16056 | 0.13032 | 0.097813 | 0.06647 | 0.041688 | 0.026691
F8_Industrial_Wood and Lumber Products_Existing_Space Heating_Natural Gas_Windows - High Efficiency_A_Technical Potential | F8 | Industrial | Wood and Lumber Products | Existing | Space Heating | Natural Gas | Windows - High Efficiency | A | Incremental Summer Peak Savings (MW) | Technical Potential | 0 | 0 | 0 | 0 | 0 | 0 | 0 | 0 | 0 | 0 | 0 | 0 | 0 | 0 | 0 | 0 | 0 | 0 | 0 | 0 | 0 | 0
F9_Industrial_Wood and Lumber Products_Existing_Space Heating_Natural Gas_Windows - High Efficiency_A_Technical Potential | F9 | Industrial | Wood and Lumber Products | Existing | Space Heating | Natural Gas | Windows - High Efficiency | A | Incremental Winter Peak Savings (MW) | Technical Potential | 0 | 0 | 0 | 0 | 0 | 0 | 0 | 0 | 0 | 0 | 0 | 0 | 0 | 0 | 0 | 0 | 0 | 0 | 0 | 0 | 0 | 0
F10_Industrial_Wood and Lumber Products_Existing_Space Heating_Natural Gas_Windows - High Efficiency_A_Technical Potential | F10 | Industrial | Wood and Lumber Products | Existing | Space Heating | Natural Gas | Windows - High Efficiency | A | Cumulative Energy Savings (MWh or mTherms) | Technical Potential | 0 | 0 | 0.0065689 | 0.019427 | 0.041791 | 0.077434 | 0.13045 | 0.20485 | 0.30404 | 0.43007 | 0.58287 | 0.7595 | 0.95376 | 1.1563 | 1.3556 | 1.5397 | 1.6981 | 1.8261 | 1.9216 | 1.9858 | 2.0253 | 2.0498
F11_Industrial_Wood and Lumber Products_Existing_Space Heating_Natural Gas_Windows - High Efficiency_A_Technical Potential | F11 | Industrial | Wood and Lumber Products | Existing | Space Heating | Natural Gas | Windows - High Efficiency | A | Cumulative Summer Peak Savings (MW) | Technical Potential | 0 | 0 | 0 | 0 | 0 | 0 | 0 | 0 | 0 | 0 | 0 | 0 | 0 | 0 | 0 | 0 | 0 | 0 | 0 | 0 | 0 | 0
F12_Industrial_Wood and Lumber Products_Existing_Space Heating_Natural Gas_Windows - High Efficiency_A_Technical Potential | F12 | Industrial | Wood and Lumber Products | Existing | Space Heating | Natural Gas | Windows - High Efficiency | A | Cumulative Winter Peak Savings (MW) | Technical Potential | 0 | 0 | 0 | 0 | 0 | 0 | 0 | 0 | 0 | 0 | 0 | 0 | 0 | 0 | 0 | 0 | 0 | 0 | 0 | 0 | 0 | 0
F13_Industrial_Wood and Lumber Products_Existing_Space Heating_Natural Gas_Windows - High Efficiency_A_Technical Potential | F13 | Industrial | Wood and Lumber Products | Existing | Space Heating | Natural Gas | Windows - High Efficiency | A | Purchases (Incremental) | Technical Potential | 0 | 0 | 845.6857 | 1661.3242 | 2898.8984 | 4634.1546 | 6912.7236 | 9729.7991 | 13007.0057 | 16571.0569 | 20142.17 | 23342.879 | 25737.6555 | 26907.9503 | 26554.4204 | 24600.433 | 21256.364 | 17275.6958 | 12983.0533 | 8833.2975 | 5546.194 | 3554.7195
F14_Industrial_Wood and Lumber Products_Existing_Space Heating_Natural Gas_Windows - High Efficiency_A_Technical Potential | F14 | Industrial | Wood and Lumber Products | Existing | Space Heating | Natural Gas | Windows - High Efficiency | A | Purchases (Cumulative) | Technical Potential | 0 | 0 | 845.6857 | 2507.0098 | 5405.9083 | 10040.0629 | 16952.7865 | 26682.5856 | 39689.5913 | 56260.6482 | 76402.8182 | 99745.6973 | 125483.3527 | 152391.303 | 178945.7234 | 203546.1563 | 224802.5203 | 242078.216 | 255061.2693 | 263894.5669 | 269440.7609 | 272995.4804
F1_Industrial_Wood and Lumber Products_Existing_Space Heating_Natural Gas_Gas Boiler - Maintenance_A_Technical Potential | F1 | Industrial | Wood and Lumber Products | Existing | Space Heating | Natural Gas | Gas Boiler - Maintenance | A | Original Unit Energy Savings (kWh or therms) | Technical Potential | 0 | 0 | 0.89608 | 0.89383 | 0.89163 | 0.88947 | 0.88738 | 0.88534 | 0.88337 | 0.88147 | 0.87964 | 0.87788 | 0.87619 | 0.87459 | 0.87307 | 0.87163 | 0.87027 | 0.869 | 0.86782 | 0.86672 | 0.86572 | 0.86481
F2_Industrial_Wood and Lumber Products_Existing_Space Heating_Natural Gas_Gas Boiler - Maintenance_A_Technical Potential | F2 | Industrial | Wood and Lumber Products | Existing | Space Heating | Natural Gas | Gas Boiler - Maintenance | A | Original Unit Summer Peak Savings (kW) | Technical Potential | 0 | 0 | 0 | 0 | 0 | 0 | 0 | 0 | 0 | 0 | 0 | 0 | 0 | 0 | 0 | 0 | 0 | 0 | 0 | 0 | 0 | 0
F3_Industrial_Wood and Lumber Products_Existing_Space Heating_Natural Gas_Gas Boiler - Maintenance_A_Technical Potential | F3 | Industrial | Wood and Lumber Products | Existing | Space Heating | Natural Gas | Gas Boiler - Maintenance | A | Original Unit Winter Peak Savings (kW) | Technical Potential | 0 | 0 | 0 | 0 | 0 | 0 | 0 | 0 | 0 | 0 | 0 | 0 | 0 | 0 | 0 | 0 | 0 | 0 | 0 | 0 | 0 | 0
F4_Industrial_Wood and Lumber Products_Existing_Space Heating_Natural Gas_Gas Boiler - Maintenance_A_Technical Potential | F4 | Industrial | Wood and Lumber Products | Existing | Space Heating | Natural Gas | Gas Boiler - Maintenance | A | Standalone Impact on Baseline Energy (%) | Technical Potential | 0% | 0% | 0.004928% | 0.008467% | 0.01101% | 0.01306% | 0.01492% | 0.01659% | 0.01809% | 0.01943% | 0.02064% | 0.02173% | 0.02271% | 0.02358% | 0.02436% | 0.02507% | 0.02573% | 0.02638% | 0.027% | 0.02761% | 0.02821% | 0.0288%
F5_Industrial_Wood and Lumber Products_Existing_Space Heating_Natural Gas_Gas Boiler - Maintenance_A_Technical Potential | F5 | Industrial | Wood and Lumber Products | Existing | Space Heating | Natural Gas | Gas Boiler - Maintenance | A | Standalone Impact on Baseline Summer Peak (%) | Technical Potential | bar: 2019 to 2040
F6_Industrial_Wood and Lumber Products_Existing_Space Heating_Natural Gas_Gas Boiler - Maintenance_A_Technical Potential | F6 | Industrial | Wood and Lumber Products | Existing | Space Heating | Natural Gas | Gas Boiler - Maintenance | A | Standalone Impact on Baseline Winter Peak (%) | Technical Potential | bar: 2019 to 2040
F7_Industrial_Wood and Lumber Products_Existing_Space Heating_Natural Gas_Gas Boiler - Maintenance_A_Technical Potential | F7 | Industrial | Wood and Lumber Products | Existing | Space Heating | Natural Gas | Gas Boiler - Maintenance | A | Incremental Energy Savings (MWh or mTherms) | Technical Potential | 0 | 0 | 0.0046165 | 0.003172 | 0.0021527 | 0.0016436 | 0.0014119 | 0.001198 | 0.0010063 | 0.00083843 | 0.00069374 | 0.00057067 | 0.00046708 | 0.00035683 | 0.00027263 | 0.00020832 | 0.0001592 | 0.00014345 | 0.00011018 | 9.3121e-05 | 7.6666e-05 | 6.0791e-05
F8_Industrial_Wood and Lumber Products_Existing_Space Heating_Natural Gas_Gas Boiler - Maintenance_A_Technical Potential | F8 | Industrial | Wood and Lumber Products | Existing | Space Heating | Natural Gas | Gas Boiler - Maintenance | A | Incremental Summer Peak Savings (MW) | Technical Potential | 0 | 0 | 0 | 0 | 0 | 0 | 0 | 0 | 0 | 0 | 0 | 0 | 0 | 0 | 0 | 0 | 0 | 0 | 0 | 0 | 0 | 0
F9_Industrial_Wood and Lumber Products_Existing_Space Heating_Natural Gas_Gas Boiler - Maintenance_A_Technical Potential | F9 | Industrial | Wood and Lumber Products | Existing | Space Heating | Natural Gas | Gas Boiler - Maintenance | A | Incremental Winter Peak Savings (MW) | Technical Potential | 0 | 0 | 0 | 0 | 0 | 0 | 0 | 0 | 0 | 0 | 0 | 0 | 0 | 0 | 0 | 0 | 0 | 0 | 0 | 0 | 0 | 0
F10_Industrial_Wood and Lumber Products_Existing_Space Heating_Natural Gas_Gas Boiler - Maintenance_A_Technical Potential | F10 | Industrial | Wood and Lumber Products | Existing | Space Heating | Natural Gas | Gas Boiler - Maintenance | A | Cumulative Energy Savings (MWh or mTherms) | Technical Potential | 0 | 0 | 0.0046165 | 0.0077769 | 0.0099104 | 0.01153 | 0.012915 | 0.014083 | 0.015058 | 0.015864 | 0.016525 | 0.017063 | 0.017497 | 0.017822 | 0.018063 | 0.018242 | 0.018373 | 0.018489 | 0.018574 | 0.018644 | 0.018699 | 0.01874
F11_Industrial_Wood and Lumber Products_Existing_Space Heating_Natural Gas_Gas Boiler - Maintenance_A_Technical Potential | F11 | Industrial | Wood and Lumber Products | Existing | Space Heating | Natural Gas | Gas Boiler - Maintenance | A | Cumulative Summer Peak Savings (MW) | Technical Potential | 0 | 0 | 0 | 0 | 0 | 0 | 0 | 0 | 0 | 0 | 0 | 0 | 0 | 0 | 0 | 0 | 0 | 0 | 0 | 0 | 0 | 0
F12_Industrial_Wood and Lumber Products_Existing_Space Heating_Natural Gas_Gas Boiler - Maintenance_A_Technical Potential | F12 | Industrial | Wood and Lumber Products | Existing | Space Heating | Natural Gas | Gas Boiler - Maintenance | A | Cumulative Winter Peak Savings (MW) | Technical Potential | 0 | 0 | 0 | 0 | 0 | 0 | 0 | 0 | 0 | 0 | 0 | 0 | 0 | 0 | 0 | 0 | 0 | 0 | 0 | 0 | 0 | 0
F13_Industrial_Wood and Lumber Products_Existing_Space Heating_Natural Gas_Gas Boiler - Maintenance_A_Technical Potential | F13 | Industrial | Wood and Lumber Products | Existing | Space Heating | Natural Gas | Gas Boiler - Maintenance | A | Purchases (Incremental) | Technical Potential | 0 | 0 | 5.1519 | 3.5488 | 2.4144 | 1.8479 | 1.5911 | 1.3531 | 1.1392 | 0.95117 | 0.78867 | 0.65006 | 0.53307 | 0.408 | 0.31227 | 0.23901 | 0.18293 | 0.16507 | 0.12696 | 0.10744 | 0.088558 | 0.070294
F14_Industrial_Wood and Lumber Products_Existing_Space Heating_Natural Gas_Gas Boiler - Maintenance_A_Technical Potential | F14 | Industrial | Wood and Lumber Products | Existing | Space Heating | Natural Gas | Gas Boiler - Maintenance | A | Purchases (Cumulative) | Technical Potential | 0 | 0 | 5.1519 | 8.7006 | 11.115 | 12.9629 | 14.554 | 15.9071 | 17.0463 | 17.9974 | 18.7861 | 19.4362 | 19.9692 | 20.3772 | 20.6895 | 20.9285 | 21.1114 | 21.2765 | 21.4035 | 21.5109 | 21.5995 | 21.6698
F1_Industrial_Wood and Lumber Products_Existing_Process_Natural Gas_Gas Boiler - Maintenance_A_Technical Potential | F1 | Industrial | Wood and Lumber Products | Existing | Process | Natural Gas | Gas Boiler - Maintenance | A | Original Unit Energy Savings (kWh or therms) | Technical Potential | 0 | 0 | 6.3264 | 6.3264 | 6.3264 | 6.3264 | 6.3264 | 6.3264 | 6.3264 | 6.3264 | 6.3264 | 6.3264 | 6.3264 | 6.3264 | 6.3264 | 6.3264 | 6.3264 | 6.3264 | 6.3264 | 6.3264 | 6.3264 | 6.3264
F2_Industrial_Wood and Lumber Products_Existing_Process_Natural Gas_Gas Boiler - Maintenance_A_Technical Potential | F2 | Industrial | Wood and Lumber Products | Existing | Process | Natural Gas | Gas Boiler - Maintenance | A | Original Unit Summer Peak Savings (kW) | Technical Potential | 0 | 0 | 0 | 0 | 0 | 0 | 0 | 0 | 0 | 0 | 0 | 0 | 0 | 0 | 0 | 0 | 0 | 0 | 0 | 0 | 0 | 0
F3_Industrial_Wood and Lumber Products_Existing_Process_Natural Gas_Gas Boiler - Maintenance_A_Technical Potential | F3 | Industrial | Wood and Lumber Products | Existing | Process | Natural Gas | Gas Boiler - Maintenance | A | Original Unit Winter Peak Savings (kW) | Technical Potential | 0 | 0 | 0 | 0 | 0 | 0 | 0 | 0 | 0 | 0 | 0 | 0 | 0 | 0 | 0 | 0 | 0 | 0 | 0 | 0 | 0 | 0
F4_Industrial_Wood and Lumber Products_Existing_Process_Natural Gas_Gas Boiler - Maintenance_A_Technical Potential | F4 | Industrial | Wood and Lumber Products | Existing | Process | Natural Gas | Gas Boiler - Maintenance | A | Standalone Impact on Baseline Energy (%) | Technical Potential | 0% | 0% | 0.01682% | 0.0289% | 0.03757% | 0.04458% | 0.05093% | 0.05664% | 0.06176% | 0.06635% | 0.07048% | 0.07419% | 0.07757% | 0.08054% | 0.08321% | 0.08565% | 0.08791% | 0.09015% | 0.09228% | 0.09437% | 0.09642% | 0.09843%
F5_Industrial_Wood and Lumber Products_Existing_Process_Natural Gas_Gas Boiler - Maintenance_A_Technical Potential | F5 | Industrial | Wood and Lumber Products | Existing | Process | Natural Gas | Gas Boiler - Maintenance | A | Standalone Impact on Baseline Summer Peak (%) | Technical Potential | bar: 2019 to 2040
F6_Industrial_Wood and Lumber Products_Existing_Process_Natural Gas_Gas Boiler - Maintenance_A_Technical Potential | F6 | Industrial | Wood and Lumber Products | Existing | Process | Natural Gas | Gas Boiler - Maintenance | A | Standalone Impact on Baseline Winter Peak (%) | Technical Potential | bar: 2019 to 2040
F7_Industrial_Wood and Lumber Products_Existing_Process_Natural Gas_Gas Boiler - Maintenance_A_Technical Potential | F7 | Industrial | Wood and Lumber Products | Existing | Process | Natural Gas | Gas Boiler - Maintenance | A | Incremental Energy Savings (MWh or mTherms) | Technical Potential | 0 | 0 | 0.11219 | 0.077277 | 0.052574 | 0.040239 | 0.034648 | 0.029465 | 0.024807 | 0.020712 | 0.017174 | 0.014155 | 0.011608 | 0.0088845 | 0.0068 | 0.0052045 | 0.0039834 | 0.0035945 | 0.0027646 | 0.0023396 | 0.0019284 | 0.0015307
F8_Industrial_Wood and Lumber Products_Existing_Process_Natural Gas_Gas Boiler - Maintenance_A_Technical Potential | F8 | Industrial | Wood and Lumber Products | Existing | Process | Natural Gas | Gas Boiler - Maintenance | A | Incremental Summer Peak Savings (MW) | Technical Potential | 0 | 0 | 0 | 0 | 0 | 0 | 0 | 0 | 0 | 0 | 0 | 0 | 0 | 0 | 0 | 0 | 0 | 0 | 0 | 0 | 0 | 0
F9_Industrial_Wood and Lumber Products_Existing_Process_Natural Gas_Gas Boiler - Maintenance_A_Technical Potential | F9 | Industrial | Wood and Lumber Products | Existing | Process | Natural Gas | Gas Boiler - Maintenance | A | Incremental Winter Peak Savings (MW) | Technical Potential | 0 | 0 | 0 | 0 | 0 | 0 | 0 | 0 | 0 | 0 | 0 | 0 | 0 | 0 | 0 | 0 | 0 | 0 | 0 | 0 | 0 | 0
F10_Industrial_Wood and Lumber Products_Existing_Process_Natural Gas_Gas Boiler - Maintenance_A_Technical Potential | F10 | Industrial | Wood and Lumber Products | Existing | Process | Natural Gas | Gas Boiler - Maintenance | A | Cumulative Energy Savings (MWh or mTherms) | Technical Potential | 0 | 0 | 0.11219 | 0.18946 | 0.24204 | 0.28228 | 0.31692 | 0.34639 | 0.3712 | 0.39191 | 0.40908 | 0.42324 | 0.43484 | 0.44373 | 0.45053 | 0.45573 | 0.45972 | 0.46331 | 0.46608 | 0.46842 | 0.47034 | 0.47188
F11_Industrial_Wood and Lumber Products_Existing_Process_Natural Gas_Gas Boiler - Maintenance_A_Technical Potential | F11 | Industrial | Wood and Lumber Products | Existing | Process | Natural Gas | Gas Boiler - Maintenance | A | Cumulative Summer Peak Savings (MW) | Technical Potential | 0 | 0 | 0 | 0 | 0 | 0 | 0 | 0 | 0 | 0 | 0 | 0 | 0 | 0 | 0 | 0 | 0 | 0 | 0 | 0 | 0 | 0
F12_Industrial_Wood and Lumber Products_Existing_Process_Natural Gas_Gas Boiler - Maintenance_A_Technical Potential | F12 | Industrial | Wood and Lumber Products | Existing | Process | Natural Gas | Gas Boiler - Maintenance | A | Cumulative Winter Peak Savings (MW) | Technical Potential | 0 | 0 | 0 | 0 | 0 | 0 | 0 | 0 | 0 | 0 | 0 | 0 | 0 | 0 | 0 | 0 | 0 | 0 | 0 | 0 | 0 | 0
F13_Industrial_Wood and Lumber Products_Existing_Process_Natural Gas_Gas Boiler - Maintenance_A_Technical Potential | F13 | Industrial | Wood and Lumber Products | Existing | Process | Natural Gas | Gas Boiler - Maintenance | A | Purchases (Incremental) | Technical Potential | 0 | 0 | 17.733 | 12.2151 | 8.3103 | 6.3605 | 5.4767 | 4.6574 | 3.9212 | 3.274 | 2.7146 | 2.2375 | 1.8349 | 1.4044 | 1.0749 | 0.82267 | 0.62965 | 0.56818 | 0.437 | 0.36982 | 0.30482 | 0.24196
F14_Industrial_Wood and Lumber Products_Existing_Process_Natural Gas_Gas Boiler - Maintenance_A_Technical Potential | F14 | Industrial | Wood and Lumber Products | Existing | Process | Natural Gas | Gas Boiler - Maintenance | A | Purchases (Cumulative) | Technical Potential | 0 | 0 | 17.733 | 29.9481 | 38.2584 | 44.6189 | 50.0956 | 54.753 | 58.6742 | 61.9481 | 64.6628 | 66.9003 | 68.7352 | 70.1395 | 71.2144 | 72.0371 | 72.6667 | 73.2349 | 73.6719 | 74.0417 | 74.3465 | 74.5885
F1_Industrial_Wood and Lumber Products_Existing_Space Heating_Natural Gas_Gas Furnace - Maintenance_A_Technical Potential | F1 | Industrial | Wood and Lumber Products | Existing | Space Heating | Natural Gas | Gas Furnace - Maintenance | A | Original Unit Energy Savings (kWh or therms) | Technical Potential | 0 | 0 | 0.0093975 | 0.0093456 | 0.0092937 | 0.0092423 | 0.0091918 | 0.0091426 | 0.0090951 | 0.0090495 | 0.0090061 | 0.0089653 | 0.0089269 | 0.0088907 | 0.0088567 | 0.0088247 | 0.0087946 | 0.0087662 | 0.0087395 | 0.0087144 | 0.0086907 | 0.0086685
F2_Industrial_Wood and Lumber Products_Existing_Space Heating_Natural Gas_Gas Furnace - Maintenance_A_Technical Potential | F2 | Industrial | Wood and Lumber Products | Existing | Space Heating | Natural Gas | Gas Furnace - Maintenance | A | Original Unit Summer Peak Savings (kW) | Technical Potential | 0 | 0 | 0 | 0 | 0 | 0 | 0 | 0 | 0 | 0 | 0 | 0 | 0 | 0 | 0 | 0 | 0 | 0 | 0 | 0 | 0 | 0
F3_Industrial_Wood and Lumber Products_Existing_Space Heating_Natural Gas_Gas Furnace - Maintenance_A_Technical Potential | F3 | Industrial | Wood and Lumber Products | Existing | Space Heating | Natural Gas | Gas Furnace - Maintenance | A | Original Unit Winter Peak Savings (kW) | Technical Potential | 0 | 0 | 0 | 0 | 0 | 0 | 0 | 0 | 0 | 0 | 0 | 0 | 0 | 0 | 0 | 0 | 0 | 0 | 0 | 0 | 0 | 0
F4_Industrial_Wood and Lumber Products_Existing_Space Heating_Natural Gas_Gas Furnace - Maintenance_A_Technical Potential | F4 | Industrial | Wood and Lumber Products | Existing | Space Heating | Natural Gas | Gas Furnace - Maintenance | A | Standalone Impact on Baseline Energy (%) | Technical Potential | 0% | 0% | 8.729e-05% | 0.0001495% | 0.0001938% | 0.0002292% | 0.000261% | 0.0002894% | 0.0003146% | 0.000337% | 0.000357% | 0.0003748% | 0.0003908% | 0.0004049% | 0.0004174% | 0.0004287% | 0.0004391% | 0.0004495% | 0.0004593% | 0.0004689% | 0.0004783% | 0.0004875%
F5_Industrial_Wood and Lumber Products_Existing_Space Heating_Natural Gas_Gas Furnace - Maintenance_A_Technical Potential | F5 | Industrial | Wood and Lumber Products | Existing | Space Heating | Natural Gas | Gas Furnace - Maintenance | A | Standalone Impact on Baseline Summer Peak (%) | Technical Potential | bar: 2019 to 2040
F6_Industrial_Wood and Lumber Products_Existing_Space Heating_Natural Gas_Gas Furnace - Maintenance_A_Technical Potential | F6 | Industrial | Wood and Lumber Products | Existing | Space Heating | Natural Gas | Gas Furnace - Maintenance | A | Standalone Impact on Baseline Winter Peak (%) | Technical Potential | bar: 2019 to 2040
F7_Industrial_Wood and Lumber Products_Existing_Space Heating_Natural Gas_Gas Furnace - Maintenance_A_Technical Potential | F7 | Industrial | Wood and Lumber Products | Existing | Space Heating | Natural Gas | Gas Furnace - Maintenance | A | Incremental Energy Savings (MWh or mTherms) | Technical Potential | 0 | 0 | 8.1776e-05 | 5.6019e-05 | 3.79e-05 | 2.8847e-05 | 2.4703e-05 | 2.0895e-05 | 1.7501e-05 | 1.4539e-05 | 1.1997e-05 | 9.8439e-06 | 8.0378e-06 | 6.127e-06 | 4.6715e-06 | 3.5625e-06 | 2.7173e-06 | 2.4442e-06 | 1.8741e-06 | 1.5814e-06 | 1.3e-06 | 1.0292e-06
F8_Industrial_Wood and Lumber Products_Existing_Space Heating_Natural Gas_Gas Furnace - Maintenance_A_Technical Potential | F8 | Industrial | Wood and Lumber Products | Existing | Space Heating | Natural Gas | Gas Furnace - Maintenance | A | Incremental Summer Peak Savings (MW) | Technical Potential | 0 | 0 | 0 | 0 | 0 | 0 | 0 | 0 | 0 | 0 | 0 | 0 | 0 | 0 | 0 | 0 | 0 | 0 | 0 | 0 | 0 | 0
F9_Industrial_Wood and Lumber Products_Existing_Space Heating_Natural Gas_Gas Furnace - Maintenance_A_Technical Potential | F9 | Industrial | Wood and Lumber Products | Existing | Space Heating | Natural Gas | Gas Furnace - Maintenance | A | Incremental Winter Peak Savings (MW) | Technical Potential | 0 | 0 | 0 | 0 | 0 | 0 | 0 | 0 | 0 | 0 | 0 | 0 | 0 | 0 | 0 | 0 | 0 | 0 | 0 | 0 | 0 | 0
F10_Industrial_Wood and Lumber Products_Existing_Space Heating_Natural Gas_Gas Furnace - Maintenance_A_Technical Potential | F10 | Industrial | Wood and Lumber Products | Existing | Space Heating | Natural Gas | Gas Furnace - Maintenance | A | Cumulative Energy Savings (MWh or mTherms) | Technical Potential | 0 | 0 | 8.1776e-05 | 0.00013734 | 0.00017448 | 0.00020236 | 0.00022596 | 0.00024565 | 0.00026187 | 0.0002751 | 0.00028577 | 0.00029432 | 0.0003011 | 0.00030601 | 0.00030951 | 0.00031195 | 0.0003136 | 0.00031504 | 0.00031595 | 0.00031662 | 0.00031707 | 0.00031728
F11_Industrial_Wood and Lumber Products_Existing_Space Heating_Natural Gas_Gas Furnace - Maintenance_A_Technical Potential | F11 | Industrial | Wood and Lumber Products | Existing | Space Heating | Natural Gas | Gas Furnace - Maintenance | A | Cumulative Summer Peak Savings (MW) | Technical Potential | 0 | 0 | 0 | 0 | 0 | 0 | 0 | 0 | 0 | 0 | 0 | 0 | 0 | 0 | 0 | 0 | 0 | 0 | 0 | 0 | 0 | 0
F12_Industrial_Wood and Lumber Products_Existing_Space Heating_Natural Gas_Gas Furnace - Maintenance_A_Technical Potential | F12 | Industrial | Wood and Lumber Products | Existing | Space Heating | Natural Gas | Gas Furnace - Maintenance | A | Cumulative Winter Peak Savings (MW) | Technical Potential | 0 | 0 | 0 | 0 | 0 | 0 | 0 | 0 | 0 | 0 | 0 | 0 | 0 | 0 | 0 | 0 | 0 | 0 | 0 | 0 | 0 | 0
F13_Industrial_Wood and Lumber Products_Existing_Space Heating_Natural Gas_Gas Furnace - Maintenance_A_Technical Potential | F13 | Industrial | Wood and Lumber Products | Existing | Space Heating | Natural Gas | Gas Furnace - Maintenance | A | Purchases (Incremental) | Technical Potential | 0 | 0 | 8.7019 | 5.9942 | 4.078 | 3.1212 | 2.6875 | 2.2855 | 1.9242 | 1.6066 | 1.3321 | 1.098 | 0.9004 | 0.68915 | 0.52745 | 0.4037 | 0.30898 | 0.27882 | 0.21444 | 0.18148 | 0.14958 | 0.11873
F14_Industrial_Wood and Lumber Products_Existing_Space Heating_Natural Gas_Gas Furnace - Maintenance_A_Technical Potential | F14 | Industrial | Wood and Lumber Products | Existing | Space Heating | Natural Gas | Gas Furnace - Maintenance | A | Purchases (Cumulative) | Technical Potential | 0 | 0 | 8.7019 | 14.6961 | 18.7741 | 21.8953 | 24.5828 | 26.8683 | 28.7925 | 30.3991 | 31.7312 | 32.8292 | 33.7296 | 34.4188 | 34.9462 | 35.3499 | 35.6589 | 35.9377 | 36.1521 | 36.3336 | 36.4832 | 36.6019
F1_Industrial_Wood and Lumber Products_Existing_Space Heating_Natural Gas_Gas Boiler - Hot Water Reset_A_Technical Potential | F1 | Industrial | Wood and Lumber Products | Existing | Space Heating | Natural Gas | Gas Boiler - Hot Water Reset | A | Original Unit Energy Savings (kWh or therms) | Technical Potential | 0 | 0 | 3.2585 | 3.2503 | 3.2423 | 3.2345 | 3.2268 | 3.2194 | 3.2123 | 3.2053 | 3.1987 | 3.1923 | 3.1862 | 3.1803 | 3.1748 | 3.1695 | 3.1646 | 3.16 | 3.1557 | 3.1517 | 3.1481 | 3.1448
F2_Industrial_Wood and Lumber Products_Existing_Space Heating_Natural Gas_Gas Boiler - Hot Water Reset_A_Technical Potential | F2 | Industrial | Wood and Lumber Products | Existing | Space Heating | Natural Gas | Gas Boiler - Hot Water Reset | A | Original Unit Summer Peak Savings (kW) | Technical Potential | 0 | 0 | 0 | 0 | 0 | 0 | 0 | 0 | 0 | 0 | 0 | 0 | 0 | 0 | 0 | 0 | 0 | 0 | 0 | 0 | 0 | 0
F3_Industrial_Wood and Lumber Products_Existing_Space Heating_Natural Gas_Gas Boiler - Hot Water Reset_A_Technical Potential | F3 | Industrial | Wood and Lumber Products | Existing | Space Heating | Natural Gas | Gas Boiler - Hot Water Reset | A | Original Unit Winter Peak Savings (kW) | Technical Potential | 0 | 0 | 0 | 0 | 0 | 0 | 0 | 0 | 0 | 0 | 0 | 0 | 0 | 0 | 0 | 0 | 0 | 0 | 0 | 0 | 0 | 0
F4_Industrial_Wood and Lumber Products_Existing_Space Heating_Natural Gas_Gas Boiler - Hot Water Reset_A_Technical Potential | F4 | Industrial | Wood and Lumber Products | Existing | Space Heating | Natural Gas | Gas Boiler - Hot Water Reset | A | Standalone Impact on Baseline Energy (%) | Technical Potential | 0% | 0% | 0.008708% | 0.01955% | 0.03297% | 0.04874% | 0.06691% | 0.08833% | 0.1121% | 0.1367% | 0.1605% | 0.1817% | 0.1991% | 0.2119% | 0.2211% | 0.2276% | 0.2326% | 0.2371% | 0.2414% | 0.2456% | 0.2499% | 0.2543%
F5_Industrial_Wood and Lumber Products_Existing_Space Heating_Natural Gas_Gas Boiler - Hot Water Reset_A_Technical Potential | F5 | Industrial | Wood and Lumber Products | Existing | Space Heating | Natural Gas | Gas Boiler - Hot Water Reset | A | Standalone Impact on Baseline Summer Peak (%) | Technical Potential | bar: 2019 to 2040
F6_Industrial_Wood and Lumber Products_Existing_Space Heating_Natural Gas_Gas Boiler - Hot Water Reset_A_Technical Potential | F6 | Industrial | Wood and Lumber Products | Existing | Space Heating | Natural Gas | Gas Boiler - Hot Water Reset | A | Standalone Impact on Baseline Winter Peak (%) | Technical Potential | bar: 2019 to 2040
F7_Industrial_Wood and Lumber Products_Existing_Space Heating_Natural Gas_Gas Boiler - Hot Water Reset_A_Technical Potential | F7 | Industrial | Wood and Lumber Products | Existing | Space Heating | Natural Gas | Gas Boiler - Hot Water Reset | A | Incremental Energy Savings (MWh or mTherms) | Technical Potential | 0 | 0 | 0.0081583 | 0.0098197 | 0.01178 | 0.013407 | 0.014993 | 0.017187 | 0.018488 | 0.018521 | 0.017117 | 0.014431 | 0.010954 | 0.0071115 | 0.004051 | 0.0019137 | 0.00079444 | 0.00028349 | 8.6905e-05 | 1.8591e-05 | 2.9997e-06 | 3.5349e-07
F8_Industrial_Wood and Lumber Products_Existing_Space Heating_Natural Gas_Gas Boiler - Hot Water Reset_A_Technical Potential | F8 | Industrial | Wood and Lumber Products | Existing | Space Heating | Natural Gas | Gas Boiler - Hot Water Reset | A | Incremental Summer Peak Savings (MW) | Technical Potential | 0 | 0 | 0 | 0 | 0 | 0 | 0 | 0 | 0 | 0 | 0 | 0 | 0 | 0 | 0 | 0 | 0 | 0 | 0 | 0 | 0 | 0
F9_Industrial_Wood and Lumber Products_Existing_Space Heating_Natural Gas_Gas Boiler - Hot Water Reset_A_Technical Potential | F9 | Industrial | Wood and Lumber Products | Existing | Space Heating | Natural Gas | Gas Boiler - Hot Water Reset | A | Incremental Winter Peak Savings (MW) | Technical Potential | 0 | 0 | 0 | 0 | 0 | 0 | 0 | 0 | 0 | 0 | 0 | 0 | 0 | 0 | 0 | 0 | 0 | 0 | 0 | 0 | 0 | 0
F10_Industrial_Wood and Lumber Products_Existing_Space Heating_Natural Gas_Gas Boiler - Hot Water Reset_A_Technical Potential | F10 | Industrial | Wood and Lumber Products | Existing | Space Heating | Natural Gas | Gas Boiler - Hot Water Reset | A | Cumulative Energy Savings (MWh or mTherms) | Technical Potential | 0 | 0 | 0.0081583 | 0.017958 | 0.029693 | 0.043029 | 0.05792 | 0.074974 | 0.093295 | 0.11162 | 0.1285 | 0.14267 | 0.15336 | 0.16019 | 0.16396 | 0.1656 | 0.16614 | 0.16618 | 0.16604 | 0.16585 | 0.16566 | 0.16549
F11_Industrial_Wood and Lumber Products_Existing_Space Heating_Natural Gas_Gas Boiler - Hot Water Reset_A_Technical Potential | F11 | Industrial | Wood and Lumber Products | Existing | Space Heating | Natural Gas | Gas Boiler - Hot Water Reset | A | Cumulative Summer Peak Savings (MW) | Technical Potential | 0 | 0 | 0 | 0 | 0 | 0 | 0 | 0 | 0 | 0 | 0 | 0 | 0 | 0 | 0 | 0 | 0 | 0 | 0 | 0 | 0 | 0
F12_Industrial_Wood and Lumber Products_Existing_Space Heating_Natural Gas_Gas Boiler - Hot Water Reset_A_Technical Potential | F12 | Industrial | Wood and Lumber Products | Existing | Space Heating | Natural Gas | Gas Boiler - Hot Water Reset | A | Cumulative Winter Peak Savings (MW) | Technical Potential | 0 | 0 | 0 | 0 | 0 | 0 | 0 | 0 | 0 | 0 | 0 | 0 | 0 | 0 | 0 | 0 | 0 | 0 | 0 | 0 | 0 | 0
F13_Industrial_Wood and Lumber Products_Existing_Space Heating_Natural Gas_Gas Boiler - Hot Water Reset_A_Technical Potential | F13 | Industrial | Wood and Lumber Products | Existing | Space Heating | Natural Gas | Gas Boiler - Hot Water Reset | A | Purchases (Incremental) | Technical Potential | 0 | 0 | 2.5037 | 3.0212 | 3.6333 | 4.145 | 4.6464 | 5.3385 | 5.7554 | 5.7782 | 5.3514 | 4.5207 | 3.438 | 2.2361 | 1.276 | 0.60377 | 0.25104 | 0.089713 | 0.027539 | 0.0058988 | 0.00095288 | 0.00011241
F14_Industrial_Wood and Lumber Products_Existing_Space Heating_Natural Gas_Gas Boiler - Hot Water Reset_A_Technical Potential | F14 | Industrial | Wood and Lumber Products | Existing | Space Heating | Natural Gas | Gas Boiler - Hot Water Reset | A | Purchases (Cumulative) | Technical Potential | 0 | 0 | 2.5037 | 5.5249 | 9.1582 | 13.3032 | 17.9496 | 23.2881 | 29.0435 | 34.8217 | 40.1731 | 44.6937 | 48.1317 | 50.3678 | 51.6438 | 52.2476 | 52.4986 | 52.5883 | 52.6158 | 52.6217 | 52.6227 | 52.6228
F1_Industrial_Wood and Lumber Products_Existing_Process_Natural Gas_Gas Boiler - Hot Water Reset_A_Technical Potential | F1 | Industrial | Wood and Lumber Products | Existing | Process | Natural Gas | Gas Boiler - Hot Water Reset | A | Original Unit Energy Savings (kWh or therms) | Technical Potential | 0 | 0 | 11.5025 | 11.5025 | 11.5025 | 11.5025 | 11.5025 | 11.5025 | 11.5025 | 11.5025 | 11.5025 | 11.5025 | 11.5025 | 11.5025 | 11.5025 | 11.5025 | 11.5025 | 11.5025 | 11.5025 | 11.5025 | 11.5025 | 11.5025
F2_Industrial_Wood and Lumber Products_Existing_Process_Natural Gas_Gas Boiler - Hot Water Reset_A_Technical Potential | F2 | Industrial | Wood and Lumber Products | Existing | Process | Natural Gas | Gas Boiler - Hot Water Reset | A | Original Unit Summer Peak Savings (kW) | Technical Potential | 0 | 0 | 0 | 0 | 0 | 0 | 0 | 0 | 0 | 0 | 0 | 0 | 0 | 0 | 0 | 0 | 0 | 0 | 0 | 0 | 0 | 0
F3_Industrial_Wood and Lumber Products_Existing_Process_Natural Gas_Gas Boiler - Hot Water Reset_A_Technical Potential | F3 | Industrial | Wood and Lumber Products | Existing | Process | Natural Gas | Gas Boiler - Hot Water Reset | A | Original Unit Winter Peak Savings (kW) | Technical Potential | 0 | 0 | 0 | 0 | 0 | 0 | 0 | 0 | 0 | 0 | 0 | 0 | 0 | 0 | 0 | 0 | 0 | 0 | 0 | 0 | 0 | 0
F4_Industrial_Wood and Lumber Products_Existing_Process_Natural Gas_Gas Boiler - Hot Water Reset_A_Technical Potential | F4 | Industrial | Wood and Lumber Products | Existing | Process | Natural Gas | Gas Boiler - Hot Water Reset | A | Standalone Impact on Baseline Energy (%) | Technical Potential | 0% | 0% | 0.01486% | 0.03337% | 0.05628% | 0.08318% | 0.1142% | 0.1508% | 0.1913% | 0.2334% | 0.274% | 0.3102% | 0.3399% | 0.362% | 0.3776% | 0.3888% | 0.3975% | 0.4051% | 0.4125% | 0.4197% | 0.4271% | 0.4346%
F5_Industrial_Wood and Lumber Products_Existing_Process_Natural Gas_Gas Boiler - Hot Water Reset_A_Technical Potential | F5 | Industrial | Wood and Lumber Products | Existing | Process | Natural Gas | Gas Boiler - Hot Water Reset | A | Standalone Impact on Baseline Summer Peak (%) | Technical Potential | bar: 2019 to 2040
F6_Industrial_Wood and Lumber Products_Existing_Process_Natural Gas_Gas Boiler - Hot Water Reset_A_Technical Potential | F6 | Industrial | Wood and Lumber Products | Existing | Process | Natural Gas | Gas Boiler - Hot Water Reset | A | Standalone Impact on Baseline Winter Peak (%) | Technical Potential | bar: 2019 to 2040
F7_Industrial_Wood and Lumber Products_Existing_Process_Natural Gas_Gas Boiler - Hot Water Reset_A_Technical Potential | F7 | Industrial | Wood and Lumber Products | Existing | Process | Natural Gas | Gas Boiler - Hot Water Reset | A | Incremental Energy Savings (MWh or mTherms) | Technical Potential | 0 | 0 | 0.099129 | 0.11962 | 0.14385 | 0.16411 | 0.18396 | 0.21136 | 0.22787 | 0.22877 | 0.21187 | 0.17898 | 0.13612 | 0.088532 | 0.050519 | 0.023905 | 0.0099392 | 0.0035519 | 0.0010903 | 0.00023355 | 3.7726e-05 | 4.4504e-06
F8_Industrial_Wood and Lumber Products_Existing_Process_Natural Gas_Gas Boiler - Hot Water Reset_A_Technical Potential | F8 | Industrial | Wood and Lumber Products | Existing | Process | Natural Gas | Gas Boiler - Hot Water Reset | A | Incremental Summer Peak Savings (MW) | Technical Potential | 0 | 0 | 0 | 0 | 0 | 0 | 0 | 0 | 0 | 0 | 0 | 0 | 0 | 0 | 0 | 0 | 0 | 0 | 0 | 0 | 0 | 0
F9_Industrial_Wood and Lumber Products_Existing_Process_Natural Gas_Gas Boiler - Hot Water Reset_A_Technical Potential | F9 | Industrial | Wood and Lumber Products | Existing | Process | Natural Gas | Gas Boiler - Hot Water Reset | A | Incremental Winter Peak Savings (MW) | Technical Potential | 0 | 0 | 0 | 0 | 0 | 0 | 0 | 0 | 0 | 0 | 0 | 0 | 0 | 0 | 0 | 0 | 0 | 0 | 0 | 0 | 0 | 0
F10_Industrial_Wood and Lumber Products_Existing_Process_Natural Gas_Gas Boiler - Hot Water Reset_A_Technical Potential | F10 | Industrial | Wood and Lumber Products | Existing | Process | Natural Gas | Gas Boiler - Hot Water Reset | A | Cumulative Energy Savings (MWh or mTherms) | Technical Potential | 0 | 0 | 0.099129 | 0.21874 | 0.36259 | 0.5267 | 0.71066 | 0.92203 | 1.1499 | 1.3787 | 1.5905 | 1.7695 | 1.9056 | 1.9942 | 2.0447 | 2.0686 | 2.0785 | 2.0821 | 2.0832 | 2.0834 | 2.0835 | 2.0835
F11_Industrial_Wood and Lumber Products_Existing_Process_Natural Gas_Gas Boiler - Hot Water Reset_A_Technical Potential | F11 | Industrial | Wood and Lumber Products | Existing | Process | Natural Gas | Gas Boiler - Hot Water Reset | A | Cumulative Summer Peak Savings (MW) | Technical Potential | 0 | 0 | 0 | 0 | 0 | 0 | 0 | 0 | 0 | 0 | 0 | 0 | 0 | 0 | 0 | 0 | 0 | 0 | 0 | 0 | 0 | 0
F12_Industrial_Wood and Lumber Products_Existing_Process_Natural Gas_Gas Boiler - Hot Water Reset_A_Technical Potential | F12 | Industrial | Wood and Lumber Products | Existing | Process | Natural Gas | Gas Boiler - Hot Water Reset | A | Cumulative Winter Peak Savings (MW) | Technical Potential | 0 | 0 | 0 | 0 | 0 | 0 | 0 | 0 | 0 | 0 | 0 | 0 | 0 | 0 | 0 | 0 | 0 | 0 | 0 | 0 | 0 | 0
F13_Industrial_Wood and Lumber Products_Existing_Process_Natural Gas_Gas Boiler - Hot Water Reset_A_Technical Potential | F13 | Industrial | Wood and Lumber Products | Existing | Process | Natural Gas | Gas Boiler - Hot Water Reset | A | Purchases (Incremental) | Technical Potential | 0 | 0 | 8.618 | 10.3991 | 12.506 | 14.2672 | 15.993 | 18.3754 | 19.8105 | 19.8889 | 18.4198 | 15.5604 | 11.8337 | 7.6967 | 4.392 | 2.0782 | 0.86409 | 0.3088 | 0.094791 | 0.020304 | 0.0032798 | 0.00038691
F14_Industrial_Wood and Lumber Products_Existing_Process_Natural Gas_Gas Boiler - Hot Water Reset_A_Technical Potential | F14 | Industrial | Wood and Lumber Products | Existing | Process | Natural Gas | Gas Boiler - Hot Water Reset | A | Purchases (Cumulative) | Technical Potential | 0 | 0 | 8.618 | 19.0171 | 31.5231 | 45.7904 | 61.7834 | 80.1587 | 99.9693 | 119.8582 | 138.2779 | 153.8383 | 165.6719 | 173.3687 | 177.7607 | 179.8389 | 180.703 | 181.0118 | 181.1066 | 181.1269 | 181.1302 | 181.1305
F1_Industrial_Wood and Lumber Products_Existing_Space Heating_Natural Gas_Steam Trap Maintenance_A_Technical Potential | F1 | Industrial | Wood and Lumber Products | Existing | Space Heating | Natural Gas | Steam Trap Maintenance | A | Original Unit Energy Savings (kWh or therms) | Technical Potential | 0 | 0 | 1.1511 | 1.1483 | 1.1454 | 1.1427 | 1.14 | 1.1374 | 1.1348 | 1.1324 | 1.13 | 1.1278 | 1.1256 | 1.1235 | 1.1216 | 1.1197 | 1.118 | 1.1164 | 1.1148 | 1.1134 | 1.1121 | 1.111
F2_Industrial_Wood and Lumber Products_Existing_Space Heating_Natural Gas_Steam Trap Maintenance_A_Technical Potential | F2 | Industrial | Wood and Lumber Products | Existing | Space Heating | Natural Gas | Steam Trap Maintenance | A | Original Unit Summer Peak Savings (kW) | Technical Potential | 0 | 0 | 0 | 0 | 0 | 0 | 0 | 0 | 0 | 0 | 0 | 0 | 0 | 0 | 0 | 0 | 0 | 0 | 0 | 0 | 0 | 0
F3_Industrial_Wood and Lumber Products_Existing_Space Heating_Natural Gas_Steam Trap Maintenance_A_Technical Potential | F3 | Industrial | Wood and Lumber Products | Existing | Space Heating | Natural Gas | Steam Trap Maintenance | A | Original Unit Winter Peak Savings (kW) | Technical Potential | 0 | 0 | 0 | 0 | 0 | 0 | 0 | 0 | 0 | 0 | 0 | 0 | 0 | 0 | 0 | 0 | 0 | 0 | 0 | 0 | 0 | 0
F4_Industrial_Wood and Lumber Products_Existing_Space Heating_Natural Gas_Steam Trap Maintenance_A_Technical Potential | F4 | Industrial | Wood and Lumber Products | Existing | Space Heating | Natural Gas | Steam Trap Maintenance | A | Standalone Impact on Baseline Energy (%) | Technical Potential | 0% | 0% | 0.001717% | 0.003464% | 0.005241% | 0.007049% | 0.008889% | 0.01076% | 0.01267% | 0.0146% | 0.01658% | 0.01858% | 0.02062% | 0.0227% | 0.02481% | 0.02695% | 0.02914% | 0.03136% | 0.03362% | 0.03592% | 0.03826% | 0.04065%
F5_Industrial_Wood and Lumber Products_Existing_Space Heating_Natural Gas_Steam Trap Maintenance_A_Technical Potential | F5 | Industrial | Wood and Lumber Products | Existing | Space Heating | Natural Gas | Steam Trap Maintenance | A | Standalone Impact on Baseline Summer Peak (%) | Technical Potential | bar: 2019 to 2040
F6_Industrial_Wood and Lumber Products_Existing_Space Heating_Natural Gas_Steam Trap Maintenance_A_Technical Potential | F6 | Industrial | Wood and Lumber Products | Existing | Space Heating | Natural Gas | Steam Trap Maintenance | A | Standalone Impact on Baseline Winter Peak (%) | Technical Potential | bar: 2019 to 2040
F7_Industrial_Wood and Lumber Products_Existing_Space Heating_Natural Gas_Steam Trap Maintenance_A_Technical Potential | F7 | Industrial | Wood and Lumber Products | Existing | Space Heating | Natural Gas | Steam Trap Maintenance | A | Incremental Energy Savings (MWh or mTherms) | Technical Potential | 0 | 0 | 0.0016087 | 0.0015769 | 0.0015459 | 0.0015156 | 0.001486 | 0.001457 | 0.0014287 | 0.001401 | 0.001374 | 0.0013476 | 0.0013219 | 0.0012967 | 0.0012721 | 0.0012481 | 0.0012247 | 0.0012018 | 0.0011795 | 0.0011577 | 0.0011364 | 0.0011156
F8_Industrial_Wood and Lumber Products_Existing_Space Heating_Natural Gas_Steam Trap Maintenance_A_Technical Potential | F8 | Industrial | Wood and Lumber Products | Existing | Space Heating | Natural Gas | Steam Trap Maintenance | A | Incremental Summer Peak Savings (MW) | Technical Potential | 0 | 0 | 0 | 0 | 0 | 0 | 0 | 0 | 0 | 0 | 0 | 0 | 0 | 0 | 0 | 0 | 0 | 0 | 0 | 0 | 0 | 0
F9_Industrial_Wood and Lumber Products_Existing_Space Heating_Natural Gas_Steam Trap Maintenance_A_Technical Potential | F9 | Industrial | Wood and Lumber Products | Existing | Space Heating | Natural Gas | Steam Trap Maintenance | A | Incremental Winter Peak Savings (MW) | Technical Potential | 0 | 0 | 0 | 0 | 0 | 0 | 0 | 0 | 0 | 0 | 0 | 0 | 0 | 0 | 0 | 0 | 0 | 0 | 0 | 0 | 0 | 0
F10_Industrial_Wood and Lumber Products_Existing_Space Heating_Natural Gas_Steam Trap Maintenance_A_Technical Potential | F10 | Industrial | Wood and Lumber Products | Existing | Space Heating | Natural Gas | Steam Trap Maintenance | A | Cumulative Energy Savings (MWh or mTherms) | Technical Potential | 0 | 0 | 0.0016087 | 0.0031816 | 0.0047197 | 0.0062239 | 0.0076952 | 0.0091346 | 0.010543 | 0.011921 | 0.013271 | 0.014592 | 0.015885 | 0.017153 | 0.018395 | 0.019613 | 0.020807 | 0.021979 | 0.023128 | 0.024257 | 0.025365 | 0.026454
F11_Industrial_Wood and Lumber Products_Existing_Space Heating_Natural Gas_Steam Trap Maintenance_A_Technical Potential | F11 | Industrial | Wood and Lumber Products | Existing | Space Heating | Natural Gas | Steam Trap Maintenance | A | Cumulative Summer Peak Savings (MW) | Technical Potential | 0 | 0 | 0 | 0 | 0 | 0 | 0 | 0 | 0 | 0 | 0 | 0 | 0 | 0 | 0 | 0 | 0 | 0 | 0 | 0 | 0 | 0
F12_Industrial_Wood and Lumber Products_Existing_Space Heating_Natural Gas_Steam Trap Maintenance_A_Technical Potential | F12 | Industrial | Wood and Lumber Products | Existing | Space Heating | Natural Gas | Steam Trap Maintenance | A | Cumulative Winter Peak Savings (MW) | Technical Potential | 0 | 0 | 0 | 0 | 0 | 0 | 0 | 0 | 0 | 0 | 0 | 0 | 0 | 0 | 0 | 0 | 0 | 0 | 0 | 0 | 0 | 0
F13_Industrial_Wood and Lumber Products_Existing_Space Heating_Natural Gas_Steam Trap Maintenance_A_Technical Potential | F13 | Industrial | Wood and Lumber Products | Existing | Space Heating | Natural Gas | Steam Trap Maintenance | A | Purchases (Incremental) | Technical Potential | 0 | 0 | 1.3974 | 1.3733 | 1.3497 | 1.3264 | 1.3035 | 1.281 | 1.259 | 1.2373 | 1.2159 | 1.195 | 1.1744 | 1.1541 | 1.1342 | 1.1147 | 1.0954 | 1.0766 | 1.058 | 1.0397 | 1.0218 | 1.0042
F14_Industrial_Wood and Lumber Products_Existing_Space Heating_Natural Gas_Steam Trap Maintenance_A_Technical Potential | F14 | Industrial | Wood and Lumber Products | Existing | Space Heating | Natural Gas | Steam Trap Maintenance | A | Purchases (Cumulative) | Technical Potential | 0 | 0 | 1.3974 | 2.7708 | 4.1204 | 5.4468 | 6.7504 | 8.0314 | 9.2904 | 10.5276 | 11.7435 | 12.9385 | 14.1129 | 15.267 | 16.4012 | 17.5158 | 18.6113 | 19.6878 | 20.7458 | 21.7856 | 22.8074 | 23.8116
F1_Industrial_Wood and Lumber Products_Existing_Process_Natural Gas_Steam Trap Maintenance_A_Technical Potential | F1 | Industrial | Wood and Lumber Products | Existing | Process | Natural Gas | Steam Trap Maintenance | A | Original Unit Energy Savings (kWh or therms) | Technical Potential | 0 | 0 | 8.1272 | 8.1272 | 8.1272 | 8.1272 | 8.1272 | 8.1272 | 8.1272 | 8.1272 | 8.1272 | 8.1272 | 8.1272 | 8.1272 | 8.1272 | 8.1272 | 8.1272 | 8.1272 | 8.1272 | 8.1272 | 8.1272 | 8.1272
F2_Industrial_Wood and Lumber Products_Existing_Process_Natural Gas_Steam Trap Maintenance_A_Technical Potential | F2 | Industrial | Wood and Lumber Products | Existing | Process | Natural Gas | Steam Trap Maintenance | A | Original Unit Summer Peak Savings (kW) | Technical Potential | 0 | 0 | 0 | 0 | 0 | 0 | 0 | 0 | 0 | 0 | 0 | 0 | 0 | 0 | 0 | 0 | 0 | 0 | 0 | 0 | 0 | 0
F3_Industrial_Wood and Lumber Products_Existing_Process_Natural Gas_Steam Trap Maintenance_A_Technical Potential | F3 | Industrial | Wood and Lumber Products | Existing | Process | Natural Gas | Steam Trap Maintenance | A | Original Unit Winter Peak Savings (kW) | Technical Potential | 0 | 0 | 0 | 0 | 0 | 0 | 0 | 0 | 0 | 0 | 0 | 0 | 0 | 0 | 0 | 0 | 0 | 0 | 0 | 0 | 0 | 0
F4_Industrial_Wood and Lumber Products_Existing_Process_Natural Gas_Steam Trap Maintenance_A_Technical Potential | F4 | Industrial | Wood and Lumber Products | Existing | Process | Natural Gas | Steam Trap Maintenance | A | Standalone Impact on Baseline Energy (%) | Technical Potential | 0% | 0% | 0.00586% | 0.01182% | 0.01789% | 0.02406% | 0.03035% | 0.03674% | 0.04324% | 0.04986% | 0.0566% | 0.06345% | 0.07042% | 0.07752% | 0.08474% | 0.09209% | 0.09956% | 0.1072% | 0.1149% | 0.1228% | 0.1308% | 0.139%
F5_Industrial_Wood and Lumber Products_Existing_Process_Natural Gas_Steam Trap Maintenance_A_Technical Potential | F5 | Industrial | Wood and Lumber Products | Existing | Process | Natural Gas | Steam Trap Maintenance | A | Standalone Impact on Baseline Summer Peak (%) | Technical Potential | bar: 2019 to 2040
F6_Industrial_Wood and Lumber Products_Existing_Process_Natural Gas_Steam Trap Maintenance_A_Technical Potential | F6 | Industrial | Wood and Lumber Products | Existing | Process | Natural Gas | Steam Trap Maintenance | A | Standalone Impact on Baseline Winter Peak (%) | Technical Potential | bar: 2019 to 2040
F7_Industrial_Wood and Lumber Products_Existing_Process_Natural Gas_Steam Trap Maintenance_A_Technical Potential | F7 | Industrial | Wood and Lumber Products | Existing | Process | Natural Gas | Steam Trap Maintenance | A | Incremental Energy Savings (MWh or mTherms) | Technical Potential | 0 | 0 | 0.039092 | 0.038418 | 0.037756 | 0.037105 | 0.036465 | 0.035836 | 0.035218 | 0.034611 | 0.034015 | 0.033428 | 0.032852 | 0.032285 | 0.031729 | 0.031182 | 0.030644 | 0.030116 | 0.029596 | 0.029086 | 0.028585 | 0.028092
F8_Industrial_Wood and Lumber Products_Existing_Process_Natural Gas_Steam Trap Maintenance_A_Technical Potential | F8 | Industrial | Wood and Lumber Products | Existing | Process | Natural Gas | Steam Trap Maintenance | A | Incremental Summer Peak Savings (MW) | Technical Potential | 0 | 0 | 0 | 0 | 0 | 0 | 0 | 0 | 0 | 0 | 0 | 0 | 0 | 0 | 0 | 0 | 0 | 0 | 0 | 0 | 0 | 0
F9_Industrial_Wood and Lumber Products_Existing_Process_Natural Gas_Steam Trap Maintenance_A_Technical Potential | F9 | Industrial | Wood and Lumber Products | Existing | Process | Natural Gas | Steam Trap Maintenance | A | Incremental Winter Peak Savings (MW) | Technical Potential | 0 | 0 | 0 | 0 | 0 | 0 | 0 | 0 | 0 | 0 | 0 | 0 | 0 | 0 | 0 | 0 | 0 | 0 | 0 | 0 | 0 | 0
F10_Industrial_Wood and Lumber Products_Existing_Process_Natural Gas_Steam Trap Maintenance_A_Technical Potential | F10 | Industrial | Wood and Lumber Products | Existing | Process | Natural Gas | Steam Trap Maintenance | A | Cumulative Energy Savings (MWh or mTherms) | Technical Potential | 0 | 0 | 0.039092 | 0.07751 | 0.11527 | 0.15237 | 0.18884 | 0.22467 | 0.25989 | 0.2945 | 0.32852 | 0.36194 | 0.3948 | 0.42708 | 0.45881 | 0.48999 | 0.52064 | 0.55075 | 0.58035 | 0.60943 | 0.63802 | 0.66611
F11_Industrial_Wood and Lumber Products_Existing_Process_Natural Gas_Steam Trap Maintenance_A_Technical Potential | F11 | Industrial | Wood and Lumber Products | Existing | Process | Natural Gas | Steam Trap Maintenance | A | Cumulative Summer Peak Savings (MW) | Technical Potential | 0 | 0 | 0 | 0 | 0 | 0 | 0 | 0 | 0 | 0 | 0 | 0 | 0 | 0 | 0 | 0 | 0 | 0 | 0 | 0 | 0 | 0
F12_Industrial_Wood and Lumber Products_Existing_Process_Natural Gas_Steam Trap Maintenance_A_Technical Potential | F12 | Industrial | Wood and Lumber Products | Existing | Process | Natural Gas | Steam Trap Maintenance | A | Cumulative Winter Peak Savings (MW) | Technical Potential | 0 | 0 | 0 | 0 | 0 | 0 | 0 | 0 | 0 | 0 | 0 | 0 | 0 | 0 | 0 | 0 | 0 | 0 | 0 | 0 | 0 | 0
F13_Industrial_Wood and Lumber Products_Existing_Process_Natural Gas_Steam Trap Maintenance_A_Technical Potential | F13 | Industrial | Wood and Lumber Products | Existing | Process | Natural Gas | Steam Trap Maintenance | A | Purchases (Incremental) | Technical Potential | 0 | 0 | 4.81 | 4.7271 | 4.6456 | 4.5655 | 4.4868 | 4.4094 | 4.3334 | 4.2587 | 4.1853 | 4.1131 | 4.0422 | 3.9725 | 3.904 | 3.8367 | 3.7706 | 3.7055 | 3.6417 | 3.5789 | 3.5172 | 3.4565
F14_Industrial_Wood and Lumber Products_Existing_Process_Natural Gas_Steam Trap Maintenance_A_Technical Potential | F14 | Industrial | Wood and Lumber Products | Existing | Process | Natural Gas | Steam Trap Maintenance | A | Purchases (Cumulative) | Technical Potential | 0 | 0 | 4.81 | 9.5372 | 14.1828 | 18.7483 | 23.2351 | 27.6445 | 31.9779 | 36.2366 | 40.4219 | 44.535 | 48.5772 | 52.5497 | 56.4538 | 60.2905 | 64.061 | 67.7666 | 71.4082 | 74.9871 | 78.5043 | 81.9608
F1_Industrial_Wood and Lumber Products_Existing_Space Heating_Natural Gas_Gas Boiler - High Turndown_A_Technical Potential | F1 | Industrial | Wood and Lumber Products | Existing | Space Heating | Natural Gas | Gas Boiler - High Turndown | A | Original Unit Energy Savings (kWh or therms) | Technical Potential | 0 | 0 | 1.2219 | 1.2189 | 1.2159 | 1.2129 | 1.2101 | 1.2073 | 1.2046 | 1.202 | 1.1995 | 1.1971 | 1.1948 | 1.1926 | 1.1905 | 1.1886 | 1.1867 | 1.185 | 1.1834 | 1.1819 | 1.1805 | 1.1793
F2_Industrial_Wood and Lumber Products_Existing_Space Heating_Natural Gas_Gas Boiler - High Turndown_A_Technical Potential | F2 | Industrial | Wood and Lumber Products | Existing | Space Heating | Natural Gas | Gas Boiler - High Turndown | A | Original Unit Summer Peak Savings (kW) | Technical Potential | 0 | 0 | 0 | 0 | 0 | 0 | 0 | 0 | 0 | 0 | 0 | 0 | 0 | 0 | 0 | 0 | 0 | 0 | 0 | 0 | 0 | 0
F3_Industrial_Wood and Lumber Products_Existing_Space Heating_Natural Gas_Gas Boiler - High Turndown_A_Technical Potential | F3 | Industrial | Wood and Lumber Products | Existing | Space Heating | Natural Gas | Gas Boiler - High Turndown | A | Original Unit Winter Peak Savings (kW) | Technical Potential | 0 | 0 | 0 | 0 | 0 | 0 | 0 | 0 | 0 | 0 | 0 | 0 | 0 | 0 | 0 | 0 | 0 | 0 | 0 | 0 | 0 | 0
F4_Industrial_Wood and Lumber Products_Existing_Space Heating_Natural Gas_Gas Boiler - High Turndown_A_Technical Potential | F4 | Industrial | Wood and Lumber Products | Existing | Space Heating | Natural Gas | Gas Boiler - High Turndown | A | Standalone Impact on Baseline Energy (%) | Technical Potential | 0% | 0% | 0.004984% | 0.01005% | 0.01521% | 0.02046% | 0.0258% | 0.03074% | 0.03486% | 0.03834% | 0.04131% | 0.04386% | 0.0461% | 0.04807% | 0.04985% | 0.05147% | 0.05297% | 0.05437% | 0.05532% | 0.05629% | 0.05727% | 0.05828%
F5_Industrial_Wood and Lumber Products_Existing_Space Heating_Natural Gas_Gas Boiler - High Turndown_A_Technical Potential | F5 | Industrial | Wood and Lumber Products | Existing | Space Heating | Natural Gas | Gas Boiler - High Turndown | A | Standalone Impact on Baseline Summer Peak (%) | Technical Potential | bar: 2019 to 2040
F6_Industrial_Wood and Lumber Products_Existing_Space Heating_Natural Gas_Gas Boiler - High Turndown_A_Technical Potential | F6 | Industrial | Wood and Lumber Products | Existing | Space Heating | Natural Gas | Gas Boiler - High Turndown | A | Standalone Impact on Baseline Winter Peak (%) | Technical Potential | bar: 2019 to 2040
F7_Industrial_Wood and Lumber Products_Existing_Space Heating_Natural Gas_Gas Boiler - High Turndown_A_Technical Potential | F7 | Industrial | Wood and Lumber Products | Existing | Space Heating | Natural Gas | Gas Boiler - High Turndown | A | Incremental Energy Savings (MWh or mTherms) | Technical Potential | 0 | 0 | 0.0046691 | 0.0045771 | 0.0044871 | 0.0043991 | 0.004313 | 0.0038061 | 0.0029857 | 0.0023423 | 0.0018377 | 0.0014419 | 0.0011315 | 0.00088795 | 0.0006969 | 0.000547 | 0.00042939 | 0.00033709 | 2.2565e-06 | 7.9101e-07 | 2.6471e-07 | 8.4739e-08
F8_Industrial_Wood and Lumber Products_Existing_Space Heating_Natural Gas_Gas Boiler - High Turndown_A_Technical Potential | F8 | Industrial | Wood and Lumber Products | Existing | Space Heating | Natural Gas | Gas Boiler - High Turndown | A | Incremental Summer Peak Savings (MW) | Technical Potential | 0 | 0 | 0 | 0 | 0 | 0 | 0 | 0 | 0 | 0 | 0 | 0 | 0 | 0 | 0 | 0 | 0 | 0 | 0 | 0 | 0 | 0
F9_Industrial_Wood and Lumber Products_Existing_Space Heating_Natural Gas_Gas Boiler - High Turndown_A_Technical Potential | F9 | Industrial | Wood and Lumber Products | Existing | Space Heating | Natural Gas | Gas Boiler - High Turndown | A | Incremental Winter Peak Savings (MW) | Technical Potential | 0 | 0 | 0 | 0 | 0 | 0 | 0 | 0 | 0 | 0 | 0 | 0 | 0 | 0 | 0 | 0 | 0 | 0 | 0 | 0 | 0 | 0
F10_Industrial_Wood and Lumber Products_Existing_Space Heating_Natural Gas_Gas Boiler - High Turndown_A_Technical Potential | F10 | Industrial | Wood and Lumber Products | Existing | Space Heating | Natural Gas | Gas Boiler - High Turndown | A | Cumulative Energy Savings (MWh or mTherms) | Technical Potential | 0 | 0 | 0.0046691 | 0.0092344 | 0.013699 | 0.018065 | 0.022335 | 0.02609 | 0.029018 | 0.031297 | 0.03307 | 0.034446 | 0.035511 | 0.036334 | 0.036968 | 0.037454 | 0.037825 | 0.038107 | 0.038057 | 0.03801 | 0.037966 | 0.037926
F11_Industrial_Wood and Lumber Products_Existing_Space Heating_Natural Gas_Gas Boiler - High Turndown_A_Technical Potential | F11 | Industrial | Wood and Lumber Products | Existing | Space Heating | Natural Gas | Gas Boiler - High Turndown | A | Cumulative Summer Peak Savings (MW) | Technical Potential | 0 | 0 | 0 | 0 | 0 | 0 | 0 | 0 | 0 | 0 | 0 | 0 | 0 | 0 | 0 | 0 | 0 | 0 | 0 | 0 | 0 | 0
F12_Industrial_Wood and Lumber Products_Existing_Space Heating_Natural Gas_Gas Boiler - High Turndown_A_Technical Potential | F12 | Industrial | Wood and Lumber Products | Existing | Space Heating | Natural Gas | Gas Boiler - High Turndown | A | Cumulative Winter Peak Savings (MW) | Technical Potential | 0 | 0 | 0 | 0 | 0 | 0 | 0 | 0 | 0 | 0 | 0 | 0 | 0 | 0 | 0 | 0 | 0 | 0 | 0 | 0 | 0 | 0
F13_Industrial_Wood and Lumber Products_Existing_Space Heating_Natural Gas_Gas Boiler - High Turndown_A_Technical Potential | F13 | Industrial | Wood and Lumber Products | Existing | Space Heating | Natural Gas | Gas Boiler - High Turndown | A | Purchases (Incremental) | Technical Potential | 0 | 0 | 3.8211 | 3.7552 | 3.6905 | 3.6268 | 3.5643 | 3.1526 | 2.4786 | 1.9487 | 1.5321 | 1.2045 | 0.947 | 0.74454 | 0.58536 | 0.46021 | 0.36182 | 0.28447 | 0.0019068 | 0.00066927 | 0.00022423 | 7.1857e-05
F14_Industrial_Wood and Lumber Products_Existing_Space Heating_Natural Gas_Gas Boiler - High Turndown_A_Technical Potential | F14 | Industrial | Wood and Lumber Products | Existing | Space Heating | Natural Gas | Gas Boiler - High Turndown | A | Purchases (Cumulative) | Technical Potential | 0 | 0 | 3.8211 | 7.5763 | 11.2668 | 14.8936 | 18.4579 | 21.6105 | 24.0891 | 26.0377 | 27.5698 | 28.7743 | 29.7213 | 30.4659 | 31.0512 | 31.5114 | 31.8732 | 32.1577 | 32.1596 | 32.1603 | 32.1605 | 32.1606
F1_Industrial_Wood and Lumber Products_Existing_Process_Natural Gas_Gas Boiler - High Turndown_A_Technical Potential | F1 | Industrial | Wood and Lumber Products | Existing | Process | Natural Gas | Gas Boiler - High Turndown | A | Original Unit Energy Savings (kWh or therms) | Technical Potential | 0 | 0 | 8.6269 | 8.6269 | 8.6269 | 8.6269 | 8.6269 | 8.6269 | 8.6269 | 8.6269 | 8.6269 | 8.6269 | 8.6269 | 8.6269 | 8.6269 | 8.6269 | 8.6269 | 8.6269 | 8.6269 | 8.6269 | 8.6269 | 8.6269
F2_Industrial_Wood and Lumber Products_Existing_Process_Natural Gas_Gas Boiler - High Turndown_A_Technical Potential | F2 | Industrial | Wood and Lumber Products | Existing | Process | Natural Gas | Gas Boiler - High Turndown | A | Original Unit Summer Peak Savings (kW) | Technical Potential | 0 | 0 | 0 | 0 | 0 | 0 | 0 | 0 | 0 | 0 | 0 | 0 | 0 | 0 | 0 | 0 | 0 | 0 | 0 | 0 | 0 | 0
F3_Industrial_Wood and Lumber Products_Existing_Process_Natural Gas_Gas Boiler - High Turndown_A_Technical Potential | F3 | Industrial | Wood and Lumber Products | Existing | Process | Natural Gas | Gas Boiler - High Turndown | A | Original Unit Winter Peak Savings (kW) | Technical Potential | 0 | 0 | 0 | 0 | 0 | 0 | 0 | 0 | 0 | 0 | 0 | 0 | 0 | 0 | 0 | 0 | 0 | 0 | 0 | 0 | 0 | 0
F4_Industrial_Wood and Lumber Products_Existing_Process_Natural Gas_Gas Boiler - High Turndown_A_Technical Potential | F4 | Industrial | Wood and Lumber Products | Existing | Process | Natural Gas | Gas Boiler - High Turndown | A | Standalone Impact on Baseline Energy (%) | Technical Potential | 0% | 0% | 0.01701% | 0.03432% | 0.05193% | 0.06985% | 0.08808% | 0.1049% | 0.119% | 0.1309% | 0.141% | 0.1498% | 0.1574% | 0.1642% | 0.1703% | 0.1758% | 0.181% | 0.1858% | 0.1891% | 0.1924% | 0.1958% | 0.1992%
F5_Industrial_Wood and Lumber Products_Existing_Process_Natural Gas_Gas Boiler - High Turndown_A_Technical Potential | F5 | Industrial | Wood and Lumber Products | Existing | Process | Natural Gas | Gas Boiler - High Turndown | A | Standalone Impact on Baseline Summer Peak (%) | Technical Potential | bar: 2019 to 2040
F6_Industrial_Wood and Lumber Products_Existing_Process_Natural Gas_Gas Boiler - High Turndown_A_Technical Potential | F6 | Industrial | Wood and Lumber Products | Existing | Process | Natural Gas | Gas Boiler - High Turndown | A | Standalone Impact on Baseline Winter Peak (%) | Technical Potential | bar: 2019 to 2040
F7_Industrial_Wood and Lumber Products_Existing_Process_Natural Gas_Gas Boiler - High Turndown_A_Technical Potential | F7 | Industrial | Wood and Lumber Products | Existing | Process | Natural Gas | Gas Boiler - High Turndown | A | Incremental Energy Savings (MWh or mTherms) | Technical Potential | 0 | 0 | 0.11346 | 0.11151 | 0.10959 | 0.1077 | 0.10584 | 0.093613 | 0.073599 | 0.057864 | 0.045493 | 0.035767 | 0.02812 | 0.022108 | 0.017382 | 0.013666 | 0.010744 | 0.008447 | 5.6622e-05 | 1.9873e-05 | 6.6582e-06 | 2.1337e-06
F8_Industrial_Wood and Lumber Products_Existing_Process_Natural Gas_Gas Boiler - High Turndown_A_Technical Potential | F8 | Industrial | Wood and Lumber Products | Existing | Process | Natural Gas | Gas Boiler - High Turndown | A | Incremental Summer Peak Savings (MW) | Technical Potential | 0 | 0 | 0 | 0 | 0 | 0 | 0 | 0 | 0 | 0 | 0 | 0 | 0 | 0 | 0 | 0 | 0 | 0 | 0 | 0 | 0 | 0
F9_Industrial_Wood and Lumber Products_Existing_Process_Natural Gas_Gas Boiler - High Turndown_A_Technical Potential | F9 | Industrial | Wood and Lumber Products | Existing | Process | Natural Gas | Gas Boiler - High Turndown | A | Incremental Winter Peak Savings (MW) | Technical Potential | 0 | 0 | 0 | 0 | 0 | 0 | 0 | 0 | 0 | 0 | 0 | 0 | 0 | 0 | 0 | 0 | 0 | 0 | 0 | 0 | 0 | 0
F10_Industrial_Wood and Lumber Products_Existing_Process_Natural Gas_Gas Boiler - High Turndown_A_Technical Potential | F10 | Industrial | Wood and Lumber Products | Existing | Process | Natural Gas | Gas Boiler - High Turndown | A | Cumulative Energy Savings (MWh or mTherms) | Technical Potential | 0 | 0 | 0.11346 | 0.22497 | 0.33456 | 0.44225 | 0.54809 | 0.64171 | 0.71531 | 0.77317 | 0.81866 | 0.85443 | 0.88255 | 0.90466 | 0.92204 | 0.93571 | 0.94645 | 0.9549 | 0.95495 | 0.95497 | 0.95498 | 0.95498
F11_Industrial_Wood and Lumber Products_Existing_Process_Natural Gas_Gas Boiler - High Turndown_A_Technical Potential | F11 | Industrial | Wood and Lumber Products | Existing | Process | Natural Gas | Gas Boiler - High Turndown | A | Cumulative Summer Peak Savings (MW) | Technical Potential | 0 | 0 | 0 | 0 | 0 | 0 | 0 | 0 | 0 | 0 | 0 | 0 | 0 | 0 | 0 | 0 | 0 | 0 | 0 | 0 | 0 | 0
F12_Industrial_Wood and Lumber Products_Existing_Process_Natural Gas_Gas Boiler - High Turndown_A_Technical Potential | F12 | Industrial | Wood and Lumber Products | Existing | Process | Natural Gas | Gas Boiler - High Turndown | A | Cumulative Winter Peak Savings (MW) | Technical Potential | 0 | 0 | 0 | 0 | 0 | 0 | 0 | 0 | 0 | 0 | 0 | 0 | 0 | 0 | 0 | 0 | 0 | 0 | 0 | 0 | 0 | 0
F13_Industrial_Wood and Lumber Products_Existing_Process_Natural Gas_Gas Boiler - High Turndown_A_Technical Potential | F13 | Industrial | Wood and Lumber Products | Existing | Process | Natural Gas | Gas Boiler - High Turndown | A | Purchases (Incremental) | Technical Potential | 0 | 0 | 13.1524 | 12.9257 | 12.7028 | 12.4838 | 12.2685 | 10.8513 | 8.5314 | 6.7074 | 5.2734 | 4.146 | 3.2596 | 2.5627 | 2.0148 | 1.5841 | 1.2454 | 0.97915 | 0.0065634 | 0.0023037 | 0.0007718 | 0.00024734
F14_Industrial_Wood and Lumber Products_Existing_Process_Natural Gas_Gas Boiler - High Turndown_A_Technical Potential | F14 | Industrial | Wood and Lumber Products | Existing | Process | Natural Gas | Gas Boiler - High Turndown | A | Purchases (Cumulative) | Technical Potential | 0 | 0 | 13.1524 | 26.0781 | 38.7809 | 51.2647 | 63.5332 | 74.3845 | 82.9159 | 89.6233 | 94.8968 | 99.0428 | 102.3024 | 104.8651 | 106.88 | 108.464 | 109.7094 | 110.6886 | 110.6952 | 110.6975 | 110.6982 | 110.6985
F1_Industrial_Wood and Lumber Products_Existing_Space Heating_Natural Gas_Gas Boiler - Burner Control Optimization_A_Technical Potential | F1 | Industrial | Wood and Lumber Products | Existing | Space Heating | Natural Gas | Gas Boiler - Burner Control Optimization | A | Original Unit Energy Savings (kWh or therms) | Technical Potential | 0 | 0 | 0.35436 | 0.35347 | 0.3526 | 0.35175 | 0.35092 | 0.35011 | 0.34933 | 0.34858 | 0.34786 | 0.34716 | 0.3465 | 0.34586 | 0.34526 | 0.34469 | 0.34415 | 0.34365 | 0.34318 | 0.34275 | 0.34235 | 0.34199
F2_Industrial_Wood and Lumber Products_Existing_Space Heating_Natural Gas_Gas Boiler - Burner Control Optimization_A_Technical Potential | F2 | Industrial | Wood and Lumber Products | Existing | Space Heating | Natural Gas | Gas Boiler - Burner Control Optimization | A | Original Unit Summer Peak Savings (kW) | Technical Potential | 0 | 0 | 0 | 0 | 0 | 0 | 0 | 0 | 0 | 0 | 0 | 0 | 0 | 0 | 0 | 0 | 0 | 0 | 0 | 0 | 0 | 0
F3_Industrial_Wood and Lumber Products_Existing_Space Heating_Natural Gas_Gas Boiler - Burner Control Optimization_A_Technical Potential | F3 | Industrial | Wood and Lumber Products | Existing | Space Heating | Natural Gas | Gas Boiler - Burner Control Optimization | A | Original Unit Winter Peak Savings (kW) | Technical Potential | 0 | 0 | 0 | 0 | 0 | 0 | 0 | 0 | 0 | 0 | 0 | 0 | 0 | 0 | 0 | 0 | 0 | 0 | 0 | 0 | 0 | 0
F4_Industrial_Wood and Lumber Products_Existing_Space Heating_Natural Gas_Gas Boiler - Burner Control Optimization_A_Technical Potential | F4 | Industrial | Wood and Lumber Products | Existing | Space Heating | Natural Gas | Gas Boiler - Burner Control Optimization | A | Standalone Impact on Baseline Energy (%) | Technical Potential | 0% | 0% | 0.0003899% | 0.001009% | 0.002253% | 0.004436% | 0.00785% | 0.01266% | 0.01882% | 0.02608% | 0.03401% | 0.04206% | 0.04976% | 0.05673% | 0.06273% | 0.06773% | 0.07178% | 0.07504% | 0.07769% | 0.0799% | 0.08182% | 0.08361%
F5_Industrial_Wood and Lumber Products_Existing_Space Heating_Natural Gas_Gas Boiler - Burner Control Optimization_A_Technical Potential | F5 | Industrial | Wood and Lumber Products | Existing | Space Heating | Natural Gas | Gas Boiler - Burner Control Optimization | A | Standalone Impact on Baseline Summer Peak (%) | Technical Potential | bar: 2019 to 2040
F6_Industrial_Wood and Lumber Products_Existing_Space Heating_Natural Gas_Gas Boiler - Burner Control Optimization_A_Technical Potential | F6 | Industrial | Wood and Lumber Products | Existing | Space Heating | Natural Gas | Gas Boiler - Burner Control Optimization | A | Standalone Impact on Baseline Winter Peak (%) | Technical Potential | bar: 2019 to 2040
F7_Industrial_Wood and Lumber Products_Existing_Space Heating_Natural Gas_Gas Boiler - Burner Control Optimization_A_Technical Potential | F7 | Industrial | Wood and Lumber Products | Existing | Space Heating | Natural Gas | Gas Boiler - Burner Control Optimization | A | Incremental Energy Savings (MWh or mTherms) | Technical Potential | 0 | 0 | 0.00036526 | 0.00056283 | 0.0011035 | 0.0018933 | 0.0028876 | 0.0039638 | 0.0049468 | 0.0056595 | 0.0059773 | 0.0058625 | 0.005367 | 0.0046067 | 0.0037219 | 0.0028402 | 0.0020535 | 0.0014106 | 0.00092293 | 0.00057646 | 0.00034444 | 0.00022895
F8_Industrial_Wood and Lumber Products_Existing_Space Heating_Natural Gas_Gas Boiler - Burner Control Optimization_A_Technical Potential | F8 | Industrial | Wood and Lumber Products | Existing | Space Heating | Natural Gas | Gas Boiler - Burner Control Optimization | A | Incremental Summer Peak Savings (MW) | Technical Potential | 0 | 0 | 0 | 0 | 0 | 0 | 0 | 0 | 0 | 0 | 0 | 0 | 0 | 0 | 0 | 0 | 0 | 0 | 0 | 0 | 0 | 0
F9_Industrial_Wood and Lumber Products_Existing_Space Heating_Natural Gas_Gas Boiler - Burner Control Optimization_A_Technical Potential | F9 | Industrial | Wood and Lumber Products | Existing | Space Heating | Natural Gas | Gas Boiler - Burner Control Optimization | A | Incremental Winter Peak Savings (MW) | Technical Potential | 0 | 0 | 0 | 0 | 0 | 0 | 0 | 0 | 0 | 0 | 0 | 0 | 0 | 0 | 0 | 0 | 0 | 0 | 0 | 0 | 0 | 0
F10_Industrial_Wood and Lumber Products_Existing_Space Heating_Natural Gas_Gas Boiler - Burner Control Optimization_A_Technical Potential | F10 | Industrial | Wood and Lumber Products | Existing | Space Heating | Natural Gas | Gas Boiler - Burner Control Optimization | A | Cumulative Energy Savings (MWh or mTherms) | Technical Potential | 0 | 0 | 0.00036526 | 0.00092717 | 0.0020284 | 0.0039168 | 0.0067952 | 0.010743 | 0.015666 | 0.021292 | 0.027225 | 0.033033 | 0.038337 | 0.042873 | 0.046521 | 0.049284 | 0.051261 | 0.052596 | 0.053448 | 0.053957 | 0.054239 | 0.054411
F11_Industrial_Wood and Lumber Products_Existing_Space Heating_Natural Gas_Gas Boiler - Burner Control Optimization_A_Technical Potential | F11 | Industrial | Wood and Lumber Products | Existing | Space Heating | Natural Gas | Gas Boiler - Burner Control Optimization | A | Cumulative Summer Peak Savings (MW) | Technical Potential | 0 | 0 | 0 | 0 | 0 | 0 | 0 | 0 | 0 | 0 | 0 | 0 | 0 | 0 | 0 | 0 | 0 | 0 | 0 | 0 | 0 | 0
F12_Industrial_Wood and Lumber Products_Existing_Space Heating_Natural Gas_Gas Boiler - Burner Control Optimization_A_Technical Potential | F12 | Industrial | Wood and Lumber Products | Existing | Space Heating | Natural Gas | Gas Boiler - Burner Control Optimization | A | Cumulative Winter Peak Savings (MW) | Technical Potential | 0 | 0 | 0 | 0 | 0 | 0 | 0 | 0 | 0 | 0 | 0 | 0 | 0 | 0 | 0 | 0 | 0 | 0 | 0 | 0 | 0 | 0
F13_Industrial_Wood and Lumber Products_Existing_Space Heating_Natural Gas_Gas Boiler - Burner Control Optimization_A_Technical Potential | F13 | Industrial | Wood and Lumber Products | Existing | Space Heating | Natural Gas | Gas Boiler - Burner Control Optimization | A | Purchases (Incremental) | Technical Potential | 0 | 0 | 1.0308 | 1.5923 | 3.1297 | 5.3826 | 8.2286 | 11.3214 | 14.1606 | 16.2358 | 17.1833 | 16.887 | 15.4895 | 13.3196 | 10.78 | 8.2399 | 5.9668 | 4.1047 | 2.6893 | 1.6819 | 1.0061 | 0.66947
F14_Industrial_Wood and Lumber Products_Existing_Space Heating_Natural Gas_Gas Boiler - Burner Control Optimization_A_Technical Potential | F14 | Industrial | Wood and Lumber Products | Existing | Space Heating | Natural Gas | Gas Boiler - Burner Control Optimization | A | Purchases (Cumulative) | Technical Potential | 0 | 0 | 1.0308 | 2.6231 | 5.7528 | 11.1354 | 19.364 | 30.6853 | 44.8459 | 61.0818 | 78.2651 | 95.1521 | 110.6416 | 123.9612 | 134.7412 | 142.9811 | 148.9479 | 153.0526 | 155.7419 | 157.4238 | 158.4299 | 159.0994
F1_Industrial_Wood and Lumber Products_Existing_Process_Natural Gas_Gas Boiler - Burner Control Optimization_A_Technical Potential | F1 | Industrial | Wood and Lumber Products | Existing | Process | Natural Gas | Gas Boiler - Burner Control Optimization | A | Original Unit Energy Savings (kWh or therms) | Technical Potential | 0 | 0 | 2.5018 | 2.5018 | 2.5018 | 2.5018 | 2.5018 | 2.5018 | 2.5018 | 2.5018 | 2.5018 | 2.5018 | 2.5018 | 2.5018 | 2.5018 | 2.5018 | 2.5018 | 2.5018 | 2.5018 | 2.5018 | 2.5018 | 2.5018
F2_Industrial_Wood and Lumber Products_Existing_Process_Natural Gas_Gas Boiler - Burner Control Optimization_A_Technical Potential | F2 | Industrial | Wood and Lumber Products | Existing | Process | Natural Gas | Gas Boiler - Burner Control Optimization | A | Original Unit Summer Peak Savings (kW) | Technical Potential | 0 | 0 | 0 | 0 | 0 | 0 | 0 | 0 | 0 | 0 | 0 | 0 | 0 | 0 | 0 | 0 | 0 | 0 | 0 | 0 | 0 | 0
F3_Industrial_Wood and Lumber Products_Existing_Process_Natural Gas_Gas Boiler - Burner Control Optimization_A_Technical Potential | F3 | Industrial | Wood and Lumber Products | Existing | Process | Natural Gas | Gas Boiler - Burner Control Optimization | A | Original Unit Winter Peak Savings (kW) | Technical Potential | 0 | 0 | 0 | 0 | 0 | 0 | 0 | 0 | 0 | 0 | 0 | 0 | 0 | 0 | 0 | 0 | 0 | 0 | 0 | 0 | 0 | 0
F4_Industrial_Wood and Lumber Products_Existing_Process_Natural Gas_Gas Boiler - Burner Control Optimization_A_Technical Potential | F4 | Industrial | Wood and Lumber Products | Existing | Process | Natural Gas | Gas Boiler - Burner Control Optimization | A | Standalone Impact on Baseline Energy (%) | Technical Potential | 0% | 0% | 0.001331% | 0.003445% | 0.007689% | 0.01514% | 0.0268% | 0.04321% | 0.06426% | 0.08906% | 0.1161% | 0.1436% | 0.17% | 0.1938% | 0.2143% | 0.2314% | 0.2453% | 0.2565% | 0.2655% | 0.2731% | 0.2797% | 0.2858%
F5_Industrial_Wood and Lumber Products_Existing_Process_Natural Gas_Gas Boiler - Burner Control Optimization_A_Technical Potential | F5 | Industrial | Wood and Lumber Products | Existing | Process | Natural Gas | Gas Boiler - Burner Control Optimization | A | Standalone Impact on Baseline Summer Peak (%) | Technical Potential | bar: 2019 to 2040
F6_Industrial_Wood and Lumber Products_Existing_Process_Natural Gas_Gas Boiler - Burner Control Optimization_A_Technical Potential | F6 | Industrial | Wood and Lumber Products | Existing | Process | Natural Gas | Gas Boiler - Burner Control Optimization | A | Standalone Impact on Baseline Winter Peak (%) | Technical Potential | bar: 2019 to 2040
F7_Industrial_Wood and Lumber Products_Existing_Process_Natural Gas_Gas Boiler - Burner Control Optimization_A_Technical Potential | F7 | Industrial | Wood and Lumber Products | Existing | Process | Natural Gas | Gas Boiler - Burner Control Optimization | A | Incremental Energy Savings (MWh or mTherms) | Technical Potential | 0 | 0 | 0.0088762 | 0.013712 | 0.026951 | 0.046351 | 0.070859 | 0.097492 | 0.12194 | 0.13981 | 0.14797 | 0.14542 | 0.13338 | 0.1147 | 0.09283 | 0.070956 | 0.051382 | 0.035347 | 0.023159 | 0.014483 | 0.0086638 | 0.005765
F8_Industrial_Wood and Lumber Products_Existing_Process_Natural Gas_Gas Boiler - Burner Control Optimization_A_Technical Potential | F8 | Industrial | Wood and Lumber Products | Existing | Process | Natural Gas | Gas Boiler - Burner Control Optimization | A | Incremental Summer Peak Savings (MW) | Technical Potential | 0 | 0 | 0 | 0 | 0 | 0 | 0 | 0 | 0 | 0 | 0 | 0 | 0 | 0 | 0 | 0 | 0 | 0 | 0 | 0 | 0 | 0
F9_Industrial_Wood and Lumber Products_Existing_Process_Natural Gas_Gas Boiler - Burner Control Optimization_A_Technical Potential | F9 | Industrial | Wood and Lumber Products | Existing | Process | Natural Gas | Gas Boiler - Burner Control Optimization | A | Incremental Winter Peak Savings (MW) | Technical Potential | 0 | 0 | 0 | 0 | 0 | 0 | 0 | 0 | 0 | 0 | 0 | 0 | 0 | 0 | 0 | 0 | 0 | 0 | 0 | 0 | 0 | 0
F10_Industrial_Wood and Lumber Products_Existing_Process_Natural Gas_Gas Boiler - Burner Control Optimization_A_Technical Potential | F10 | Industrial | Wood and Lumber Products | Existing | Process | Natural Gas | Gas Boiler - Burner Control Optimization | A | Cumulative Energy Savings (MWh or mTherms) | Technical Potential | 0 | 0 | 0.0088762 | 0.022588 | 0.049539 | 0.09589 | 0.16675 | 0.26424 | 0.38618 | 0.52599 | 0.67397 | 0.81938 | 0.95277 | 1.0675 | 1.1603 | 1.2313 | 1.2826 | 1.318 | 1.3411 | 1.3556 | 1.3643 | 1.3701
F11_Industrial_Wood and Lumber Products_Existing_Process_Natural Gas_Gas Boiler - Burner Control Optimization_A_Technical Potential | F11 | Industrial | Wood and Lumber Products | Existing | Process | Natural Gas | Gas Boiler - Burner Control Optimization | A | Cumulative Summer Peak Savings (MW) | Technical Potential | 0 | 0 | 0 | 0 | 0 | 0 | 0 | 0 | 0 | 0 | 0 | 0 | 0 | 0 | 0 | 0 | 0 | 0 | 0 | 0 | 0 | 0
F12_Industrial_Wood and Lumber Products_Existing_Process_Natural Gas_Gas Boiler - Burner Control Optimization_A_Technical Potential | F12 | Industrial | Wood and Lumber Products | Existing | Process | Natural Gas | Gas Boiler - Burner Control Optimization | A | Cumulative Winter Peak Savings (MW) | Technical Potential | 0 | 0 | 0 | 0 | 0 | 0 | 0 | 0 | 0 | 0 | 0 | 0 | 0 | 0 | 0 | 0 | 0 | 0 | 0 | 0 | 0 | 0
F13_Industrial_Wood and Lumber Products_Existing_Process_Natural Gas_Gas Boiler - Burner Control Optimization_A_Technical Potential | F13 | Industrial | Wood and Lumber Products | Existing | Process | Natural Gas | Gas Boiler - Burner Control Optimization | A | Purchases (Incremental) | Technical Potential | 0 | 0 | 3.5479 | 5.4808 | 10.7727 | 18.5272 | 28.3232 | 38.9688 | 48.7415 | 55.8847 | 59.1458 | 58.1261 | 53.3157 | 45.8469 | 37.1053 | 28.3621 | 20.5381 | 14.1288 | 9.2568 | 5.7891 | 3.4631 | 2.3043
F14_Industrial_Wood and Lumber Products_Existing_Process_Natural Gas_Gas Boiler - Burner Control Optimization_A_Technical Potential | F14 | Industrial | Wood and Lumber Products | Existing | Process | Natural Gas | Gas Boiler - Burner Control Optimization | A | Purchases (Cumulative) | Technical Potential | 0 | 0 | 3.5479 | 9.0288 | 19.8015 | 38.3287 | 66.6518 | 105.6206 | 154.3621 | 210.2468 | 269.3926 | 327.5187 | 380.8344 | 426.6812 | 463.7865 | 492.1486 | 512.6866 | 526.8154 | 536.0722 | 541.8613 | 545.3243 | 547.6287
F1_Industrial_Wood and Lumber Products_Existing_Space Heating_Natural Gas_HVAC - Demand Controlled Ventilation_A_Technical Potential | F1 | Industrial | Wood and Lumber Products | Existing | Space Heating | Natural Gas | HVAC - Demand Controlled Ventilation | A | Original Unit Energy Savings (kWh or therms) | Technical Potential | 0 | 0 | 0.076632 | 0.076208 | 0.075785 | 0.075366 | 0.074954 | 0.074553 | 0.074165 | 0.073793 | 0.07344 | 0.073107 | 0.072794 | 0.072499 | 0.072221 | 0.07196 | 0.071715 | 0.071483 | 0.071266 | 0.071061 | 0.070868 | 0.070686
F2_Industrial_Wood and Lumber Products_Existing_Space Heating_Natural Gas_HVAC - Demand Controlled Ventilation_A_Technical Potential | F2 | Industrial | Wood and Lumber Products | Existing | Space Heating | Natural Gas | HVAC - Demand Controlled Ventilation | A | Original Unit Summer Peak Savings (kW) | Technical Potential | 0 | 0 | 0 | 0 | 0 | 0 | 0 | 0 | 0 | 0 | 0 | 0 | 0 | 0 | 0 | 0 | 0 | 0 | 0 | 0 | 0 | 0
F3_Industrial_Wood and Lumber Products_Existing_Space Heating_Natural Gas_HVAC - Demand Controlled Ventilation_A_Technical Potential | F3 | Industrial | Wood and Lumber Products | Existing | Space Heating | Natural Gas | HVAC - Demand Controlled Ventilation | A | Original Unit Winter Peak Savings (kW) | Technical Potential | 0 | 0 | 0 | 0 | 0 | 0 | 0 | 0 | 0 | 0 | 0 | 0 | 0 | 0 | 0 | 0 | 0 | 0 | 0 | 0 | 0 | 0
F4_Industrial_Wood and Lumber Products_Existing_Space Heating_Natural Gas_HVAC - Demand Controlled Ventilation_A_Technical Potential | F4 | Industrial | Wood and Lumber Products | Existing | Space Heating | Natural Gas | HVAC - Demand Controlled Ventilation | A | Standalone Impact on Baseline Energy (%) | Technical Potential | 0% | 0% | 0.05009% | 0.1007% | 0.152% | 0.2038% | 0.2561% | 0.3091% | 0.3628% | 0.4171% | 0.4721% | 0.5279% | 0.5844% | 0.6418% | 0.7% | 0.7591% | 0.819% | 0.88% | 0.9418% | 1.005% | 1.069% | 1.133%
F5_Industrial_Wood and Lumber Products_Existing_Space Heating_Natural Gas_HVAC - Demand Controlled Ventilation_A_Technical Potential | F5 | Industrial | Wood and Lumber Products | Existing | Space Heating | Natural Gas | HVAC - Demand Controlled Ventilation | A | Standalone Impact on Baseline Summer Peak (%) | Technical Potential | bar: 2019 to 2040
F6_Industrial_Wood and Lumber Products_Existing_Space Heating_Natural Gas_HVAC - Demand Controlled Ventilation_A_Technical Potential | F6 | Industrial | Wood and Lumber Products | Existing | Space Heating | Natural Gas | HVAC - Demand Controlled Ventilation | A | Standalone Impact on Baseline Winter Peak (%) | Technical Potential | bar: 2019 to 2040
F7_Industrial_Wood and Lumber Products_Existing_Space Heating_Natural Gas_HVAC - Demand Controlled Ventilation_A_Technical Potential | F7 | Industrial | Wood and Lumber Products | Existing | Space Heating | Natural Gas | HVAC - Demand Controlled Ventilation | A | Incremental Energy Savings (MWh or mTherms) | Technical Potential | 0 | 0 | 0.04693 | 0.045865 | 0.044824 | 0.043808 | 0.042818 | 0.041854 | 0.040918 | 0.040011 | 0.039133 | 0.038284 | 0.037463 | 0.036668 | 0.035898 | 0.035151 | 0.034427 | 0.033725 | 0.033042 | 0.032379 | 0.031734 | 0.031107
F8_Industrial_Wood and Lumber Products_Existing_Space Heating_Natural Gas_HVAC - Demand Controlled Ventilation_A_Technical Potential | F8 | Industrial | Wood and Lumber Products | Existing | Space Heating | Natural Gas | HVAC - Demand Controlled Ventilation | A | Incremental Summer Peak Savings (MW) | Technical Potential | 0 | 0 | 0 | 0 | 0 | 0 | 0 | 0 | 0 | 0 | 0 | 0 | 0 | 0 | 0 | 0 | 0 | 0 | 0 | 0 | 0 | 0
F9_Industrial_Wood and Lumber Products_Existing_Space Heating_Natural Gas_HVAC - Demand Controlled Ventilation_A_Technical Potential | F9 | Industrial | Wood and Lumber Products | Existing | Space Heating | Natural Gas | HVAC - Demand Controlled Ventilation | A | Incremental Winter Peak Savings (MW) | Technical Potential | 0 | 0 | 0 | 0 | 0 | 0 | 0 | 0 | 0 | 0 | 0 | 0 | 0 | 0 | 0 | 0 | 0 | 0 | 0 | 0 | 0 | 0
F10_Industrial_Wood and Lumber Products_Existing_Space Heating_Natural Gas_HVAC - Demand Controlled Ventilation_A_Technical Potential | F10 | Industrial | Wood and Lumber Products | Existing | Space Heating | Natural Gas | HVAC - Demand Controlled Ventilation | A | Cumulative Energy Savings (MWh or mTherms) | Technical Potential | 0 | 0 | 0.04693 | 0.092535 | 0.13685 | 0.1799 | 0.22173 | 0.2624 | 0.30195 | 0.34045 | 0.37795 | 0.41452 | 0.45021 | 0.48506 | 0.5191 | 0.55237 | 0.58491 | 0.61675 | 0.64791 | 0.67843 | 0.70832 | 0.73762
F11_Industrial_Wood and Lumber Products_Existing_Space Heating_Natural Gas_HVAC - Demand Controlled Ventilation_A_Technical Potential | F11 | Industrial | Wood and Lumber Products | Existing | Space Heating | Natural Gas | HVAC - Demand Controlled Ventilation | A | Cumulative Summer Peak Savings (MW) | Technical Potential | 0 | 0 | 0 | 0 | 0 | 0 | 0 | 0 | 0 | 0 | 0 | 0 | 0 | 0 | 0 | 0 | 0 | 0 | 0 | 0 | 0 | 0
F12_Industrial_Wood and Lumber Products_Existing_Space Heating_Natural Gas_HVAC - Demand Controlled Ventilation_A_Technical Potential | F12 | Industrial | Wood and Lumber Products | Existing | Space Heating | Natural Gas | HVAC - Demand Controlled Ventilation | A | Cumulative Winter Peak Savings (MW) | Technical Potential | 0 | 0 | 0 | 0 | 0 | 0 | 0 | 0 | 0 | 0 | 0 | 0 | 0 | 0 | 0 | 0 | 0 | 0 | 0 | 0 | 0 | 0
F13_Industrial_Wood and Lumber Products_Existing_Space Heating_Natural Gas_HVAC - Demand Controlled Ventilation_A_Technical Potential | F13 | Industrial | Wood and Lumber Products | Existing | Space Heating | Natural Gas | HVAC - Demand Controlled Ventilation | A | Purchases (Incremental) | Technical Potential | 0 | 0 | 612.4041 | 601.8455 | 591.4688 | 581.2711 | 571.2492 | 561.4 | 551.7207 | 542.2083 | 532.8599 | 523.6726 | 514.6438 | 505.7706 | 497.0504 | 488.4806 | 480.0585 | 471.7817 | 463.6475 | 455.6536 | 447.7975 | 440.0768
F14_Industrial_Wood and Lumber Products_Existing_Space Heating_Natural Gas_HVAC - Demand Controlled Ventilation_A_Technical Potential | F14 | Industrial | Wood and Lumber Products | Existing | Space Heating | Natural Gas | HVAC - Demand Controlled Ventilation | A | Purchases (Cumulative) | Technical Potential | 0 | 0 | 612.4041 | 1214.2496 | 1805.7184 | 2386.9895 | 2958.2386 | 3519.6387 | 4071.3594 | 4613.5677 | 5146.4276 | 5670.1002 | 6184.744 | 6690.5146 | 7187.5651 | 7676.0457 | 8156.1042 | 8627.8859 | 9091.5334 | 9547.1869 | 9994.9844 | 10435.0612
F1_Industrial_Wood and Lumber Products_Existing_Space Heating_Natural Gas_Gas Boiler - Stack Economizer_A_Technical Potential | F1 | Industrial | Wood and Lumber Products | Existing | Space Heating | Natural Gas | Gas Boiler - Stack Economizer | A | Original Unit Energy Savings (kWh or therms) | Technical Potential | 0 | 0 | 0.892 | 0.88977 | 0.88757 | 0.88543 | 0.88334 | 0.88132 | 0.87936 | 0.87746 | 0.87564 | 0.87389 | 0.87221 | 0.87061 | 0.8691 | 0.86766 | 0.86631 | 0.86505 | 0.86387 | 0.86278 | 0.86178 | 0.86088
F2_Industrial_Wood and Lumber Products_Existing_Space Heating_Natural Gas_Gas Boiler - Stack Economizer_A_Technical Potential | F2 | Industrial | Wood and Lumber Products | Existing | Space Heating | Natural Gas | Gas Boiler - Stack Economizer | A | Original Unit Summer Peak Savings (kW) | Technical Potential | 0 | 0 | 0 | 0 | 0 | 0 | 0 | 0 | 0 | 0 | 0 | 0 | 0 | 0 | 0 | 0 | 0 | 0 | 0 | 0 | 0 | 0
F3_Industrial_Wood and Lumber Products_Existing_Space Heating_Natural Gas_Gas Boiler - Stack Economizer_A_Technical Potential | F3 | Industrial | Wood and Lumber Products | Existing | Space Heating | Natural Gas | Gas Boiler - Stack Economizer | A | Original Unit Winter Peak Savings (kW) | Technical Potential | 0 | 0 | 0 | 0 | 0 | 0 | 0 | 0 | 0 | 0 | 0 | 0 | 0 | 0 | 0 | 0 | 0 | 0 | 0 | 0 | 0 | 0
F4_Industrial_Wood and Lumber Products_Existing_Space Heating_Natural Gas_Gas Boiler - Stack Economizer_A_Technical Potential | F4 | Industrial | Wood and Lumber Products | Existing | Space Heating | Natural Gas | Gas Boiler - Stack Economizer | A | Standalone Impact on Baseline Energy (%) | Technical Potential | 0% | 0% | 0.009702% | 0.01957% | 0.02961% | 0.03983% | 0.05023% | 0.05983% | 0.06786% | 0.07464% | 0.08041% | 0.08539% | 0.08973% | 0.09358% | 0.09704% | 0.1002% | 0.1031% | 0.1058% | 0.1077% | 0.1096% | 0.1115% | 0.1134%
F5_Industrial_Wood and Lumber Products_Existing_Space Heating_Natural Gas_Gas Boiler - Stack Economizer_A_Technical Potential | F5 | Industrial | Wood and Lumber Products | Existing | Space Heating | Natural Gas | Gas Boiler - Stack Economizer | A | Standalone Impact on Baseline Summer Peak (%) | Technical Potential | bar: 2019 to 2040
F6_Industrial_Wood and Lumber Products_Existing_Space Heating_Natural Gas_Gas Boiler - Stack Economizer_A_Technical Potential | F6 | Industrial | Wood and Lumber Products | Existing | Space Heating | Natural Gas | Gas Boiler - Stack Economizer | A | Standalone Impact on Baseline Winter Peak (%) | Technical Potential | bar: 2019 to 2040
F7_Industrial_Wood and Lumber Products_Existing_Space Heating_Natural Gas_Gas Boiler - Stack Economizer_A_Technical Potential | F7 | Industrial | Wood and Lumber Products | Existing | Space Heating | Natural Gas | Gas Boiler - Stack Economizer | A | Incremental Energy Savings (MWh or mTherms) | Technical Potential | 0 | 0 | 0.0090892 | 0.00891 | 0.0087348 | 0.0085635 | 0.008396 | 0.0074091 | 0.0058121 | 0.0045597 | 0.0035774 | 0.002807 | 0.0022026 | 0.0017285 | 0.0013566 | 0.0010648 | 0.00083587 | 0.00065621 | 4.3927e-06 | 1.5398e-06 | 5.1529e-07 | 1.6496e-07
F8_Industrial_Wood and Lumber Products_Existing_Space Heating_Natural Gas_Gas Boiler - Stack Economizer_A_Technical Potential | F8 | Industrial | Wood and Lumber Products | Existing | Space Heating | Natural Gas | Gas Boiler - Stack Economizer | A | Incremental Summer Peak Savings (MW) | Technical Potential | 0 | 0 | 0 | 0 | 0 | 0 | 0 | 0 | 0 | 0 | 0 | 0 | 0 | 0 | 0 | 0 | 0 | 0 | 0 | 0 | 0 | 0
F9_Industrial_Wood and Lumber Products_Existing_Space Heating_Natural Gas_Gas Boiler - Stack Economizer_A_Technical Potential | F9 | Industrial | Wood and Lumber Products | Existing | Space Heating | Natural Gas | Gas Boiler - Stack Economizer | A | Incremental Winter Peak Savings (MW) | Technical Potential | 0 | 0 | 0 | 0 | 0 | 0 | 0 | 0 | 0 | 0 | 0 | 0 | 0 | 0 | 0 | 0 | 0 | 0 | 0 | 0 | 0 | 0
F10_Industrial_Wood and Lumber Products_Existing_Space Heating_Natural Gas_Gas Boiler - Stack Economizer_A_Technical Potential | F10 | Industrial | Wood and Lumber Products | Existing | Space Heating | Natural Gas | Gas Boiler - Stack Economizer | A | Cumulative Energy Savings (MWh or mTherms) | Technical Potential | 0 | 0 | 0.0090892 | 0.017976 | 0.026667 | 0.035166 | 0.043479 | 0.050789 | 0.056488 | 0.060926 | 0.064376 | 0.067055 | 0.069129 | 0.070731 | 0.071964 | 0.07291 | 0.073633 | 0.074181 | 0.074085 | 0.073993 | 0.073908 | 0.07383
F11_Industrial_Wood and Lumber Products_Existing_Space Heating_Natural Gas_Gas Boiler - Stack Economizer_A_Technical Potential | F11 | Industrial | Wood and Lumber Products | Existing | Space Heating | Natural Gas | Gas Boiler - Stack Economizer | A | Cumulative Summer Peak Savings (MW) | Technical Potential | 0 | 0 | 0 | 0 | 0 | 0 | 0 | 0 | 0 | 0 | 0 | 0 | 0 | 0 | 0 | 0 | 0 | 0 | 0 | 0 | 0 | 0
F12_Industrial_Wood and Lumber Products_Existing_Space Heating_Natural Gas_Gas Boiler - Stack Economizer_A_Technical Potential | F12 | Industrial | Wood and Lumber Products | Existing | Space Heating | Natural Gas | Gas Boiler - Stack Economizer | A | Cumulative Winter Peak Savings (MW) | Technical Potential | 0 | 0 | 0 | 0 | 0 | 0 | 0 | 0 | 0 | 0 | 0 | 0 | 0 | 0 | 0 | 0 | 0 | 0 | 0 | 0 | 0 | 0
F13_Industrial_Wood and Lumber Products_Existing_Space Heating_Natural Gas_Gas Boiler - Stack Economizer_A_Technical Potential | F13 | Industrial | Wood and Lumber Products | Existing | Space Heating | Natural Gas | Gas Boiler - Stack Economizer | A | Purchases (Incremental) | Technical Potential | 0 | 0 | 10.1896 | 10.0139 | 9.8413 | 9.6716 | 9.5048 | 8.4069 | 6.6095 | 5.1965 | 4.0855 | 3.212 | 2.5253 | 1.9854 | 1.561 | 1.2272 | 0.96486 | 0.75858 | 0.0050849 | 0.0017847 | 0.00059794 | 0.00019162
F14_Industrial_Wood and Lumber Products_Existing_Space Heating_Natural Gas_Gas Boiler - Stack Economizer_A_Technical Potential | F14 | Industrial | Wood and Lumber Products | Existing | Space Heating | Natural Gas | Gas Boiler - Stack Economizer | A | Purchases (Cumulative) | Technical Potential | 0 | 0 | 10.1896 | 20.2035 | 30.0447 | 39.7163 | 49.2212 | 57.628 | 64.2375 | 69.434 | 73.5195 | 76.7315 | 79.2568 | 81.2423 | 82.8032 | 84.0305 | 84.9953 | 85.7539 | 85.759 | 85.7608 | 85.7614 | 85.7616
F1_Industrial_Wood and Lumber Products_Existing_Process_Natural Gas_Gas Boiler - Stack Economizer_A_Technical Potential | F1 | Industrial | Wood and Lumber Products | Existing | Process | Natural Gas | Gas Boiler - Stack Economizer | A | Original Unit Energy Savings (kWh or therms) | Technical Potential | 0 | 0 | 8.2818 | 8.2818 | 8.2818 | 8.2818 | 8.2818 | 8.2818 | 8.2818 | 8.2818 | 8.2818 | 8.2818 | 8.2818 | 8.2818 | 8.2818 | 8.2818 | 8.2818 | 8.2818 | 8.2818 | 8.2818 | 8.2818 | 8.2818
F2_Industrial_Wood and Lumber Products_Existing_Process_Natural Gas_Gas Boiler - Stack Economizer_A_Technical Potential | F2 | Industrial | Wood and Lumber Products | Existing | Process | Natural Gas | Gas Boiler - Stack Economizer | A | Original Unit Summer Peak Savings (kW) | Technical Potential | 0 | 0 | 0 | 0 | 0 | 0 | 0 | 0 | 0 | 0 | 0 | 0 | 0 | 0 | 0 | 0 | 0 | 0 | 0 | 0 | 0 | 0
F3_Industrial_Wood and Lumber Products_Existing_Process_Natural Gas_Gas Boiler - Stack Economizer_A_Technical Potential | F3 | Industrial | Wood and Lumber Products | Existing | Process | Natural Gas | Gas Boiler - Stack Economizer | A | Original Unit Winter Peak Savings (kW) | Technical Potential | 0 | 0 | 0 | 0 | 0 | 0 | 0 | 0 | 0 | 0 | 0 | 0 | 0 | 0 | 0 | 0 | 0 | 0 | 0 | 0 | 0 | 0
F4_Industrial_Wood and Lumber Products_Existing_Process_Natural Gas_Gas Boiler - Stack Economizer_A_Technical Potential | F4 | Industrial | Wood and Lumber Products | Existing | Process | Natural Gas | Gas Boiler - Stack Economizer | A | Standalone Impact on Baseline Energy (%) | Technical Potential | 0% | 0% | 0.04354% | 0.08785% | 0.1329% | 0.1788% | 0.2255% | 0.2686% | 0.3047% | 0.3351% | 0.3611% | 0.3834% | 0.403% | 0.4204% | 0.436% | 0.4502% | 0.4633% | 0.4757% | 0.484% | 0.4925% | 0.5012% | 0.51%
F5_Industrial_Wood and Lumber Products_Existing_Process_Natural Gas_Gas Boiler - Stack Economizer_A_Technical Potential | F5 | Industrial | Wood and Lumber Products | Existing | Process | Natural Gas | Gas Boiler - Stack Economizer | A | Standalone Impact on Baseline Summer Peak (%) | Technical Potential | bar: 2019 to 2040
F6_Industrial_Wood and Lumber Products_Existing_Process_Natural Gas_Gas Boiler - Stack Economizer_A_Technical Potential | F6 | Industrial | Wood and Lumber Products | Existing | Process | Natural Gas | Gas Boiler - Stack Economizer | A | Standalone Impact on Baseline Winter Peak (%) | Technical Potential | bar: 2019 to 2040
F7_Industrial_Wood and Lumber Products_Existing_Process_Natural Gas_Gas Boiler - Stack Economizer_A_Technical Potential | F7 | Industrial | Wood and Lumber Products | Existing | Process | Natural Gas | Gas Boiler - Stack Economizer | A | Incremental Energy Savings (MWh or mTherms) | Technical Potential | 0 | 0 | 0.29047 | 0.28546 | 0.28054 | 0.2757 | 0.27095 | 0.23965 | 0.18841 | 0.14813 | 0.11646 | 0.091564 | 0.071988 | 0.056598 | 0.044497 | 0.034984 | 0.027505 | 0.021624 | 0.00014495 | 5.0876e-05 | 1.7045e-05 | 5.4623e-06
F8_Industrial_Wood and Lumber Products_Existing_Process_Natural Gas_Gas Boiler - Stack Economizer_A_Technical Potential | F8 | Industrial | Wood and Lumber Products | Existing | Process | Natural Gas | Gas Boiler - Stack Economizer | A | Incremental Summer Peak Savings (MW) | Technical Potential | 0 | 0 | 0 | 0 | 0 | 0 | 0 | 0 | 0 | 0 | 0 | 0 | 0 | 0 | 0 | 0 | 0 | 0 | 0 | 0 | 0 | 0
F9_Industrial_Wood and Lumber Products_Existing_Process_Natural Gas_Gas Boiler - Stack Economizer_A_Technical Potential | F9 | Industrial | Wood and Lumber Products | Existing | Process | Natural Gas | Gas Boiler - Stack Economizer | A | Incremental Winter Peak Savings (MW) | Technical Potential | 0 | 0 | 0 | 0 | 0 | 0 | 0 | 0 | 0 | 0 | 0 | 0 | 0 | 0 | 0 | 0 | 0 | 0 | 0 | 0 | 0 | 0
F10_Industrial_Wood and Lumber Products_Existing_Process_Natural Gas_Gas Boiler - Stack Economizer_A_Technical Potential | F10 | Industrial | Wood and Lumber Products | Existing | Process | Natural Gas | Gas Boiler - Stack Economizer | A | Cumulative Energy Savings (MWh or mTherms) | Technical Potential | 0 | 0 | 0.29047 | 0.57593 | 0.85647 | 1.1322 | 1.4031 | 1.6428 | 1.8312 | 1.9793 | 2.0958 | 2.1873 | 2.2593 | 2.3159 | 2.3604 | 2.3954 | 2.4229 | 2.4445 | 2.4447 | 2.4447 | 2.4448 | 2.4448
F11_Industrial_Wood and Lumber Products_Existing_Process_Natural Gas_Gas Boiler - Stack Economizer_A_Technical Potential | F11 | Industrial | Wood and Lumber Products | Existing | Process | Natural Gas | Gas Boiler - Stack Economizer | A | Cumulative Summer Peak Savings (MW) | Technical Potential | 0 | 0 | 0 | 0 | 0 | 0 | 0 | 0 | 0 | 0 | 0 | 0 | 0 | 0 | 0 | 0 | 0 | 0 | 0 | 0 | 0 | 0
F12_Industrial_Wood and Lumber Products_Existing_Process_Natural Gas_Gas Boiler - Stack Economizer_A_Technical Potential | F12 | Industrial | Wood and Lumber Products | Existing | Process | Natural Gas | Gas Boiler - Stack Economizer | A | Cumulative Winter Peak Savings (MW) | Technical Potential | 0 | 0 | 0 | 0 | 0 | 0 | 0 | 0 | 0 | 0 | 0 | 0 | 0 | 0 | 0 | 0 | 0 | 0 | 0 | 0 | 0 | 0
F13_Industrial_Wood and Lumber Products_Existing_Process_Natural Gas_Gas Boiler - Stack Economizer_A_Technical Potential | F13 | Industrial | Wood and Lumber Products | Existing | Process | Natural Gas | Gas Boiler - Stack Economizer | A | Purchases (Incremental) | Technical Potential | 0 | 0 | 35.0731 | 34.4684 | 33.8741 | 33.2901 | 32.7161 | 28.9368 | 22.7503 | 17.8865 | 14.0625 | 11.056 | 8.6923 | 6.834 | 5.3729 | 4.2242 | 3.3211 | 2.6111 | 0.017502 | 0.0061431 | 0.0020581 | 0.00065956
F14_Industrial_Wood and Lumber Products_Existing_Process_Natural Gas_Gas Boiler - Stack Economizer_A_Technical Potential | F14 | Industrial | Wood and Lumber Products | Existing | Process | Natural Gas | Gas Boiler - Stack Economizer | A | Purchases (Cumulative) | Technical Potential | 0 | 0 | 35.0731 | 69.5415 | 103.4157 | 136.7057 | 169.4219 | 198.3587 | 221.1091 | 238.9955 | 253.058 | 264.114 | 272.8063 | 279.6403 | 285.0132 | 289.2374 | 292.5585 | 295.1696 | 295.1871 | 295.1932 | 295.1953 | 295.196
F1_Industrial_Wood and Lumber Products_Existing_Space Heating_Natural Gas_Gas Furnace Tube Inserts_A_Technical Potential | F1 | Industrial | Wood and Lumber Products | Existing | Space Heating | Natural Gas | Gas Furnace Tube Inserts | A | Original Unit Energy Savings (kWh or therms) | Technical Potential | 0 | 0 | 0.088102 | 0.087615 | 0.087128 | 0.086647 | 0.086173 | 0.085712 | 0.085266 | 0.084839 | 0.084432 | 0.08405 | 0.08369 | 0.083351 | 0.083032 | 0.082732 | 0.082449 | 0.082183 | 0.081933 | 0.081697 | 0.081476 | 0.081267
F2_Industrial_Wood and Lumber Products_Existing_Space Heating_Natural Gas_Gas Furnace Tube Inserts_A_Technical Potential | F2 | Industrial | Wood and Lumber Products | Existing | Space Heating | Natural Gas | Gas Furnace Tube Inserts | A | Original Unit Summer Peak Savings (kW) | Technical Potential | 0 | 0 | 0 | 0 | 0 | 0 | 0 | 0 | 0 | 0 | 0 | 0 | 0 | 0 | 0 | 0 | 0 | 0 | 0 | 0 | 0 | 0
F3_Industrial_Wood and Lumber Products_Existing_Space Heating_Natural Gas_Gas Furnace Tube Inserts_A_Technical Potential | F3 | Industrial | Wood and Lumber Products | Existing | Space Heating | Natural Gas | Gas Furnace Tube Inserts | A | Original Unit Winter Peak Savings (kW) | Technical Potential | 0 | 0 | 0 | 0 | 0 | 0 | 0 | 0 | 0 | 0 | 0 | 0 | 0 | 0 | 0 | 0 | 0 | 0 | 0 | 0 | 0 | 0
F4_Industrial_Wood and Lumber Products_Existing_Space Heating_Natural Gas_Gas Furnace Tube Inserts_A_Technical Potential | F4 | Industrial | Wood and Lumber Products | Existing | Space Heating | Natural Gas | Gas Furnace Tube Inserts | A | Standalone Impact on Baseline Energy (%) | Technical Potential | bar: 2019 to 2040
F5_Industrial_Wood and Lumber Products_Existing_Space Heating_Natural Gas_Gas Furnace Tube Inserts_A_Technical Potential | F5 | Industrial | Wood and Lumber Products | Existing | Space Heating | Natural Gas | Gas Furnace Tube Inserts | A | Standalone Impact on Baseline Summer Peak (%) | Technical Potential | bar: 2019 to 2040
F6_Industrial_Wood and Lumber Products_Existing_Space Heating_Natural Gas_Gas Furnace Tube Inserts_A_Technical Potential | F6 | Industrial | Wood and Lumber Products | Existing | Space Heating | Natural Gas | Gas Furnace Tube Inserts | A | Standalone Impact on Baseline Winter Peak (%) | Technical Potential | bar: 2019 to 2040
F7_Industrial_Wood and Lumber Products_Existing_Space Heating_Natural Gas_Gas Furnace Tube Inserts_A_Technical Potential | F7 | Industrial | Wood and Lumber Products | Existing | Space Heating | Natural Gas | Gas Furnace Tube Inserts | A | Incremental Energy Savings (MWh or mTherms) | Technical Potential | 0 | 0 | 0 | 0 | 0 | 0 | 0 | 0 | 0 | 0 | 0 | 0 | 0 | 0 | 0 | 0 | 0 | 0 | 0 | 0 | 0 | 0
F8_Industrial_Wood and Lumber Products_Existing_Space Heating_Natural Gas_Gas Furnace Tube Inserts_A_Technical Potential | F8 | Industrial | Wood and Lumber Products | Existing | Space Heating | Natural Gas | Gas Furnace Tube Inserts | A | Incremental Summer Peak Savings (MW) | Technical Potential | 0 | 0 | 0 | 0 | 0 | 0 | 0 | 0 | 0 | 0 | 0 | 0 | 0 | 0 | 0 | 0 | 0 | 0 | 0 | 0 | 0 | 0
F9_Industrial_Wood and Lumber Products_Existing_Space Heating_Natural Gas_Gas Furnace Tube Inserts_A_Technical Potential | F9 | Industrial | Wood and Lumber Products | Existing | Space Heating | Natural Gas | Gas Furnace Tube Inserts | A | Incremental Winter Peak Savings (MW) | Technical Potential | 0 | 0 | 0 | 0 | 0 | 0 | 0 | 0 | 0 | 0 | 0 | 0 | 0 | 0 | 0 | 0 | 0 | 0 | 0 | 0 | 0 | 0
F10_Industrial_Wood and Lumber Products_Existing_Space Heating_Natural Gas_Gas Furnace Tube Inserts_A_Technical Potential | F10 | Industrial | Wood and Lumber Products | Existing | Space Heating | Natural Gas | Gas Furnace Tube Inserts | A | Cumulative Energy Savings (MWh or mTherms) | Technical Potential | 0 | 0 | 0 | 0 | 0 | 0 | 0 | 0 | 0 | 0 | 0 | 0 | 0 | 0 | 0 | 0 | 0 | 0 | 0 | 0 | 0 | 0
F11_Industrial_Wood and Lumber Products_Existing_Space Heating_Natural Gas_Gas Furnace Tube Inserts_A_Technical Potential | F11 | Industrial | Wood and Lumber Products | Existing | Space Heating | Natural Gas | Gas Furnace Tube Inserts | A | Cumulative Summer Peak Savings (MW) | Technical Potential | 0 | 0 | 0 | 0 | 0 | 0 | 0 | 0 | 0 | 0 | 0 | 0 | 0 | 0 | 0 | 0 | 0 | 0 | 0 | 0 | 0 | 0
F12_Industrial_Wood and Lumber Products_Existing_Space Heating_Natural Gas_Gas Furnace Tube Inserts_A_Technical Potential | F12 | Industrial | Wood and Lumber Products | Existing | Space Heating | Natural Gas | Gas Furnace Tube Inserts | A | Cumulative Winter Peak Savings (MW) | Technical Potential | 0 | 0 | 0 | 0 | 0 | 0 | 0 | 0 | 0 | 0 | 0 | 0 | 0 | 0 | 0 | 0 | 0 | 0 | 0 | 0 | 0 | 0
F13_Industrial_Wood and Lumber Products_Existing_Space Heating_Natural Gas_Gas Furnace Tube Inserts_A_Technical Potential | F13 | Industrial | Wood and Lumber Products | Existing | Space Heating | Natural Gas | Gas Furnace Tube Inserts | A | Purchases (Incremental) | Technical Potential | 0 | 0 | 0 | 0 | 0 | 0 | 0 | 0 | 0 | 0 | 0 | 0 | 0 | 0 | 0 | 0 | 0 | 0 | 0 | 0 | 0 | 0
F14_Industrial_Wood and Lumber Products_Existing_Space Heating_Natural Gas_Gas Furnace Tube Inserts_A_Technical Potential | F14 | Industrial | Wood and Lumber Products | Existing | Space Heating | Natural Gas | Gas Furnace Tube Inserts | A | Purchases (Cumulative) | Technical Potential | 0 | 0 | 0 | 0 | 0 | 0 | 0 | 0 | 0 | 0 | 0 | 0 | 0 | 0 | 0 | 0 | 0 | 0 | 0 | 0 | 0 | 0
F1_Industrial_Wood and Lumber Products_Existing_Space Heating_Natural Gas_Space Heating - Heat Recovery Ventilator_A_Technical Potential | F1 | Industrial | Wood and Lumber Products | Existing | Space Heating | Natural Gas | Space Heating - Heat Recovery Ventilator | A | Original Unit Energy Savings (kWh or therms) | Technical Potential | 0 | 0 | 0.01336 | 0.013329 | 0.013297 | 0.013266 | 0.013235 | 0.013205 | 0.013176 | 0.013148 | 0.013122 | 0.013097 | 0.013074 | 0.013051 | 0.013031 | 0.013011 | 0.012992 | 0.012975 | 0.012959 | 0.012943 | 0.012929 | 0.012915
F2_Industrial_Wood and Lumber Products_Existing_Space Heating_Natural Gas_Space Heating - Heat Recovery Ventilator_A_Technical Potential | F2 | Industrial | Wood and Lumber Products | Existing | Space Heating | Natural Gas | Space Heating - Heat Recovery Ventilator | A | Original Unit Summer Peak Savings (kW) | Technical Potential | 0 | 0 | 0 | 0 | 0 | 0 | 0 | 0 | 0 | 0 | 0 | 0 | 0 | 0 | 0 | 0 | 0 | 0 | 0 | 0 | 0 | 0
F3_Industrial_Wood and Lumber Products_Existing_Space Heating_Natural Gas_Space Heating - Heat Recovery Ventilator_A_Technical Potential | F3 | Industrial | Wood and Lumber Products | Existing | Space Heating | Natural Gas | Space Heating - Heat Recovery Ventilator | A | Original Unit Winter Peak Savings (kW) | Technical Potential | 0 | 0 | 0 | 0 | 0 | 0 | 0 | 0 | 0 | 0 | 0 | 0 | 0 | 0 | 0 | 0 | 0 | 0 | 0 | 0 | 0 | 0
F4_Industrial_Wood and Lumber Products_Existing_Space Heating_Natural Gas_Space Heating - Heat Recovery Ventilator_A_Technical Potential | F4 | Industrial | Wood and Lumber Products | Existing | Space Heating | Natural Gas | Space Heating - Heat Recovery Ventilator | A | Standalone Impact on Baseline Energy (%) | Technical Potential | 0% | 0% | 0.02138% | 0.04313% | 0.06526% | 0.08779% | 0.1107% | 0.134% | 0.1578% | 0.1819% | 0.2065% | 0.2315% | 0.2569% | 0.2828% | 0.3091% | 0.3359% | 0.3632% | 0.391% | 0.4192% | 0.4479% | 0.4772% | 0.5069%
F5_Industrial_Wood and Lumber Products_Existing_Space Heating_Natural Gas_Space Heating - Heat Recovery Ventilator_A_Technical Potential | F5 | Industrial | Wood and Lumber Products | Existing | Space Heating | Natural Gas | Space Heating - Heat Recovery Ventilator | A | Standalone Impact on Baseline Summer Peak (%) | Technical Potential | bar: 2019 to 2040
F6_Industrial_Wood and Lumber Products_Existing_Space Heating_Natural Gas_Space Heating - Heat Recovery Ventilator_A_Technical Potential | F6 | Industrial | Wood and Lumber Products | Existing | Space Heating | Natural Gas | Space Heating - Heat Recovery Ventilator | A | Standalone Impact on Baseline Winter Peak (%) | Technical Potential | bar: 2019 to 2040
F7_Industrial_Wood and Lumber Products_Existing_Space Heating_Natural Gas_Space Heating - Heat Recovery Ventilator_A_Technical Potential | F7 | Industrial | Wood and Lumber Products | Existing | Space Heating | Natural Gas | Space Heating - Heat Recovery Ventilator | A | Incremental Energy Savings (MWh or mTherms) | Technical Potential | 0 | 0 | 0.020027 | 0.019635 | 0.019251 | 0.018874 | 0.018506 | 0.018146 | 0.017794 | 0.01745 | 0.017115 | 0.016788 | 0.016469 | 0.016157 | 0.015853 | 0.015557 | 0.015267 | 0.014983 | 0.014706 | 0.014436 | 0.014171 | 0.013912
F8_Industrial_Wood and Lumber Products_Existing_Space Heating_Natural Gas_Space Heating - Heat Recovery Ventilator_A_Technical Potential | F8 | Industrial | Wood and Lumber Products | Existing | Space Heating | Natural Gas | Space Heating - Heat Recovery Ventilator | A | Incremental Summer Peak Savings (MW) | Technical Potential | 0 | 0 | 0 | 0 | 0 | 0 | 0 | 0 | 0 | 0 | 0 | 0 | 0 | 0 | 0 | 0 | 0 | 0 | 0 | 0 | 0 | 0
F9_Industrial_Wood and Lumber Products_Existing_Space Heating_Natural Gas_Space Heating - Heat Recovery Ventilator_A_Technical Potential | F9 | Industrial | Wood and Lumber Products | Existing | Space Heating | Natural Gas | Space Heating - Heat Recovery Ventilator | A | Incremental Winter Peak Savings (MW) | Technical Potential | 0 | 0 | 0 | 0 | 0 | 0 | 0 | 0 | 0 | 0 | 0 | 0 | 0 | 0 | 0 | 0 | 0 | 0 | 0 | 0 | 0 | 0
F10_Industrial_Wood and Lumber Products_Existing_Space Heating_Natural Gas_Space Heating - Heat Recovery Ventilator_A_Technical Potential | F10 | Industrial | Wood and Lumber Products | Existing | Space Heating | Natural Gas | Space Heating - Heat Recovery Ventilator | A | Cumulative Energy Savings (MWh or mTherms) | Technical Potential | 0 | 0 | 0.020027 | 0.039615 | 0.058772 | 0.077508 | 0.095834 | 0.11376 | 0.13131 | 0.14848 | 0.1653 | 0.18177 | 0.19791 | 0.21374 | 0.22925 | 0.24446 | 0.25938 | 0.27401 | 0.28838 | 0.30247 | 0.3163 | 0.32988
F11_Industrial_Wood and Lumber Products_Existing_Space Heating_Natural Gas_Space Heating - Heat Recovery Ventilator_A_Technical Potential | F11 | Industrial | Wood and Lumber Products | Existing | Space Heating | Natural Gas | Space Heating - Heat Recovery Ventilator | A | Cumulative Summer Peak Savings (MW) | Technical Potential | 0 | 0 | 0 | 0 | 0 | 0 | 0 | 0 | 0 | 0 | 0 | 0 | 0 | 0 | 0 | 0 | 0 | 0 | 0 | 0 | 0 | 0
F12_Industrial_Wood and Lumber Products_Existing_Space Heating_Natural Gas_Space Heating - Heat Recovery Ventilator_A_Technical Potential | F12 | Industrial | Wood and Lumber Products | Existing | Space Heating | Natural Gas | Space Heating - Heat Recovery Ventilator | A | Cumulative Winter Peak Savings (MW) | Technical Potential | 0 | 0 | 0 | 0 | 0 | 0 | 0 | 0 | 0 | 0 | 0 | 0 | 0 | 0 | 0 | 0 | 0 | 0 | 0 | 0 | 0 | 0
F13_Industrial_Wood and Lumber Products_Existing_Space Heating_Natural Gas_Space Heating - Heat Recovery Ventilator_A_Technical Potential | F13 | Industrial | Wood and Lumber Products | Existing | Space Heating | Natural Gas | Space Heating - Heat Recovery Ventilator | A | Purchases (Incremental) | Technical Potential | 0 | 0 | 1498.9979 | 1473.1531 | 1447.7539 | 1422.7926 | 1398.2617 | 1374.1538 | 1350.4615 | 1327.1776 | 1304.2953 | 1281.8074 | 1259.7073 | 1237.9882 | 1216.6436 | 1195.667 | 1175.052 | 1154.7925 | 1134.8823 | 1115.3153 | 1096.0858 | 1077.1877
F14_Industrial_Wood and Lumber Products_Existing_Space Heating_Natural Gas_Space Heating - Heat Recovery Ventilator_A_Technical Potential | F14 | Industrial | Wood and Lumber Products | Existing | Space Heating | Natural Gas | Space Heating - Heat Recovery Ventilator | A | Purchases (Cumulative) | Technical Potential | 0 | 0 | 1498.9979 | 2972.151 | 4419.9049 | 5842.6975 | 7240.9593 | 8615.113 | 9965.5745 | 11292.7521 | 12597.0474 | 13878.8548 | 15138.5621 | 16376.5503 | 17593.1939 | 18788.8608 | 19963.9129 | 21118.7053 | 22253.5876 | 23368.903 | 24464.9887 | 25542.1765
F1_Industrial_Wood and Lumber Products_Existing_Space Heating_Natural Gas_Thermostat - Programmable_A_Technical Potential | F1 | Industrial | Wood and Lumber Products | Existing | Space Heating | Natural Gas | Thermostat - Programmable | A | Original Unit Energy Savings (kWh or therms) | Technical Potential | 0 | 0 | 0.0064634 | 0.006448 | 0.0064327 | 0.0064176 | 0.0064027 | 0.0063882 | 0.0063742 | 0.0063608 | 0.006348 | 0.006336 | 0.0063246 | 0.0063139 | 0.0063038 | 0.0062943 | 0.0062853 | 0.0062769 | 0.006269 | 0.0062616 | 0.0062546 | 0.006248
F2_Industrial_Wood and Lumber Products_Existing_Space Heating_Natural Gas_Thermostat - Programmable_A_Technical Potential | F2 | Industrial | Wood and Lumber Products | Existing | Space Heating | Natural Gas | Thermostat - Programmable | A | Original Unit Summer Peak Savings (kW) | Technical Potential | 0 | 0 | 0 | 0 | 0 | 0 | 0 | 0 | 0 | 0 | 0 | 0 | 0 | 0 | 0 | 0 | 0 | 0 | 0 | 0 | 0 | 0
F3_Industrial_Wood and Lumber Products_Existing_Space Heating_Natural Gas_Thermostat - Programmable_A_Technical Potential | F3 | Industrial | Wood and Lumber Products | Existing | Space Heating | Natural Gas | Thermostat - Programmable | A | Original Unit Winter Peak Savings (kW) | Technical Potential | 0 | 0 | 0 | 0 | 0 | 0 | 0 | 0 | 0 | 0 | 0 | 0 | 0 | 0 | 0 | 0 | 0 | 0 | 0 | 0 | 0 | 0
F4_Industrial_Wood and Lumber Products_Existing_Space Heating_Natural Gas_Thermostat - Programmable_A_Technical Potential | F4 | Industrial | Wood and Lumber Products | Existing | Space Heating | Natural Gas | Thermostat - Programmable | A | Standalone Impact on Baseline Energy (%) | Technical Potential | 0% | 0% | 0.03103% | 0.0626% | 0.09472% | 0.1274% | 0.1607% | 0.1945% | 0.229% | 0.264% | 0.2997% | 0.3359% | 0.3729% | 0.4104% | 0.4486% | 0.4875% | 0.5271% | 0.5674% | 0.6084% | 0.6501% | 0.6925% | 0.7357%
F5_Industrial_Wood and Lumber Products_Existing_Space Heating_Natural Gas_Thermostat - Programmable_A_Technical Potential | F5 | Industrial | Wood and Lumber Products | Existing | Space Heating | Natural Gas | Thermostat - Programmable | A | Standalone Impact on Baseline Summer Peak (%) | Technical Potential | bar: 2019 to 2040
F6_Industrial_Wood and Lumber Products_Existing_Space Heating_Natural Gas_Thermostat - Programmable_A_Technical Potential | F6 | Industrial | Wood and Lumber Products | Existing | Space Heating | Natural Gas | Thermostat - Programmable | A | Standalone Impact on Baseline Winter Peak (%) | Technical Potential | bar: 2019 to 2040
F7_Industrial_Wood and Lumber Products_Existing_Space Heating_Natural Gas_Thermostat - Programmable_A_Technical Potential | F7 | Industrial | Wood and Lumber Products | Existing | Space Heating | Natural Gas | Thermostat - Programmable | A | Incremental Energy Savings (MWh or mTherms) | Technical Potential | 0 | 0 | 0.029066 | 0.028497 | 0.027939 | 0.027393 | 0.026858 | 0.026335 | 0.025825 | 0.025326 | 0.024839 | 0.024364 | 0.023901 | 0.023449 | 0.023008 | 0.022578 | 0.022157 | 0.021746 | 0.021344 | 0.020951 | 0.020567 | 0.020191
F8_Industrial_Wood and Lumber Products_Existing_Space Heating_Natural Gas_Thermostat - Programmable_A_Technical Potential | F8 | Industrial | Wood and Lumber Products | Existing | Space Heating | Natural Gas | Thermostat - Programmable | A | Incremental Summer Peak Savings (MW) | Technical Potential | 0 | 0 | 0 | 0 | 0 | 0 | 0 | 0 | 0 | 0 | 0 | 0 | 0 | 0 | 0 | 0 | 0 | 0 | 0 | 0 | 0 | 0
F9_Industrial_Wood and Lumber Products_Existing_Space Heating_Natural Gas_Thermostat - Programmable_A_Technical Potential | F9 | Industrial | Wood and Lumber Products | Existing | Space Heating | Natural Gas | Thermostat - Programmable | A | Incremental Winter Peak Savings (MW) | Technical Potential | 0 | 0 | 0 | 0 | 0 | 0 | 0 | 0 | 0 | 0 | 0 | 0 | 0 | 0 | 0 | 0 | 0 | 0 | 0 | 0 | 0 | 0
F10_Industrial_Wood and Lumber Products_Existing_Space Heating_Natural Gas_Thermostat - Programmable_A_Technical Potential | F10 | Industrial | Wood and Lumber Products | Existing | Space Heating | Natural Gas | Thermostat - Programmable | A | Cumulative Energy Savings (MWh or mTherms) | Technical Potential | 0 | 0 | 0.029066 | 0.057494 | 0.085296 | 0.11249 | 0.13909 | 0.16511 | 0.19057 | 0.21549 | 0.2399 | 0.26381 | 0.28724 | 0.3102 | 0.33271 | 0.35479 | 0.37644 | 0.39768 | 0.41852 | 0.43898 | 0.45905 | 0.47877
F11_Industrial_Wood and Lumber Products_Existing_Space Heating_Natural Gas_Thermostat - Programmable_A_Technical Potential | F11 | Industrial | Wood and Lumber Products | Existing | Space Heating | Natural Gas | Thermostat - Programmable | A | Cumulative Summer Peak Savings (MW) | Technical Potential | 0 | 0 | 0 | 0 | 0 | 0 | 0 | 0 | 0 | 0 | 0 | 0 | 0 | 0 | 0 | 0 | 0 | 0 | 0 | 0 | 0 | 0
F12_Industrial_Wood and Lumber Products_Existing_Space Heating_Natural Gas_Thermostat - Programmable_A_Technical Potential | F12 | Industrial | Wood and Lumber Products | Existing | Space Heating | Natural Gas | Thermostat - Programmable | A | Cumulative Winter Peak Savings (MW) | Technical Potential | 0 | 0 | 0 | 0 | 0 | 0 | 0 | 0 | 0 | 0 | 0 | 0 | 0 | 0 | 0 | 0 | 0 | 0 | 0 | 0 | 0 | 0
F13_Industrial_Wood and Lumber Products_Existing_Space Heating_Natural Gas_Thermostat - Programmable_A_Technical Potential | F13 | Industrial | Wood and Lumber Products | Existing | Space Heating | Natural Gas | Thermostat - Programmable | A | Purchases (Incremental) | Technical Potential | 0 | 0 | 4496.9937 | 4419.4593 | 4343.2617 | 4268.3779 | 4194.7852 | 4122.4613 | 4051.3844 | 3981.5329 | 3912.8858 | 3845.4223 | 3779.1219 | 3713.9646 | 3649.9307 | 3587.0009 | 3525.156 | 3464.3775 | 3404.6468 | 3345.946 | 3288.2573 | 3231.5632
F14_Industrial_Wood and Lumber Products_Existing_Space Heating_Natural Gas_Thermostat - Programmable_A_Technical Potential | F14 | Industrial | Wood and Lumber Products | Existing | Space Heating | Natural Gas | Thermostat - Programmable | A | Purchases (Cumulative) | Technical Potential | 0 | 0 | 4496.9937 | 8916.453 | 13259.7147 | 17528.0926 | 21722.8778 | 25845.3391 | 29896.7235 | 33878.2564 | 37791.1422 | 41636.5644 | 45415.6863 | 49129.6509 | 52779.5816 | 56366.5825 | 59891.7386 | 63356.116 | 66760.7629 | 70106.7089 | 73394.9662 | 76626.5295
F1_Industrial_Wood and Lumber Products_Existing_Space Heating_Natural Gas_ENERGY STAR Connected Thermostat_A_Technical Potential | F1 | Industrial | Wood and Lumber Products | Existing | Space Heating | Natural Gas | ENERGY STAR Connected Thermostat | A | Original Unit Energy Savings (kWh or therms) | Technical Potential | 0 | 0 | 0.015624 | 0.015587 | 0.01555 | 0.015514 | 0.015478 | 0.015443 | 0.015409 | 0.015376 | 0.015345 | 0.015316 | 0.015289 | 0.015263 | 0.015238 | 0.015215 | 0.015194 | 0.015173 | 0.015154 | 0.015136 | 0.01512 | 0.015104
F2_Industrial_Wood and Lumber Products_Existing_Space Heating_Natural Gas_ENERGY STAR Connected Thermostat_A_Technical Potential | F2 | Industrial | Wood and Lumber Products | Existing | Space Heating | Natural Gas | ENERGY STAR Connected Thermostat | A | Original Unit Summer Peak Savings (kW) | Technical Potential | 0 | 0 | 0 | 0 | 0 | 0 | 0 | 0 | 0 | 0 | 0 | 0 | 0 | 0 | 0 | 0 | 0 | 0 | 0 | 0 | 0 | 0
F3_Industrial_Wood and Lumber Products_Existing_Space Heating_Natural Gas_ENERGY STAR Connected Thermostat_A_Technical Potential | F3 | Industrial | Wood and Lumber Products | Existing | Space Heating | Natural Gas | ENERGY STAR Connected Thermostat | A | Original Unit Winter Peak Savings (kW) | Technical Potential | 0 | 0 | 0 | 0 | 0 | 0 | 0 | 0 | 0 | 0 | 0 | 0 | 0 | 0 | 0 | 0 | 0 | 0 | 0 | 0 | 0 | 0
F4_Industrial_Wood and Lumber Products_Existing_Space Heating_Natural Gas_ENERGY STAR Connected Thermostat_A_Technical Potential | F4 | Industrial | Wood and Lumber Products | Existing | Space Heating | Natural Gas | ENERGY STAR Connected Thermostat | A | Standalone Impact on Baseline Energy (%) | Technical Potential | 0% | 0% | 0.075% | 0.1513% | 0.229% | 0.308% | 0.3884% | 0.4702% | 0.5535% | 0.6382% | 0.7244% | 0.8121% | 0.9013% | 0.9921% | 1.085% | 1.179% | 1.274% | 1.372% | 1.471% | 1.571% | 1.674% | 1.778%
F5_Industrial_Wood and Lumber Products_Existing_Space Heating_Natural Gas_ENERGY STAR Connected Thermostat_A_Technical Potential | F5 | Industrial | Wood and Lumber Products | Existing | Space Heating | Natural Gas | ENERGY STAR Connected Thermostat | A | Standalone Impact on Baseline Summer Peak (%) | Technical Potential | bar: 2019 to 2040
F6_Industrial_Wood and Lumber Products_Existing_Space Heating_Natural Gas_ENERGY STAR Connected Thermostat_A_Technical Potential | F6 | Industrial | Wood and Lumber Products | Existing | Space Heating | Natural Gas | ENERGY STAR Connected Thermostat | A | Standalone Impact on Baseline Winter Peak (%) | Technical Potential | bar: 2019 to 2040
F7_Industrial_Wood and Lumber Products_Existing_Space Heating_Natural Gas_ENERGY STAR Connected Thermostat_A_Technical Potential | F7 | Industrial | Wood and Lumber Products | Existing | Space Heating | Natural Gas | ENERGY STAR Connected Thermostat | A | Incremental Energy Savings (MWh or mTherms) | Technical Potential | 0 | 0 | 0.070262 | 0.068887 | 0.067538 | 0.066218 | 0.064925 | 0.063662 | 0.062427 | 0.061221 | 0.060045 | 0.058897 | 0.057778 | 0.056686 | 0.055619 | 0.054578 | 0.053561 | 0.052567 | 0.051595 | 0.050646 | 0.049717 | 0.048809
F8_Industrial_Wood and Lumber Products_Existing_Space Heating_Natural Gas_ENERGY STAR Connected Thermostat_A_Technical Potential | F8 | Industrial | Wood and Lumber Products | Existing | Space Heating | Natural Gas | ENERGY STAR Connected Thermostat | A | Incremental Summer Peak Savings (MW) | Technical Potential | 0 | 0 | 0 | 0 | 0 | 0 | 0 | 0 | 0 | 0 | 0 | 0 | 0 | 0 | 0 | 0 | 0 | 0 | 0 | 0 | 0 | 0
F9_Industrial_Wood and Lumber Products_Existing_Space Heating_Natural Gas_ENERGY STAR Connected Thermostat_A_Technical Potential | F9 | Industrial | Wood and Lumber Products | Existing | Space Heating | Natural Gas | ENERGY STAR Connected Thermostat | A | Incremental Winter Peak Savings (MW) | Technical Potential | 0 | 0 | 0 | 0 | 0 | 0 | 0 | 0 | 0 | 0 | 0 | 0 | 0 | 0 | 0 | 0 | 0 | 0 | 0 | 0 | 0 | 0
F10_Industrial_Wood and Lumber Products_Existing_Space Heating_Natural Gas_ENERGY STAR Connected Thermostat_A_Technical Potential | F10 | Industrial | Wood and Lumber Products | Existing | Space Heating | Natural Gas | ENERGY STAR Connected Thermostat | A | Cumulative Energy Savings (MWh or mTherms) | Technical Potential | 0 | 0 | 0.070262 | 0.13898 | 0.20619 | 0.27192 | 0.33622 | 0.39912 | 0.46067 | 0.52092 | 0.57992 | 0.63772 | 0.69435 | 0.74986 | 0.80428 | 0.85764 | 0.90998 | 0.96133 | 1.0117 | 1.0612 | 1.1097 | 1.1573
F11_Industrial_Wood and Lumber Products_Existing_Space Heating_Natural Gas_ENERGY STAR Connected Thermostat_A_Technical Potential | F11 | Industrial | Wood and Lumber Products | Existing | Space Heating | Natural Gas | ENERGY STAR Connected Thermostat | A | Cumulative Summer Peak Savings (MW) | Technical Potential | 0 | 0 | 0 | 0 | 0 | 0 | 0 | 0 | 0 | 0 | 0 | 0 | 0 | 0 | 0 | 0 | 0 | 0 | 0 | 0 | 0 | 0
F12_Industrial_Wood and Lumber Products_Existing_Space Heating_Natural Gas_ENERGY STAR Connected Thermostat_A_Technical Potential | F12 | Industrial | Wood and Lumber Products | Existing | Space Heating | Natural Gas | ENERGY STAR Connected Thermostat | A | Cumulative Winter Peak Savings (MW) | Technical Potential | 0 | 0 | 0 | 0 | 0 | 0 | 0 | 0 | 0 | 0 | 0 | 0 | 0 | 0 | 0 | 0 | 0 | 0 | 0 | 0 | 0 | 0
F13_Industrial_Wood and Lumber Products_Existing_Space Heating_Natural Gas_ENERGY STAR Connected Thermostat_A_Technical Potential | F13 | Industrial | Wood and Lumber Products | Existing | Space Heating | Natural Gas | ENERGY STAR Connected Thermostat | A | Purchases (Incremental) | Technical Potential | 0 | 0 | 4496.9937 | 4419.4593 | 4343.2617 | 4268.3779 | 4194.7852 | 4122.4613 | 4051.3844 | 3981.5329 | 3912.8858 | 3845.4223 | 3779.1219 | 3713.9646 | 3649.9307 | 3587.0009 | 3525.156 | 3464.3775 | 3404.6468 | 3345.946 | 3288.2573 | 3231.5632
F14_Industrial_Wood and Lumber Products_Existing_Space Heating_Natural Gas_ENERGY STAR Connected Thermostat_A_Technical Potential | F14 | Industrial | Wood and Lumber Products | Existing | Space Heating | Natural Gas | ENERGY STAR Connected Thermostat | A | Purchases (Cumulative) | Technical Potential | 0 | 0 | 4496.9937 | 8916.453 | 13259.7147 | 17528.0926 | 21722.8778 | 25845.3391 | 29896.7235 | 33878.2564 | 37791.1422 | 41636.5644 | 45415.6863 | 49129.6509 | 52779.5816 | 56366.5825 | 59891.7386 | 63356.116 | 66760.7629 | 70106.7089 | 73394.9662 | 76626.5295
F1_Industrial_Wood and Lumber Products_Existing_Space Heating_Natural Gas_Destratification Fans (HVLS)_A_Technical Potential | F1 | Industrial | Wood and Lumber Products | Existing | Space Heating | Natural Gas | Destratification Fans (HVLS) | A | Original Unit Energy Savings (kWh or therms) | Technical Potential | 0 | 0 | 0.015624 | 0.015587 | 0.01555 | 0.015514 | 0.015478 | 0.015443 | 0.015409 | 0.015376 | 0.015345 | 0.015316 | 0.015289 | 0.015263 | 0.015238 | 0.015215 | 0.015194 | 0.015173 | 0.015154 | 0.015136 | 0.01512 | 0.015104
F2_Industrial_Wood and Lumber Products_Existing_Space Heating_Natural Gas_Destratification Fans (HVLS)_A_Technical Potential | F2 | Industrial | Wood and Lumber Products | Existing | Space Heating | Natural Gas | Destratification Fans (HVLS) | A | Original Unit Summer Peak Savings (kW) | Technical Potential | 0 | 0 | 0 | 0 | 0 | 0 | 0 | 0 | 0 | 0 | 0 | 0 | 0 | 0 | 0 | 0 | 0 | 0 | 0 | 0 | 0 | 0
F3_Industrial_Wood and Lumber Products_Existing_Space Heating_Natural Gas_Destratification Fans (HVLS)_A_Technical Potential | F3 | Industrial | Wood and Lumber Products | Existing | Space Heating | Natural Gas | Destratification Fans (HVLS) | A | Original Unit Winter Peak Savings (kW) | Technical Potential | 0 | 0 | 0 | 0 | 0 | 0 | 0 | 0 | 0 | 0 | 0 | 0 | 0 | 0 | 0 | 0 | 0 | 0 | 0 | 0 | 0 | 0
F4_Industrial_Wood and Lumber Products_Existing_Space Heating_Natural Gas_Destratification Fans (HVLS)_A_Technical Potential | F4 | Industrial | Wood and Lumber Products | Existing | Space Heating | Natural Gas | Destratification Fans (HVLS) | A | Standalone Impact on Baseline Energy (%) | Technical Potential | 0% | 0% | 0.3% | 0.6053% | 0.9159% | 1.232% | 1.554% | 1.881% | 2.214% | 2.553% | 2.897% | 3.248% | 3.605% | 3.969% | 4.338% | 4.714% | 5.097% | 5.486% | 5.883% | 6.286% | 6.696% | 7.114%
F5_Industrial_Wood and Lumber Products_Existing_Space Heating_Natural Gas_Destratification Fans (HVLS)_A_Technical Potential | F5 | Industrial | Wood and Lumber Products | Existing | Space Heating | Natural Gas | Destratification Fans (HVLS) | A | Standalone Impact on Baseline Summer Peak (%) | Technical Potential | bar: 2019 to 2040
F6_Industrial_Wood and Lumber Products_Existing_Space Heating_Natural Gas_Destratification Fans (HVLS)_A_Technical Potential | F6 | Industrial | Wood and Lumber Products | Existing | Space Heating | Natural Gas | Destratification Fans (HVLS) | A | Standalone Impact on Baseline Winter Peak (%) | Technical Potential | bar: 2019 to 2040
F7_Industrial_Wood and Lumber Products_Existing_Space Heating_Natural Gas_Destratification Fans (HVLS)_A_Technical Potential | F7 | Industrial | Wood and Lumber Products | Existing | Space Heating | Natural Gas | Destratification Fans (HVLS) | A | Incremental Energy Savings (MWh or mTherms) | Technical Potential | 0 | 0 | 0.28105 | 0.27555 | 0.27015 | 0.26487 | 0.2597 | 0.25465 | 0.24971 | 0.24489 | 0.24018 | 0.23559 | 0.23111 | 0.22674 | 0.22248 | 0.21831 | 0.21424 | 0.21027 | 0.20638 | 0.20258 | 0.19887 | 0.19523
F8_Industrial_Wood and Lumber Products_Existing_Space Heating_Natural Gas_Destratification Fans (HVLS)_A_Technical Potential | F8 | Industrial | Wood and Lumber Products | Existing | Space Heating | Natural Gas | Destratification Fans (HVLS) | A | Incremental Summer Peak Savings (MW) | Technical Potential | 0 | 0 | 0 | 0 | 0 | 0 | 0 | 0 | 0 | 0 | 0 | 0 | 0 | 0 | 0 | 0 | 0 | 0 | 0 | 0 | 0 | 0
F9_Industrial_Wood and Lumber Products_Existing_Space Heating_Natural Gas_Destratification Fans (HVLS)_A_Technical Potential | F9 | Industrial | Wood and Lumber Products | Existing | Space Heating | Natural Gas | Destratification Fans (HVLS) | A | Incremental Winter Peak Savings (MW) | Technical Potential | 0 | 0 | 0 | 0 | 0 | 0 | 0 | 0 | 0 | 0 | 0 | 0 | 0 | 0 | 0 | 0 | 0 | 0 | 0 | 0 | 0 | 0
F10_Industrial_Wood and Lumber Products_Existing_Space Heating_Natural Gas_Destratification Fans (HVLS)_A_Technical Potential | F10 | Industrial | Wood and Lumber Products | Existing | Space Heating | Natural Gas | Destratification Fans (HVLS) | A | Cumulative Energy Savings (MWh or mTherms) | Technical Potential | 0 | 0 | 0.28105 | 0.55593 | 0.82476 | 1.0877 | 1.3449 | 1.5965 | 1.8427 | 2.0837 | 2.3197 | 2.5509 | 2.7774 | 2.9994 | 3.2171 | 3.4306 | 3.6399 | 3.8453 | 4.0469 | 4.2446 | 4.4388 | 4.6294
F11_Industrial_Wood and Lumber Products_Existing_Space Heating_Natural Gas_Destratification Fans (HVLS)_A_Technical Potential | F11 | Industrial | Wood and Lumber Products | Existing | Space Heating | Natural Gas | Destratification Fans (HVLS) | A | Cumulative Summer Peak Savings (MW) | Technical Potential | 0 | 0 | 0 | 0 | 0 | 0 | 0 | 0 | 0 | 0 | 0 | 0 | 0 | 0 | 0 | 0 | 0 | 0 | 0 | 0 | 0 | 0
F12_Industrial_Wood and Lumber Products_Existing_Space Heating_Natural Gas_Destratification Fans (HVLS)_A_Technical Potential | F12 | Industrial | Wood and Lumber Products | Existing | Space Heating | Natural Gas | Destratification Fans (HVLS) | A | Cumulative Winter Peak Savings (MW) | Technical Potential | 0 | 0 | 0 | 0 | 0 | 0 | 0 | 0 | 0 | 0 | 0 | 0 | 0 | 0 | 0 | 0 | 0 | 0 | 0 | 0 | 0 | 0
F13_Industrial_Wood and Lumber Products_Existing_Space Heating_Natural Gas_Destratification Fans (HVLS)_A_Technical Potential | F13 | Industrial | Wood and Lumber Products | Existing | Space Heating | Natural Gas | Destratification Fans (HVLS) | A | Purchases (Incremental) | Technical Potential | 0 | 0 | 17987.9747 | 17677.8372 | 17373.0469 | 17073.5116 | 16779.1407 | 16489.8452 | 16205.5375 | 15926.1317 | 15651.5432 | 15381.689 | 15116.4875 | 14855.8584 | 14599.7229 | 14348.0035 | 14100.6242 | 13857.51 | 13618.5874 | 13383.7841 | 13153.0292 | 12926.2529
F14_Industrial_Wood and Lumber Products_Existing_Space Heating_Natural Gas_Destratification Fans (HVLS)_A_Technical Potential | F14 | Industrial | Wood and Lumber Products | Existing | Space Heating | Natural Gas | Destratification Fans (HVLS) | A | Purchases (Cumulative) | Technical Potential | 0 | 0 | 17987.9747 | 35665.8119 | 53038.8588 | 70112.3704 | 86891.5111 | 103381.3563 | 119586.8938 | 135513.0255 | 151164.5687 | 166546.2577 | 181662.7452 | 196518.6036 | 211118.3265 | 225466.3301 | 239566.9542 | 253424.4642 | 267043.0516 | 280426.8357 | 293579.865 | 306506.1178
F1_Industrial_Wood and Lumber Products_Existing_Space Heating_Natural Gas_Gas Boiler - Insulate Steam Lines/Condensate Tank_A_Technical Potential | F1 | Industrial | Wood and Lumber Products | Existing | Space Heating | Natural Gas | Gas Boiler - Insulate Steam Lines/Condensate Tank | A | Original Unit Energy Savings (kWh or therms) | Technical Potential | 0 | 0 | 9.7044 | 9.68 | 9.6562 | 9.6329 | 9.6102 | 9.5881 | 9.5668 | 9.5462 | 9.5263 | 9.5073 | 9.4891 | 9.4717 | 9.4552 | 9.4396 | 9.4249 | 9.4111 | 9.3983 | 9.3865 | 9.3756 | 9.3657
F2_Industrial_Wood and Lumber Products_Existing_Space Heating_Natural Gas_Gas Boiler - Insulate Steam Lines/Condensate Tank_A_Technical Potential | F2 | Industrial | Wood and Lumber Products | Existing | Space Heating | Natural Gas | Gas Boiler - Insulate Steam Lines/Condensate Tank | A | Original Unit Summer Peak Savings (kW) | Technical Potential | 0 | 0 | 0 | 0 | 0 | 0 | 0 | 0 | 0 | 0 | 0 | 0 | 0 | 0 | 0 | 0 | 0 | 0 | 0 | 0 | 0 | 0
F3_Industrial_Wood and Lumber Products_Existing_Space Heating_Natural Gas_Gas Boiler - Insulate Steam Lines/Condensate Tank_A_Technical Potential | F3 | Industrial | Wood and Lumber Products | Existing | Space Heating | Natural Gas | Gas Boiler - Insulate Steam Lines/Condensate Tank | A | Original Unit Winter Peak Savings (kW) | Technical Potential | 0 | 0 | 0 | 0 | 0 | 0 | 0 | 0 | 0 | 0 | 0 | 0 | 0 | 0 | 0 | 0 | 0 | 0 | 0 | 0 | 0 | 0
F4_Industrial_Wood and Lumber Products_Existing_Space Heating_Natural Gas_Gas Boiler - Insulate Steam Lines/Condensate Tank_A_Technical Potential | F4 | Industrial | Wood and Lumber Products | Existing | Space Heating | Natural Gas | Gas Boiler - Insulate Steam Lines/Condensate Tank | A | Standalone Impact on Baseline Energy (%) | Technical Potential | 0% | 0% | 0.006032% | 0.01217% | 0.01841% | 0.02476% | 0.03122% | 0.0378% | 0.04449% | 0.0513% | 0.05822% | 0.06527% | 0.07243% | 0.07972% | 0.08713% | 0.09467% | 0.1023% | 0.1101% | 0.1181% | 0.1262% | 0.1344% | 0.1428%
F5_Industrial_Wood and Lumber Products_Existing_Space Heating_Natural Gas_Gas Boiler - Insulate Steam Lines/Condensate Tank_A_Technical Potential | F5 | Industrial | Wood and Lumber Products | Existing | Space Heating | Natural Gas | Gas Boiler - Insulate Steam Lines/Condensate Tank | A | Standalone Impact on Baseline Summer Peak (%) | Technical Potential | bar: 2019 to 2040
F6_Industrial_Wood and Lumber Products_Existing_Space Heating_Natural Gas_Gas Boiler - Insulate Steam Lines/Condensate Tank_A_Technical Potential | F6 | Industrial | Wood and Lumber Products | Existing | Space Heating | Natural Gas | Gas Boiler - Insulate Steam Lines/Condensate Tank | A | Standalone Impact on Baseline Winter Peak (%) | Technical Potential | bar: 2019 to 2040
F7_Industrial_Wood and Lumber Products_Existing_Space Heating_Natural Gas_Gas Boiler - Insulate Steam Lines/Condensate Tank_A_Technical Potential | F7 | Industrial | Wood and Lumber Products | Existing | Space Heating | Natural Gas | Gas Boiler - Insulate Steam Lines/Condensate Tank | A | Incremental Energy Savings (MWh or mTherms) | Technical Potential | 0 | 0 | 0.0056505 | 0.0055392 | 0.0054302 | 0.0053237 | 0.0052196 | 0.0051179 | 0.0050184 | 0.0049213 | 0.0048264 | 0.0047337 | 0.0046431 | 0.0045547 | 0.0044684 | 0.0043841 | 0.0043018 | 0.0042215 | 0.0041431 | 0.0040665 | 0.0039918 | 0.0039188
F8_Industrial_Wood and Lumber Products_Existing_Space Heating_Natural Gas_Gas Boiler - Insulate Steam Lines/Condensate Tank_A_Technical Potential | F8 | Industrial | Wood and Lumber Products | Existing | Space Heating | Natural Gas | Gas Boiler - Insulate Steam Lines/Condensate Tank | A | Incremental Summer Peak Savings (MW) | Technical Potential | 0 | 0 | 0 | 0 | 0 | 0 | 0 | 0 | 0 | 0 | 0 | 0 | 0 | 0 | 0 | 0 | 0 | 0 | 0 | 0 | 0 | 0
F9_Industrial_Wood and Lumber Products_Existing_Space Heating_Natural Gas_Gas Boiler - Insulate Steam Lines/Condensate Tank_A_Technical Potential | F9 | Industrial | Wood and Lumber Products | Existing | Space Heating | Natural Gas | Gas Boiler - Insulate Steam Lines/Condensate Tank | A | Incremental Winter Peak Savings (MW) | Technical Potential | 0 | 0 | 0 | 0 | 0 | 0 | 0 | 0 | 0 | 0 | 0 | 0 | 0 | 0 | 0 | 0 | 0 | 0 | 0 | 0 | 0 | 0
F10_Industrial_Wood and Lumber Products_Existing_Space Heating_Natural Gas_Gas Boiler - Insulate Steam Lines/Condensate Tank_A_Technical Potential | F10 | Industrial | Wood and Lumber Products | Existing | Space Heating | Natural Gas | Gas Boiler - Insulate Steam Lines/Condensate Tank | A | Cumulative Energy Savings (MWh or mTherms) | Technical Potential | 0 | 0 | 0.0056505 | 0.011175 | 0.016578 | 0.021862 | 0.02703 | 0.032086 | 0.037033 | 0.041874 | 0.046614 | 0.051254 | 0.055799 | 0.060252 | 0.064615 | 0.068893 | 0.073087 | 0.077202 | 0.08124 | 0.085204 | 0.089097 | 0.092922
F11_Industrial_Wood and Lumber Products_Existing_Space Heating_Natural Gas_Gas Boiler - Insulate Steam Lines/Condensate Tank_A_Technical Potential | F11 | Industrial | Wood and Lumber Products | Existing | Space Heating | Natural Gas | Gas Boiler - Insulate Steam Lines/Condensate Tank | A | Cumulative Summer Peak Savings (MW) | Technical Potential | 0 | 0 | 0 | 0 | 0 | 0 | 0 | 0 | 0 | 0 | 0 | 0 | 0 | 0 | 0 | 0 | 0 | 0 | 0 | 0 | 0 | 0
F12_Industrial_Wood and Lumber Products_Existing_Space Heating_Natural Gas_Gas Boiler - Insulate Steam Lines/Condensate Tank_A_Technical Potential | F12 | Industrial | Wood and Lumber Products | Existing | Space Heating | Natural Gas | Gas Boiler - Insulate Steam Lines/Condensate Tank | A | Cumulative Winter Peak Savings (MW) | Technical Potential | 0 | 0 | 0 | 0 | 0 | 0 | 0 | 0 | 0 | 0 | 0 | 0 | 0 | 0 | 0 | 0 | 0 | 0 | 0 | 0 | 0 | 0
F13_Industrial_Wood and Lumber Products_Existing_Space Heating_Natural Gas_Gas Boiler - Insulate Steam Lines/Condensate Tank_A_Technical Potential | F13 | Industrial | Wood and Lumber Products | Existing | Space Heating | Natural Gas | Gas Boiler - Insulate Steam Lines/Condensate Tank | A | Purchases (Incremental) | Technical Potential | 0 | 0 | 0.58226 | 0.57223 | 0.56236 | 0.55266 | 0.54313 | 0.53377 | 0.52457 | 0.51552 | 0.50663 | 0.4979 | 0.48932 | 0.48088 | 0.47259 | 0.46444 | 0.45643 | 0.44856 | 0.44083 | 0.43323 | 0.42576 | 0.41842
F14_Industrial_Wood and Lumber Products_Existing_Space Heating_Natural Gas_Gas Boiler - Insulate Steam Lines/Condensate Tank_A_Technical Potential | F14 | Industrial | Wood and Lumber Products | Existing | Space Heating | Natural Gas | Gas Boiler - Insulate Steam Lines/Condensate Tank | A | Purchases (Cumulative) | Technical Potential | 0 | 0 | 0.58226 | 1.1545 | 1.7168 | 2.2695 | 2.8126 | 3.3464 | 3.871 | 4.3865 | 4.8931 | 5.391 | 5.8804 | 6.3612 | 6.8338 | 7.2983 | 7.7547 | 8.2033 | 8.6441 | 9.0773 | 9.5031 | 9.9215
F1_Industrial_Wood and Lumber Products_Existing_Process_Natural Gas_Gas Boiler - Insulate Steam Lines/Condensate Tank_A_Technical Potential | F1 | Industrial | Wood and Lumber Products | Existing | Process | Natural Gas | Gas Boiler - Insulate Steam Lines/Condensate Tank | A | Original Unit Energy Savings (kWh or therms) | Technical Potential | 0 | 0 | 68.5138 | 68.5138 | 68.5138 | 68.5138 | 68.5138 | 68.5138 | 68.5138 | 68.5138 | 68.5138 | 68.5138 | 68.5138 | 68.5138 | 68.5138 | 68.5138 | 68.5138 | 68.5138 | 68.5138 | 68.5138 | 68.5138 | 68.5138
F2_Industrial_Wood and Lumber Products_Existing_Process_Natural Gas_Gas Boiler - Insulate Steam Lines/Condensate Tank_A_Technical Potential | F2 | Industrial | Wood and Lumber Products | Existing | Process | Natural Gas | Gas Boiler - Insulate Steam Lines/Condensate Tank | A | Original Unit Summer Peak Savings (kW) | Technical Potential | 0 | 0 | 0 | 0 | 0 | 0 | 0 | 0 | 0 | 0 | 0 | 0 | 0 | 0 | 0 | 0 | 0 | 0 | 0 | 0 | 0 | 0
F3_Industrial_Wood and Lumber Products_Existing_Process_Natural Gas_Gas Boiler - Insulate Steam Lines/Condensate Tank_A_Technical Potential | F3 | Industrial | Wood and Lumber Products | Existing | Process | Natural Gas | Gas Boiler - Insulate Steam Lines/Condensate Tank | A | Original Unit Winter Peak Savings (kW) | Technical Potential | 0 | 0 | 0 | 0 | 0 | 0 | 0 | 0 | 0 | 0 | 0 | 0 | 0 | 0 | 0 | 0 | 0 | 0 | 0 | 0 | 0 | 0
F4_Industrial_Wood and Lumber Products_Existing_Process_Natural Gas_Gas Boiler - Insulate Steam Lines/Condensate Tank_A_Technical Potential | F4 | Industrial | Wood and Lumber Products | Existing | Process | Natural Gas | Gas Boiler - Insulate Steam Lines/Condensate Tank | A | Standalone Impact on Baseline Energy (%) | Technical Potential | 0% | 0% | 0.02058% | 0.04153% | 0.06284% | 0.08453% | 0.1066% | 0.129% | 0.1519% | 0.1751% | 0.1988% | 0.2229% | 0.2474% | 0.2723% | 0.2977% | 0.3235% | 0.3497% | 0.3764% | 0.4036% | 0.4313% | 0.4594% | 0.4881%
F5_Industrial_Wood and Lumber Products_Existing_Process_Natural Gas_Gas Boiler - Insulate Steam Lines/Condensate Tank_A_Technical Potential | F5 | Industrial | Wood and Lumber Products | Existing | Process | Natural Gas | Gas Boiler - Insulate Steam Lines/Condensate Tank | A | Standalone Impact on Baseline Summer Peak (%) | Technical Potential | bar: 2019 to 2040
F6_Industrial_Wood and Lumber Products_Existing_Process_Natural Gas_Gas Boiler - Insulate Steam Lines/Condensate Tank_A_Technical Potential | F6 | Industrial | Wood and Lumber Products | Existing | Process | Natural Gas | Gas Boiler - Insulate Steam Lines/Condensate Tank | A | Standalone Impact on Baseline Winter Peak (%) | Technical Potential | bar: 2019 to 2040
F7_Industrial_Wood and Lumber Products_Existing_Process_Natural Gas_Gas Boiler - Insulate Steam Lines/Condensate Tank_A_Technical Potential | F7 | Industrial | Wood and Lumber Products | Existing | Process | Natural Gas | Gas Boiler - Insulate Steam Lines/Condensate Tank | A | Incremental Energy Savings (MWh or mTherms) | Technical Potential | 0 | 0 | 0.13731 | 0.13495 | 0.13262 | 0.13033 | 0.12809 | 0.12588 | 0.12371 | 0.12157 | 0.11948 | 0.11742 | 0.11539 | 0.1134 | 0.11145 | 0.10953 | 0.10764 | 0.10578 | 0.10396 | 0.10217 | 0.10041 | 0.098675
F8_Industrial_Wood and Lumber Products_Existing_Process_Natural Gas_Gas Boiler - Insulate Steam Lines/Condensate Tank_A_Technical Potential | F8 | Industrial | Wood and Lumber Products | Existing | Process | Natural Gas | Gas Boiler - Insulate Steam Lines/Condensate Tank | A | Incremental Summer Peak Savings (MW) | Technical Potential | 0 | 0 | 0 | 0 | 0 | 0 | 0 | 0 | 0 | 0 | 0 | 0 | 0 | 0 | 0 | 0 | 0 | 0 | 0 | 0 | 0 | 0
F9_Industrial_Wood and Lumber Products_Existing_Process_Natural Gas_Gas Boiler - Insulate Steam Lines/Condensate Tank_A_Technical Potential | F9 | Industrial | Wood and Lumber Products | Existing | Process | Natural Gas | Gas Boiler - Insulate Steam Lines/Condensate Tank | A | Incremental Winter Peak Savings (MW) | Technical Potential | 0 | 0 | 0 | 0 | 0 | 0 | 0 | 0 | 0 | 0 | 0 | 0 | 0 | 0 | 0 | 0 | 0 | 0 | 0 | 0 | 0 | 0
F10_Industrial_Wood and Lumber Products_Existing_Process_Natural Gas_Gas Boiler - Insulate Steam Lines/Condensate Tank_A_Technical Potential | F10 | Industrial | Wood and Lumber Products | Existing | Process | Natural Gas | Gas Boiler - Insulate Steam Lines/Condensate Tank | A | Cumulative Energy Savings (MWh or mTherms) | Technical Potential | 0 | 0 | 0.13731 | 0.27226 | 0.40488 | 0.53522 | 0.6633 | 0.78918 | 0.91289 | 1.0345 | 1.1539 | 1.2714 | 1.3868 | 1.5002 | 1.6116 | 1.7211 | 1.8288 | 1.9346 | 2.0385 | 2.1407 | 2.2411 | 2.3398
F11_Industrial_Wood and Lumber Products_Existing_Process_Natural Gas_Gas Boiler - Insulate Steam Lines/Condensate Tank_A_Technical Potential | F11 | Industrial | Wood and Lumber Products | Existing | Process | Natural Gas | Gas Boiler - Insulate Steam Lines/Condensate Tank | A | Cumulative Summer Peak Savings (MW) | Technical Potential | 0 | 0 | 0 | 0 | 0 | 0 | 0 | 0 | 0 | 0 | 0 | 0 | 0 | 0 | 0 | 0 | 0 | 0 | 0 | 0 | 0 | 0
F12_Industrial_Wood and Lumber Products_Existing_Process_Natural Gas_Gas Boiler - Insulate Steam Lines/Condensate Tank_A_Technical Potential | F12 | Industrial | Wood and Lumber Products | Existing | Process | Natural Gas | Gas Boiler - Insulate Steam Lines/Condensate Tank | A | Cumulative Winter Peak Savings (MW) | Technical Potential | 0 | 0 | 0 | 0 | 0 | 0 | 0 | 0 | 0 | 0 | 0 | 0 | 0 | 0 | 0 | 0 | 0 | 0 | 0 | 0 | 0 | 0
F13_Industrial_Wood and Lumber Products_Existing_Process_Natural Gas_Gas Boiler - Insulate Steam Lines/Condensate Tank_A_Technical Potential | F13 | Industrial | Wood and Lumber Products | Existing | Process | Natural Gas | Gas Boiler - Insulate Steam Lines/Condensate Tank | A | Purchases (Incremental) | Technical Potential | 0 | 0 | 2.0042 | 1.9696 | 1.9357 | 1.9023 | 1.8695 | 1.8373 | 1.8056 | 1.7745 | 1.7439 | 1.7138 | 1.6843 | 1.6552 | 1.6267 | 1.5986 | 1.5711 | 1.544 | 1.5174 | 1.4912 | 1.4655 | 1.4402
F14_Industrial_Wood and Lumber Products_Existing_Process_Natural Gas_Gas Boiler - Insulate Steam Lines/Condensate Tank_A_Technical Potential | F14 | Industrial | Wood and Lumber Products | Existing | Process | Natural Gas | Gas Boiler - Insulate Steam Lines/Condensate Tank | A | Purchases (Cumulative) | Technical Potential | 0 | 0 | 2.0042 | 3.9738 | 5.9095 | 7.8118 | 9.6813 | 11.5186 | 13.3241 | 15.0986 | 16.8425 | 18.5563 | 20.2405 | 21.8957 | 23.5224 | 25.121 | 26.6921 | 28.2361 | 29.7534 | 31.2446 | 32.7101 | 34.1503
F1_Industrial_Wood and Lumber Products_Existing_Space Heating_Natural Gas_Gas Boiler - Insulate Hot Water Lines_A_Technical Potential | F1 | Industrial | Wood and Lumber Products | Existing | Space Heating | Natural Gas | Gas Boiler - Insulate Hot Water Lines | A | Original Unit Energy Savings (kWh or therms) | Technical Potential | 0 | 0 | 10.969 | 10.9415 | 10.9145 | 10.8882 | 10.8625 | 10.8376 | 10.8135 | 10.7902 | 10.7678 | 10.7462 | 10.7256 | 10.706 | 10.6873 | 10.6697 | 10.6531 | 10.6375 | 10.6231 | 10.6097 | 10.5974 | 10.5862
F2_Industrial_Wood and Lumber Products_Existing_Space Heating_Natural Gas_Gas Boiler - Insulate Hot Water Lines_A_Technical Potential | F2 | Industrial | Wood and Lumber Products | Existing | Space Heating | Natural Gas | Gas Boiler - Insulate Hot Water Lines | A | Original Unit Summer Peak Savings (kW) | Technical Potential | 0 | 0 | 0 | 0 | 0 | 0 | 0 | 0 | 0 | 0 | 0 | 0 | 0 | 0 | 0 | 0 | 0 | 0 | 0 | 0 | 0 | 0
F3_Industrial_Wood and Lumber Products_Existing_Space Heating_Natural Gas_Gas Boiler - Insulate Hot Water Lines_A_Technical Potential | F3 | Industrial | Wood and Lumber Products | Existing | Space Heating | Natural Gas | Gas Boiler - Insulate Hot Water Lines | A | Original Unit Winter Peak Savings (kW) | Technical Potential | 0 | 0 | 0 | 0 | 0 | 0 | 0 | 0 | 0 | 0 | 0 | 0 | 0 | 0 | 0 | 0 | 0 | 0 | 0 | 0 | 0 | 0
F4_Industrial_Wood and Lumber Products_Existing_Space Heating_Natural Gas_Gas Boiler - Insulate Hot Water Lines_A_Technical Potential | F4 | Industrial | Wood and Lumber Products | Existing | Space Heating | Natural Gas | Gas Boiler - Insulate Hot Water Lines | A | Standalone Impact on Baseline Energy (%) | Technical Potential | 0% | 0% | 0.01364% | 0.02751% | 0.04162% | 0.05598% | 0.07059% | 0.08545% | 0.1006% | 0.116% | 0.1316% | 0.1475% | 0.1637% | 0.1802% | 0.197% | 0.214% | 0.2314% | 0.249% | 0.267% | 0.2852% | 0.3038% | 0.3228%
F5_Industrial_Wood and Lumber Products_Existing_Space Heating_Natural Gas_Gas Boiler - Insulate Hot Water Lines_A_Technical Potential | F5 | Industrial | Wood and Lumber Products | Existing | Space Heating | Natural Gas | Gas Boiler - Insulate Hot Water Lines | A | Standalone Impact on Baseline Summer Peak (%) | Technical Potential | bar: 2019 to 2040
F6_Industrial_Wood and Lumber Products_Existing_Space Heating_Natural Gas_Gas Boiler - Insulate Hot Water Lines_A_Technical Potential | F6 | Industrial | Wood and Lumber Products | Existing | Space Heating | Natural Gas | Gas Boiler - Insulate Hot Water Lines | A | Standalone Impact on Baseline Winter Peak (%) | Technical Potential | bar: 2019 to 2040
F7_Industrial_Wood and Lumber Products_Existing_Space Heating_Natural Gas_Gas Boiler - Insulate Hot Water Lines_A_Technical Potential | F7 | Industrial | Wood and Lumber Products | Existing | Space Heating | Natural Gas | Gas Boiler - Insulate Hot Water Lines | A | Incremental Energy Savings (MWh or mTherms) | Technical Potential | 0 | 0 | 0.012774 | 0.012522 | 0.012276 | 0.012035 | 0.0118 | 0.01157 | 0.011345 | 0.011125 | 0.010911 | 0.010701 | 0.010496 | 0.010297 | 0.010101 | 0.0099109 | 0.0097248 | 0.0095432 | 0.0093659 | 0.0091928 | 0.0090239 | 0.0088589
F8_Industrial_Wood and Lumber Products_Existing_Space Heating_Natural Gas_Gas Boiler - Insulate Hot Water Lines_A_Technical Potential | F8 | Industrial | Wood and Lumber Products | Existing | Space Heating | Natural Gas | Gas Boiler - Insulate Hot Water Lines | A | Incremental Summer Peak Savings (MW) | Technical Potential | 0 | 0 | 0 | 0 | 0 | 0 | 0 | 0 | 0 | 0 | 0 | 0 | 0 | 0 | 0 | 0 | 0 | 0 | 0 | 0 | 0 | 0
F9_Industrial_Wood and Lumber Products_Existing_Space Heating_Natural Gas_Gas Boiler - Insulate Hot Water Lines_A_Technical Potential | F9 | Industrial | Wood and Lumber Products | Existing | Space Heating | Natural Gas | Gas Boiler - Insulate Hot Water Lines | A | Incremental Winter Peak Savings (MW) | Technical Potential | 0 | 0 | 0 | 0 | 0 | 0 | 0 | 0 | 0 | 0 | 0 | 0 | 0 | 0 | 0 | 0 | 0 | 0 | 0 | 0 | 0 | 0
F10_Industrial_Wood and Lumber Products_Existing_Space Heating_Natural Gas_Gas Boiler - Insulate Hot Water Lines_A_Technical Potential | F10 | Industrial | Wood and Lumber Products | Existing | Space Heating | Natural Gas | Gas Boiler - Insulate Hot Water Lines | A | Cumulative Energy Savings (MWh or mTherms) | Technical Potential | 0 | 0 | 0.012774 | 0.025264 | 0.037477 | 0.049422 | 0.061105 | 0.072534 | 0.083718 | 0.094663 | 0.10538 | 0.11587 | 0.12614 | 0.13621 | 0.14607 | 0.15574 | 0.16522 | 0.17453 | 0.18365 | 0.19261 | 0.20142 | 0.21006
F11_Industrial_Wood and Lumber Products_Existing_Space Heating_Natural Gas_Gas Boiler - Insulate Hot Water Lines_A_Technical Potential | F11 | Industrial | Wood and Lumber Products | Existing | Space Heating | Natural Gas | Gas Boiler - Insulate Hot Water Lines | A | Cumulative Summer Peak Savings (MW) | Technical Potential | 0 | 0 | 0 | 0 | 0 | 0 | 0 | 0 | 0 | 0 | 0 | 0 | 0 | 0 | 0 | 0 | 0 | 0 | 0 | 0 | 0 | 0
F12_Industrial_Wood and Lumber Products_Existing_Space Heating_Natural Gas_Gas Boiler - Insulate Hot Water Lines_A_Technical Potential | F12 | Industrial | Wood and Lumber Products | Existing | Space Heating | Natural Gas | Gas Boiler - Insulate Hot Water Lines | A | Cumulative Winter Peak Savings (MW) | Technical Potential | 0 | 0 | 0 | 0 | 0 | 0 | 0 | 0 | 0 | 0 | 0 | 0 | 0 | 0 | 0 | 0 | 0 | 0 | 0 | 0 | 0 | 0
F13_Industrial_Wood and Lumber Products_Existing_Space Heating_Natural Gas_Gas Boiler - Insulate Hot Water Lines_A_Technical Potential | F13 | Industrial | Wood and Lumber Products | Existing | Space Heating | Natural Gas | Gas Boiler - Insulate Hot Water Lines | A | Purchases (Incremental) | Technical Potential | 0 | 0 | 1.1645 | 1.1445 | 1.1247 | 1.1053 | 1.0863 | 1.0675 | 1.0491 | 1.031 | 1.0133 | 0.9958 | 0.97863 | 0.96176 | 0.94518 | 0.92888 | 0.91286 | 0.89713 | 0.88166 | 0.86646 | 0.85152 | 0.83684
F14_Industrial_Wood and Lumber Products_Existing_Space Heating_Natural Gas_Gas Boiler - Insulate Hot Water Lines_A_Technical Potential | F14 | Industrial | Wood and Lumber Products | Existing | Space Heating | Natural Gas | Gas Boiler - Insulate Hot Water Lines | A | Purchases (Cumulative) | Technical Potential | 0 | 0 | 1.1645 | 2.309 | 3.4337 | 4.539 | 5.6253 | 6.6928 | 7.742 | 8.773 | 9.7863 | 10.7821 | 11.7607 | 12.7225 | 13.6677 | 14.5965 | 15.5094 | 16.4065 | 17.2882 | 18.1546 | 19.0062 | 19.843
F1_Industrial_Wood and Lumber Products_Existing_Process_Natural Gas_Gas Boiler - Insulate Hot Water Lines_A_Technical Potential | F1 | Industrial | Wood and Lumber Products | Existing | Process | Natural Gas | Gas Boiler - Insulate Hot Water Lines | A | Original Unit Energy Savings (kWh or therms) | Technical Potential | 0 | 0 | 77.4421 | 77.4421 | 77.4421 | 77.4421 | 77.4421 | 77.4421 | 77.4421 | 77.4421 | 77.4421 | 77.4421 | 77.4421 | 77.4421 | 77.4421 | 77.4421 | 77.4421 | 77.4421 | 77.4421 | 77.4421 | 77.4421 | 77.4421
F2_Industrial_Wood and Lumber Products_Existing_Process_Natural Gas_Gas Boiler - Insulate Hot Water Lines_A_Technical Potential | F2 | Industrial | Wood and Lumber Products | Existing | Process | Natural Gas | Gas Boiler - Insulate Hot Water Lines | A | Original Unit Summer Peak Savings (kW) | Technical Potential | 0 | 0 | 0 | 0 | 0 | 0 | 0 | 0 | 0 | 0 | 0 | 0 | 0 | 0 | 0 | 0 | 0 | 0 | 0 | 0 | 0 | 0
F3_Industrial_Wood and Lumber Products_Existing_Process_Natural Gas_Gas Boiler - Insulate Hot Water Lines_A_Technical Potential | F3 | Industrial | Wood and Lumber Products | Existing | Process | Natural Gas | Gas Boiler - Insulate Hot Water Lines | A | Original Unit Winter Peak Savings (kW) | Technical Potential | 0 | 0 | 0 | 0 | 0 | 0 | 0 | 0 | 0 | 0 | 0 | 0 | 0 | 0 | 0 | 0 | 0 | 0 | 0 | 0 | 0 | 0
F4_Industrial_Wood and Lumber Products_Existing_Process_Natural Gas_Gas Boiler - Insulate Hot Water Lines_A_Technical Potential | F4 | Industrial | Wood and Lumber Products | Existing | Process | Natural Gas | Gas Boiler - Insulate Hot Water Lines | A | Standalone Impact on Baseline Energy (%) | Technical Potential | 0% | 0% | 0.04653% | 0.09388% | 0.1421% | 0.1911% | 0.241% | 0.2917% | 0.3434% | 0.3959% | 0.4494% | 0.5038% | 0.5592% | 0.6155% | 0.6729% | 0.7312% | 0.7906% | 0.851% | 0.9124% | 0.975% | 1.039% | 1.103%
F5_Industrial_Wood and Lumber Products_Existing_Process_Natural Gas_Gas Boiler - Insulate Hot Water Lines_A_Technical Potential | F5 | Industrial | Wood and Lumber Products | Existing | Process | Natural Gas | Gas Boiler - Insulate Hot Water Lines | A | Standalone Impact on Baseline Summer Peak (%) | Technical Potential | bar: 2019 to 2040
F6_Industrial_Wood and Lumber Products_Existing_Process_Natural Gas_Gas Boiler - Insulate Hot Water Lines_A_Technical Potential | F6 | Industrial | Wood and Lumber Products | Existing | Process | Natural Gas | Gas Boiler - Insulate Hot Water Lines | A | Standalone Impact on Baseline Winter Peak (%) | Technical Potential | bar: 2019 to 2040
F7_Industrial_Wood and Lumber Products_Existing_Process_Natural Gas_Gas Boiler - Insulate Hot Water Lines_A_Technical Potential | F7 | Industrial | Wood and Lumber Products | Existing | Process | Natural Gas | Gas Boiler - Insulate Hot Water Lines | A | Incremental Energy Savings (MWh or mTherms) | Technical Potential | 0 | 0 | 0.31042 | 0.30506 | 0.29981 | 0.29464 | 0.28956 | 0.28456 | 0.27966 | 0.27484 | 0.2701 | 0.26544 | 0.26086 | 0.25637 | 0.25195 | 0.2476 | 0.24333 | 0.23914 | 0.23501 | 0.23096 | 0.22698 | 0.22307
F8_Industrial_Wood and Lumber Products_Existing_Process_Natural Gas_Gas Boiler - Insulate Hot Water Lines_A_Technical Potential | F8 | Industrial | Wood and Lumber Products | Existing | Process | Natural Gas | Gas Boiler - Insulate Hot Water Lines | A | Incremental Summer Peak Savings (MW) | Technical Potential | 0 | 0 | 0 | 0 | 0 | 0 | 0 | 0 | 0 | 0 | 0 | 0 | 0 | 0 | 0 | 0 | 0 | 0 | 0 | 0 | 0 | 0
F9_Industrial_Wood and Lumber Products_Existing_Process_Natural Gas_Gas Boiler - Insulate Hot Water Lines_A_Technical Potential | F9 | Industrial | Wood and Lumber Products | Existing | Process | Natural Gas | Gas Boiler - Insulate Hot Water Lines | A | Incremental Winter Peak Savings (MW) | Technical Potential | 0 | 0 | 0 | 0 | 0 | 0 | 0 | 0 | 0 | 0 | 0 | 0 | 0 | 0 | 0 | 0 | 0 | 0 | 0 | 0 | 0 | 0
F10_Industrial_Wood and Lumber Products_Existing_Process_Natural Gas_Gas Boiler - Insulate Hot Water Lines_A_Technical Potential | F10 | Industrial | Wood and Lumber Products | Existing | Process | Natural Gas | Gas Boiler - Insulate Hot Water Lines | A | Cumulative Energy Savings (MWh or mTherms) | Technical Potential | 0 | 0 | 0.31042 | 0.61548 | 0.91529 | 1.2099 | 1.4995 | 1.784 | 2.0637 | 2.3385 | 2.6086 | 2.8741 | 3.1349 | 3.3913 | 3.6432 | 3.8909 | 4.1342 | 4.3733 | 4.6083 | 4.8393 | 5.0663 | 5.2893
F11_Industrial_Wood and Lumber Products_Existing_Process_Natural Gas_Gas Boiler - Insulate Hot Water Lines_A_Technical Potential | F11 | Industrial | Wood and Lumber Products | Existing | Process | Natural Gas | Gas Boiler - Insulate Hot Water Lines | A | Cumulative Summer Peak Savings (MW) | Technical Potential | 0 | 0 | 0 | 0 | 0 | 0 | 0 | 0 | 0 | 0 | 0 | 0 | 0 | 0 | 0 | 0 | 0 | 0 | 0 | 0 | 0 | 0
F12_Industrial_Wood and Lumber Products_Existing_Process_Natural Gas_Gas Boiler - Insulate Hot Water Lines_A_Technical Potential | F12 | Industrial | Wood and Lumber Products | Existing | Process | Natural Gas | Gas Boiler - Insulate Hot Water Lines | A | Cumulative Winter Peak Savings (MW) | Technical Potential | 0 | 0 | 0 | 0 | 0 | 0 | 0 | 0 | 0 | 0 | 0 | 0 | 0 | 0 | 0 | 0 | 0 | 0 | 0 | 0 | 0 | 0
F13_Industrial_Wood and Lumber Products_Existing_Process_Natural Gas_Gas Boiler - Insulate Hot Water Lines_A_Technical Potential | F13 | Industrial | Wood and Lumber Products | Existing | Process | Natural Gas | Gas Boiler - Insulate Hot Water Lines | A | Purchases (Incremental) | Technical Potential | 0 | 0 | 4.0084 | 3.9393 | 3.8713 | 3.8046 | 3.739 | 3.6745 | 3.6112 | 3.5489 | 3.4877 | 3.4276 | 3.3685 | 3.3104 | 3.2533 | 3.1973 | 3.1421 | 3.088 | 3.0347 | 2.9824 | 2.931 | 2.8804
F14_Industrial_Wood and Lumber Products_Existing_Process_Natural Gas_Gas Boiler - Insulate Hot Water Lines_A_Technical Potential | F14 | Industrial | Wood and Lumber Products | Existing | Process | Natural Gas | Gas Boiler - Insulate Hot Water Lines | A | Purchases (Cumulative) | Technical Potential | 0 | 0 | 4.0084 | 7.9476 | 11.819 | 15.6236 | 19.3626 | 23.0371 | 26.6483 | 30.1972 | 33.6849 | 37.1125 | 40.481 | 43.7915 | 47.0448 | 50.2421 | 53.3842 | 56.4721 | 59.5068 | 62.4892 | 65.4202 | 68.3006
F1_Industrial_Wood and Lumber Products_Existing_Process_Natural Gas_Process - Insulate Heated Process Fluids_A_Technical Potential | F1 | Industrial | Wood and Lumber Products | Existing | Process | Natural Gas | Process - Insulate Heated Process Fluids | A | Original Unit Energy Savings (kWh or therms) | Technical Potential | 0 | 0 | 125.8253 | 125.8253 | 125.8253 | 125.8253 | 125.8253 | 125.8253 | 125.8253 | 125.8253 | 125.8253 | 125.8253 | 125.8253 | 125.8253 | 125.8253 | 125.8253 | 125.8253 | 125.8253 | 125.8253 | 125.8253 | 125.8253 | 125.8253
F2_Industrial_Wood and Lumber Products_Existing_Process_Natural Gas_Process - Insulate Heated Process Fluids_A_Technical Potential | F2 | Industrial | Wood and Lumber Products | Existing | Process | Natural Gas | Process - Insulate Heated Process Fluids | A | Original Unit Summer Peak Savings (kW) | Technical Potential | 0 | 0 | 0 | 0 | 0 | 0 | 0 | 0 | 0 | 0 | 0 | 0 | 0 | 0 | 0 | 0 | 0 | 0 | 0 | 0 | 0 | 0
F3_Industrial_Wood and Lumber Products_Existing_Process_Natural Gas_Process - Insulate Heated Process Fluids_A_Technical Potential | F3 | Industrial | Wood and Lumber Products | Existing | Process | Natural Gas | Process - Insulate Heated Process Fluids | A | Original Unit Winter Peak Savings (kW) | Technical Potential | 0 | 0 | 0 | 0 | 0 | 0 | 0 | 0 | 0 | 0 | 0 | 0 | 0 | 0 | 0 | 0 | 0 | 0 | 0 | 0 | 0 | 0
F4_Industrial_Wood and Lumber Products_Existing_Process_Natural Gas_Process - Insulate Heated Process Fluids_A_Technical Potential | F4 | Industrial | Wood and Lumber Products | Existing | Process | Natural Gas | Process - Insulate Heated Process Fluids | A | Standalone Impact on Baseline Energy (%) | Technical Potential | 0% | 0% | 0.08269% | 0.1668% | 0.2525% | 0.3396% | 0.4282% | 0.5102% | 0.5786% | 0.6364% | 0.6857% | 0.7282% | 0.7654% | 0.7983% | 0.8279% | 0.8549% | 0.8799% | 0.9034% | 0.9193% | 0.9354% | 0.9518% | 0.9685%
F5_Industrial_Wood and Lumber Products_Existing_Process_Natural Gas_Process - Insulate Heated Process Fluids_A_Technical Potential | F5 | Industrial | Wood and Lumber Products | Existing | Process | Natural Gas | Process - Insulate Heated Process Fluids | A | Standalone Impact on Baseline Summer Peak (%) | Technical Potential | bar: 2019 to 2040
F6_Industrial_Wood and Lumber Products_Existing_Process_Natural Gas_Process - Insulate Heated Process Fluids_A_Technical Potential | F6 | Industrial | Wood and Lumber Products | Existing | Process | Natural Gas | Process - Insulate Heated Process Fluids | A | Standalone Impact on Baseline Winter Peak (%) | Technical Potential | bar: 2019 to 2040
F7_Industrial_Wood and Lumber Products_Existing_Process_Natural Gas_Process - Insulate Heated Process Fluids_A_Technical Potential | F7 | Industrial | Wood and Lumber Products | Existing | Process | Natural Gas | Process - Insulate Heated Process Fluids | A | Incremental Energy Savings (MWh or mTherms) | Technical Potential | 0 | 0 | 0.55164 | 0.54212 | 0.53278 | 0.52359 | 0.51456 | 0.45512 | 0.35782 | 0.28132 | 0.22118 | 0.17389 | 0.13671 | 0.10749 | 0.084506 | 0.066439 | 0.052235 | 0.041067 | 0.00027528 | 9.662e-05 | 3.2371e-05 | 1.0374e-05
F8_Industrial_Wood and Lumber Products_Existing_Process_Natural Gas_Process - Insulate Heated Process Fluids_A_Technical Potential | F8 | Industrial | Wood and Lumber Products | Existing | Process | Natural Gas | Process - Insulate Heated Process Fluids | A | Incremental Summer Peak Savings (MW) | Technical Potential | 0 | 0 | 0 | 0 | 0 | 0 | 0 | 0 | 0 | 0 | 0 | 0 | 0 | 0 | 0 | 0 | 0 | 0 | 0 | 0 | 0 | 0
F9_Industrial_Wood and Lumber Products_Existing_Process_Natural Gas_Process - Insulate Heated Process Fluids_A_Technical Potential | F9 | Industrial | Wood and Lumber Products | Existing | Process | Natural Gas | Process - Insulate Heated Process Fluids | A | Incremental Winter Peak Savings (MW) | Technical Potential | 0 | 0 | 0 | 0 | 0 | 0 | 0 | 0 | 0 | 0 | 0 | 0 | 0 | 0 | 0 | 0 | 0 | 0 | 0 | 0 | 0 | 0
F10_Industrial_Wood and Lumber Products_Existing_Process_Natural Gas_Process - Insulate Heated Process Fluids_A_Technical Potential | F10 | Industrial | Wood and Lumber Products | Existing | Process | Natural Gas | Process - Insulate Heated Process Fluids | A | Cumulative Energy Savings (MWh or mTherms) | Technical Potential | 0 | 0 | 0.55164 | 1.0938 | 1.6265 | 2.1501 | 2.6647 | 3.1198 | 3.4776 | 3.759 | 3.9801 | 4.154 | 4.2907 | 4.3982 | 4.4827 | 4.5492 | 4.6014 | 4.6425 | 4.6428 | 4.6428 | 4.6429 | 4.6429
F11_Industrial_Wood and Lumber Products_Existing_Process_Natural Gas_Process - Insulate Heated Process Fluids_A_Technical Potential | F11 | Industrial | Wood and Lumber Products | Existing | Process | Natural Gas | Process - Insulate Heated Process Fluids | A | Cumulative Summer Peak Savings (MW) | Technical Potential | 0 | 0 | 0 | 0 | 0 | 0 | 0 | 0 | 0 | 0 | 0 | 0 | 0 | 0 | 0 | 0 | 0 | 0 | 0 | 0 | 0 | 0
F12_Industrial_Wood and Lumber Products_Existing_Process_Natural Gas_Process - Insulate Heated Process Fluids_A_Technical Potential | F12 | Industrial | Wood and Lumber Products | Existing | Process | Natural Gas | Process - Insulate Heated Process Fluids | A | Cumulative Winter Peak Savings (MW) | Technical Potential | 0 | 0 | 0 | 0 | 0 | 0 | 0 | 0 | 0 | 0 | 0 | 0 | 0 | 0 | 0 | 0 | 0 | 0 | 0 | 0 | 0 | 0
F13_Industrial_Wood and Lumber Products_Existing_Process_Natural Gas_Process - Insulate Heated Process Fluids_A_Technical Potential | F13 | Industrial | Wood and Lumber Products | Existing | Process | Natural Gas | Process - Insulate Heated Process Fluids | A | Purchases (Incremental) | Technical Potential | 0 | 0 | 4.3841 | 4.3086 | 4.2343 | 4.1613 | 4.0895 | 3.6171 | 2.8438 | 2.2358 | 1.7578 | 1.382 | 1.0865 | 0.85424 | 0.67161 | 0.52803 | 0.41514 | 0.32638 | 0.0021878 | 0.00076789 | 0.00025727 | 8.2445e-05
F14_Industrial_Wood and Lumber Products_Existing_Process_Natural Gas_Process - Insulate Heated Process Fluids_A_Technical Potential | F14 | Industrial | Wood and Lumber Products | Existing | Process | Natural Gas | Process - Insulate Heated Process Fluids | A | Purchases (Cumulative) | Technical Potential | 0 | 0 | 4.3841 | 8.6927 | 12.927 | 17.0882 | 21.1777 | 24.7948 | 27.6386 | 29.8744 | 31.6323 | 33.0143 | 34.1008 | 34.955 | 35.6267 | 36.1547 | 36.5698 | 36.8962 | 36.8984 | 36.8992 | 36.8994 | 36.8995
F1_Industrial_Wood and Lumber Products_Existing_Process_Natural Gas_Process Heat Recovery_A_Technical Potential | F1 | Industrial | Wood and Lumber Products | Existing | Process | Natural Gas | Process Heat Recovery | A | Original Unit Energy Savings (kWh or therms) | Technical Potential | 0 | 0 | 0.21081 | 0.21081 | 0.21081 | 0.21081 | 0.21081 | 0.21081 | 0.21081 | 0.21081 | 0.21081 | 0.21081 | 0.21081 | 0.21081 | 0.21081 | 0.21081 | 0.21081 | 0.21081 | 0.21081 | 0.21081 | 0.21081 | 0.21081
F2_Industrial_Wood and Lumber Products_Existing_Process_Natural Gas_Process Heat Recovery_A_Technical Potential | F2 | Industrial | Wood and Lumber Products | Existing | Process | Natural Gas | Process Heat Recovery | A | Original Unit Summer Peak Savings (kW) | Technical Potential | 0 | 0 | 0 | 0 | 0 | 0 | 0 | 0 | 0 | 0 | 0 | 0 | 0 | 0 | 0 | 0 | 0 | 0 | 0 | 0 | 0 | 0
F3_Industrial_Wood and Lumber Products_Existing_Process_Natural Gas_Process Heat Recovery_A_Technical Potential | F3 | Industrial | Wood and Lumber Products | Existing | Process | Natural Gas | Process Heat Recovery | A | Original Unit Winter Peak Savings (kW) | Technical Potential | 0 | 0 | 0 | 0 | 0 | 0 | 0 | 0 | 0 | 0 | 0 | 0 | 0 | 0 | 0 | 0 | 0 | 0 | 0 | 0 | 0 | 0
F4_Industrial_Wood and Lumber Products_Existing_Process_Natural Gas_Process Heat Recovery_A_Technical Potential | F4 | Industrial | Wood and Lumber Products | Existing | Process | Natural Gas | Process Heat Recovery | A | Standalone Impact on Baseline Energy (%) | Technical Potential | 0% | 0% | 0.004987% | 0.01006% | 0.01523% | 0.02048% | 0.02583% | 0.03077% | 0.0349% | 0.03839% | 0.04136% | 0.04392% | 0.04616% | 0.04815% | 0.04994% | 0.05156% | 0.05307% | 0.05448% | 0.05544% | 0.05642% | 0.05741% | 0.05842%
F5_Industrial_Wood and Lumber Products_Existing_Process_Natural Gas_Process Heat Recovery_A_Technical Potential | F5 | Industrial | Wood and Lumber Products | Existing | Process | Natural Gas | Process Heat Recovery | A | Standalone Impact on Baseline Summer Peak (%) | Technical Potential | bar: 2019 to 2040
F6_Industrial_Wood and Lumber Products_Existing_Process_Natural Gas_Process Heat Recovery_A_Technical Potential | F6 | Industrial | Wood and Lumber Products | Existing | Process | Natural Gas | Process Heat Recovery | A | Standalone Impact on Baseline Winter Peak (%) | Technical Potential | bar: 2019 to 2040
F7_Industrial_Wood and Lumber Products_Existing_Process_Natural Gas_Process Heat Recovery_A_Technical Potential | F7 | Industrial | Wood and Lumber Products | Existing | Process | Natural Gas | Process Heat Recovery | A | Incremental Energy Savings (MWh or mTherms) | Technical Potential | 0 | 0 | 0.033271 | 0.032698 | 0.032134 | 0.03158 | 0.031036 | 0.02745 | 0.021582 | 0.016968 | 0.01334 | 0.010488 | 0.0082458 | 0.0064829 | 0.0050969 | 0.0040072 | 0.0031505 | 0.002477 | 1.6603e-05 | 5.8276e-06 | 1.9524e-06 | 6.2568e-07
F8_Industrial_Wood and Lumber Products_Existing_Process_Natural Gas_Process Heat Recovery_A_Technical Potential | F8 | Industrial | Wood and Lumber Products | Existing | Process | Natural Gas | Process Heat Recovery | A | Incremental Summer Peak Savings (MW) | Technical Potential | 0 | 0 | 0 | 0 | 0 | 0 | 0 | 0 | 0 | 0 | 0 | 0 | 0 | 0 | 0 | 0 | 0 | 0 | 0 | 0 | 0 | 0
F9_Industrial_Wood and Lumber Products_Existing_Process_Natural Gas_Process Heat Recovery_A_Technical Potential | F9 | Industrial | Wood and Lumber Products | Existing | Process | Natural Gas | Process Heat Recovery | A | Incremental Winter Peak Savings (MW) | Technical Potential | 0 | 0 | 0 | 0 | 0 | 0 | 0 | 0 | 0 | 0 | 0 | 0 | 0 | 0 | 0 | 0 | 0 | 0 | 0 | 0 | 0 | 0
F10_Industrial_Wood and Lumber Products_Existing_Process_Natural Gas_Process Heat Recovery_A_Technical Potential | F10 | Industrial | Wood and Lumber Products | Existing | Process | Natural Gas | Process Heat Recovery | A | Cumulative Energy Savings (MWh or mTherms) | Technical Potential | 0 | 0 | 0.033271 | 0.065969 | 0.098103 | 0.12968 | 0.16072 | 0.18817 | 0.20975 | 0.22672 | 0.24006 | 0.25055 | 0.25879 | 0.26528 | 0.27037 | 0.27438 | 0.27753 | 0.28001 | 0.28002 | 0.28003 | 0.28003 | 0.28003
F11_Industrial_Wood and Lumber Products_Existing_Process_Natural Gas_Process Heat Recovery_A_Technical Potential | F11 | Industrial | Wood and Lumber Products | Existing | Process | Natural Gas | Process Heat Recovery | A | Cumulative Summer Peak Savings (MW) | Technical Potential | 0 | 0 | 0 | 0 | 0 | 0 | 0 | 0 | 0 | 0 | 0 | 0 | 0 | 0 | 0 | 0 | 0 | 0 | 0 | 0 | 0 | 0
F12_Industrial_Wood and Lumber Products_Existing_Process_Natural Gas_Process Heat Recovery_A_Technical Potential | F12 | Industrial | Wood and Lumber Products | Existing | Process | Natural Gas | Process Heat Recovery | A | Cumulative Winter Peak Savings (MW) | Technical Potential | 0 | 0 | 0 | 0 | 0 | 0 | 0 | 0 | 0 | 0 | 0 | 0 | 0 | 0 | 0 | 0 | 0 | 0 | 0 | 0 | 0 | 0
F13_Industrial_Wood and Lumber Products_Existing_Process_Natural Gas_Process Heat Recovery_A_Technical Potential | F13 | Industrial | Wood and Lumber Products | Existing | Process | Natural Gas | Process Heat Recovery | A | Purchases (Incremental) | Technical Potential | 0 | 0 | 157.829 | 155.1078 | 152.4336 | 149.8054 | 147.2226 | 130.2158 | 102.3766 | 80.4892 | 63.2811 | 49.7521 | 39.1154 | 30.7528 | 24.1781 | 19.009 | 14.945 | 11.7498 | 0.078761 | 0.027644 | 0.0092616 | 0.002968
F14_Industrial_Wood and Lumber Products_Existing_Process_Natural Gas_Process Heat Recovery_A_Technical Potential | F14 | Industrial | Wood and Lumber Products | Existing | Process | Natural Gas | Process Heat Recovery | A | Purchases (Cumulative) | Technical Potential | 0 | 0 | 157.829 | 312.9369 | 465.3704 | 615.1758 | 762.3984 | 892.6142 | 994.9908 | 1075.4799 | 1138.7611 | 1188.5131 | 1227.6285 | 1258.3814 | 1282.5594 | 1301.5684 | 1316.5134 | 1328.2632 | 1328.342 | 1328.3696 | 1328.3789 | 1328.3818
F1_Industrial_Wood and Lumber Products_Existing_Space Heating_Natural Gas_Building Automation System_A_Technical Potential | F1 | Industrial | Wood and Lumber Products | Existing | Space Heating | Natural Gas | Building Automation System | A | Original Unit Energy Savings (kWh or therms) | Technical Potential | 0 | 0 | 0.015624 | 0.015587 | 0.01555 | 0.015514 | 0.015478 | 0.015443 | 0.015409 | 0.015376 | 0.015345 | 0.015316 | 0.015289 | 0.015263 | 0.015238 | 0.015215 | 0.015194 | 0.015173 | 0.015154 | 0.015136 | 0.01512 | 0.015104
F2_Industrial_Wood and Lumber Products_Existing_Space Heating_Natural Gas_Building Automation System_A_Technical Potential | F2 | Industrial | Wood and Lumber Products | Existing | Space Heating | Natural Gas | Building Automation System | A | Original Unit Summer Peak Savings (kW) | Technical Potential | 0 | 0 | 0 | 0 | 0 | 0 | 0 | 0 | 0 | 0 | 0 | 0 | 0 | 0 | 0 | 0 | 0 | 0 | 0 | 0 | 0 | 0
F3_Industrial_Wood and Lumber Products_Existing_Space Heating_Natural Gas_Building Automation System_A_Technical Potential | F3 | Industrial | Wood and Lumber Products | Existing | Space Heating | Natural Gas | Building Automation System | A | Original Unit Winter Peak Savings (kW) | Technical Potential | 0 | 0 | 0 | 0 | 0 | 0 | 0 | 0 | 0 | 0 | 0 | 0 | 0 | 0 | 0 | 0 | 0 | 0 | 0 | 0 | 0 | 0
F4_Industrial_Wood and Lumber Products_Existing_Space Heating_Natural Gas_Building Automation System_A_Technical Potential | F4 | Industrial | Wood and Lumber Products | Existing | Space Heating | Natural Gas | Building Automation System | A | Standalone Impact on Baseline Energy (%) | Technical Potential | 0% | 0% | 0.01539% | 0.04641% | 0.1018% | 0.1925% | 0.3307% | 0.5296% | 0.8015% | 1.156% | 1.598% | 2.122% | 2.717% | 3.357% | 4.011% | 4.643% | 5.218% | 5.717% | 6.129% | 6.453% | 6.704% | 6.912%
F5_Industrial_Wood and Lumber Products_Existing_Space Heating_Natural Gas_Building Automation System_A_Technical Potential | F5 | Industrial | Wood and Lumber Products | Existing | Space Heating | Natural Gas | Building Automation System | A | Standalone Impact on Baseline Summer Peak (%) | Technical Potential | bar: 2019 to 2040
F6_Industrial_Wood and Lumber Products_Existing_Space Heating_Natural Gas_Building Automation System_A_Technical Potential | F6 | Industrial | Wood and Lumber Products | Existing | Space Heating | Natural Gas | Building Automation System | A | Standalone Impact on Baseline Winter Peak (%) | Technical Potential | bar: 2019 to 2040
F7_Industrial_Wood and Lumber Products_Existing_Space Heating_Natural Gas_Building Automation System_A_Technical Potential | F7 | Industrial | Wood and Lumber Products | Existing | Space Heating | Natural Gas | Building Automation System | A | Incremental Energy Savings (MWh or mTherms) | Technical Potential | 0 | 0 | 0.014414 | 0.028249 | 0.049176 | 0.078428 | 0.11672 | 0.16391 | 0.21864 | 0.27797 | 0.33719 | 0.39003 | 0.42927 | 0.44803 | 0.44143 | 0.40833 | 0.35233 | 0.28596 | 0.21464 | 0.14586 | 0.091479 | 0.05857
F8_Industrial_Wood and Lumber Products_Existing_Space Heating_Natural Gas_Building Automation System_A_Technical Potential | F8 | Industrial | Wood and Lumber Products | Existing | Space Heating | Natural Gas | Building Automation System | A | Incremental Summer Peak Savings (MW) | Technical Potential | 0 | 0 | 0 | 0 | 0 | 0 | 0 | 0 | 0 | 0 | 0 | 0 | 0 | 0 | 0 | 0 | 0 | 0 | 0 | 0 | 0 | 0
F9_Industrial_Wood and Lumber Products_Existing_Space Heating_Natural Gas_Building Automation System_A_Technical Potential | F9 | Industrial | Wood and Lumber Products | Existing | Space Heating | Natural Gas | Building Automation System | A | Incremental Winter Peak Savings (MW) | Technical Potential | 0 | 0 | 0 | 0 | 0 | 0 | 0 | 0 | 0 | 0 | 0 | 0 | 0 | 0 | 0 | 0 | 0 | 0 | 0 | 0 | 0 | 0
F10_Industrial_Wood and Lumber Products_Existing_Space Heating_Natural Gas_Building Automation System_A_Technical Potential | F10 | Industrial | Wood and Lumber Products | Existing | Space Heating | Natural Gas | Building Automation System | A | Cumulative Energy Savings (MWh or mTherms) | Technical Potential | 0 | 0 | 0.014414 | 0.04263 | 0.091705 | 0.16992 | 0.28624 | 0.44951 | 0.66717 | 0.94373 | 1.279 | 1.6666 | 2.0929 | 2.5374 | 2.9748 | 3.3786 | 3.7261 | 4.0071 | 4.2167 | 4.3575 | 4.4442 | 4.4981
F11_Industrial_Wood and Lumber Products_Existing_Space Heating_Natural Gas_Building Automation System_A_Technical Potential | F11 | Industrial | Wood and Lumber Products | Existing | Space Heating | Natural Gas | Building Automation System | A | Cumulative Summer Peak Savings (MW) | Technical Potential | 0 | 0 | 0 | 0 | 0 | 0 | 0 | 0 | 0 | 0 | 0 | 0 | 0 | 0 | 0 | 0 | 0 | 0 | 0 | 0 | 0 | 0
F12_Industrial_Wood and Lumber Products_Existing_Space Heating_Natural Gas_Building Automation System_A_Technical Potential | F12 | Industrial | Wood and Lumber Products | Existing | Space Heating | Natural Gas | Building Automation System | A | Cumulative Winter Peak Savings (MW) | Technical Potential | 0 | 0 | 0 | 0 | 0 | 0 | 0 | 0 | 0 | 0 | 0 | 0 | 0 | 0 | 0 | 0 | 0 | 0 | 0 | 0 | 0 | 0
F13_Industrial_Wood and Lumber Products_Existing_Space Heating_Natural Gas_Building Automation System_A_Technical Potential | F13 | Industrial | Wood and Lumber Products | Existing | Space Heating | Natural Gas | Building Automation System | A | Purchases (Incremental) | Technical Potential | 0 | 0 | 922.5662 | 1812.3536 | 3162.4346 | 5055.4414 | 7541.153 | 10614.3263 | 14189.4608 | 18077.5166 | 21973.2764 | 25464.9589 | 28077.4423 | 29354.1276 | 28968.4586 | 26836.836 | 23188.7607 | 18846.2135 | 14163.3309 | 9636.3246 | 6050.3935 | 3877.8759
F14_Industrial_Wood and Lumber Products_Existing_Space Heating_Natural Gas_Building Automation System_A_Technical Potential | F14 | Industrial | Wood and Lumber Products | Existing | Space Heating | Natural Gas | Building Automation System | A | Purchases (Cumulative) | Technical Potential | 0 | 0 | 922.5662 | 2734.9198 | 5897.3545 | 10952.7959 | 18493.9489 | 29108.2752 | 43297.736 | 61375.2526 | 83348.529 | 108813.4879 | 136890.9302 | 166245.0578 | 195213.5164 | 222050.3524 | 245239.113 | 264085.3266 | 278248.6575 | 287884.982 | 293935.3755 | 297813.2514
F1_Industrial_Wood and Lumber Products_Existing_Space Heating_Natural Gas_Steam System Efficiency Improvements_A_Technical Potential | F1 | Industrial | Wood and Lumber Products | Existing | Space Heating | Natural Gas | Steam System Efficiency Improvements | A | Original Unit Energy Savings (kWh or therms) | Technical Potential | 0 | 0 | 0.13953 | 0.13917 | 0.13883 | 0.1385 | 0.13817 | 0.13785 | 0.13755 | 0.13725 | 0.13697 | 0.13669 | 0.13643 | 0.13618 | 0.13594 | 0.13572 | 0.13551 | 0.13531 | 0.13512 | 0.13495 | 0.1348 | 0.13466
F2_Industrial_Wood and Lumber Products_Existing_Space Heating_Natural Gas_Steam System Efficiency Improvements_A_Technical Potential | F2 | Industrial | Wood and Lumber Products | Existing | Space Heating | Natural Gas | Steam System Efficiency Improvements | A | Original Unit Summer Peak Savings (kW) | Technical Potential | 0 | 0 | 0 | 0 | 0 | 0 | 0 | 0 | 0 | 0 | 0 | 0 | 0 | 0 | 0 | 0 | 0 | 0 | 0 | 0 | 0 | 0
F3_Industrial_Wood and Lumber Products_Existing_Space Heating_Natural Gas_Steam System Efficiency Improvements_A_Technical Potential | F3 | Industrial | Wood and Lumber Products | Existing | Space Heating | Natural Gas | Steam System Efficiency Improvements | A | Original Unit Winter Peak Savings (kW) | Technical Potential | 0 | 0 | 0 | 0 | 0 | 0 | 0 | 0 | 0 | 0 | 0 | 0 | 0 | 0 | 0 | 0 | 0 | 0 | 0 | 0 | 0 | 0
F4_Industrial_Wood and Lumber Products_Existing_Space Heating_Natural Gas_Steam System Efficiency Improvements_A_Technical Potential | F4 | Industrial | Wood and Lumber Products | Existing | Space Heating | Natural Gas | Steam System Efficiency Improvements | A | Standalone Impact on Baseline Energy (%) | Technical Potential | 0% | 0% | 0.0009738% | 0.002937% | 0.006444% | 0.01218% | 0.02092% | 0.0335% | 0.05071% | 0.07314% | 0.1011% | 0.1342% | 0.1718% | 0.2123% | 0.2536% | 0.2935% | 0.3298% | 0.3613% | 0.3873% | 0.4078% | 0.4236% | 0.4367%
F5_Industrial_Wood and Lumber Products_Existing_Space Heating_Natural Gas_Steam System Efficiency Improvements_A_Technical Potential | F5 | Industrial | Wood and Lumber Products | Existing | Space Heating | Natural Gas | Steam System Efficiency Improvements | A | Standalone Impact on Baseline Summer Peak (%) | Technical Potential | bar: 2019 to 2040
F6_Industrial_Wood and Lumber Products_Existing_Space Heating_Natural Gas_Steam System Efficiency Improvements_A_Technical Potential | F6 | Industrial | Wood and Lumber Products | Existing | Space Heating | Natural Gas | Steam System Efficiency Improvements | A | Standalone Impact on Baseline Winter Peak (%) | Technical Potential | bar: 2019 to 2040
F7_Industrial_Wood and Lumber Products_Existing_Space Heating_Natural Gas_Steam System Efficiency Improvements_A_Technical Potential | F7 | Industrial | Wood and Lumber Products | Existing | Space Heating | Natural Gas | Steam System Efficiency Improvements | A | Incremental Energy Savings (MWh or mTherms) | Technical Potential | 0 | 0 | 0.00091226 | 0.0017876 | 0.0031116 | 0.0049621 | 0.0073845 | 0.01037 | 0.013832 | 0.017584 | 0.021329 | 0.024669 | 0.027148 | 0.02833 | 0.027909 | 0.025813 | 0.022269 | 0.018073 | 0.013563 | 0.0092165 | 0.0057801 | 0.0037008
F8_Industrial_Wood and Lumber Products_Existing_Space Heating_Natural Gas_Steam System Efficiency Improvements_A_Technical Potential | F8 | Industrial | Wood and Lumber Products | Existing | Space Heating | Natural Gas | Steam System Efficiency Improvements | A | Incremental Summer Peak Savings (MW) | Technical Potential | 0 | 0 | 0 | 0 | 0 | 0 | 0 | 0 | 0 | 0 | 0 | 0 | 0 | 0 | 0 | 0 | 0 | 0 | 0 | 0 | 0 | 0
F9_Industrial_Wood and Lumber Products_Existing_Space Heating_Natural Gas_Steam System Efficiency Improvements_A_Technical Potential | F9 | Industrial | Wood and Lumber Products | Existing | Space Heating | Natural Gas | Steam System Efficiency Improvements | A | Incremental Winter Peak Savings (MW) | Technical Potential | 0 | 0 | 0 | 0 | 0 | 0 | 0 | 0 | 0 | 0 | 0 | 0 | 0 | 0 | 0 | 0 | 0 | 0 | 0 | 0 | 0 | 0
F10_Industrial_Wood and Lumber Products_Existing_Space Heating_Natural Gas_Steam System Efficiency Improvements_A_Technical Potential | F10 | Industrial | Wood and Lumber Products | Existing | Space Heating | Natural Gas | Steam System Efficiency Improvements | A | Cumulative Energy Savings (MWh or mTherms) | Technical Potential | 0 | 0 | 0.00091226 | 0.0026976 | 0.0058025 | 0.010751 | 0.01811 | 0.028438 | 0.042207 | 0.0597 | 0.080905 | 0.10541 | 0.13236 | 0.16045 | 0.18808 | 0.21358 | 0.23552 | 0.25324 | 0.26646 | 0.27534 | 0.28081 | 0.28421
F11_Industrial_Wood and Lumber Products_Existing_Space Heating_Natural Gas_Steam System Efficiency Improvements_A_Technical Potential | F11 | Industrial | Wood and Lumber Products | Existing | Space Heating | Natural Gas | Steam System Efficiency Improvements | A | Cumulative Summer Peak Savings (MW) | Technical Potential | 0 | 0 | 0 | 0 | 0 | 0 | 0 | 0 | 0 | 0 | 0 | 0 | 0 | 0 | 0 | 0 | 0 | 0 | 0 | 0 | 0 | 0
F12_Industrial_Wood and Lumber Products_Existing_Space Heating_Natural Gas_Steam System Efficiency Improvements_A_Technical Potential | F12 | Industrial | Wood and Lumber Products | Existing | Space Heating | Natural Gas | Steam System Efficiency Improvements | A | Cumulative Winter Peak Savings (MW) | Technical Potential | 0 | 0 | 0 | 0 | 0 | 0 | 0 | 0 | 0 | 0 | 0 | 0 | 0 | 0 | 0 | 0 | 0 | 0 | 0 | 0 | 0 | 0
F13_Industrial_Wood and Lumber Products_Existing_Space Heating_Natural Gas_Steam System Efficiency Improvements_A_Technical Potential | F13 | Industrial | Wood and Lumber Products | Existing | Space Heating | Natural Gas | Steam System Efficiency Improvements | A | Purchases (Incremental) | Technical Potential | 0 | 0 | 6.5383 | 12.8444 | 22.4126 | 35.8285 | 53.4451 | 75.225 | 100.5624 | 128.1176 | 155.7273 | 180.4733 | 198.9883 | 208.0363 | 205.303 | 190.1959 | 164.3416 | 133.5654 | 100.3773 | 68.2938 | 42.8799 | 27.483
F14_Industrial_Wood and Lumber Products_Existing_Space Heating_Natural Gas_Steam System Efficiency Improvements_A_Technical Potential | F14 | Industrial | Wood and Lumber Products | Existing | Space Heating | Natural Gas | Steam System Efficiency Improvements | A | Purchases (Cumulative) | Technical Potential | 0 | 0 | 6.5383 | 19.3827 | 41.7953 | 77.6238 | 131.0689 | 206.2939 | 306.8564 | 434.9739 | 590.7012 | 771.1745 | 970.1628 | 1178.1991 | 1383.5021 | 1573.698 | 1738.0396 | 1871.605 | 1971.9823 | 2040.2761 | 2083.156 | 2110.6389
F1_Industrial_Wood and Lumber Products_Existing_Process_Natural Gas_Steam System Efficiency Improvements_A_Technical Potential | F1 | Industrial | Wood and Lumber Products | Existing | Process | Natural Gas | Steam System Efficiency Improvements | A | Original Unit Energy Savings (kWh or therms) | Technical Potential | 0 | 0 | 0.98506 | 0.98506 | 0.98506 | 0.98506 | 0.98506 | 0.98506 | 0.98506 | 0.98506 | 0.98506 | 0.98506 | 0.98506 | 0.98506 | 0.98506 | 0.98506 | 0.98506 | 0.98506 | 0.98506 | 0.98506 | 0.98506 | 0.98506
F2_Industrial_Wood and Lumber Products_Existing_Process_Natural Gas_Steam System Efficiency Improvements_A_Technical Potential | F2 | Industrial | Wood and Lumber Products | Existing | Process | Natural Gas | Steam System Efficiency Improvements | A | Original Unit Summer Peak Savings (kW) | Technical Potential | 0 | 0 | 0 | 0 | 0 | 0 | 0 | 0 | 0 | 0 | 0 | 0 | 0 | 0 | 0 | 0 | 0 | 0 | 0 | 0 | 0 | 0
F3_Industrial_Wood and Lumber Products_Existing_Process_Natural Gas_Steam System Efficiency Improvements_A_Technical Potential | F3 | Industrial | Wood and Lumber Products | Existing | Process | Natural Gas | Steam System Efficiency Improvements | A | Original Unit Winter Peak Savings (kW) | Technical Potential | 0 | 0 | 0 | 0 | 0 | 0 | 0 | 0 | 0 | 0 | 0 | 0 | 0 | 0 | 0 | 0 | 0 | 0 | 0 | 0 | 0 | 0
F4_Industrial_Wood and Lumber Products_Existing_Process_Natural Gas_Steam System Efficiency Improvements_A_Technical Potential | F4 | Industrial | Wood and Lumber Products | Existing | Process | Natural Gas | Steam System Efficiency Improvements | A | Standalone Impact on Baseline Energy (%) | Technical Potential | 0% | 0% | 9.107e-05% | 0.0002747% | 0.0006028% | 0.001139% | 0.001957% | 0.003134% | 0.004744% | 0.006843% | 0.009456% | 0.01256% | 0.01608% | 0.01987% | 0.02374% | 0.02748% | 0.03088% | 0.03384% | 0.03628% | 0.03819% | 0.03968% | 0.04091%
F5_Industrial_Wood and Lumber Products_Existing_Process_Natural Gas_Steam System Efficiency Improvements_A_Technical Potential | F5 | Industrial | Wood and Lumber Products | Existing | Process | Natural Gas | Steam System Efficiency Improvements | A | Standalone Impact on Baseline Summer Peak (%) | Technical Potential | bar: 2019 to 2040
F6_Industrial_Wood and Lumber Products_Existing_Process_Natural Gas_Steam System Efficiency Improvements_A_Technical Potential | F6 | Industrial | Wood and Lumber Products | Existing | Process | Natural Gas | Steam System Efficiency Improvements | A | Standalone Impact on Baseline Winter Peak (%) | Technical Potential | bar: 2019 to 2040
F7_Industrial_Wood and Lumber Products_Existing_Process_Natural Gas_Steam System Efficiency Improvements_A_Technical Potential | F7 | Industrial | Wood and Lumber Products | Existing | Process | Natural Gas | Steam System Efficiency Improvements | A | Incremental Energy Savings (MWh or mTherms) | Technical Potential | 0 | 0 | 0.00060753 | 0.0011935 | 0.0020825 | 0.0033291 | 0.004966 | 0.0069897 | 0.009344 | 0.011904 | 0.01447 | 0.016769 | 0.01849 | 0.01933 | 0.019076 | 0.017673 | 0.01527 | 0.012411 | 0.0093268 | 0.0063457 | 0.0039843 | 0.0025537
F8_Industrial_Wood and Lumber Products_Existing_Process_Natural Gas_Steam System Efficiency Improvements_A_Technical Potential | F8 | Industrial | Wood and Lumber Products | Existing | Process | Natural Gas | Steam System Efficiency Improvements | A | Incremental Summer Peak Savings (MW) | Technical Potential | 0 | 0 | 0 | 0 | 0 | 0 | 0 | 0 | 0 | 0 | 0 | 0 | 0 | 0 | 0 | 0 | 0 | 0 | 0 | 0 | 0 | 0
F9_Industrial_Wood and Lumber Products_Existing_Process_Natural Gas_Steam System Efficiency Improvements_A_Technical Potential | F9 | Industrial | Wood and Lumber Products | Existing | Process | Natural Gas | Steam System Efficiency Improvements | A | Incremental Winter Peak Savings (MW) | Technical Potential | 0 | 0 | 0 | 0 | 0 | 0 | 0 | 0 | 0 | 0 | 0 | 0 | 0 | 0 | 0 | 0 | 0 | 0 | 0 | 0 | 0 | 0
F10_Industrial_Wood and Lumber Products_Existing_Process_Natural Gas_Steam System Efficiency Improvements_A_Technical Potential | F10 | Industrial | Wood and Lumber Products | Existing | Process | Natural Gas | Steam System Efficiency Improvements | A | Cumulative Energy Savings (MWh or mTherms) | Technical Potential | 0 | 0 | 0.00060753 | 0.001801 | 0.0038835 | 0.0072126 | 0.012179 | 0.019168 | 0.028512 | 0.040417 | 0.054887 | 0.071656 | 0.090145 | 0.10948 | 0.12855 | 0.14622 | 0.16149 | 0.17391 | 0.18323 | 0.18958 | 0.19356 | 0.19612
F11_Industrial_Wood and Lumber Products_Existing_Process_Natural Gas_Steam System Efficiency Improvements_A_Technical Potential | F11 | Industrial | Wood and Lumber Products | Existing | Process | Natural Gas | Steam System Efficiency Improvements | A | Cumulative Summer Peak Savings (MW) | Technical Potential | 0 | 0 | 0 | 0 | 0 | 0 | 0 | 0 | 0 | 0 | 0 | 0 | 0 | 0 | 0 | 0 | 0 | 0 | 0 | 0 | 0 | 0
F12_Industrial_Wood and Lumber Products_Existing_Process_Natural Gas_Steam System Efficiency Improvements_A_Technical Potential | F12 | Industrial | Wood and Lumber Products | Existing | Process | Natural Gas | Steam System Efficiency Improvements | A | Cumulative Winter Peak Savings (MW) | Technical Potential | 0 | 0 | 0 | 0 | 0 | 0 | 0 | 0 | 0 | 0 | 0 | 0 | 0 | 0 | 0 | 0 | 0 | 0 | 0 | 0 | 0 | 0
F13_Industrial_Wood and Lumber Products_Existing_Process_Natural Gas_Steam System Efficiency Improvements_A_Technical Potential | F13 | Industrial | Wood and Lumber Products | Existing | Process | Natural Gas | Steam System Efficiency Improvements | A | Purchases (Incremental) | Technical Potential | 0 | 0 | 0.61674 | 1.2116 | 2.1141 | 3.3796 | 5.0413 | 7.0958 | 9.4858 | 12.085 | 14.6893 | 17.0235 | 18.77 | 19.6235 | 19.3657 | 17.9407 | 15.5019 | 12.5989 | 9.4683 | 6.442 | 4.0447 | 2.5924
F14_Industrial_Wood and Lumber Products_Existing_Process_Natural Gas_Steam System Efficiency Improvements_A_Technical Potential | F14 | Industrial | Wood and Lumber Products | Existing | Process | Natural Gas | Steam System Efficiency Improvements | A | Purchases (Cumulative) | Technical Potential | 0 | 0 | 0.61674 | 1.8283 | 3.9424 | 7.322 | 12.3634 | 19.4591 | 28.9449 | 41.0299 | 55.7192 | 72.7427 | 91.5127 | 111.1362 | 130.5019 | 148.4425 | 163.9444 | 176.5433 | 186.0116 | 192.4536 | 196.4983 | 199.0907
F1_Industrial_Wood and Lumber Products_Existing_Space Heating_Natural Gas_Strategic Energy Management_A_Technical Potential | F1 | Industrial | Wood and Lumber Products | Existing | Space Heating | Natural Gas | Strategic Energy Management | A | Original Unit Energy Savings (kWh or therms) | Technical Potential | 0 | 0 | 5.6179 | 5.6045 | 5.5912 | 5.578 | 5.5651 | 5.5525 | 5.5404 | 5.5287 | 5.5176 | 5.5071 | 5.4972 | 5.4879 | 5.4791 | 5.4709 | 5.4631 | 5.4558 | 5.4489 | 5.4424 | 5.4364 | 5.4307
F2_Industrial_Wood and Lumber Products_Existing_Space Heating_Natural Gas_Strategic Energy Management_A_Technical Potential | F2 | Industrial | Wood and Lumber Products | Existing | Space Heating | Natural Gas | Strategic Energy Management | A | Original Unit Summer Peak Savings (kW) | Technical Potential | 0 | 0 | 0 | 0 | 0 | 0 | 0 | 0 | 0 | 0 | 0 | 0 | 0 | 0 | 0 | 0 | 0 | 0 | 0 | 0 | 0 | 0
F3_Industrial_Wood and Lumber Products_Existing_Space Heating_Natural Gas_Strategic Energy Management_A_Technical Potential | F3 | Industrial | Wood and Lumber Products | Existing | Space Heating | Natural Gas | Strategic Energy Management | A | Original Unit Winter Peak Savings (kW) | Technical Potential | 0 | 0 | 0 | 0 | 0 | 0 | 0 | 0 | 0 | 0 | 0 | 0 | 0 | 0 | 0 | 0 | 0 | 0 | 0 | 0 | 0 | 0
F4_Industrial_Wood and Lumber Products_Existing_Space Heating_Natural Gas_Strategic Energy Management_A_Technical Potential | F4 | Industrial | Wood and Lumber Products | Existing | Space Heating | Natural Gas | Strategic Energy Management | A | Standalone Impact on Baseline Energy (%) | Technical Potential | 0% | 0% | 0.09675% | 0.1952% | 0.2954% | 0.3973% | 0.501% | 0.6066% | 0.714% | 0.8232% | 0.9344% | 1.048% | 1.163% | 1.28% | 1.399% | 1.52% | 1.644% | 1.769% | 1.897% | 2.027% | 2.159% | 2.294%
F5_Industrial_Wood and Lumber Products_Existing_Space Heating_Natural Gas_Strategic Energy Management_A_Technical Potential | F5 | Industrial | Wood and Lumber Products | Existing | Space Heating | Natural Gas | Strategic Energy Management | A | Standalone Impact on Baseline Summer Peak (%) | Technical Potential | bar: 2019 to 2040
F6_Industrial_Wood and Lumber Products_Existing_Space Heating_Natural Gas_Strategic Energy Management_A_Technical Potential | F6 | Industrial | Wood and Lumber Products | Existing | Space Heating | Natural Gas | Strategic Energy Management | A | Standalone Impact on Baseline Winter Peak (%) | Technical Potential | bar: 2019 to 2040
F7_Industrial_Wood and Lumber Products_Existing_Space Heating_Natural Gas_Strategic Energy Management_A_Technical Potential | F7 | Industrial | Wood and Lumber Products | Existing | Space Heating | Natural Gas | Strategic Energy Management | A | Incremental Energy Savings (MWh or mTherms) | Technical Potential | 0 | 0 | 0.090638 | 0.088864 | 0.087124 | 0.085421 | 0.083754 | 0.082124 | 0.080531 | 0.078975 | 0.077458 | 0.075978 | 0.074534 | 0.073125 | 0.071749 | 0.070405 | 0.069093 | 0.067811 | 0.066558 | 0.065333 | 0.064135 | 0.062963
F8_Industrial_Wood and Lumber Products_Existing_Space Heating_Natural Gas_Strategic Energy Management_A_Technical Potential | F8 | Industrial | Wood and Lumber Products | Existing | Space Heating | Natural Gas | Strategic Energy Management | A | Incremental Summer Peak Savings (MW) | Technical Potential | 0 | 0 | 0 | 0 | 0 | 0 | 0 | 0 | 0 | 0 | 0 | 0 | 0 | 0 | 0 | 0 | 0 | 0 | 0 | 0 | 0 | 0
F9_Industrial_Wood and Lumber Products_Existing_Space Heating_Natural Gas_Strategic Energy Management_A_Technical Potential | F9 | Industrial | Wood and Lumber Products | Existing | Space Heating | Natural Gas | Strategic Energy Management | A | Incremental Winter Peak Savings (MW) | Technical Potential | 0 | 0 | 0 | 0 | 0 | 0 | 0 | 0 | 0 | 0 | 0 | 0 | 0 | 0 | 0 | 0 | 0 | 0 | 0 | 0 | 0 | 0
F10_Industrial_Wood and Lumber Products_Existing_Space Heating_Natural Gas_Strategic Energy Management_A_Technical Potential | F10 | Industrial | Wood and Lumber Products | Existing | Space Heating | Natural Gas | Strategic Energy Management | A | Cumulative Energy Savings (MWh or mTherms) | Technical Potential | 0 | 0 | 0.090638 | 0.17929 | 0.26599 | 0.35078 | 0.43372 | 0.51487 | 0.59427 | 0.67199 | 0.7481 | 0.82265 | 0.89571 | 0.96732 | 1.0375 | 1.1064 | 1.1739 | 1.2401 | 1.3051 | 1.3689 | 1.4315 | 1.493
F11_Industrial_Wood and Lumber Products_Existing_Space Heating_Natural Gas_Strategic Energy Management_A_Technical Potential | F11 | Industrial | Wood and Lumber Products | Existing | Space Heating | Natural Gas | Strategic Energy Management | A | Cumulative Summer Peak Savings (MW) | Technical Potential | 0 | 0 | 0 | 0 | 0 | 0 | 0 | 0 | 0 | 0 | 0 | 0 | 0 | 0 | 0 | 0 | 0 | 0 | 0 | 0 | 0 | 0
F12_Industrial_Wood and Lumber Products_Existing_Space Heating_Natural Gas_Strategic Energy Management_A_Technical Potential | F12 | Industrial | Wood and Lumber Products | Existing | Space Heating | Natural Gas | Strategic Energy Management | A | Cumulative Winter Peak Savings (MW) | Technical Potential | 0 | 0 | 0 | 0 | 0 | 0 | 0 | 0 | 0 | 0 | 0 | 0 | 0 | 0 | 0 | 0 | 0 | 0 | 0 | 0 | 0 | 0
F13_Industrial_Wood and Lumber Products_Existing_Space Heating_Natural Gas_Strategic Energy Management_A_Technical Potential | F13 | Industrial | Wood and Lumber Products | Existing | Space Heating | Natural Gas | Strategic Energy Management | A | Purchases (Incremental) | Technical Potential | 0 | 0 | 16.134 | 15.8558 | 15.5824 | 15.3138 | 15.0497 | 14.7903 | 14.5352 | 14.2846 | 14.0384 | 13.7963 | 13.5584 | 13.3247 | 13.0949 | 12.8692 | 12.6473 | 12.4292 | 12.2149 | 12.0043 | 11.7974 | 11.594
F14_Industrial_Wood and Lumber Products_Existing_Space Heating_Natural Gas_Strategic Energy Management_A_Technical Potential | F14 | Industrial | Wood and Lumber Products | Existing | Space Heating | Natural Gas | Strategic Energy Management | A | Purchases (Cumulative) | Technical Potential | 0 | 0 | 16.134 | 31.9898 | 47.5722 | 62.8859 | 77.9357 | 92.7259 | 107.2612 | 121.5458 | 135.5842 | 149.3805 | 162.9389 | 176.2636 | 189.3585 | 202.2277 | 214.875 | 227.3042 | 239.5192 | 251.5235 | 263.3208 | 274.9148
F1_Industrial_Wood and Lumber Products_Existing_Process_Natural Gas_Strategic Energy Management_A_Technical Potential | F1 | Industrial | Wood and Lumber Products | Existing | Process | Natural Gas | Strategic Energy Management | A | Original Unit Energy Savings (kWh or therms) | Technical Potential | 0 | 0 | 8.9454 | 8.9454 | 8.9454 | 8.9454 | 8.9454 | 8.9454 | 8.9454 | 8.9454 | 8.9454 | 8.9454 | 8.9454 | 8.9454 | 8.9454 | 8.9454 | 8.9454 | 8.9454 | 8.9454 | 8.9454 | 8.9454 | 8.9454
F2_Industrial_Wood and Lumber Products_Existing_Process_Natural Gas_Strategic Energy Management_A_Technical Potential | F2 | Industrial | Wood and Lumber Products | Existing | Process | Natural Gas | Strategic Energy Management | A | Original Unit Summer Peak Savings (kW) | Technical Potential | 0 | 0 | 0 | 0 | 0 | 0 | 0 | 0 | 0 | 0 | 0 | 0 | 0 | 0 | 0 | 0 | 0 | 0 | 0 | 0 | 0 | 0
F3_Industrial_Wood and Lumber Products_Existing_Process_Natural Gas_Strategic Energy Management_A_Technical Potential | F3 | Industrial | Wood and Lumber Products | Existing | Process | Natural Gas | Strategic Energy Management | A | Original Unit Winter Peak Savings (kW) | Technical Potential | 0 | 0 | 0 | 0 | 0 | 0 | 0 | 0 | 0 | 0 | 0 | 0 | 0 | 0 | 0 | 0 | 0 | 0 | 0 | 0 | 0 | 0
F4_Industrial_Wood and Lumber Products_Existing_Process_Natural Gas_Strategic Energy Management_A_Technical Potential | F4 | Industrial | Wood and Lumber Products | Existing | Process | Natural Gas | Strategic Energy Management | A | Standalone Impact on Baseline Energy (%) | Technical Potential | 0% | 0% | 0.09675% | 0.1952% | 0.2954% | 0.3973% | 0.501% | 0.6066% | 0.714% | 0.8232% | 0.9344% | 1.048% | 1.163% | 1.28% | 1.399% | 1.52% | 1.644% | 1.769% | 1.897% | 2.027% | 2.159% | 2.294%
F5_Industrial_Wood and Lumber Products_Existing_Process_Natural Gas_Strategic Energy Management_A_Technical Potential | F5 | Industrial | Wood and Lumber Products | Existing | Process | Natural Gas | Strategic Energy Management | A | Standalone Impact on Baseline Summer Peak (%) | Technical Potential | bar: 2019 to 2040
F6_Industrial_Wood and Lumber Products_Existing_Process_Natural Gas_Strategic Energy Management_A_Technical Potential | F6 | Industrial | Wood and Lumber Products | Existing | Process | Natural Gas | Strategic Energy Management | A | Standalone Impact on Baseline Winter Peak (%) | Technical Potential | bar: 2019 to 2040
F7_Industrial_Wood and Lumber Products_Existing_Process_Natural Gas_Strategic Energy Management_A_Technical Potential | F7 | Industrial | Wood and Lumber Products | Existing | Process | Natural Gas | Strategic Energy Management | A | Incremental Energy Savings (MWh or mTherms) | Technical Potential | 0 | 0 | 0.64542 | 0.63429 | 0.62335 | 0.61261 | 0.60205 | 0.59166 | 0.58146 | 0.57144 | 0.56159 | 0.5519 | 0.54239 | 0.53304 | 0.52385 | 0.51481 | 0.50594 | 0.49722 | 0.48864 | 0.48022 | 0.47194 | 0.4638
F8_Industrial_Wood and Lumber Products_Existing_Process_Natural Gas_Strategic Energy Management_A_Technical Potential | F8 | Industrial | Wood and Lumber Products | Existing | Process | Natural Gas | Strategic Energy Management | A | Incremental Summer Peak Savings (MW) | Technical Potential | 0 | 0 | 0 | 0 | 0 | 0 | 0 | 0 | 0 | 0 | 0 | 0 | 0 | 0 | 0 | 0 | 0 | 0 | 0 | 0 | 0 | 0
F9_Industrial_Wood and Lumber Products_Existing_Process_Natural Gas_Strategic Energy Management_A_Technical Potential | F9 | Industrial | Wood and Lumber Products | Existing | Process | Natural Gas | Strategic Energy Management | A | Incremental Winter Peak Savings (MW) | Technical Potential | 0 | 0 | 0 | 0 | 0 | 0 | 0 | 0 | 0 | 0 | 0 | 0 | 0 | 0 | 0 | 0 | 0 | 0 | 0 | 0 | 0 | 0
F10_Industrial_Wood and Lumber Products_Existing_Process_Natural Gas_Strategic Energy Management_A_Technical Potential | F10 | Industrial | Wood and Lumber Products | Existing | Process | Natural Gas | Strategic Energy Management | A | Cumulative Energy Savings (MWh or mTherms) | Technical Potential | 0 | 0 | 0.64542 | 1.2797 | 1.9031 | 2.5157 | 3.1177 | 3.7094 | 4.2908 | 4.8623 | 5.4239 | 5.9758 | 6.5182 | 7.0512 | 7.575 | 8.0899 | 8.5958 | 9.093 | 9.5817 | 10.0619 | 10.5338 | 10.9976
F11_Industrial_Wood and Lumber Products_Existing_Process_Natural Gas_Strategic Energy Management_A_Technical Potential | F11 | Industrial | Wood and Lumber Products | Existing | Process | Natural Gas | Strategic Energy Management | A | Cumulative Summer Peak Savings (MW) | Technical Potential | 0 | 0 | 0 | 0 | 0 | 0 | 0 | 0 | 0 | 0 | 0 | 0 | 0 | 0 | 0 | 0 | 0 | 0 | 0 | 0 | 0 | 0
F12_Industrial_Wood and Lumber Products_Existing_Process_Natural Gas_Strategic Energy Management_A_Technical Potential | F12 | Industrial | Wood and Lumber Products | Existing | Process | Natural Gas | Strategic Energy Management | A | Cumulative Winter Peak Savings (MW) | Technical Potential | 0 | 0 | 0 | 0 | 0 | 0 | 0 | 0 | 0 | 0 | 0 | 0 | 0 | 0 | 0 | 0 | 0 | 0 | 0 | 0 | 0 | 0
F13_Industrial_Wood and Lumber Products_Existing_Process_Natural Gas_Strategic Energy Management_A_Technical Potential | F13 | Industrial | Wood and Lumber Products | Existing | Process | Natural Gas | Strategic Energy Management | A | Purchases (Incremental) | Technical Potential | 0 | 0 | 72.1507 | 70.9067 | 69.6842 | 68.4827 | 67.302 | 66.1416 | 65.0012 | 63.8805 | 62.7791 | 61.6967 | 60.633 | 59.5876 | 58.5602 | 57.5506 | 56.5583 | 55.5832 | 54.6248 | 53.683 | 52.7575 | 51.8479
F14_Industrial_Wood and Lumber Products_Existing_Process_Natural Gas_Strategic Energy Management_A_Technical Potential | F14 | Industrial | Wood and Lumber Products | Existing | Process | Natural Gas | Strategic Energy Management | A | Purchases (Cumulative) | Technical Potential | 0 | 0 | 72.1507 | 143.0574 | 212.7416 | 281.2243 | 348.5263 | 414.6679 | 479.6691 | 543.5496 | 606.3288 | 668.0255 | 728.6585 | 788.2461 | 846.8063 | 904.3569 | 960.9152 | 1016.4984 | 1071.1233 | 1124.8063 | 1177.5638 | 1229.4116
F1_Industrial_Wood and Lumber Products_Existing_Miscellaneous_Natural Gas_Strategic Energy Management_A_Technical Potential | F1 | Industrial | Wood and Lumber Products | Existing | Miscellaneous | Natural Gas | Strategic Energy Management | A | Original Unit Energy Savings (kWh or therms) | Technical Potential | 0 | 0 | 3.4004 | 3.4004 | 3.4004 | 3.4004 | 3.4004 | 3.4004 | 3.4004 | 3.4004 | 3.4004 | 3.4004 | 3.4004 | 3.4004 | 3.4004 | 3.4004 | 3.4004 | 3.4004 | 3.4004 | 3.4004 | 3.4004 | 3.4004
F2_Industrial_Wood and Lumber Products_Existing_Miscellaneous_Natural Gas_Strategic Energy Management_A_Technical Potential | F2 | Industrial | Wood and Lumber Products | Existing | Miscellaneous | Natural Gas | Strategic Energy Management | A | Original Unit Summer Peak Savings (kW) | Technical Potential | 0 | 0 | 0 | 0 | 0 | 0 | 0 | 0 | 0 | 0 | 0 | 0 | 0 | 0 | 0 | 0 | 0 | 0 | 0 | 0 | 0 | 0
F3_Industrial_Wood and Lumber Products_Existing_Miscellaneous_Natural Gas_Strategic Energy Management_A_Technical Potential | F3 | Industrial | Wood and Lumber Products | Existing | Miscellaneous | Natural Gas | Strategic Energy Management | A | Original Unit Winter Peak Savings (kW) | Technical Potential | 0 | 0 | 0 | 0 | 0 | 0 | 0 | 0 | 0 | 0 | 0 | 0 | 0 | 0 | 0 | 0 | 0 | 0 | 0 | 0 | 0 | 0
F4_Industrial_Wood and Lumber Products_Existing_Miscellaneous_Natural Gas_Strategic Energy Management_A_Technical Potential | F4 | Industrial | Wood and Lumber Products | Existing | Miscellaneous | Natural Gas | Strategic Energy Management | A | Standalone Impact on Baseline Energy (%) | Technical Potential | 0% | 0% | 0.09675% | 0.1952% | 0.2954% | 0.3973% | 0.501% | 0.6066% | 0.714% | 0.8232% | 0.9344% | 1.048% | 1.163% | 1.28% | 1.399% | 1.52% | 1.644% | 1.769% | 1.897% | 2.027% | 2.159% | 2.294%
F5_Industrial_Wood and Lumber Products_Existing_Miscellaneous_Natural Gas_Strategic Energy Management_A_Technical Potential | F5 | Industrial | Wood and Lumber Products | Existing | Miscellaneous | Natural Gas | Strategic Energy Management | A | Standalone Impact on Baseline Summer Peak (%) | Technical Potential | bar: 2019 to 2040
F6_Industrial_Wood and Lumber Products_Existing_Miscellaneous_Natural Gas_Strategic Energy Management_A_Technical Potential | F6 | Industrial | Wood and Lumber Products | Existing | Miscellaneous | Natural Gas | Strategic Energy Management | A | Standalone Impact on Baseline Winter Peak (%) | Technical Potential | bar: 2019 to 2040
F7_Industrial_Wood and Lumber Products_Existing_Miscellaneous_Natural Gas_Strategic Energy Management_A_Technical Potential | F7 | Industrial | Wood and Lumber Products | Existing | Miscellaneous | Natural Gas | Strategic Energy Management | A | Incremental Energy Savings (MWh or mTherms) | Technical Potential | 0 | 0 | 0.061336 | 0.060279 | 0.059239 | 0.058218 | 0.057214 | 0.056228 | 0.055258 | 0.054306 | 0.053369 | 0.052449 | 0.051545 | 0.050656 | 0.049783 | 0.048924 | 0.048081 | 0.047252 | 0.046437 | 0.045637 | 0.04485 | 0.044076
F8_Industrial_Wood and Lumber Products_Existing_Miscellaneous_Natural Gas_Strategic Energy Management_A_Technical Potential | F8 | Industrial | Wood and Lumber Products | Existing | Miscellaneous | Natural Gas | Strategic Energy Management | A | Incremental Summer Peak Savings (MW) | Technical Potential | 0 | 0 | 0 | 0 | 0 | 0 | 0 | 0 | 0 | 0 | 0 | 0 | 0 | 0 | 0 | 0 | 0 | 0 | 0 | 0 | 0 | 0
F9_Industrial_Wood and Lumber Products_Existing_Miscellaneous_Natural Gas_Strategic Energy Management_A_Technical Potential | F9 | Industrial | Wood and Lumber Products | Existing | Miscellaneous | Natural Gas | Strategic Energy Management | A | Incremental Winter Peak Savings (MW) | Technical Potential | 0 | 0 | 0 | 0 | 0 | 0 | 0 | 0 | 0 | 0 | 0 | 0 | 0 | 0 | 0 | 0 | 0 | 0 | 0 | 0 | 0 | 0
F10_Industrial_Wood and Lumber Products_Existing_Miscellaneous_Natural Gas_Strategic Energy Management_A_Technical Potential | F10 | Industrial | Wood and Lumber Products | Existing | Miscellaneous | Natural Gas | Strategic Energy Management | A | Cumulative Energy Savings (MWh or mTherms) | Technical Potential | 0 | 0 | 0.061336 | 0.12161 | 0.18085 | 0.23907 | 0.29629 | 0.35251 | 0.40777 | 0.46208 | 0.51545 | 0.5679 | 0.61944 | 0.6701 | 0.71988 | 0.7688 | 0.81688 | 0.86414 | 0.91057 | 0.95621 | 1.0011 | 1.0451
F11_Industrial_Wood and Lumber Products_Existing_Miscellaneous_Natural Gas_Strategic Energy Management_A_Technical Potential | F11 | Industrial | Wood and Lumber Products | Existing | Miscellaneous | Natural Gas | Strategic Energy Management | A | Cumulative Summer Peak Savings (MW) | Technical Potential | 0 | 0 | 0 | 0 | 0 | 0 | 0 | 0 | 0 | 0 | 0 | 0 | 0 | 0 | 0 | 0 | 0 | 0 | 0 | 0 | 0 | 0
F12_Industrial_Wood and Lumber Products_Existing_Miscellaneous_Natural Gas_Strategic Energy Management_A_Technical Potential | F12 | Industrial | Wood and Lumber Products | Existing | Miscellaneous | Natural Gas | Strategic Energy Management | A | Cumulative Winter Peak Savings (MW) | Technical Potential | 0 | 0 | 0 | 0 | 0 | 0 | 0 | 0 | 0 | 0 | 0 | 0 | 0 | 0 | 0 | 0 | 0 | 0 | 0 | 0 | 0 | 0
F13_Industrial_Wood and Lumber Products_Existing_Miscellaneous_Natural Gas_Strategic Energy Management_A_Technical Potential | F13 | Industrial | Wood and Lumber Products | Existing | Miscellaneous | Natural Gas | Strategic Energy Management | A | Purchases (Incremental) | Technical Potential | 0 | 0 | 18.0377 | 17.7267 | 17.421 | 17.1207 | 16.8255 | 16.5354 | 16.2503 | 15.9701 | 15.6948 | 15.4242 | 15.1583 | 14.8969 | 14.6401 | 14.3876 | 14.1396 | 13.8958 | 13.6562 | 13.4208 | 13.1894 | 12.962
F14_Industrial_Wood and Lumber Products_Existing_Miscellaneous_Natural Gas_Strategic Energy Management_A_Technical Potential | F14 | Industrial | Wood and Lumber Products | Existing | Miscellaneous | Natural Gas | Strategic Energy Management | A | Purchases (Cumulative) | Technical Potential | 0 | 0 | 18.0377 | 35.7643 | 53.1854 | 70.3061 | 87.1316 | 103.667 | 119.9173 | 135.8874 | 151.5822 | 167.0064 | 182.1646 | 197.0615 | 211.7016 | 226.0892 | 240.2288 | 254.1246 | 267.7808 | 281.2016 | 294.3909 | 307.3529
F1_Industrial_Wood and Lumber Products_Existing_Space Heating_Natural Gas_Commissioning_A_Technical Potential | F1 | Industrial | Wood and Lumber Products | Existing | Space Heating | Natural Gas | Commissioning | A | Original Unit Energy Savings (kWh or therms) | Technical Potential | 0 | 0 | 7.0116 | 6.9949 | 6.9783 | 6.9619 | 6.9457 | 6.93 | 6.9149 | 6.9003 | 6.8864 | 6.8733 | 6.861 | 6.8494 | 6.8384 | 6.8281 | 6.8184 | 6.8093 | 6.8007 | 6.7926 | 6.785 | 6.7779
F2_Industrial_Wood and Lumber Products_Existing_Space Heating_Natural Gas_Commissioning_A_Technical Potential | F2 | Industrial | Wood and Lumber Products | Existing | Space Heating | Natural Gas | Commissioning | A | Original Unit Summer Peak Savings (kW) | Technical Potential | 0 | 0 | 0 | 0 | 0 | 0 | 0 | 0 | 0 | 0 | 0 | 0 | 0 | 0 | 0 | 0 | 0 | 0 | 0 | 0 | 0 | 0
F3_Industrial_Wood and Lumber Products_Existing_Space Heating_Natural Gas_Commissioning_A_Technical Potential | F3 | Industrial | Wood and Lumber Products | Existing | Space Heating | Natural Gas | Commissioning | A | Original Unit Winter Peak Savings (kW) | Technical Potential | 0 | 0 | 0 | 0 | 0 | 0 | 0 | 0 | 0 | 0 | 0 | 0 | 0 | 0 | 0 | 0 | 0 | 0 | 0 | 0 | 0 | 0
F4_Industrial_Wood and Lumber Products_Existing_Space Heating_Natural Gas_Commissioning_A_Technical Potential | F4 | Industrial | Wood and Lumber Products | Existing | Space Heating | Natural Gas | Commissioning | A | Standalone Impact on Baseline Energy (%) | Technical Potential | bar: 2019 to 2040
F5_Industrial_Wood and Lumber Products_Existing_Space Heating_Natural Gas_Commissioning_A_Technical Potential | F5 | Industrial | Wood and Lumber Products | Existing | Space Heating | Natural Gas | Commissioning | A | Standalone Impact on Baseline Summer Peak (%) | Technical Potential | bar: 2019 to 2040
F6_Industrial_Wood and Lumber Products_Existing_Space Heating_Natural Gas_Commissioning_A_Technical Potential | F6 | Industrial | Wood and Lumber Products | Existing | Space Heating | Natural Gas | Commissioning | A | Standalone Impact on Baseline Winter Peak (%) | Technical Potential | bar: 2019 to 2040
F7_Industrial_Wood and Lumber Products_Existing_Space Heating_Natural Gas_Commissioning_A_Technical Potential | F7 | Industrial | Wood and Lumber Products | Existing | Space Heating | Natural Gas | Commissioning | A | Incremental Energy Savings (MWh or mTherms) | Technical Potential | 0 | 0 | 0 | 0 | 0 | 0 | 0 | 0 | 0 | 0 | 0 | 0 | 0 | 0 | 0 | 0 | 0 | 0 | 0 | 0 | 0 | 0
F8_Industrial_Wood and Lumber Products_Existing_Space Heating_Natural Gas_Commissioning_A_Technical Potential | F8 | Industrial | Wood and Lumber Products | Existing | Space Heating | Natural Gas | Commissioning | A | Incremental Summer Peak Savings (MW) | Technical Potential | 0 | 0 | 0 | 0 | 0 | 0 | 0 | 0 | 0 | 0 | 0 | 0 | 0 | 0 | 0 | 0 | 0 | 0 | 0 | 0 | 0 | 0
F9_Industrial_Wood and Lumber Products_Existing_Space Heating_Natural Gas_Commissioning_A_Technical Potential | F9 | Industrial | Wood and Lumber Products | Existing | Space Heating | Natural Gas | Commissioning | A | Incremental Winter Peak Savings (MW) | Technical Potential | 0 | 0 | 0 | 0 | 0 | 0 | 0 | 0 | 0 | 0 | 0 | 0 | 0 | 0 | 0 | 0 | 0 | 0 | 0 | 0 | 0 | 0
F10_Industrial_Wood and Lumber Products_Existing_Space Heating_Natural Gas_Commissioning_A_Technical Potential | F10 | Industrial | Wood and Lumber Products | Existing | Space Heating | Natural Gas | Commissioning | A | Cumulative Energy Savings (MWh or mTherms) | Technical Potential | 0 | 0 | 0 | 0 | 0 | 0 | 0 | 0 | 0 | 0 | 0 | 0 | 0 | 0 | 0 | 0 | 0 | 0 | 0 | 0 | 0 | 0
F11_Industrial_Wood and Lumber Products_Existing_Space Heating_Natural Gas_Commissioning_A_Technical Potential | F11 | Industrial | Wood and Lumber Products | Existing | Space Heating | Natural Gas | Commissioning | A | Cumulative Summer Peak Savings (MW) | Technical Potential | 0 | 0 | 0 | 0 | 0 | 0 | 0 | 0 | 0 | 0 | 0 | 0 | 0 | 0 | 0 | 0 | 0 | 0 | 0 | 0 | 0 | 0
F12_Industrial_Wood and Lumber Products_Existing_Space Heating_Natural Gas_Commissioning_A_Technical Potential | F12 | Industrial | Wood and Lumber Products | Existing | Space Heating | Natural Gas | Commissioning | A | Cumulative Winter Peak Savings (MW) | Technical Potential | 0 | 0 | 0 | 0 | 0 | 0 | 0 | 0 | 0 | 0 | 0 | 0 | 0 | 0 | 0 | 0 | 0 | 0 | 0 | 0 | 0 | 0
F13_Industrial_Wood and Lumber Products_Existing_Space Heating_Natural Gas_Commissioning_A_Technical Potential | F13 | Industrial | Wood and Lumber Products | Existing | Space Heating | Natural Gas | Commissioning | A | Purchases (Incremental) | Technical Potential | 0 | 0 | 0 | 0 | 0 | 0 | 0 | 0 | 0 | 0 | 0 | 0 | 0 | 0 | 0 | 0 | 0 | 0 | 0 | 0 | 0 | 0
F14_Industrial_Wood and Lumber Products_Existing_Space Heating_Natural Gas_Commissioning_A_Technical Potential | F14 | Industrial | Wood and Lumber Products | Existing | Space Heating | Natural Gas | Commissioning | A | Purchases (Cumulative) | Technical Potential | 0 | 0 | 0 | 0 | 0 | 0 | 0 | 0 | 0 | 0 | 0 | 0 | 0 | 0 | 0 | 0 | 0 | 0 | 0 | 0 | 0 | 0
F1_Industrial_Wood and Lumber Products_Existing_Process_Natural Gas_Commissioning_A_Technical Potential | F1 | Industrial | Wood and Lumber Products | Existing | Process | Natural Gas | Commissioning | A | Original Unit Energy Savings (kWh or therms) | Technical Potential | 0 | 0 | 49.928 | 49.928 | 49.928 | 49.928 | 49.928 | 49.928 | 49.928 | 49.928 | 49.928 | 49.928 | 49.928 | 49.928 | 49.928 | 49.928 | 49.928 | 49.928 | 49.928 | 49.928 | 49.928 | 49.928
F2_Industrial_Wood and Lumber Products_Existing_Process_Natural Gas_Commissioning_A_Technical Potential | F2 | Industrial | Wood and Lumber Products | Existing | Process | Natural Gas | Commissioning | A | Original Unit Summer Peak Savings (kW) | Technical Potential | 0 | 0 | 0 | 0 | 0 | 0 | 0 | 0 | 0 | 0 | 0 | 0 | 0 | 0 | 0 | 0 | 0 | 0 | 0 | 0 | 0 | 0
F3_Industrial_Wood and Lumber Products_Existing_Process_Natural Gas_Commissioning_A_Technical Potential | F3 | Industrial | Wood and Lumber Products | Existing | Process | Natural Gas | Commissioning | A | Original Unit Winter Peak Savings (kW) | Technical Potential | 0 | 0 | 0 | 0 | 0 | 0 | 0 | 0 | 0 | 0 | 0 | 0 | 0 | 0 | 0 | 0 | 0 | 0 | 0 | 0 | 0 | 0
F4_Industrial_Wood and Lumber Products_Existing_Process_Natural Gas_Commissioning_A_Technical Potential | F4 | Industrial | Wood and Lumber Products | Existing | Process | Natural Gas | Commissioning | A | Standalone Impact on Baseline Energy (%) | Technical Potential | bar: 2019 to 2040
F5_Industrial_Wood and Lumber Products_Existing_Process_Natural Gas_Commissioning_A_Technical Potential | F5 | Industrial | Wood and Lumber Products | Existing | Process | Natural Gas | Commissioning | A | Standalone Impact on Baseline Summer Peak (%) | Technical Potential | bar: 2019 to 2040
F6_Industrial_Wood and Lumber Products_Existing_Process_Natural Gas_Commissioning_A_Technical Potential | F6 | Industrial | Wood and Lumber Products | Existing | Process | Natural Gas | Commissioning | A | Standalone Impact on Baseline Winter Peak (%) | Technical Potential | bar: 2019 to 2040
F7_Industrial_Wood and Lumber Products_Existing_Process_Natural Gas_Commissioning_A_Technical Potential | F7 | Industrial | Wood and Lumber Products | Existing | Process | Natural Gas | Commissioning | A | Incremental Energy Savings (MWh or mTherms) | Technical Potential | 0 | 0 | 0 | 0 | 0 | 0 | 0 | 0 | 0 | 0 | 0 | 0 | 0 | 0 | 0 | 0 | 0 | 0 | 0 | 0 | 0 | 0
F8_Industrial_Wood and Lumber Products_Existing_Process_Natural Gas_Commissioning_A_Technical Potential | F8 | Industrial | Wood and Lumber Products | Existing | Process | Natural Gas | Commissioning | A | Incremental Summer Peak Savings (MW) | Technical Potential | 0 | 0 | 0 | 0 | 0 | 0 | 0 | 0 | 0 | 0 | 0 | 0 | 0 | 0 | 0 | 0 | 0 | 0 | 0 | 0 | 0 | 0
F9_Industrial_Wood and Lumber Products_Existing_Process_Natural Gas_Commissioning_A_Technical Potential | F9 | Industrial | Wood and Lumber Products | Existing | Process | Natural Gas | Commissioning | A | Incremental Winter Peak Savings (MW) | Technical Potential | 0 | 0 | 0 | 0 | 0 | 0 | 0 | 0 | 0 | 0 | 0 | 0 | 0 | 0 | 0 | 0 | 0 | 0 | 0 | 0 | 0 | 0
F10_Industrial_Wood and Lumber Products_Existing_Process_Natural Gas_Commissioning_A_Technical Potential | F10 | Industrial | Wood and Lumber Products | Existing | Process | Natural Gas | Commissioning | A | Cumulative Energy Savings (MWh or mTherms) | Technical Potential | 0 | 0 | 0 | 0 | 0 | 0 | 0 | 0 | 0 | 0 | 0 | 0 | 0 | 0 | 0 | 0 | 0 | 0 | 0 | 0 | 0 | 0
F11_Industrial_Wood and Lumber Products_Existing_Process_Natural Gas_Commissioning_A_Technical Potential | F11 | Industrial | Wood and Lumber Products | Existing | Process | Natural Gas | Commissioning | A | Cumulative Summer Peak Savings (MW) | Technical Potential | 0 | 0 | 0 | 0 | 0 | 0 | 0 | 0 | 0 | 0 | 0 | 0 | 0 | 0 | 0 | 0 | 0 | 0 | 0 | 0 | 0 | 0
F12_Industrial_Wood and Lumber Products_Existing_Process_Natural Gas_Commissioning_A_Technical Potential | F12 | Industrial | Wood and Lumber Products | Existing | Process | Natural Gas | Commissioning | A | Cumulative Winter Peak Savings (MW) | Technical Potential | 0 | 0 | 0 | 0 | 0 | 0 | 0 | 0 | 0 | 0 | 0 | 0 | 0 | 0 | 0 | 0 | 0 | 0 | 0 | 0 | 0 | 0
F13_Industrial_Wood and Lumber Products_Existing_Process_Natural Gas_Commissioning_A_Technical Potential | F13 | Industrial | Wood and Lumber Products | Existing | Process | Natural Gas | Commissioning | A | Purchases (Incremental) | Technical Potential | 0 | 0 | 0 | 0 | 0 | 0 | 0 | 0 | 0 | 0 | 0 | 0 | 0 | 0 | 0 | 0 | 0 | 0 | 0 | 0 | 0 | 0
F14_Industrial_Wood and Lumber Products_Existing_Process_Natural Gas_Commissioning_A_Technical Potential | F14 | Industrial | Wood and Lumber Products | Existing | Process | Natural Gas | Commissioning | A | Purchases (Cumulative) | Technical Potential | 0 | 0 | 0 | 0 | 0 | 0 | 0 | 0 | 0 | 0 | 0 | 0 | 0 | 0 | 0 | 0 | 0 | 0 | 0 | 0 | 0 | 0
F1_Industrial_Wood and Lumber Products_Existing_Space Heating_Natural Gas_Retrocommissioning_A_Technical Potential | F1 | Industrial | Wood and Lumber Products | Existing | Space Heating | Natural Gas | Retrocommissioning | A | Original Unit Energy Savings (kWh or therms) | Technical Potential | 0 | 0 | 0.97386 | 0.97154 | 0.96923 | 0.96695 | 0.96472 | 0.96253 | 0.96042 | 0.9584 | 0.95647 | 0.95466 | 0.95294 | 0.95133 | 0.94981 | 0.94837 | 0.94703 | 0.94576 | 0.94457 | 0.94345 | 0.94239 | 0.94141
F2_Industrial_Wood and Lumber Products_Existing_Space Heating_Natural Gas_Retrocommissioning_A_Technical Potential | F2 | Industrial | Wood and Lumber Products | Existing | Space Heating | Natural Gas | Retrocommissioning | A | Original Unit Summer Peak Savings (kW) | Technical Potential | 0 | 0 | 0 | 0 | 0 | 0 | 0 | 0 | 0 | 0 | 0 | 0 | 0 | 0 | 0 | 0 | 0 | 0 | 0 | 0 | 0 | 0
F3_Industrial_Wood and Lumber Products_Existing_Space Heating_Natural Gas_Retrocommissioning_A_Technical Potential | F3 | Industrial | Wood and Lumber Products | Existing | Space Heating | Natural Gas | Retrocommissioning | A | Original Unit Winter Peak Savings (kW) | Technical Potential | 0 | 0 | 0 | 0 | 0 | 0 | 0 | 0 | 0 | 0 | 0 | 0 | 0 | 0 | 0 | 0 | 0 | 0 | 0 | 0 | 0 | 0
F4_Industrial_Wood and Lumber Products_Existing_Space Heating_Natural Gas_Retrocommissioning_A_Technical Potential | F4 | Industrial | Wood and Lumber Products | Existing | Space Heating | Natural Gas | Retrocommissioning | A | Standalone Impact on Baseline Energy (%) | Technical Potential | 0% | 0% | 0.01458% | 0.02942% | 0.04452% | 0.05989% | 0.07552% | 0.09143% | 0.1076% | 0.1241% | 0.1409% | 0.1579% | 0.1753% | 0.1929% | 0.2109% | 0.2292% | 0.2478% | 0.2667% | 0.286% | 0.3056% | 0.3255% | 0.3458%
F5_Industrial_Wood and Lumber Products_Existing_Space Heating_Natural Gas_Retrocommissioning_A_Technical Potential | F5 | Industrial | Wood and Lumber Products | Existing | Space Heating | Natural Gas | Retrocommissioning | A | Standalone Impact on Baseline Summer Peak (%) | Technical Potential | bar: 2019 to 2040
F6_Industrial_Wood and Lumber Products_Existing_Space Heating_Natural Gas_Retrocommissioning_A_Technical Potential | F6 | Industrial | Wood and Lumber Products | Existing | Space Heating | Natural Gas | Retrocommissioning | A | Standalone Impact on Baseline Winter Peak (%) | Technical Potential | bar: 2019 to 2040
F7_Industrial_Wood and Lumber Products_Existing_Space Heating_Natural Gas_Retrocommissioning_A_Technical Potential | F7 | Industrial | Wood and Lumber Products | Existing | Space Heating | Natural Gas | Retrocommissioning | A | Incremental Energy Savings (MWh or mTherms) | Technical Potential | 0 | 0 | 0.013663 | 0.013395 | 0.013133 | 0.012876 | 0.012625 | 0.012379 | 0.012139 | 0.011904 | 0.011676 | 0.011453 | 0.011235 | 0.011023 | 0.010815 | 0.010613 | 0.010415 | 0.010222 | 0.010033 | 0.009848 | 0.0096675 | 0.0094908
F8_Industrial_Wood and Lumber Products_Existing_Space Heating_Natural Gas_Retrocommissioning_A_Technical Potential | F8 | Industrial | Wood and Lumber Products | Existing | Space Heating | Natural Gas | Retrocommissioning | A | Incremental Summer Peak Savings (MW) | Technical Potential | 0 | 0 | 0 | 0 | 0 | 0 | 0 | 0 | 0 | 0 | 0 | 0 | 0 | 0 | 0 | 0 | 0 | 0 | 0 | 0 | 0 | 0
F9_Industrial_Wood and Lumber Products_Existing_Space Heating_Natural Gas_Retrocommissioning_A_Technical Potential | F9 | Industrial | Wood and Lumber Products | Existing | Space Heating | Natural Gas | Retrocommissioning | A | Incremental Winter Peak Savings (MW) | Technical Potential | 0 | 0 | 0 | 0 | 0 | 0 | 0 | 0 | 0 | 0 | 0 | 0 | 0 | 0 | 0 | 0 | 0 | 0 | 0 | 0 | 0 | 0
F10_Industrial_Wood and Lumber Products_Existing_Space Heating_Natural Gas_Retrocommissioning_A_Technical Potential | F10 | Industrial | Wood and Lumber Products | Existing | Space Heating | Natural Gas | Retrocommissioning | A | Cumulative Energy Savings (MWh or mTherms) | Technical Potential | 0 | 0 | 0.013663 | 0.027025 | 0.040094 | 0.052875 | 0.065378 | 0.077609 | 0.089578 | 0.10129 | 0.11277 | 0.124 | 0.13502 | 0.14581 | 0.15639 | 0.16677 | 0.17695 | 0.18693 | 0.19673 | 0.20634 | 0.21578 | 0.22505
F11_Industrial_Wood and Lumber Products_Existing_Space Heating_Natural Gas_Retrocommissioning_A_Technical Potential | F11 | Industrial | Wood and Lumber Products | Existing | Space Heating | Natural Gas | Retrocommissioning | A | Cumulative Summer Peak Savings (MW) | Technical Potential | 0 | 0 | 0 | 0 | 0 | 0 | 0 | 0 | 0 | 0 | 0 | 0 | 0 | 0 | 0 | 0 | 0 | 0 | 0 | 0 | 0 | 0
F12_Industrial_Wood and Lumber Products_Existing_Space Heating_Natural Gas_Retrocommissioning_A_Technical Potential | F12 | Industrial | Wood and Lumber Products | Existing | Space Heating | Natural Gas | Retrocommissioning | A | Cumulative Winter Peak Savings (MW) | Technical Potential | 0 | 0 | 0 | 0 | 0 | 0 | 0 | 0 | 0 | 0 | 0 | 0 | 0 | 0 | 0 | 0 | 0 | 0 | 0 | 0 | 0 | 0
F13_Industrial_Wood and Lumber Products_Existing_Space Heating_Natural Gas_Retrocommissioning_A_Technical Potential | F13 | Industrial | Wood and Lumber Products | Existing | Space Heating | Natural Gas | Retrocommissioning | A | Purchases (Incremental) | Technical Potential | 0 | 0 | 14.0293 | 13.7874 | 13.5497 | 13.3161 | 13.0865 | 12.8609 | 12.6391 | 12.4212 | 12.2071 | 11.9966 | 11.7898 | 11.5865 | 11.3867 | 11.1904 | 10.9975 | 10.8078 | 10.6215 | 10.4384 | 10.2584 | 10.0815
F14_Industrial_Wood and Lumber Products_Existing_Space Heating_Natural Gas_Retrocommissioning_A_Technical Potential | F14 | Industrial | Wood and Lumber Products | Existing | Space Heating | Natural Gas | Retrocommissioning | A | Purchases (Cumulative) | Technical Potential | 0 | 0 | 14.0293 | 27.8167 | 41.3664 | 54.6825 | 67.769 | 80.6299 | 93.269 | 105.6902 | 117.8973 | 129.8938 | 141.6836 | 153.2701 | 164.6568 | 175.8472 | 186.8446 | 197.6525 | 208.274 | 218.7123 | 228.9707 | 239.0523
F1_Industrial_Wood and Lumber Products_Existing_Process_Natural Gas_Retrocommissioning_A_Technical Potential | F1 | Industrial | Wood and Lumber Products | Existing | Process | Natural Gas | Retrocommissioning | A | Original Unit Energy Savings (kWh or therms) | Technical Potential | 0 | 0 | 0 | 0 | 0 | 0 | 0 | 0 | 0 | 0 | 0 | 0 | 0 | 0 | 0 | 0 | 0 | 0 | 0 | 0 | 0 | 0
F2_Industrial_Wood and Lumber Products_Existing_Process_Natural Gas_Retrocommissioning_A_Technical Potential | F2 | Industrial | Wood and Lumber Products | Existing | Process | Natural Gas | Retrocommissioning | A | Original Unit Summer Peak Savings (kW) | Technical Potential | 0 | 0 | 0 | 0 | 0 | 0 | 0 | 0 | 0 | 0 | 0 | 0 | 0 | 0 | 0 | 0 | 0 | 0 | 0 | 0 | 0 | 0
F3_Industrial_Wood and Lumber Products_Existing_Process_Natural Gas_Retrocommissioning_A_Technical Potential | F3 | Industrial | Wood and Lumber Products | Existing | Process | Natural Gas | Retrocommissioning | A | Original Unit Winter Peak Savings (kW) | Technical Potential | 0 | 0 | 0 | 0 | 0 | 0 | 0 | 0 | 0 | 0 | 0 | 0 | 0 | 0 | 0 | 0 | 0 | 0 | 0 | 0 | 0 | 0
F4_Industrial_Wood and Lumber Products_Existing_Process_Natural Gas_Retrocommissioning_A_Technical Potential | F4 | Industrial | Wood and Lumber Products | Existing | Process | Natural Gas | Retrocommissioning | A | Standalone Impact on Baseline Energy (%) | Technical Potential | bar: 2019 to 2040
F5_Industrial_Wood and Lumber Products_Existing_Process_Natural Gas_Retrocommissioning_A_Technical Potential | F5 | Industrial | Wood and Lumber Products | Existing | Process | Natural Gas | Retrocommissioning | A | Standalone Impact on Baseline Summer Peak (%) | Technical Potential | bar: 2019 to 2040
F6_Industrial_Wood and Lumber Products_Existing_Process_Natural Gas_Retrocommissioning_A_Technical Potential | F6 | Industrial | Wood and Lumber Products | Existing | Process | Natural Gas | Retrocommissioning | A | Standalone Impact on Baseline Winter Peak (%) | Technical Potential | bar: 2019 to 2040
F7_Industrial_Wood and Lumber Products_Existing_Process_Natural Gas_Retrocommissioning_A_Technical Potential | F7 | Industrial | Wood and Lumber Products | Existing | Process | Natural Gas | Retrocommissioning | A | Incremental Energy Savings (MWh or mTherms) | Technical Potential | 0 | 0 | 0 | 0 | 0 | 0 | 0 | 0 | 0 | 0 | 0 | 0 | 0 | 0 | 0 | 0 | 0 | 0 | 0 | 0 | 0 | 0
F8_Industrial_Wood and Lumber Products_Existing_Process_Natural Gas_Retrocommissioning_A_Technical Potential | F8 | Industrial | Wood and Lumber Products | Existing | Process | Natural Gas | Retrocommissioning | A | Incremental Summer Peak Savings (MW) | Technical Potential | 0 | 0 | 0 | 0 | 0 | 0 | 0 | 0 | 0 | 0 | 0 | 0 | 0 | 0 | 0 | 0 | 0 | 0 | 0 | 0 | 0 | 0
F9_Industrial_Wood and Lumber Products_Existing_Process_Natural Gas_Retrocommissioning_A_Technical Potential | F9 | Industrial | Wood and Lumber Products | Existing | Process | Natural Gas | Retrocommissioning | A | Incremental Winter Peak Savings (MW) | Technical Potential | 0 | 0 | 0 | 0 | 0 | 0 | 0 | 0 | 0 | 0 | 0 | 0 | 0 | 0 | 0 | 0 | 0 | 0 | 0 | 0 | 0 | 0
F10_Industrial_Wood and Lumber Products_Existing_Process_Natural Gas_Retrocommissioning_A_Technical Potential | F10 | Industrial | Wood and Lumber Products | Existing | Process | Natural Gas | Retrocommissioning | A | Cumulative Energy Savings (MWh or mTherms) | Technical Potential | 0 | 0 | 0 | 0 | 0 | 0 | 0 | 0 | 0 | 0 | 0 | 0 | 0 | 0 | 0 | 0 | 0 | 0 | 0 | 0 | 0 | 0
F11_Industrial_Wood and Lumber Products_Existing_Process_Natural Gas_Retrocommissioning_A_Technical Potential | F11 | Industrial | Wood and Lumber Products | Existing | Process | Natural Gas | Retrocommissioning | A | Cumulative Summer Peak Savings (MW) | Technical Potential | 0 | 0 | 0 | 0 | 0 | 0 | 0 | 0 | 0 | 0 | 0 | 0 | 0 | 0 | 0 | 0 | 0 | 0 | 0 | 0 | 0 | 0
F12_Industrial_Wood and Lumber Products_Existing_Process_Natural Gas_Retrocommissioning_A_Technical Potential | F12 | Industrial | Wood and Lumber Products | Existing | Process | Natural Gas | Retrocommissioning | A | Cumulative Winter Peak Savings (MW) | Technical Potential | 0 | 0 | 0 | 0 | 0 | 0 | 0 | 0 | 0 | 0 | 0 | 0 | 0 | 0 | 0 | 0 | 0 | 0 | 0 | 0 | 0 | 0
F13_Industrial_Wood and Lumber Products_Existing_Process_Natural Gas_Retrocommissioning_A_Technical Potential | F13 | Industrial | Wood and Lumber Products | Existing | Process | Natural Gas | Retrocommissioning | A | Purchases (Incremental) | Technical Potential | 0 | 0 | 14.0293 | 13.7874 | 13.5497 | 13.3161 | 13.0865 | 12.8609 | 12.6391 | 12.4212 | 12.2071 | 11.9966 | 11.7898 | 11.5865 | 11.3867 | 11.1904 | 10.9975 | 10.8078 | 10.6215 | 10.4384 | 10.2584 | 10.0815
F14_Industrial_Wood and Lumber Products_Existing_Process_Natural Gas_Retrocommissioning_A_Technical Potential | F14 | Industrial | Wood and Lumber Products | Existing | Process | Natural Gas | Retrocommissioning | A | Purchases (Cumulative) | Technical Potential | 0 | 0 | 14.0293 | 27.8167 | 41.3664 | 54.6825 | 67.769 | 80.6299 | 93.269 | 105.6902 | 117.8973 | 129.8938 | 141.6836 | 153.2701 | 164.6568 | 175.8472 | 186.8446 | 197.6525 | 208.274 | 218.7123 | 228.9707 | 239.0523
F1_Industrial_Wood and Lumber Products_New_Space Heating_Natural Gas_Insulation - Roof/Ceiling_A_Technical Potential | F1 | Industrial | Wood and Lumber Products | New | Space Heating | Natural Gas | Insulation - Roof/Ceiling | A | Original Unit Energy Savings (kWh or therms) | Technical Potential | 0 | 0 | 0.078976 | 0.078976 | 0.078976 | 0.078976 | 0.078976 | 0.078976 | 0.078976 | 0.078976 | 0.078976 | 0.078976 | 0.078976 | 0.078976 | 0.078976 | 0.078976 | 0.078976 | 0.078976 | 0.078976 | 0.078976 | 0.078976 | 0.078976
F2_Industrial_Wood and Lumber Products_New_Space Heating_Natural Gas_Insulation - Roof/Ceiling_A_Technical Potential | F2 | Industrial | Wood and Lumber Products | New | Space Heating | Natural Gas | Insulation - Roof/Ceiling | A | Original Unit Summer Peak Savings (kW) | Technical Potential | 0 | 0 | 0 | 0 | 0 | 0 | 0 | 0 | 0 | 0 | 0 | 0 | 0 | 0 | 0 | 0 | 0 | 0 | 0 | 0 | 0 | 0
F3_Industrial_Wood and Lumber Products_New_Space Heating_Natural Gas_Insulation - Roof/Ceiling_A_Technical Potential | F3 | Industrial | Wood and Lumber Products | New | Space Heating | Natural Gas | Insulation - Roof/Ceiling | A | Original Unit Winter Peak Savings (kW) | Technical Potential | 0 | 0 | 0 | 0 | 0 | 0 | 0 | 0 | 0 | 0 | 0 | 0 | 0 | 0 | 0 | 0 | 0 | 0 | 0 | 0 | 0 | 0
F4_Industrial_Wood and Lumber Products_New_Space Heating_Natural Gas_Insulation - Roof/Ceiling_A_Technical Potential | F4 | Industrial | Wood and Lumber Products | New | Space Heating | Natural Gas | Insulation - Roof/Ceiling | A | Standalone Impact on Baseline Energy (%) | Technical Potential | bar: 2019 to 2040
F5_Industrial_Wood and Lumber Products_New_Space Heating_Natural Gas_Insulation - Roof/Ceiling_A_Technical Potential | F5 | Industrial | Wood and Lumber Products | New | Space Heating | Natural Gas | Insulation - Roof/Ceiling | A | Standalone Impact on Baseline Summer Peak (%) | Technical Potential | bar: 2019 to 2040
F6_Industrial_Wood and Lumber Products_New_Space Heating_Natural Gas_Insulation - Roof/Ceiling_A_Technical Potential | F6 | Industrial | Wood and Lumber Products | New | Space Heating | Natural Gas | Insulation - Roof/Ceiling | A | Standalone Impact on Baseline Winter Peak (%) | Technical Potential | bar: 2019 to 2040
F7_Industrial_Wood and Lumber Products_New_Space Heating_Natural Gas_Insulation - Roof/Ceiling_A_Technical Potential | F7 | Industrial | Wood and Lumber Products | New | Space Heating | Natural Gas | Insulation - Roof/Ceiling | A | Incremental Energy Savings (MWh or mTherms) | Technical Potential | 0 | 0 | 0 | 0 | 0 | 0 | 0 | 0 | 0 | 0 | 0 | 0 | 0 | 0 | 0 | 0 | 0 | 0 | 0 | 0 | 0 | 0
F8_Industrial_Wood and Lumber Products_New_Space Heating_Natural Gas_Insulation - Roof/Ceiling_A_Technical Potential | F8 | Industrial | Wood and Lumber Products | New | Space Heating | Natural Gas | Insulation - Roof/Ceiling | A | Incremental Summer Peak Savings (MW) | Technical Potential | 0 | 0 | 0 | 0 | 0 | 0 | 0 | 0 | 0 | 0 | 0 | 0 | 0 | 0 | 0 | 0 | 0 | 0 | 0 | 0 | 0 | 0
F9_Industrial_Wood and Lumber Products_New_Space Heating_Natural Gas_Insulation - Roof/Ceiling_A_Technical Potential | F9 | Industrial | Wood and Lumber Products | New | Space Heating | Natural Gas | Insulation - Roof/Ceiling | A | Incremental Winter Peak Savings (MW) | Technical Potential | 0 | 0 | 0 | 0 | 0 | 0 | 0 | 0 | 0 | 0 | 0 | 0 | 0 | 0 | 0 | 0 | 0 | 0 | 0 | 0 | 0 | 0
F10_Industrial_Wood and Lumber Products_New_Space Heating_Natural Gas_Insulation - Roof/Ceiling_A_Technical Potential | F10 | Industrial | Wood and Lumber Products | New | Space Heating | Natural Gas | Insulation - Roof/Ceiling | A | Cumulative Energy Savings (MWh or mTherms) | Technical Potential | 0 | 0 | 0 | 0 | 0 | 0 | 0 | 0 | 0 | 0 | 0 | 0 | 0 | 0 | 0 | 0 | 0 | 0 | 0 | 0 | 0 | 0
F11_Industrial_Wood and Lumber Products_New_Space Heating_Natural Gas_Insulation - Roof/Ceiling_A_Technical Potential | F11 | Industrial | Wood and Lumber Products | New | Space Heating | Natural Gas | Insulation - Roof/Ceiling | A | Cumulative Summer Peak Savings (MW) | Technical Potential | 0 | 0 | 0 | 0 | 0 | 0 | 0 | 0 | 0 | 0 | 0 | 0 | 0 | 0 | 0 | 0 | 0 | 0 | 0 | 0 | 0 | 0
F12_Industrial_Wood and Lumber Products_New_Space Heating_Natural Gas_Insulation - Roof/Ceiling_A_Technical Potential | F12 | Industrial | Wood and Lumber Products | New | Space Heating | Natural Gas | Insulation - Roof/Ceiling | A | Cumulative Winter Peak Savings (MW) | Technical Potential | 0 | 0 | 0 | 0 | 0 | 0 | 0 | 0 | 0 | 0 | 0 | 0 | 0 | 0 | 0 | 0 | 0 | 0 | 0 | 0 | 0 | 0
F13_Industrial_Wood and Lumber Products_New_Space Heating_Natural Gas_Insulation - Roof/Ceiling_A_Technical Potential | F13 | Industrial | Wood and Lumber Products | New | Space Heating | Natural Gas | Insulation - Roof/Ceiling | A | Purchases (Incremental) | Technical Potential | 0 | 0 | 0 | 0 | 0 | 0 | 0 | 0 | 0 | 0 | 0 | 0 | 0 | 0 | 0 | 0 | 0 | 0 | 0 | 0 | 0 | 0
F14_Industrial_Wood and Lumber Products_New_Space Heating_Natural Gas_Insulation - Roof/Ceiling_A_Technical Potential | F14 | Industrial | Wood and Lumber Products | New | Space Heating | Natural Gas | Insulation - Roof/Ceiling | A | Purchases (Cumulative) | Technical Potential | 0 | 0 | 0 | 0 | 0 | 0 | 0 | 0 | 0 | 0 | 0 | 0 | 0 | 0 | 0 | 0 | 0 | 0 | 0 | 0 | 0 | 0
F1_Industrial_Wood and Lumber Products_New_Space Heating_Natural Gas_Insulation - Wall Cavity_A_Technical Potential | F1 | Industrial | Wood and Lumber Products | New | Space Heating | Natural Gas | Insulation - Wall Cavity | A | Original Unit Energy Savings (kWh or therms) | Technical Potential | 0 | 0 | 0.017277 | 0.017277 | 0.017277 | 0.017277 | 0.017277 | 0.017277 | 0.017277 | 0.017277 | 0.017277 | 0.017277 | 0.017277 | 0.017277 | 0.017277 | 0.017277 | 0.017277 | 0.017277 | 0.017277 | 0.017277 | 0.017277 | 0.017277
F2_Industrial_Wood and Lumber Products_New_Space Heating_Natural Gas_Insulation - Wall Cavity_A_Technical Potential | F2 | Industrial | Wood and Lumber Products | New | Space Heating | Natural Gas | Insulation - Wall Cavity | A | Original Unit Summer Peak Savings (kW) | Technical Potential | 0 | 0 | 0 | 0 | 0 | 0 | 0 | 0 | 0 | 0 | 0 | 0 | 0 | 0 | 0 | 0 | 0 | 0 | 0 | 0 | 0 | 0
F3_Industrial_Wood and Lumber Products_New_Space Heating_Natural Gas_Insulation - Wall Cavity_A_Technical Potential | F3 | Industrial | Wood and Lumber Products | New | Space Heating | Natural Gas | Insulation - Wall Cavity | A | Original Unit Winter Peak Savings (kW) | Technical Potential | 0 | 0 | 0 | 0 | 0 | 0 | 0 | 0 | 0 | 0 | 0 | 0 | 0 | 0 | 0 | 0 | 0 | 0 | 0 | 0 | 0 | 0
F4_Industrial_Wood and Lumber Products_New_Space Heating_Natural Gas_Insulation - Wall Cavity_A_Technical Potential | F4 | Industrial | Wood and Lumber Products | New | Space Heating | Natural Gas | Insulation - Wall Cavity | A | Standalone Impact on Baseline Energy (%) | Technical Potential | bar: 2019 to 2040
F5_Industrial_Wood and Lumber Products_New_Space Heating_Natural Gas_Insulation - Wall Cavity_A_Technical Potential | F5 | Industrial | Wood and Lumber Products | New | Space Heating | Natural Gas | Insulation - Wall Cavity | A | Standalone Impact on Baseline Summer Peak (%) | Technical Potential | bar: 2019 to 2040
F6_Industrial_Wood and Lumber Products_New_Space Heating_Natural Gas_Insulation - Wall Cavity_A_Technical Potential | F6 | Industrial | Wood and Lumber Products | New | Space Heating | Natural Gas | Insulation - Wall Cavity | A | Standalone Impact on Baseline Winter Peak (%) | Technical Potential | bar: 2019 to 2040
F7_Industrial_Wood and Lumber Products_New_Space Heating_Natural Gas_Insulation - Wall Cavity_A_Technical Potential | F7 | Industrial | Wood and Lumber Products | New | Space Heating | Natural Gas | Insulation - Wall Cavity | A | Incremental Energy Savings (MWh or mTherms) | Technical Potential | 0 | 0 | 0 | 0 | 0 | 0 | 0 | 0 | 0 | 0 | 0 | 0 | 0 | 0 | 0 | 0 | 0 | 0 | 0 | 0 | 0 | 0
F8_Industrial_Wood and Lumber Products_New_Space Heating_Natural Gas_Insulation - Wall Cavity_A_Technical Potential | F8 | Industrial | Wood and Lumber Products | New | Space Heating | Natural Gas | Insulation - Wall Cavity | A | Incremental Summer Peak Savings (MW) | Technical Potential | 0 | 0 | 0 | 0 | 0 | 0 | 0 | 0 | 0 | 0 | 0 | 0 | 0 | 0 | 0 | 0 | 0 | 0 | 0 | 0 | 0 | 0
F9_Industrial_Wood and Lumber Products_New_Space Heating_Natural Gas_Insulation - Wall Cavity_A_Technical Potential | F9 | Industrial | Wood and Lumber Products | New | Space Heating | Natural Gas | Insulation - Wall Cavity | A | Incremental Winter Peak Savings (MW) | Technical Potential | 0 | 0 | 0 | 0 | 0 | 0 | 0 | 0 | 0 | 0 | 0 | 0 | 0 | 0 | 0 | 0 | 0 | 0 | 0 | 0 | 0 | 0
F10_Industrial_Wood and Lumber Products_New_Space Heating_Natural Gas_Insulation - Wall Cavity_A_Technical Potential | F10 | Industrial | Wood and Lumber Products | New | Space Heating | Natural Gas | Insulation - Wall Cavity | A | Cumulative Energy Savings (MWh or mTherms) | Technical Potential | 0 | 0 | 0 | 0 | 0 | 0 | 0 | 0 | 0 | 0 | 0 | 0 | 0 | 0 | 0 | 0 | 0 | 0 | 0 | 0 | 0 | 0
F11_Industrial_Wood and Lumber Products_New_Space Heating_Natural Gas_Insulation - Wall Cavity_A_Technical Potential | F11 | Industrial | Wood and Lumber Products | New | Space Heating | Natural Gas | Insulation - Wall Cavity | A | Cumulative Summer Peak Savings (MW) | Technical Potential | 0 | 0 | 0 | 0 | 0 | 0 | 0 | 0 | 0 | 0 | 0 | 0 | 0 | 0 | 0 | 0 | 0 | 0 | 0 | 0 | 0 | 0
F12_Industrial_Wood and Lumber Products_New_Space Heating_Natural Gas_Insulation - Wall Cavity_A_Technical Potential | F12 | Industrial | Wood and Lumber Products | New | Space Heating | Natural Gas | Insulation - Wall Cavity | A | Cumulative Winter Peak Savings (MW) | Technical Potential | 0 | 0 | 0 | 0 | 0 | 0 | 0 | 0 | 0 | 0 | 0 | 0 | 0 | 0 | 0 | 0 | 0 | 0 | 0 | 0 | 0 | 0
F13_Industrial_Wood and Lumber Products_New_Space Heating_Natural Gas_Insulation - Wall Cavity_A_Technical Potential | F13 | Industrial | Wood and Lumber Products | New | Space Heating | Natural Gas | Insulation - Wall Cavity | A | Purchases (Incremental) | Technical Potential | 0 | 0 | 0 | 0 | 0 | 0 | 0 | 0 | 0 | 0 | 0 | 0 | 0 | 0 | 0 | 0 | 0 | 0 | 0 | 0 | 0 | 0
F14_Industrial_Wood and Lumber Products_New_Space Heating_Natural Gas_Insulation - Wall Cavity_A_Technical Potential | F14 | Industrial | Wood and Lumber Products | New | Space Heating | Natural Gas | Insulation - Wall Cavity | A | Purchases (Cumulative) | Technical Potential | 0 | 0 | 0 | 0 | 0 | 0 | 0 | 0 | 0 | 0 | 0 | 0 | 0 | 0 | 0 | 0 | 0 | 0 | 0 | 0 | 0 | 0
F1_Industrial_Wood and Lumber Products_New_Space Heating_Natural Gas_Insulation - Ducting_A_Technical Potential | F1 | Industrial | Wood and Lumber Products | New | Space Heating | Natural Gas | Insulation - Ducting | A | Original Unit Energy Savings (kWh or therms) | Technical Potential | 0 | 0 | 0.0012737 | 0.0012737 | 0.0012737 | 0.0012737 | 0.0012737 | 0.0012737 | 0.0012737 | 0.0012737 | 0.0012737 | 0.0012737 | 0.0012737 | 0.0012737 | 0.0012737 | 0.0012737 | 0.0012737 | 0.0012737 | 0.0012737 | 0.0012737 | 0.0012737 | 0.0012737
F2_Industrial_Wood and Lumber Products_New_Space Heating_Natural Gas_Insulation - Ducting_A_Technical Potential | F2 | Industrial | Wood and Lumber Products | New | Space Heating | Natural Gas | Insulation - Ducting | A | Original Unit Summer Peak Savings (kW) | Technical Potential | 0 | 0 | 0 | 0 | 0 | 0 | 0 | 0 | 0 | 0 | 0 | 0 | 0 | 0 | 0 | 0 | 0 | 0 | 0 | 0 | 0 | 0
F3_Industrial_Wood and Lumber Products_New_Space Heating_Natural Gas_Insulation - Ducting_A_Technical Potential | F3 | Industrial | Wood and Lumber Products | New | Space Heating | Natural Gas | Insulation - Ducting | A | Original Unit Winter Peak Savings (kW) | Technical Potential | 0 | 0 | 0 | 0 | 0 | 0 | 0 | 0 | 0 | 0 | 0 | 0 | 0 | 0 | 0 | 0 | 0 | 0 | 0 | 0 | 0 | 0
F4_Industrial_Wood and Lumber Products_New_Space Heating_Natural Gas_Insulation - Ducting_A_Technical Potential | F4 | Industrial | Wood and Lumber Products | New | Space Heating | Natural Gas | Insulation - Ducting | A | Standalone Impact on Baseline Energy (%) | Technical Potential | bar: 2019 to 2040
F5_Industrial_Wood and Lumber Products_New_Space Heating_Natural Gas_Insulation - Ducting_A_Technical Potential | F5 | Industrial | Wood and Lumber Products | New | Space Heating | Natural Gas | Insulation - Ducting | A | Standalone Impact on Baseline Summer Peak (%) | Technical Potential | bar: 2019 to 2040
F6_Industrial_Wood and Lumber Products_New_Space Heating_Natural Gas_Insulation - Ducting_A_Technical Potential | F6 | Industrial | Wood and Lumber Products | New | Space Heating | Natural Gas | Insulation - Ducting | A | Standalone Impact on Baseline Winter Peak (%) | Technical Potential | bar: 2019 to 2040
F7_Industrial_Wood and Lumber Products_New_Space Heating_Natural Gas_Insulation - Ducting_A_Technical Potential | F7 | Industrial | Wood and Lumber Products | New | Space Heating | Natural Gas | Insulation - Ducting | A | Incremental Energy Savings (MWh or mTherms) | Technical Potential | 0 | 0 | 0 | 0 | 0 | 0 | 0 | 0 | 0 | 0 | 0 | 0 | 0 | 0 | 0 | 0 | 0 | 0 | 0 | 0 | 0 | 0
F8_Industrial_Wood and Lumber Products_New_Space Heating_Natural Gas_Insulation - Ducting_A_Technical Potential | F8 | Industrial | Wood and Lumber Products | New | Space Heating | Natural Gas | Insulation - Ducting | A | Incremental Summer Peak Savings (MW) | Technical Potential | 0 | 0 | 0 | 0 | 0 | 0 | 0 | 0 | 0 | 0 | 0 | 0 | 0 | 0 | 0 | 0 | 0 | 0 | 0 | 0 | 0 | 0
F9_Industrial_Wood and Lumber Products_New_Space Heating_Natural Gas_Insulation - Ducting_A_Technical Potential | F9 | Industrial | Wood and Lumber Products | New | Space Heating | Natural Gas | Insulation - Ducting | A | Incremental Winter Peak Savings (MW) | Technical Potential | 0 | 0 | 0 | 0 | 0 | 0 | 0 | 0 | 0 | 0 | 0 | 0 | 0 | 0 | 0 | 0 | 0 | 0 | 0 | 0 | 0 | 0
F10_Industrial_Wood and Lumber Products_New_Space Heating_Natural Gas_Insulation - Ducting_A_Technical Potential | F10 | Industrial | Wood and Lumber Products | New | Space Heating | Natural Gas | Insulation - Ducting | A | Cumulative Energy Savings (MWh or mTherms) | Technical Potential | 0 | 0 | 0 | 0 | 0 | 0 | 0 | 0 | 0 | 0 | 0 | 0 | 0 | 0 | 0 | 0 | 0 | 0 | 0 | 0 | 0 | 0
F11_Industrial_Wood and Lumber Products_New_Space Heating_Natural Gas_Insulation - Ducting_A_Technical Potential | F11 | Industrial | Wood and Lumber Products | New | Space Heating | Natural Gas | Insulation - Ducting | A | Cumulative Summer Peak Savings (MW) | Technical Potential | 0 | 0 | 0 | 0 | 0 | 0 | 0 | 0 | 0 | 0 | 0 | 0 | 0 | 0 | 0 | 0 | 0 | 0 | 0 | 0 | 0 | 0
F12_Industrial_Wood and Lumber Products_New_Space Heating_Natural Gas_Insulation - Ducting_A_Technical Potential | F12 | Industrial | Wood and Lumber Products | New | Space Heating | Natural Gas | Insulation - Ducting | A | Cumulative Winter Peak Savings (MW) | Technical Potential | 0 | 0 | 0 | 0 | 0 | 0 | 0 | 0 | 0 | 0 | 0 | 0 | 0 | 0 | 0 | 0 | 0 | 0 | 0 | 0 | 0 | 0
F13_Industrial_Wood and Lumber Products_New_Space Heating_Natural Gas_Insulation - Ducting_A_Technical Potential | F13 | Industrial | Wood and Lumber Products | New | Space Heating | Natural Gas | Insulation - Ducting | A | Purchases (Incremental) | Technical Potential | 0 | 0 | 0 | 0 | 0 | 0 | 0 | 0 | 0 | 0 | 0 | 0 | 0 | 0 | 0 | 0 | 0 | 0 | 0 | 0 | 0 | 0
F14_Industrial_Wood and Lumber Products_New_Space Heating_Natural Gas_Insulation - Ducting_A_Technical Potential | F14 | Industrial | Wood and Lumber Products | New | Space Heating | Natural Gas | Insulation - Ducting | A | Purchases (Cumulative) | Technical Potential | 0 | 0 | 0 | 0 | 0 | 0 | 0 | 0 | 0 | 0 | 0 | 0 | 0 | 0 | 0 | 0 | 0 | 0 | 0 | 0 | 0 | 0
F1_Industrial_Wood and Lumber Products_New_Space Heating_Natural Gas_HVAC - Duct Repair and Sealing_A_Technical Potential | F1 | Industrial | Wood and Lumber Products | New | Space Heating | Natural Gas | HVAC - Duct Repair and Sealing | A | Original Unit Energy Savings (kWh or therms) | Technical Potential | 0 | 0 | 0.0036023 | 0.0036023 | 0.0036023 | 0.0036023 | 0.0036023 | 0.0036023 | 0.0036023 | 0.0036023 | 0.0036023 | 0.0036023 | 0.0036023 | 0.0036023 | 0.0036023 | 0.0036023 | 0.0036023 | 0.0036023 | 0.0036023 | 0.0036023 | 0.0036023 | 0.0036023
F2_Industrial_Wood and Lumber Products_New_Space Heating_Natural Gas_HVAC - Duct Repair and Sealing_A_Technical Potential | F2 | Industrial | Wood and Lumber Products | New | Space Heating | Natural Gas | HVAC - Duct Repair and Sealing | A | Original Unit Summer Peak Savings (kW) | Technical Potential | 0 | 0 | 0 | 0 | 0 | 0 | 0 | 0 | 0 | 0 | 0 | 0 | 0 | 0 | 0 | 0 | 0 | 0 | 0 | 0 | 0 | 0
F3_Industrial_Wood and Lumber Products_New_Space Heating_Natural Gas_HVAC - Duct Repair and Sealing_A_Technical Potential | F3 | Industrial | Wood and Lumber Products | New | Space Heating | Natural Gas | HVAC - Duct Repair and Sealing | A | Original Unit Winter Peak Savings (kW) | Technical Potential | 0 | 0 | 0 | 0 | 0 | 0 | 0 | 0 | 0 | 0 | 0 | 0 | 0 | 0 | 0 | 0 | 0 | 0 | 0 | 0 | 0 | 0
F4_Industrial_Wood and Lumber Products_New_Space Heating_Natural Gas_HVAC - Duct Repair and Sealing_A_Technical Potential | F4 | Industrial | Wood and Lumber Products | New | Space Heating | Natural Gas | HVAC - Duct Repair and Sealing | A | Standalone Impact on Baseline Energy (%) | Technical Potential | bar: 2019 to 2040
F5_Industrial_Wood and Lumber Products_New_Space Heating_Natural Gas_HVAC - Duct Repair and Sealing_A_Technical Potential | F5 | Industrial | Wood and Lumber Products | New | Space Heating | Natural Gas | HVAC - Duct Repair and Sealing | A | Standalone Impact on Baseline Summer Peak (%) | Technical Potential | bar: 2019 to 2040
F6_Industrial_Wood and Lumber Products_New_Space Heating_Natural Gas_HVAC - Duct Repair and Sealing_A_Technical Potential | F6 | Industrial | Wood and Lumber Products | New | Space Heating | Natural Gas | HVAC - Duct Repair and Sealing | A | Standalone Impact on Baseline Winter Peak (%) | Technical Potential | bar: 2019 to 2040
F7_Industrial_Wood and Lumber Products_New_Space Heating_Natural Gas_HVAC - Duct Repair and Sealing_A_Technical Potential | F7 | Industrial | Wood and Lumber Products | New | Space Heating | Natural Gas | HVAC - Duct Repair and Sealing | A | Incremental Energy Savings (MWh or mTherms) | Technical Potential | 0 | 0 | 0 | 0 | 0 | 0 | 0 | 0 | 0 | 0 | 0 | 0 | 0 | 0 | 0 | 0 | 0 | 0 | 0 | 0 | 0 | 0
F8_Industrial_Wood and Lumber Products_New_Space Heating_Natural Gas_HVAC - Duct Repair and Sealing_A_Technical Potential | F8 | Industrial | Wood and Lumber Products | New | Space Heating | Natural Gas | HVAC - Duct Repair and Sealing | A | Incremental Summer Peak Savings (MW) | Technical Potential | 0 | 0 | 0 | 0 | 0 | 0 | 0 | 0 | 0 | 0 | 0 | 0 | 0 | 0 | 0 | 0 | 0 | 0 | 0 | 0 | 0 | 0
F9_Industrial_Wood and Lumber Products_New_Space Heating_Natural Gas_HVAC - Duct Repair and Sealing_A_Technical Potential | F9 | Industrial | Wood and Lumber Products | New | Space Heating | Natural Gas | HVAC - Duct Repair and Sealing | A | Incremental Winter Peak Savings (MW) | Technical Potential | 0 | 0 | 0 | 0 | 0 | 0 | 0 | 0 | 0 | 0 | 0 | 0 | 0 | 0 | 0 | 0 | 0 | 0 | 0 | 0 | 0 | 0
F10_Industrial_Wood and Lumber Products_New_Space Heating_Natural Gas_HVAC - Duct Repair and Sealing_A_Technical Potential | F10 | Industrial | Wood and Lumber Products | New | Space Heating | Natural Gas | HVAC - Duct Repair and Sealing | A | Cumulative Energy Savings (MWh or mTherms) | Technical Potential | 0 | 0 | 0 | 0 | 0 | 0 | 0 | 0 | 0 | 0 | 0 | 0 | 0 | 0 | 0 | 0 | 0 | 0 | 0 | 0 | 0 | 0
F11_Industrial_Wood and Lumber Products_New_Space Heating_Natural Gas_HVAC - Duct Repair and Sealing_A_Technical Potential | F11 | Industrial | Wood and Lumber Products | New | Space Heating | Natural Gas | HVAC - Duct Repair and Sealing | A | Cumulative Summer Peak Savings (MW) | Technical Potential | 0 | 0 | 0 | 0 | 0 | 0 | 0 | 0 | 0 | 0 | 0 | 0 | 0 | 0 | 0 | 0 | 0 | 0 | 0 | 0 | 0 | 0
F12_Industrial_Wood and Lumber Products_New_Space Heating_Natural Gas_HVAC - Duct Repair and Sealing_A_Technical Potential | F12 | Industrial | Wood and Lumber Products | New | Space Heating | Natural Gas | HVAC - Duct Repair and Sealing | A | Cumulative Winter Peak Savings (MW) | Technical Potential | 0 | 0 | 0 | 0 | 0 | 0 | 0 | 0 | 0 | 0 | 0 | 0 | 0 | 0 | 0 | 0 | 0 | 0 | 0 | 0 | 0 | 0
F13_Industrial_Wood and Lumber Products_New_Space Heating_Natural Gas_HVAC - Duct Repair and Sealing_A_Technical Potential | F13 | Industrial | Wood and Lumber Products | New | Space Heating | Natural Gas | HVAC - Duct Repair and Sealing | A | Purchases (Incremental) | Technical Potential | 0 | 0 | 0 | 0 | 0 | 0 | 0 | 0 | 0 | 0 | 0 | 0 | 0 | 0 | 0 | 0 | 0 | 0 | 0 | 0 | 0 | 0
F14_Industrial_Wood and Lumber Products_New_Space Heating_Natural Gas_HVAC - Duct Repair and Sealing_A_Technical Potential | F14 | Industrial | Wood and Lumber Products | New | Space Heating | Natural Gas | HVAC - Duct Repair and Sealing | A | Purchases (Cumulative) | Technical Potential | 0 | 0 | 0 | 0 | 0 | 0 | 0 | 0 | 0 | 0 | 0 | 0 | 0 | 0 | 0 | 0 | 0 | 0 | 0 | 0 | 0 | 0
F1_Industrial_Wood and Lumber Products_New_Space Heating_Natural Gas_Windows - High Efficiency_A_Technical Potential | F1 | Industrial | Wood and Lumber Products | New | Space Heating | Natural Gas | Windows - High Efficiency | A | Original Unit Energy Savings (kWh or therms) | Technical Potential | 0 | 0 | 0.0073878 | 0.0073878 | 0.0073878 | 0.0073878 | 0.0073878 | 0.0073878 | 0.0073878 | 0.0073878 | 0.0073878 | 0.0073878 | 0.0073878 | 0.0073878 | 0.0073878 | 0.0073878 | 0.0073878 | 0.0073878 | 0.0073878 | 0.0073878 | 0.0073878 | 0.0073878
F2_Industrial_Wood and Lumber Products_New_Space Heating_Natural Gas_Windows - High Efficiency_A_Technical Potential | F2 | Industrial | Wood and Lumber Products | New | Space Heating | Natural Gas | Windows - High Efficiency | A | Original Unit Summer Peak Savings (kW) | Technical Potential | 0 | 0 | 0 | 0 | 0 | 0 | 0 | 0 | 0 | 0 | 0 | 0 | 0 | 0 | 0 | 0 | 0 | 0 | 0 | 0 | 0 | 0
F3_Industrial_Wood and Lumber Products_New_Space Heating_Natural Gas_Windows - High Efficiency_A_Technical Potential | F3 | Industrial | Wood and Lumber Products | New | Space Heating | Natural Gas | Windows - High Efficiency | A | Original Unit Winter Peak Savings (kW) | Technical Potential | 0 | 0 | 0 | 0 | 0 | 0 | 0 | 0 | 0 | 0 | 0 | 0 | 0 | 0 | 0 | 0 | 0 | 0 | 0 | 0 | 0 | 0
F4_Industrial_Wood and Lumber Products_New_Space Heating_Natural Gas_Windows - High Efficiency_A_Technical Potential | F4 | Industrial | Wood and Lumber Products | New | Space Heating | Natural Gas | Windows - High Efficiency | A | Standalone Impact on Baseline Energy (%) | Technical Potential | bar: 2019 to 2040
F5_Industrial_Wood and Lumber Products_New_Space Heating_Natural Gas_Windows - High Efficiency_A_Technical Potential | F5 | Industrial | Wood and Lumber Products | New | Space Heating | Natural Gas | Windows - High Efficiency | A | Standalone Impact on Baseline Summer Peak (%) | Technical Potential | bar: 2019 to 2040
F6_Industrial_Wood and Lumber Products_New_Space Heating_Natural Gas_Windows - High Efficiency_A_Technical Potential | F6 | Industrial | Wood and Lumber Products | New | Space Heating | Natural Gas | Windows - High Efficiency | A | Standalone Impact on Baseline Winter Peak (%) | Technical Potential | bar: 2019 to 2040
F7_Industrial_Wood and Lumber Products_New_Space Heating_Natural Gas_Windows - High Efficiency_A_Technical Potential | F7 | Industrial | Wood and Lumber Products | New | Space Heating | Natural Gas | Windows - High Efficiency | A | Incremental Energy Savings (MWh or mTherms) | Technical Potential | 0 | 0 | 0 | 0 | 0 | 0 | 0 | 0 | 0 | 0 | 0 | 0 | 0 | 0 | 0 | 0 | 0 | 0 | 0 | 0 | 0 | 0
F8_Industrial_Wood and Lumber Products_New_Space Heating_Natural Gas_Windows - High Efficiency_A_Technical Potential | F8 | Industrial | Wood and Lumber Products | New | Space Heating | Natural Gas | Windows - High Efficiency | A | Incremental Summer Peak Savings (MW) | Technical Potential | 0 | 0 | 0 | 0 | 0 | 0 | 0 | 0 | 0 | 0 | 0 | 0 | 0 | 0 | 0 | 0 | 0 | 0 | 0 | 0 | 0 | 0
F9_Industrial_Wood and Lumber Products_New_Space Heating_Natural Gas_Windows - High Efficiency_A_Technical Potential | F9 | Industrial | Wood and Lumber Products | New | Space Heating | Natural Gas | Windows - High Efficiency | A | Incremental Winter Peak Savings (MW) | Technical Potential | 0 | 0 | 0 | 0 | 0 | 0 | 0 | 0 | 0 | 0 | 0 | 0 | 0 | 0 | 0 | 0 | 0 | 0 | 0 | 0 | 0 | 0
F10_Industrial_Wood and Lumber Products_New_Space Heating_Natural Gas_Windows - High Efficiency_A_Technical Potential | F10 | Industrial | Wood and Lumber Products | New | Space Heating | Natural Gas | Windows - High Efficiency | A | Cumulative Energy Savings (MWh or mTherms) | Technical Potential | 0 | 0 | 0 | 0 | 0 | 0 | 0 | 0 | 0 | 0 | 0 | 0 | 0 | 0 | 0 | 0 | 0 | 0 | 0 | 0 | 0 | 0
F11_Industrial_Wood and Lumber Products_New_Space Heating_Natural Gas_Windows - High Efficiency_A_Technical Potential | F11 | Industrial | Wood and Lumber Products | New | Space Heating | Natural Gas | Windows - High Efficiency | A | Cumulative Summer Peak Savings (MW) | Technical Potential | 0 | 0 | 0 | 0 | 0 | 0 | 0 | 0 | 0 | 0 | 0 | 0 | 0 | 0 | 0 | 0 | 0 | 0 | 0 | 0 | 0 | 0
F12_Industrial_Wood and Lumber Products_New_Space Heating_Natural Gas_Windows - High Efficiency_A_Technical Potential | F12 | Industrial | Wood and Lumber Products | New | Space Heating | Natural Gas | Windows - High Efficiency | A | Cumulative Winter Peak Savings (MW) | Technical Potential | 0 | 0 | 0 | 0 | 0 | 0 | 0 | 0 | 0 | 0 | 0 | 0 | 0 | 0 | 0 | 0 | 0 | 0 | 0 | 0 | 0 | 0
F13_Industrial_Wood and Lumber Products_New_Space Heating_Natural Gas_Windows - High Efficiency_A_Technical Potential | F13 | Industrial | Wood and Lumber Products | New | Space Heating | Natural Gas | Windows - High Efficiency | A | Purchases (Incremental) | Technical Potential | 0 | 0 | 0 | 0 | 0 | 0 | 0 | 0 | 0 | 0 | 0 | 0 | 0 | 0 | 0 | 0 | 0 | 0 | 0 | 0 | 0 | 0
F14_Industrial_Wood and Lumber Products_New_Space Heating_Natural Gas_Windows - High Efficiency_A_Technical Potential | F14 | Industrial | Wood and Lumber Products | New | Space Heating | Natural Gas | Windows - High Efficiency | A | Purchases (Cumulative) | Technical Potential | 0 | 0 | 0 | 0 | 0 | 0 | 0 | 0 | 0 | 0 | 0 | 0 | 0 | 0 | 0 | 0 | 0 | 0 | 0 | 0 | 0 | 0
F1_Industrial_Wood and Lumber Products_New_Space Heating_Natural Gas_Gas Boiler - Maintenance_A_Technical Potential | F1 | Industrial | Wood and Lumber Products | New | Space Heating | Natural Gas | Gas Boiler - Maintenance | A | Original Unit Energy Savings (kWh or therms) | Technical Potential | 0 | 0 | 0.8556 | 0.8556 | 0.8556 | 0.8556 | 0.8556 | 0.8556 | 0.8556 | 0.8556 | 0.8556 | 0.8556 | 0.8556 | 0.8556 | 0.8556 | 0.8556 | 0.8556 | 0.8556 | 0.8556 | 0.8556 | 0.8556 | 0.8556
F2_Industrial_Wood and Lumber Products_New_Space Heating_Natural Gas_Gas Boiler - Maintenance_A_Technical Potential | F2 | Industrial | Wood and Lumber Products | New | Space Heating | Natural Gas | Gas Boiler - Maintenance | A | Original Unit Summer Peak Savings (kW) | Technical Potential | 0 | 0 | 0 | 0 | 0 | 0 | 0 | 0 | 0 | 0 | 0 | 0 | 0 | 0 | 0 | 0 | 0 | 0 | 0 | 0 | 0 | 0
F3_Industrial_Wood and Lumber Products_New_Space Heating_Natural Gas_Gas Boiler - Maintenance_A_Technical Potential | F3 | Industrial | Wood and Lumber Products | New | Space Heating | Natural Gas | Gas Boiler - Maintenance | A | Original Unit Winter Peak Savings (kW) | Technical Potential | 0 | 0 | 0 | 0 | 0 | 0 | 0 | 0 | 0 | 0 | 0 | 0 | 0 | 0 | 0 | 0 | 0 | 0 | 0 | 0 | 0 | 0
F4_Industrial_Wood and Lumber Products_New_Space Heating_Natural Gas_Gas Boiler - Maintenance_A_Technical Potential | F4 | Industrial | Wood and Lumber Products | New | Space Heating | Natural Gas | Gas Boiler - Maintenance | A | Standalone Impact on Baseline Energy (%) | Technical Potential | 0% | 0% | 0.002473% | 0.003151% | 0.00341% | 0.002745% | 0.002412% | 0.002124% | 0.001879% | 0.001663% | 0.001532% | 0.001404% | 0.001298% | 0.001193% | 0.001131% | 0.001064% | 0.001004% | 0.0009424% | 0.0009057% | 0.0008643% | 0.0008274% | 0.0007937%
F5_Industrial_Wood and Lumber Products_New_Space Heating_Natural Gas_Gas Boiler - Maintenance_A_Technical Potential | F5 | Industrial | Wood and Lumber Products | New | Space Heating | Natural Gas | Gas Boiler - Maintenance | A | Standalone Impact on Baseline Summer Peak (%) | Technical Potential | bar: 2019 to 2040
F6_Industrial_Wood and Lumber Products_New_Space Heating_Natural Gas_Gas Boiler - Maintenance_A_Technical Potential | F6 | Industrial | Wood and Lumber Products | New | Space Heating | Natural Gas | Gas Boiler - Maintenance | A | Standalone Impact on Baseline Winter Peak (%) | Technical Potential | bar: 2019 to 2040
F7_Industrial_Wood and Lumber Products_New_Space Heating_Natural Gas_Gas Boiler - Maintenance_A_Technical Potential | F7 | Industrial | Wood and Lumber Products | New | Space Heating | Natural Gas | Gas Boiler - Maintenance | A | Incremental Energy Savings (MWh or mTherms) | Technical Potential | 0 | 0 | 0.00012191 | 0.00014913 | 0.00014721 | 0.00015303 | 0.00015434 | 0.0001539 | 0.00015303 | 0.00015434 | 0.0001539 | 0.00027495 | 0.00030347 | 0.00030111 | 0.0005499 | 0.00060693 | 0.00060222 | 0.0010998 | 0.0012139 | 0.0012044 | 0.0022307 | 0.0024329
F8_Industrial_Wood and Lumber Products_New_Space Heating_Natural Gas_Gas Boiler - Maintenance_A_Technical Potential | F8 | Industrial | Wood and Lumber Products | New | Space Heating | Natural Gas | Gas Boiler - Maintenance | A | Incremental Summer Peak Savings (MW) | Technical Potential | 0 | 0 | 0 | 0 | 0 | 0 | 0 | 0 | 0 | 0 | 0 | 0 | 0 | 0 | 0 | 0 | 0 | 0 | 0 | 0 | 0 | 0
F9_Industrial_Wood and Lumber Products_New_Space Heating_Natural Gas_Gas Boiler - Maintenance_A_Technical Potential | F9 | Industrial | Wood and Lumber Products | New | Space Heating | Natural Gas | Gas Boiler - Maintenance | A | Incremental Winter Peak Savings (MW) | Technical Potential | 0 | 0 | 0 | 0 | 0 | 0 | 0 | 0 | 0 | 0 | 0 | 0 | 0 | 0 | 0 | 0 | 0 | 0 | 0 | 0 | 0 | 0
F10_Industrial_Wood and Lumber Products_New_Space Heating_Natural Gas_Gas Boiler - Maintenance_A_Technical Potential | F10 | Industrial | Wood and Lumber Products | New | Space Heating | Natural Gas | Gas Boiler - Maintenance | A | Cumulative Energy Savings (MWh or mTherms) | Technical Potential | 0 | 0 | 0.00012191 | 0.00027104 | 0.00041826 | 0.00044938 | 0.00045458 | 0.00046127 | 0.00046127 | 0.00046127 | 0.00046127 | 0.00046127 | 0.00046127 | 0.00046127 | 0.00046127 | 0.00046127 | 0.00046127 | 0.00046127 | 0.00046127 | 0.00046127 | 0.00046127 | 0.00046127
F11_Industrial_Wood and Lumber Products_New_Space Heating_Natural Gas_Gas Boiler - Maintenance_A_Technical Potential | F11 | Industrial | Wood and Lumber Products | New | Space Heating | Natural Gas | Gas Boiler - Maintenance | A | Cumulative Summer Peak Savings (MW) | Technical Potential | 0 | 0 | 0 | 0 | 0 | 0 | 0 | 0 | 0 | 0 | 0 | 0 | 0 | 0 | 0 | 0 | 0 | 0 | 0 | 0 | 0 | 0
F12_Industrial_Wood and Lumber Products_New_Space Heating_Natural Gas_Gas Boiler - Maintenance_A_Technical Potential | F12 | Industrial | Wood and Lumber Products | New | Space Heating | Natural Gas | Gas Boiler - Maintenance | A | Cumulative Winter Peak Savings (MW) | Technical Potential | 0 | 0 | 0 | 0 | 0 | 0 | 0 | 0 | 0 | 0 | 0 | 0 | 0 | 0 | 0 | 0 | 0 | 0 | 0 | 0 | 0 | 0
F13_Industrial_Wood and Lumber Products_New_Space Heating_Natural Gas_Gas Boiler - Maintenance_A_Technical Potential | F13 | Industrial | Wood and Lumber Products | New | Space Heating | Natural Gas | Gas Boiler - Maintenance | A | Purchases (Incremental) | Technical Potential | 0 | 0 | 0.14249 | 0.1743 | 0.17206 | 0.17886 | 0.18038 | 0.17987 | 0.17886 | 0.18038 | 0.17987 | 0.32135 | 0.35468 | 0.35193 | 0.6427 | 0.70936 | 0.70386 | 1.2854 | 1.4187 | 1.4077 | 2.6072 | 2.8435
F14_Industrial_Wood and Lumber Products_New_Space Heating_Natural Gas_Gas Boiler - Maintenance_A_Technical Potential | F14 | Industrial | Wood and Lumber Products | New | Space Heating | Natural Gas | Gas Boiler - Maintenance | A | Purchases (Cumulative) | Technical Potential | 0 | 0 | 0.14249 | 0.31679 | 0.48885 | 0.52522 | 0.5313 | 0.53912 | 0.53912 | 0.53912 | 0.53912 | 0.53912 | 0.53912 | 0.53912 | 0.53912 | 0.53912 | 0.53912 | 0.53912 | 0.53912 | 0.53912 | 0.53912 | 0.53912
F1_Industrial_Wood and Lumber Products_New_Process_Natural Gas_Gas Boiler - Maintenance_A_Technical Potential | F1 | Industrial | Wood and Lumber Products | New | Process | Natural Gas | Gas Boiler - Maintenance | A | Original Unit Energy Savings (kWh or therms) | Technical Potential | 0 | 0 | 6.3264 | 6.3264 | 6.3264 | 6.3264 | 6.3264 | 6.3264 | 6.3264 | 6.3264 | 6.3264 | 6.3264 | 6.3264 | 6.3264 | 6.3264 | 6.3264 | 6.3264 | 6.3264 | 6.3264 | 6.3264 | 6.3264 | 6.3264
F2_Industrial_Wood and Lumber Products_New_Process_Natural Gas_Gas Boiler - Maintenance_A_Technical Potential | F2 | Industrial | Wood and Lumber Products | New | Process | Natural Gas | Gas Boiler - Maintenance | A | Original Unit Summer Peak Savings (kW) | Technical Potential | 0 | 0 | 0 | 0 | 0 | 0 | 0 | 0 | 0 | 0 | 0 | 0 | 0 | 0 | 0 | 0 | 0 | 0 | 0 | 0 | 0 | 0
F3_Industrial_Wood and Lumber Products_New_Process_Natural Gas_Gas Boiler - Maintenance_A_Technical Potential | F3 | Industrial | Wood and Lumber Products | New | Process | Natural Gas | Gas Boiler - Maintenance | A | Original Unit Winter Peak Savings (kW) | Technical Potential | 0 | 0 | 0 | 0 | 0 | 0 | 0 | 0 | 0 | 0 | 0 | 0 | 0 | 0 | 0 | 0 | 0 | 0 | 0 | 0 | 0 | 0
F4_Industrial_Wood and Lumber Products_New_Process_Natural Gas_Gas Boiler - Maintenance_A_Technical Potential | F4 | Industrial | Wood and Lumber Products | New | Process | Natural Gas | Gas Boiler - Maintenance | A | Standalone Impact on Baseline Energy (%) | Technical Potential | 0% | 0% | 0.008408% | 0.01071% | 0.01159% | 0.009331% | 0.0082% | 0.007221% | 0.006387% | 0.005653% | 0.005207% | 0.004774% | 0.004412% | 0.004055% | 0.003844% | 0.003616% | 0.003413% | 0.003204% | 0.003079% | 0.002938% | 0.002813% | 0.002698%
F5_Industrial_Wood and Lumber Products_New_Process_Natural Gas_Gas Boiler - Maintenance_A_Technical Potential | F5 | Industrial | Wood and Lumber Products | New | Process | Natural Gas | Gas Boiler - Maintenance | A | Standalone Impact on Baseline Summer Peak (%) | Technical Potential | bar: 2019 to 2040
F6_Industrial_Wood and Lumber Products_New_Process_Natural Gas_Gas Boiler - Maintenance_A_Technical Potential | F6 | Industrial | Wood and Lumber Products | New | Process | Natural Gas | Gas Boiler - Maintenance | A | Standalone Impact on Baseline Winter Peak (%) | Technical Potential | bar: 2019 to 2040
F7_Industrial_Wood and Lumber Products_New_Process_Natural Gas_Gas Boiler - Maintenance_A_Technical Potential | F7 | Industrial | Wood and Lumber Products | New | Process | Natural Gas | Gas Boiler - Maintenance | A | Incremental Energy Savings (MWh or mTherms) | Technical Potential | 0 | 0 | 0.0031028 | 0.0037955 | 0.0037467 | 0.0038948 | 0.003928 | 0.0039168 | 0.0038948 | 0.003928 | 0.0039168 | 0.0069977 | 0.0077234 | 0.0076635 | 0.013995 | 0.015447 | 0.015327 | 0.027991 | 0.030894 | 0.030654 | 0.056773 | 0.06192
F8_Industrial_Wood and Lumber Products_New_Process_Natural Gas_Gas Boiler - Maintenance_A_Technical Potential | F8 | Industrial | Wood and Lumber Products | New | Process | Natural Gas | Gas Boiler - Maintenance | A | Incremental Summer Peak Savings (MW) | Technical Potential | 0 | 0 | 0 | 0 | 0 | 0 | 0 | 0 | 0 | 0 | 0 | 0 | 0 | 0 | 0 | 0 | 0 | 0 | 0 | 0 | 0 | 0
F9_Industrial_Wood and Lumber Products_New_Process_Natural Gas_Gas Boiler - Maintenance_A_Technical Potential | F9 | Industrial | Wood and Lumber Products | New | Process | Natural Gas | Gas Boiler - Maintenance | A | Incremental Winter Peak Savings (MW) | Technical Potential | 0 | 0 | 0 | 0 | 0 | 0 | 0 | 0 | 0 | 0 | 0 | 0 | 0 | 0 | 0 | 0 | 0 | 0 | 0 | 0 | 0 | 0
F10_Industrial_Wood and Lumber Products_New_Process_Natural Gas_Gas Boiler - Maintenance_A_Technical Potential | F10 | Industrial | Wood and Lumber Products | New | Process | Natural Gas | Gas Boiler - Maintenance | A | Cumulative Energy Savings (MWh or mTherms) | Technical Potential | 0 | 0 | 0.0031028 | 0.0068983 | 0.010645 | 0.011437 | 0.011569 | 0.01174 | 0.01174 | 0.01174 | 0.01174 | 0.01174 | 0.01174 | 0.01174 | 0.01174 | 0.01174 | 0.01174 | 0.01174 | 0.01174 | 0.01174 | 0.01174 | 0.01174
F11_Industrial_Wood and Lumber Products_New_Process_Natural Gas_Gas Boiler - Maintenance_A_Technical Potential | F11 | Industrial | Wood and Lumber Products | New | Process | Natural Gas | Gas Boiler - Maintenance | A | Cumulative Summer Peak Savings (MW) | Technical Potential | 0 | 0 | 0 | 0 | 0 | 0 | 0 | 0 | 0 | 0 | 0 | 0 | 0 | 0 | 0 | 0 | 0 | 0 | 0 | 0 | 0 | 0
F12_Industrial_Wood and Lumber Products_New_Process_Natural Gas_Gas Boiler - Maintenance_A_Technical Potential | F12 | Industrial | Wood and Lumber Products | New | Process | Natural Gas | Gas Boiler - Maintenance | A | Cumulative Winter Peak Savings (MW) | Technical Potential | 0 | 0 | 0 | 0 | 0 | 0 | 0 | 0 | 0 | 0 | 0 | 0 | 0 | 0 | 0 | 0 | 0 | 0 | 0 | 0 | 0 | 0
F13_Industrial_Wood and Lumber Products_New_Process_Natural Gas_Gas Boiler - Maintenance_A_Technical Potential | F13 | Industrial | Wood and Lumber Products | New | Process | Natural Gas | Gas Boiler - Maintenance | A | Purchases (Incremental) | Technical Potential | 0 | 0 | 0.49046 | 0.59995 | 0.59223 | 0.61565 | 0.62089 | 0.61913 | 0.61565 | 0.62089 | 0.61913 | 1.1061 | 1.2208 | 1.2114 | 2.2122 | 2.4417 | 2.4227 | 4.4244 | 4.8833 | 4.8454 | 8.9741 | 9.7876
F14_Industrial_Wood and Lumber Products_New_Process_Natural Gas_Gas Boiler - Maintenance_A_Technical Potential | F14 | Industrial | Wood and Lumber Products | New | Process | Natural Gas | Gas Boiler - Maintenance | A | Purchases (Cumulative) | Technical Potential | 0 | 0 | 0.49046 | 1.0904 | 1.6826 | 1.8078 | 1.8288 | 1.8557 | 1.8557 | 1.8557 | 1.8557 | 1.8557 | 1.8557 | 1.8557 | 1.8557 | 1.8557 | 1.8557 | 1.8557 | 1.8557 | 1.8557 | 1.8557 | 1.8557
F1_Industrial_Wood and Lumber Products_New_Space Heating_Natural Gas_Gas Furnace - Maintenance_A_Technical Potential | F1 | Industrial | Wood and Lumber Products | New | Space Heating | Natural Gas | Gas Furnace - Maintenance | A | Original Unit Energy Savings (kWh or therms) | Technical Potential | 0 | 0 | 0.0083129 | 0.0083129 | 0.0083129 | 0.0083129 | 0.0083129 | 0.0083129 | 0.0083129 | 0.0083129 | 0.0083129 | 0.0083129 | 0.0083129 | 0.0083129 | 0.0083129 | 0.0083129 | 0.0083129 | 0.0083129 | 0.0083129 | 0.0083129 | 0.0083129 | 0.0083129
F2_Industrial_Wood and Lumber Products_New_Space Heating_Natural Gas_Gas Furnace - Maintenance_A_Technical Potential | F2 | Industrial | Wood and Lumber Products | New | Space Heating | Natural Gas | Gas Furnace - Maintenance | A | Original Unit Summer Peak Savings (kW) | Technical Potential | 0 | 0 | 0 | 0 | 0 | 0 | 0 | 0 | 0 | 0 | 0 | 0 | 0 | 0 | 0 | 0 | 0 | 0 | 0 | 0 | 0 | 0
F3_Industrial_Wood and Lumber Products_New_Space Heating_Natural Gas_Gas Furnace - Maintenance_A_Technical Potential | F3 | Industrial | Wood and Lumber Products | New | Space Heating | Natural Gas | Gas Furnace - Maintenance | A | Original Unit Winter Peak Savings (kW) | Technical Potential | 0 | 0 | 0 | 0 | 0 | 0 | 0 | 0 | 0 | 0 | 0 | 0 | 0 | 0 | 0 | 0 | 0 | 0 | 0 | 0 | 0 | 0
F4_Industrial_Wood and Lumber Products_New_Space Heating_Natural Gas_Gas Furnace - Maintenance_A_Technical Potential | F4 | Industrial | Wood and Lumber Products | New | Space Heating | Natural Gas | Gas Furnace - Maintenance | A | Standalone Impact on Baseline Energy (%) | Technical Potential | 0% | 0% | 4.059e-05% | 5.171e-05% | 5.596e-05% | 4.504e-05% | 3.959e-05% | 3.486e-05% | 3.083e-05% | 2.729e-05% | 2.514e-05% | 2.305e-05% | 2.13e-05% | 1.958e-05% | 1.856e-05% | 1.745e-05% | 1.648e-05% | 1.547e-05% | 1.486e-05% | 1.418e-05% | 1.358e-05% | 1.303e-05%
F5_Industrial_Wood and Lumber Products_New_Space Heating_Natural Gas_Gas Furnace - Maintenance_A_Technical Potential | F5 | Industrial | Wood and Lumber Products | New | Space Heating | Natural Gas | Gas Furnace - Maintenance | A | Standalone Impact on Baseline Summer Peak (%) | Technical Potential | bar: 2019 to 2040
F6_Industrial_Wood and Lumber Products_New_Space Heating_Natural Gas_Gas Furnace - Maintenance_A_Technical Potential | F6 | Industrial | Wood and Lumber Products | New | Space Heating | Natural Gas | Gas Furnace - Maintenance | A | Standalone Impact on Baseline Winter Peak (%) | Technical Potential | bar: 2019 to 2040
F7_Industrial_Wood and Lumber Products_New_Space Heating_Natural Gas_Gas Furnace - Maintenance_A_Technical Potential | F7 | Industrial | Wood and Lumber Products | New | Space Heating | Natural Gas | Gas Furnace - Maintenance | A | Incremental Energy Savings (MWh or mTherms) | Technical Potential | 0 | 0 | 2.0007e-06 | 2.4474e-06 | 2.4159e-06 | 2.5114e-06 | 2.5328e-06 | 2.5256e-06 | 2.5114e-06 | 2.5328e-06 | 2.5256e-06 | 4.5121e-06 | 4.9801e-06 | 4.9415e-06 | 9.0243e-06 | 9.9603e-06 | 9.8829e-06 | 1.8049e-05 | 1.9921e-05 | 1.9766e-05 | 3.6608e-05 | 3.9926e-05
F8_Industrial_Wood and Lumber Products_New_Space Heating_Natural Gas_Gas Furnace - Maintenance_A_Technical Potential | F8 | Industrial | Wood and Lumber Products | New | Space Heating | Natural Gas | Gas Furnace - Maintenance | A | Incremental Summer Peak Savings (MW) | Technical Potential | 0 | 0 | 0 | 0 | 0 | 0 | 0 | 0 | 0 | 0 | 0 | 0 | 0 | 0 | 0 | 0 | 0 | 0 | 0 | 0 | 0 | 0
F9_Industrial_Wood and Lumber Products_New_Space Heating_Natural Gas_Gas Furnace - Maintenance_A_Technical Potential | F9 | Industrial | Wood and Lumber Products | New | Space Heating | Natural Gas | Gas Furnace - Maintenance | A | Incremental Winter Peak Savings (MW) | Technical Potential | 0 | 0 | 0 | 0 | 0 | 0 | 0 | 0 | 0 | 0 | 0 | 0 | 0 | 0 | 0 | 0 | 0 | 0 | 0 | 0 | 0 | 0
F10_Industrial_Wood and Lumber Products_New_Space Heating_Natural Gas_Gas Furnace - Maintenance_A_Technical Potential | F10 | Industrial | Wood and Lumber Products | New | Space Heating | Natural Gas | Gas Furnace - Maintenance | A | Cumulative Energy Savings (MWh or mTherms) | Technical Potential | 0 | 0 | 2.0007e-06 | 4.4481e-06 | 6.8639e-06 | 7.3747e-06 | 7.4601e-06 | 7.5698e-06 | 7.5698e-06 | 7.5698e-06 | 7.5698e-06 | 7.5698e-06 | 7.5698e-06 | 7.5698e-06 | 7.5698e-06 | 7.5698e-06 | 7.5698e-06 | 7.5698e-06 | 7.5698e-06 | 7.5698e-06 | 7.5698e-06 | 7.5698e-06
F11_Industrial_Wood and Lumber Products_New_Space Heating_Natural Gas_Gas Furnace - Maintenance_A_Technical Potential | F11 | Industrial | Wood and Lumber Products | New | Space Heating | Natural Gas | Gas Furnace - Maintenance | A | Cumulative Summer Peak Savings (MW) | Technical Potential | 0 | 0 | 0 | 0 | 0 | 0 | 0 | 0 | 0 | 0 | 0 | 0 | 0 | 0 | 0 | 0 | 0 | 0 | 0 | 0 | 0 | 0
F12_Industrial_Wood and Lumber Products_New_Space Heating_Natural Gas_Gas Furnace - Maintenance_A_Technical Potential | F12 | Industrial | Wood and Lumber Products | New | Space Heating | Natural Gas | Gas Furnace - Maintenance | A | Cumulative Winter Peak Savings (MW) | Technical Potential | 0 | 0 | 0 | 0 | 0 | 0 | 0 | 0 | 0 | 0 | 0 | 0 | 0 | 0 | 0 | 0 | 0 | 0 | 0 | 0 | 0 | 0
F13_Industrial_Wood and Lumber Products_New_Space Heating_Natural Gas_Gas Furnace - Maintenance_A_Technical Potential | F13 | Industrial | Wood and Lumber Products | New | Space Heating | Natural Gas | Gas Furnace - Maintenance | A | Purchases (Incremental) | Technical Potential | 0 | 0 | 0.24068 | 0.2944 | 0.29062 | 0.30211 | 0.30468 | 0.30382 | 0.30211 | 0.30468 | 0.30382 | 0.54279 | 0.59908 | 0.59443 | 1.0856 | 1.1982 | 1.1889 | 2.1711 | 2.3963 | 2.3777 | 4.4037 | 4.803
F14_Industrial_Wood and Lumber Products_New_Space Heating_Natural Gas_Gas Furnace - Maintenance_A_Technical Potential | F14 | Industrial | Wood and Lumber Products | New | Space Heating | Natural Gas | Gas Furnace - Maintenance | A | Purchases (Cumulative) | Technical Potential | 0 | 0 | 0.24068 | 0.53508 | 0.8257 | 0.88713 | 0.89741 | 0.91061 | 0.91061 | 0.91061 | 0.91061 | 0.91061 | 0.91061 | 0.91061 | 0.91061 | 0.91061 | 0.91061 | 0.91061 | 0.91061 | 0.91061 | 0.91061 | 0.91061
F1_Industrial_Wood and Lumber Products_New_Space Heating_Natural Gas_Gas Boiler - Hot Water Reset_A_Technical Potential | F1 | Industrial | Wood and Lumber Products | New | Space Heating | Natural Gas | Gas Boiler - Hot Water Reset | A | Original Unit Energy Savings (kWh or therms) | Technical Potential | 0 | 0 | 3.1113 | 3.1113 | 3.1113 | 3.1113 | 3.1113 | 3.1113 | 3.1113 | 3.1113 | 3.1113 | 3.1113 | 3.1113 | 3.1113 | 3.1113 | 3.1113 | 3.1113 | 3.1113 | 3.1113 | 3.1113 | 3.1113 | 3.1113
F2_Industrial_Wood and Lumber Products_New_Space Heating_Natural Gas_Gas Boiler - Hot Water Reset_A_Technical Potential | F2 | Industrial | Wood and Lumber Products | New | Space Heating | Natural Gas | Gas Boiler - Hot Water Reset | A | Original Unit Summer Peak Savings (kW) | Technical Potential | 0 | 0 | 0 | 0 | 0 | 0 | 0 | 0 | 0 | 0 | 0 | 0 | 0 | 0 | 0 | 0 | 0 | 0 | 0 | 0 | 0 | 0
F3_Industrial_Wood and Lumber Products_New_Space Heating_Natural Gas_Gas Boiler - Hot Water Reset_A_Technical Potential | F3 | Industrial | Wood and Lumber Products | New | Space Heating | Natural Gas | Gas Boiler - Hot Water Reset | A | Original Unit Winter Peak Savings (kW) | Technical Potential | 0 | 0 | 0 | 0 | 0 | 0 | 0 | 0 | 0 | 0 | 0 | 0 | 0 | 0 | 0 | 0 | 0 | 0 | 0 | 0 | 0 | 0
F4_Industrial_Wood and Lumber Products_New_Space Heating_Natural Gas_Gas Boiler - Hot Water Reset_A_Technical Potential | F4 | Industrial | Wood and Lumber Products | New | Space Heating | Natural Gas | Gas Boiler - Hot Water Reset | A | Standalone Impact on Baseline Energy (%) | Technical Potential | 0% | 0% | 0.008742% | 0.01574% | 0.02418% | 0.03336% | 0.04638% | 0.06058% | 0.07589% | 0.08996% | 0.1043% | 0.1141% | 0.1198% | 0.1195% | 0.1188% | 0.1144% | 0.1091% | 0.1028% | 0.0988% | 0.09428% | 0.09026% | 0.08658%
F5_Industrial_Wood and Lumber Products_New_Space Heating_Natural Gas_Gas Boiler - Hot Water Reset_A_Technical Potential | F5 | Industrial | Wood and Lumber Products | New | Space Heating | Natural Gas | Gas Boiler - Hot Water Reset | A | Standalone Impact on Baseline Summer Peak (%) | Technical Potential | bar: 2019 to 2040
F6_Industrial_Wood and Lumber Products_New_Space Heating_Natural Gas_Gas Boiler - Hot Water Reset_A_Technical Potential | F6 | Industrial | Wood and Lumber Products | New | Space Heating | Natural Gas | Gas Boiler - Hot Water Reset | A | Standalone Impact on Baseline Winter Peak (%) | Technical Potential | bar: 2019 to 2040
F7_Industrial_Wood and Lumber Products_New_Space Heating_Natural Gas_Gas Boiler - Hot Water Reset_A_Technical Potential | F7 | Industrial | Wood and Lumber Products | New | Space Heating | Natural Gas | Gas Boiler - Hot Water Reset | A | Incremental Energy Savings (MWh or mTherms) | Technical Potential | 0 | 0 | 0.0004309 | 0.00092334 | 0.0016112 | 0.0024965 | 0.0032777 | 0.0044159 | 0.0054767 | 0.0063215 | 0.0064673 | 0.0060634 | 0.0050771 | 0.0036557 | 0.0022392 | 0.0011463 | 0.00051379 | 0.00019903 | 0.0004309 | 0.00092334 | 0.0016112 | 0.0024965
F8_Industrial_Wood and Lumber Products_New_Space Heating_Natural Gas_Gas Boiler - Hot Water Reset_A_Technical Potential | F8 | Industrial | Wood and Lumber Products | New | Space Heating | Natural Gas | Gas Boiler - Hot Water Reset | A | Incremental Summer Peak Savings (MW) | Technical Potential | 0 | 0 | 0 | 0 | 0 | 0 | 0 | 0 | 0 | 0 | 0 | 0 | 0 | 0 | 0 | 0 | 0 | 0 | 0 | 0 | 0 | 0
F9_Industrial_Wood and Lumber Products_New_Space Heating_Natural Gas_Gas Boiler - Hot Water Reset_A_Technical Potential | F9 | Industrial | Wood and Lumber Products | New | Space Heating | Natural Gas | Gas Boiler - Hot Water Reset | A | Incremental Winter Peak Savings (MW) | Technical Potential | 0 | 0 | 0 | 0 | 0 | 0 | 0 | 0 | 0 | 0 | 0 | 0 | 0 | 0 | 0 | 0 | 0 | 0 | 0 | 0 | 0 | 0
F10_Industrial_Wood and Lumber Products_New_Space Heating_Natural Gas_Gas Boiler - Hot Water Reset_A_Technical Potential | F10 | Industrial | Wood and Lumber Products | New | Space Heating | Natural Gas | Gas Boiler - Hot Water Reset | A | Cumulative Energy Savings (MWh or mTherms) | Technical Potential | 0 | 0 | 0.0004309 | 0.0013542 | 0.0029654 | 0.0054619 | 0.0087397 | 0.013156 | 0.018632 | 0.024954 | 0.031421 | 0.037484 | 0.042561 | 0.046217 | 0.048456 | 0.049603 | 0.050116 | 0.050316 | 0.050316 | 0.050316 | 0.050316 | 0.050316
F11_Industrial_Wood and Lumber Products_New_Space Heating_Natural Gas_Gas Boiler - Hot Water Reset_A_Technical Potential | F11 | Industrial | Wood and Lumber Products | New | Space Heating | Natural Gas | Gas Boiler - Hot Water Reset | A | Cumulative Summer Peak Savings (MW) | Technical Potential | 0 | 0 | 0 | 0 | 0 | 0 | 0 | 0 | 0 | 0 | 0 | 0 | 0 | 0 | 0 | 0 | 0 | 0 | 0 | 0 | 0 | 0
F12_Industrial_Wood and Lumber Products_New_Space Heating_Natural Gas_Gas Boiler - Hot Water Reset_A_Technical Potential | F12 | Industrial | Wood and Lumber Products | New | Space Heating | Natural Gas | Gas Boiler - Hot Water Reset | A | Cumulative Winter Peak Savings (MW) | Technical Potential | 0 | 0 | 0 | 0 | 0 | 0 | 0 | 0 | 0 | 0 | 0 | 0 | 0 | 0 | 0 | 0 | 0 | 0 | 0 | 0 | 0 | 0
F13_Industrial_Wood and Lumber Products_New_Space Heating_Natural Gas_Gas Boiler - Hot Water Reset_A_Technical Potential | F13 | Industrial | Wood and Lumber Products | New | Space Heating | Natural Gas | Gas Boiler - Hot Water Reset | A | Purchases (Incremental) | Technical Potential | 0 | 0 | 0.1385 | 0.29677 | 0.51785 | 0.80241 | 1.0535 | 1.4193 | 1.7603 | 2.0318 | 2.0787 | 1.9488 | 1.6318 | 1.175 | 0.7197 | 0.36843 | 0.16514 | 0.063971 | 0.1385 | 0.29677 | 0.51785 | 0.80241
F14_Industrial_Wood and Lumber Products_New_Space Heating_Natural Gas_Gas Boiler - Hot Water Reset_A_Technical Potential | F14 | Industrial | Wood and Lumber Products | New | Space Heating | Natural Gas | Gas Boiler - Hot Water Reset | A | Purchases (Cumulative) | Technical Potential | 0 | 0 | 0.1385 | 0.43527 | 0.95312 | 1.7555 | 2.809 | 4.2283 | 5.9886 | 8.0204 | 10.0991 | 12.0479 | 13.6798 | 14.8548 | 15.5745 | 15.9429 | 16.108 | 16.172 | 16.172 | 16.172 | 16.172 | 16.172
F1_Industrial_Wood and Lumber Products_New_Process_Natural Gas_Gas Boiler - Hot Water Reset_A_Technical Potential | F1 | Industrial | Wood and Lumber Products | New | Process | Natural Gas | Gas Boiler - Hot Water Reset | A | Original Unit Energy Savings (kWh or therms) | Technical Potential | 0 | 0 | 11.5025 | 11.5025 | 11.5025 | 11.5025 | 11.5025 | 11.5025 | 11.5025 | 11.5025 | 11.5025 | 11.5025 | 11.5025 | 11.5025 | 11.5025 | 11.5025 | 11.5025 | 11.5025 | 11.5025 | 11.5025 | 11.5025 | 11.5025
F2_Industrial_Wood and Lumber Products_New_Process_Natural Gas_Gas Boiler - Hot Water Reset_A_Technical Potential | F2 | Industrial | Wood and Lumber Products | New | Process | Natural Gas | Gas Boiler - Hot Water Reset | A | Original Unit Summer Peak Savings (kW) | Technical Potential | 0 | 0 | 0 | 0 | 0 | 0 | 0 | 0 | 0 | 0 | 0 | 0 | 0 | 0 | 0 | 0 | 0 | 0 | 0 | 0 | 0 | 0
F3_Industrial_Wood and Lumber Products_New_Process_Natural Gas_Gas Boiler - Hot Water Reset_A_Technical Potential | F3 | Industrial | Wood and Lumber Products | New | Process | Natural Gas | Gas Boiler - Hot Water Reset | A | Original Unit Winter Peak Savings (kW) | Technical Potential | 0 | 0 | 0 | 0 | 0 | 0 | 0 | 0 | 0 | 0 | 0 | 0 | 0 | 0 | 0 | 0 | 0 | 0 | 0 | 0 | 0 | 0
F4_Industrial_Wood and Lumber Products_New_Process_Natural Gas_Gas Boiler - Hot Water Reset_A_Technical Potential | F4 | Industrial | Wood and Lumber Products | New | Process | Natural Gas | Gas Boiler - Hot Water Reset | A | Standalone Impact on Baseline Energy (%) | Technical Potential | 0% | 0% | 0.01486% | 0.02676% | 0.04109% | 0.0567% | 0.07883% | 0.103% | 0.129% | 0.1529% | 0.1773% | 0.194% | 0.2035% | 0.2032% | 0.2019% | 0.1944% | 0.1854% | 0.1747% | 0.1679% | 0.1602% | 0.1534% | 0.1472%
F5_Industrial_Wood and Lumber Products_New_Process_Natural Gas_Gas Boiler - Hot Water Reset_A_Technical Potential | F5 | Industrial | Wood and Lumber Products | New | Process | Natural Gas | Gas Boiler - Hot Water Reset | A | Standalone Impact on Baseline Summer Peak (%) | Technical Potential | bar: 2019 to 2040
F6_Industrial_Wood and Lumber Products_New_Process_Natural Gas_Gas Boiler - Hot Water Reset_A_Technical Potential | F6 | Industrial | Wood and Lumber Products | New | Process | Natural Gas | Gas Boiler - Hot Water Reset | A | Standalone Impact on Baseline Winter Peak (%) | Technical Potential | bar: 2019 to 2040
F7_Industrial_Wood and Lumber Products_New_Process_Natural Gas_Gas Boiler - Hot Water Reset_A_Technical Potential | F7 | Industrial | Wood and Lumber Products | New | Process | Natural Gas | Gas Boiler - Hot Water Reset | A | Incremental Energy Savings (MWh or mTherms) | Technical Potential | 0 | 0 | 0.0054834 | 0.01175 | 0.020503 | 0.031769 | 0.041711 | 0.056194 | 0.069693 | 0.080443 | 0.082298 | 0.077159 | 0.064609 | 0.046521 | 0.028495 | 0.014587 | 0.0065382 | 0.0025328 | 0.0054834 | 0.01175 | 0.020503 | 0.031769
F8_Industrial_Wood and Lumber Products_New_Process_Natural Gas_Gas Boiler - Hot Water Reset_A_Technical Potential | F8 | Industrial | Wood and Lumber Products | New | Process | Natural Gas | Gas Boiler - Hot Water Reset | A | Incremental Summer Peak Savings (MW) | Technical Potential | 0 | 0 | 0 | 0 | 0 | 0 | 0 | 0 | 0 | 0 | 0 | 0 | 0 | 0 | 0 | 0 | 0 | 0 | 0 | 0 | 0 | 0
F9_Industrial_Wood and Lumber Products_New_Process_Natural Gas_Gas Boiler - Hot Water Reset_A_Technical Potential | F9 | Industrial | Wood and Lumber Products | New | Process | Natural Gas | Gas Boiler - Hot Water Reset | A | Incremental Winter Peak Savings (MW) | Technical Potential | 0 | 0 | 0 | 0 | 0 | 0 | 0 | 0 | 0 | 0 | 0 | 0 | 0 | 0 | 0 | 0 | 0 | 0 | 0 | 0 | 0 | 0
F10_Industrial_Wood and Lumber Products_New_Process_Natural Gas_Gas Boiler - Hot Water Reset_A_Technical Potential | F10 | Industrial | Wood and Lumber Products | New | Process | Natural Gas | Gas Boiler - Hot Water Reset | A | Cumulative Energy Savings (MWh or mTherms) | Technical Potential | 0 | 0 | 0.0054834 | 0.017233 | 0.037736 | 0.069505 | 0.11122 | 0.16741 | 0.2371 | 0.31755 | 0.39984 | 0.477 | 0.54161 | 0.58813 | 0.61663 | 0.63121 | 0.63775 | 0.64029 | 0.64029 | 0.64029 | 0.64029 | 0.64029
F11_Industrial_Wood and Lumber Products_New_Process_Natural Gas_Gas Boiler - Hot Water Reset_A_Technical Potential | F11 | Industrial | Wood and Lumber Products | New | Process | Natural Gas | Gas Boiler - Hot Water Reset | A | Cumulative Summer Peak Savings (MW) | Technical Potential | 0 | 0 | 0 | 0 | 0 | 0 | 0 | 0 | 0 | 0 | 0 | 0 | 0 | 0 | 0 | 0 | 0 | 0 | 0 | 0 | 0 | 0
F12_Industrial_Wood and Lumber Products_New_Process_Natural Gas_Gas Boiler - Hot Water Reset_A_Technical Potential | F12 | Industrial | Wood and Lumber Products | New | Process | Natural Gas | Gas Boiler - Hot Water Reset | A | Cumulative Winter Peak Savings (MW) | Technical Potential | 0 | 0 | 0 | 0 | 0 | 0 | 0 | 0 | 0 | 0 | 0 | 0 | 0 | 0 | 0 | 0 | 0 | 0 | 0 | 0 | 0 | 0
F13_Industrial_Wood and Lumber Products_New_Process_Natural Gas_Gas Boiler - Hot Water Reset_A_Technical Potential | F13 | Industrial | Wood and Lumber Products | New | Process | Natural Gas | Gas Boiler - Hot Water Reset | A | Purchases (Incremental) | Technical Potential | 0 | 0 | 0.47671 | 1.0215 | 1.7825 | 2.7619 | 3.6262 | 4.8854 | 6.0589 | 6.9935 | 7.1548 | 6.708 | 5.6169 | 4.0444 | 2.4772 | 1.2682 | 0.56841 | 0.22019 | 0.47671 | 1.0215 | 1.7825 | 2.7619
F14_Industrial_Wood and Lumber Products_New_Process_Natural Gas_Gas Boiler - Hot Water Reset_A_Technical Potential | F14 | Industrial | Wood and Lumber Products | New | Process | Natural Gas | Gas Boiler - Hot Water Reset | A | Purchases (Cumulative) | Technical Potential | 0 | 0 | 0.47671 | 1.4982 | 3.2807 | 6.0426 | 9.6688 | 14.5542 | 20.6131 | 27.6067 | 34.7615 | 41.4695 | 47.0864 | 51.1309 | 53.6081 | 54.8763 | 55.4447 | 55.6649 | 55.6649 | 55.6649 | 55.6649 | 55.6649
F1_Industrial_Wood and Lumber Products_New_Space Heating_Natural Gas_Steam Trap Maintenance_A_Technical Potential | F1 | Industrial | Wood and Lumber Products | New | Space Heating | Natural Gas | Steam Trap Maintenance | A | Original Unit Energy Savings (kWh or therms) | Technical Potential | 0 | 0 | 1.0991 | 1.0991 | 1.0991 | 1.0991 | 1.0991 | 1.0991 | 1.0991 | 1.0991 | 1.0991 | 1.0991 | 1.0991 | 1.0991 | 1.0991 | 1.0991 | 1.0991 | 1.0991 | 1.0991 | 1.0991 | 1.0991 | 1.0991
F2_Industrial_Wood and Lumber Products_New_Space Heating_Natural Gas_Steam Trap Maintenance_A_Technical Potential | F2 | Industrial | Wood and Lumber Products | New | Space Heating | Natural Gas | Steam Trap Maintenance | A | Original Unit Summer Peak Savings (kW) | Technical Potential | 0 | 0 | 0 | 0 | 0 | 0 | 0 | 0 | 0 | 0 | 0 | 0 | 0 | 0 | 0 | 0 | 0 | 0 | 0 | 0 | 0 | 0
F3_Industrial_Wood and Lumber Products_New_Space Heating_Natural Gas_Steam Trap Maintenance_A_Technical Potential | F3 | Industrial | Wood and Lumber Products | New | Space Heating | Natural Gas | Steam Trap Maintenance | A | Original Unit Winter Peak Savings (kW) | Technical Potential | 0 | 0 | 0 | 0 | 0 | 0 | 0 | 0 | 0 | 0 | 0 | 0 | 0 | 0 | 0 | 0 | 0 | 0 | 0 | 0 | 0 | 0
F4_Industrial_Wood and Lumber Products_New_Space Heating_Natural Gas_Steam Trap Maintenance_A_Technical Potential | F4 | Industrial | Wood and Lumber Products | New | Space Heating | Natural Gas | Steam Trap Maintenance | A | Standalone Impact on Baseline Energy (%) | Technical Potential | bar: 2019 to 2040
F5_Industrial_Wood and Lumber Products_New_Space Heating_Natural Gas_Steam Trap Maintenance_A_Technical Potential | F5 | Industrial | Wood and Lumber Products | New | Space Heating | Natural Gas | Steam Trap Maintenance | A | Standalone Impact on Baseline Summer Peak (%) | Technical Potential | bar: 2019 to 2040
F6_Industrial_Wood and Lumber Products_New_Space Heating_Natural Gas_Steam Trap Maintenance_A_Technical Potential | F6 | Industrial | Wood and Lumber Products | New | Space Heating | Natural Gas | Steam Trap Maintenance | A | Standalone Impact on Baseline Winter Peak (%) | Technical Potential | bar: 2019 to 2040
F7_Industrial_Wood and Lumber Products_New_Space Heating_Natural Gas_Steam Trap Maintenance_A_Technical Potential | F7 | Industrial | Wood and Lumber Products | New | Space Heating | Natural Gas | Steam Trap Maintenance | A | Incremental Energy Savings (MWh or mTherms) | Technical Potential | 0 | 0 | 0 | 0 | 0 | 0 | 0 | 0 | 0 | 0 | 0 | 0 | 0 | 0 | 0 | 0 | 0 | 0 | 0 | 0 | 0 | 0
F8_Industrial_Wood and Lumber Products_New_Space Heating_Natural Gas_Steam Trap Maintenance_A_Technical Potential | F8 | Industrial | Wood and Lumber Products | New | Space Heating | Natural Gas | Steam Trap Maintenance | A | Incremental Summer Peak Savings (MW) | Technical Potential | 0 | 0 | 0 | 0 | 0 | 0 | 0 | 0 | 0 | 0 | 0 | 0 | 0 | 0 | 0 | 0 | 0 | 0 | 0 | 0 | 0 | 0
F9_Industrial_Wood and Lumber Products_New_Space Heating_Natural Gas_Steam Trap Maintenance_A_Technical Potential | F9 | Industrial | Wood and Lumber Products | New | Space Heating | Natural Gas | Steam Trap Maintenance | A | Incremental Winter Peak Savings (MW) | Technical Potential | 0 | 0 | 0 | 0 | 0 | 0 | 0 | 0 | 0 | 0 | 0 | 0 | 0 | 0 | 0 | 0 | 0 | 0 | 0 | 0 | 0 | 0
F10_Industrial_Wood and Lumber Products_New_Space Heating_Natural Gas_Steam Trap Maintenance_A_Technical Potential | F10 | Industrial | Wood and Lumber Products | New | Space Heating | Natural Gas | Steam Trap Maintenance | A | Cumulative Energy Savings (MWh or mTherms) | Technical Potential | 0 | 0 | 0 | 0 | 0 | 0 | 0 | 0 | 0 | 0 | 0 | 0 | 0 | 0 | 0 | 0 | 0 | 0 | 0 | 0 | 0 | 0
F11_Industrial_Wood and Lumber Products_New_Space Heating_Natural Gas_Steam Trap Maintenance_A_Technical Potential | F11 | Industrial | Wood and Lumber Products | New | Space Heating | Natural Gas | Steam Trap Maintenance | A | Cumulative Summer Peak Savings (MW) | Technical Potential | 0 | 0 | 0 | 0 | 0 | 0 | 0 | 0 | 0 | 0 | 0 | 0 | 0 | 0 | 0 | 0 | 0 | 0 | 0 | 0 | 0 | 0
F12_Industrial_Wood and Lumber Products_New_Space Heating_Natural Gas_Steam Trap Maintenance_A_Technical Potential | F12 | Industrial | Wood and Lumber Products | New | Space Heating | Natural Gas | Steam Trap Maintenance | A | Cumulative Winter Peak Savings (MW) | Technical Potential | 0 | 0 | 0 | 0 | 0 | 0 | 0 | 0 | 0 | 0 | 0 | 0 | 0 | 0 | 0 | 0 | 0 | 0 | 0 | 0 | 0 | 0
F13_Industrial_Wood and Lumber Products_New_Space Heating_Natural Gas_Steam Trap Maintenance_A_Technical Potential | F13 | Industrial | Wood and Lumber Products | New | Space Heating | Natural Gas | Steam Trap Maintenance | A | Purchases (Incremental) | Technical Potential | 0 | 0 | 0 | 0 | 0 | 0 | 0 | 0 | 0 | 0 | 0 | 0 | 0 | 0 | 0 | 0 | 0 | 0 | 0 | 0 | 0 | 0
F14_Industrial_Wood and Lumber Products_New_Space Heating_Natural Gas_Steam Trap Maintenance_A_Technical Potential | F14 | Industrial | Wood and Lumber Products | New | Space Heating | Natural Gas | Steam Trap Maintenance | A | Purchases (Cumulative) | Technical Potential | 0 | 0 | 0 | 0 | 0 | 0 | 0 | 0 | 0 | 0 | 0 | 0 | 0 | 0 | 0 | 0 | 0 | 0 | 0 | 0 | 0 | 0
F1_Industrial_Wood and Lumber Products_New_Process_Natural Gas_Steam Trap Maintenance_A_Technical Potential | F1 | Industrial | Wood and Lumber Products | New | Process | Natural Gas | Steam Trap Maintenance | A | Original Unit Energy Savings (kWh or therms) | Technical Potential | 0 | 0 | 8.1272 | 8.1272 | 8.1272 | 8.1272 | 8.1272 | 8.1272 | 8.1272 | 8.1272 | 8.1272 | 8.1272 | 8.1272 | 8.1272 | 8.1272 | 8.1272 | 8.1272 | 8.1272 | 8.1272 | 8.1272 | 8.1272 | 8.1272
F2_Industrial_Wood and Lumber Products_New_Process_Natural Gas_Steam Trap Maintenance_A_Technical Potential | F2 | Industrial | Wood and Lumber Products | New | Process | Natural Gas | Steam Trap Maintenance | A | Original Unit Summer Peak Savings (kW) | Technical Potential | 0 | 0 | 0 | 0 | 0 | 0 | 0 | 0 | 0 | 0 | 0 | 0 | 0 | 0 | 0 | 0 | 0 | 0 | 0 | 0 | 0 | 0
F3_Industrial_Wood and Lumber Products_New_Process_Natural Gas_Steam Trap Maintenance_A_Technical Potential | F3 | Industrial | Wood and Lumber Products | New | Process | Natural Gas | Steam Trap Maintenance | A | Original Unit Winter Peak Savings (kW) | Technical Potential | 0 | 0 | 0 | 0 | 0 | 0 | 0 | 0 | 0 | 0 | 0 | 0 | 0 | 0 | 0 | 0 | 0 | 0 | 0 | 0 | 0 | 0
F4_Industrial_Wood and Lumber Products_New_Process_Natural Gas_Steam Trap Maintenance_A_Technical Potential | F4 | Industrial | Wood and Lumber Products | New | Process | Natural Gas | Steam Trap Maintenance | A | Standalone Impact on Baseline Energy (%) | Technical Potential | bar: 2019 to 2040
F5_Industrial_Wood and Lumber Products_New_Process_Natural Gas_Steam Trap Maintenance_A_Technical Potential | F5 | Industrial | Wood and Lumber Products | New | Process | Natural Gas | Steam Trap Maintenance | A | Standalone Impact on Baseline Summer Peak (%) | Technical Potential | bar: 2019 to 2040
F6_Industrial_Wood and Lumber Products_New_Process_Natural Gas_Steam Trap Maintenance_A_Technical Potential | F6 | Industrial | Wood and Lumber Products | New | Process | Natural Gas | Steam Trap Maintenance | A | Standalone Impact on Baseline Winter Peak (%) | Technical Potential | bar: 2019 to 2040
F7_Industrial_Wood and Lumber Products_New_Process_Natural Gas_Steam Trap Maintenance_A_Technical Potential | F7 | Industrial | Wood and Lumber Products | New | Process | Natural Gas | Steam Trap Maintenance | A | Incremental Energy Savings (MWh or mTherms) | Technical Potential | 0 | 0 | 0 | 0 | 0 | 0 | 0 | 0 | 0 | 0 | 0 | 0 | 0 | 0 | 0 | 0 | 0 | 0 | 0 | 0 | 0 | 0
F8_Industrial_Wood and Lumber Products_New_Process_Natural Gas_Steam Trap Maintenance_A_Technical Potential | F8 | Industrial | Wood and Lumber Products | New | Process | Natural Gas | Steam Trap Maintenance | A | Incremental Summer Peak Savings (MW) | Technical Potential | 0 | 0 | 0 | 0 | 0 | 0 | 0 | 0 | 0 | 0 | 0 | 0 | 0 | 0 | 0 | 0 | 0 | 0 | 0 | 0 | 0 | 0
F9_Industrial_Wood and Lumber Products_New_Process_Natural Gas_Steam Trap Maintenance_A_Technical Potential | F9 | Industrial | Wood and Lumber Products | New | Process | Natural Gas | Steam Trap Maintenance | A | Incremental Winter Peak Savings (MW) | Technical Potential | 0 | 0 | 0 | 0 | 0 | 0 | 0 | 0 | 0 | 0 | 0 | 0 | 0 | 0 | 0 | 0 | 0 | 0 | 0 | 0 | 0 | 0
F10_Industrial_Wood and Lumber Products_New_Process_Natural Gas_Steam Trap Maintenance_A_Technical Potential | F10 | Industrial | Wood and Lumber Products | New | Process | Natural Gas | Steam Trap Maintenance | A | Cumulative Energy Savings (MWh or mTherms) | Technical Potential | 0 | 0 | 0 | 0 | 0 | 0 | 0 | 0 | 0 | 0 | 0 | 0 | 0 | 0 | 0 | 0 | 0 | 0 | 0 | 0 | 0 | 0
F11_Industrial_Wood and Lumber Products_New_Process_Natural Gas_Steam Trap Maintenance_A_Technical Potential | F11 | Industrial | Wood and Lumber Products | New | Process | Natural Gas | Steam Trap Maintenance | A | Cumulative Summer Peak Savings (MW) | Technical Potential | 0 | 0 | 0 | 0 | 0 | 0 | 0 | 0 | 0 | 0 | 0 | 0 | 0 | 0 | 0 | 0 | 0 | 0 | 0 | 0 | 0 | 0
F12_Industrial_Wood and Lumber Products_New_Process_Natural Gas_Steam Trap Maintenance_A_Technical Potential | F12 | Industrial | Wood and Lumber Products | New | Process | Natural Gas | Steam Trap Maintenance | A | Cumulative Winter Peak Savings (MW) | Technical Potential | 0 | 0 | 0 | 0 | 0 | 0 | 0 | 0 | 0 | 0 | 0 | 0 | 0 | 0 | 0 | 0 | 0 | 0 | 0 | 0 | 0 | 0
F13_Industrial_Wood and Lumber Products_New_Process_Natural Gas_Steam Trap Maintenance_A_Technical Potential | F13 | Industrial | Wood and Lumber Products | New | Process | Natural Gas | Steam Trap Maintenance | A | Purchases (Incremental) | Technical Potential | 0 | 0 | 0 | 0 | 0 | 0 | 0 | 0 | 0 | 0 | 0 | 0 | 0 | 0 | 0 | 0 | 0 | 0 | 0 | 0 | 0 | 0
F14_Industrial_Wood and Lumber Products_New_Process_Natural Gas_Steam Trap Maintenance_A_Technical Potential | F14 | Industrial | Wood and Lumber Products | New | Process | Natural Gas | Steam Trap Maintenance | A | Purchases (Cumulative) | Technical Potential | 0 | 0 | 0 | 0 | 0 | 0 | 0 | 0 | 0 | 0 | 0 | 0 | 0 | 0 | 0 | 0 | 0 | 0 | 0 | 0 | 0 | 0
F1_Industrial_Wood and Lumber Products_New_Space Heating_Natural Gas_Gas Boiler - High Turndown_A_Technical Potential | F1 | Industrial | Wood and Lumber Products | New | Space Heating | Natural Gas | Gas Boiler - High Turndown | A | Original Unit Energy Savings (kWh or therms) | Technical Potential | 0 | 0 | 1.1667 | 1.1667 | 1.1667 | 1.1667 | 1.1667 | 1.1667 | 1.1667 | 1.1667 | 1.1667 | 1.1667 | 1.1667 | 1.1667 | 1.1667 | 1.1667 | 1.1667 | 1.1667 | 1.1667 | 1.1667 | 1.1667 | 1.1667
F2_Industrial_Wood and Lumber Products_New_Space Heating_Natural Gas_Gas Boiler - High Turndown_A_Technical Potential | F2 | Industrial | Wood and Lumber Products | New | Space Heating | Natural Gas | Gas Boiler - High Turndown | A | Original Unit Summer Peak Savings (kW) | Technical Potential | 0 | 0 | 0 | 0 | 0 | 0 | 0 | 0 | 0 | 0 | 0 | 0 | 0 | 0 | 0 | 0 | 0 | 0 | 0 | 0 | 0 | 0
F3_Industrial_Wood and Lumber Products_New_Space Heating_Natural Gas_Gas Boiler - High Turndown_A_Technical Potential | F3 | Industrial | Wood and Lumber Products | New | Space Heating | Natural Gas | Gas Boiler - High Turndown | A | Original Unit Winter Peak Savings (kW) | Technical Potential | 0 | 0 | 0 | 0 | 0 | 0 | 0 | 0 | 0 | 0 | 0 | 0 | 0 | 0 | 0 | 0 | 0 | 0 | 0 | 0 | 0 | 0
F4_Industrial_Wood and Lumber Products_New_Space Heating_Natural Gas_Gas Boiler - High Turndown_A_Technical Potential | F4 | Industrial | Wood and Lumber Products | New | Space Heating | Natural Gas | Gas Boiler - High Turndown | A | Standalone Impact on Baseline Energy (%) | Technical Potential | 0% | 0% | 0.005003% | 0.00787% | 0.01052% | 0.01289% | 0.0162% | 0.01856% | 0.02002% | 0.0206% | 0.02128% | 0.02136% | 0.02121% | 0.02068% | 0.02055% | 0.02008% | 0.01956% | 0.01836% | 0.01764% | 0.01684% | 0.01612% | 0.01546%
F5_Industrial_Wood and Lumber Products_New_Space Heating_Natural Gas_Gas Boiler - High Turndown_A_Technical Potential | F5 | Industrial | Wood and Lumber Products | New | Space Heating | Natural Gas | Gas Boiler - High Turndown | A | Standalone Impact on Baseline Summer Peak (%) | Technical Potential | bar: 2019 to 2040
F6_Industrial_Wood and Lumber Products_New_Space Heating_Natural Gas_Gas Boiler - High Turndown_A_Technical Potential | F6 | Industrial | Wood and Lumber Products | New | Space Heating | Natural Gas | Gas Boiler - High Turndown | A | Standalone Impact on Baseline Winter Peak (%) | Technical Potential | bar: 2019 to 2040
F7_Industrial_Wood and Lumber Products_New_Space Heating_Natural Gas_Gas Boiler - High Turndown_A_Technical Potential | F7 | Industrial | Wood and Lumber Products | New | Space Heating | Natural Gas | Gas Boiler - High Turndown | A | Incremental Energy Savings (MWh or mTherms) | Technical Potential | 0 | 0 | 0.00024661 | 0.00043038 | 0.0006137 | 0.00081917 | 0.00094291 | 0.0009779 | 0.00088445 | 0.00079946 | 0.00069432 | 0.00060584 | 0.00052444 | 0.00045646 | 0.00038521 | 0.00032765 | 0.0002777 | 0.00024661 | 0.00043038 | 0.0006137 | 0.00081917 | 0.00094291
F8_Industrial_Wood and Lumber Products_New_Space Heating_Natural Gas_Gas Boiler - High Turndown_A_Technical Potential | F8 | Industrial | Wood and Lumber Products | New | Space Heating | Natural Gas | Gas Boiler - High Turndown | A | Incremental Summer Peak Savings (MW) | Technical Potential | 0 | 0 | 0 | 0 | 0 | 0 | 0 | 0 | 0 | 0 | 0 | 0 | 0 | 0 | 0 | 0 | 0 | 0 | 0 | 0 | 0 | 0
F9_Industrial_Wood and Lumber Products_New_Space Heating_Natural Gas_Gas Boiler - High Turndown_A_Technical Potential | F9 | Industrial | Wood and Lumber Products | New | Space Heating | Natural Gas | Gas Boiler - High Turndown | A | Incremental Winter Peak Savings (MW) | Technical Potential | 0 | 0 | 0 | 0 | 0 | 0 | 0 | 0 | 0 | 0 | 0 | 0 | 0 | 0 | 0 | 0 | 0 | 0 | 0 | 0 | 0 | 0
F10_Industrial_Wood and Lumber Products_New_Space Heating_Natural Gas_Gas Boiler - High Turndown_A_Technical Potential | F10 | Industrial | Wood and Lumber Products | New | Space Heating | Natural Gas | Gas Boiler - High Turndown | A | Cumulative Energy Savings (MWh or mTherms) | Technical Potential | 0 | 0 | 0.00024661 | 0.00067698 | 0.0012907 | 0.0021098 | 0.0030528 | 0.0040307 | 0.0049151 | 0.0057146 | 0.0064089 | 0.0070147 | 0.0075392 | 0.0079956 | 0.0083808 | 0.0087085 | 0.0089862 | 0.0089862 | 0.0089862 | 0.0089862 | 0.0089862 | 0.0089862
F11_Industrial_Wood and Lumber Products_New_Space Heating_Natural Gas_Gas Boiler - High Turndown_A_Technical Potential | F11 | Industrial | Wood and Lumber Products | New | Space Heating | Natural Gas | Gas Boiler - High Turndown | A | Cumulative Summer Peak Savings (MW) | Technical Potential | 0 | 0 | 0 | 0 | 0 | 0 | 0 | 0 | 0 | 0 | 0 | 0 | 0 | 0 | 0 | 0 | 0 | 0 | 0 | 0 | 0 | 0
F12_Industrial_Wood and Lumber Products_New_Space Heating_Natural Gas_Gas Boiler - High Turndown_A_Technical Potential | F12 | Industrial | Wood and Lumber Products | New | Space Heating | Natural Gas | Gas Boiler - High Turndown | A | Cumulative Winter Peak Savings (MW) | Technical Potential | 0 | 0 | 0 | 0 | 0 | 0 | 0 | 0 | 0 | 0 | 0 | 0 | 0 | 0 | 0 | 0 | 0 | 0 | 0 | 0 | 0 | 0
F13_Industrial_Wood and Lumber Products_New_Space Heating_Natural Gas_Gas Boiler - High Turndown_A_Technical Potential | F13 | Industrial | Wood and Lumber Products | New | Space Heating | Natural Gas | Gas Boiler - High Turndown | A | Purchases (Incremental) | Technical Potential | 0 | 0 | 0.21137 | 0.36888 | 0.526 | 0.70211 | 0.80817 | 0.83816 | 0.75806 | 0.68521 | 0.5951 | 0.51926 | 0.4495 | 0.39123 | 0.33016 | 0.28083 | 0.23801 | 0.21137 | 0.36888 | 0.526 | 0.70211 | 0.80817
F14_Industrial_Wood and Lumber Products_New_Space Heating_Natural Gas_Gas Boiler - High Turndown_A_Technical Potential | F14 | Industrial | Wood and Lumber Products | New | Space Heating | Natural Gas | Gas Boiler - High Turndown | A | Purchases (Cumulative) | Technical Potential | 0 | 0 | 0.21137 | 0.58024 | 1.1062 | 1.8083 | 2.6165 | 3.4547 | 4.2127 | 4.8979 | 5.493 | 6.0123 | 6.4618 | 6.853 | 7.1832 | 7.464 | 7.702 | 7.702 | 7.702 | 7.702 | 7.702 | 7.702
F1_Industrial_Wood and Lumber Products_New_Process_Natural Gas_Gas Boiler - High Turndown_A_Technical Potential | F1 | Industrial | Wood and Lumber Products | New | Process | Natural Gas | Gas Boiler - High Turndown | A | Original Unit Energy Savings (kWh or therms) | Technical Potential | 0 | 0 | 8.6269 | 8.6269 | 8.6269 | 8.6269 | 8.6269 | 8.6269 | 8.6269 | 8.6269 | 8.6269 | 8.6269 | 8.6269 | 8.6269 | 8.6269 | 8.6269 | 8.6269 | 8.6269 | 8.6269 | 8.6269 | 8.6269 | 8.6269
F2_Industrial_Wood and Lumber Products_New_Process_Natural Gas_Gas Boiler - High Turndown_A_Technical Potential | F2 | Industrial | Wood and Lumber Products | New | Process | Natural Gas | Gas Boiler - High Turndown | A | Original Unit Summer Peak Savings (kW) | Technical Potential | 0 | 0 | 0 | 0 | 0 | 0 | 0 | 0 | 0 | 0 | 0 | 0 | 0 | 0 | 0 | 0 | 0 | 0 | 0 | 0 | 0 | 0
F3_Industrial_Wood and Lumber Products_New_Process_Natural Gas_Gas Boiler - High Turndown_A_Technical Potential | F3 | Industrial | Wood and Lumber Products | New | Process | Natural Gas | Gas Boiler - High Turndown | A | Original Unit Winter Peak Savings (kW) | Technical Potential | 0 | 0 | 0 | 0 | 0 | 0 | 0 | 0 | 0 | 0 | 0 | 0 | 0 | 0 | 0 | 0 | 0 | 0 | 0 | 0 | 0 | 0
F4_Industrial_Wood and Lumber Products_New_Process_Natural Gas_Gas Boiler - High Turndown_A_Technical Potential | F4 | Industrial | Wood and Lumber Products | New | Process | Natural Gas | Gas Boiler - High Turndown | A | Standalone Impact on Baseline Energy (%) | Technical Potential | 0% | 0% | 0.01701% | 0.02675% | 0.03577% | 0.04381% | 0.05507% | 0.06309% | 0.06806% | 0.07003% | 0.07234% | 0.0726% | 0.07211% | 0.07029% | 0.06984% | 0.06826% | 0.06649% | 0.06241% | 0.05998% | 0.05724% | 0.0548% | 0.05257%
F5_Industrial_Wood and Lumber Products_New_Process_Natural Gas_Gas Boiler - High Turndown_A_Technical Potential | F5 | Industrial | Wood and Lumber Products | New | Process | Natural Gas | Gas Boiler - High Turndown | A | Standalone Impact on Baseline Summer Peak (%) | Technical Potential | bar: 2019 to 2040
F6_Industrial_Wood and Lumber Products_New_Process_Natural Gas_Gas Boiler - High Turndown_A_Technical Potential | F6 | Industrial | Wood and Lumber Products | New | Process | Natural Gas | Gas Boiler - High Turndown | A | Standalone Impact on Baseline Winter Peak (%) | Technical Potential | bar: 2019 to 2040
F7_Industrial_Wood and Lumber Products_New_Process_Natural Gas_Gas Boiler - High Turndown_A_Technical Potential | F7 | Industrial | Wood and Lumber Products | New | Process | Natural Gas | Gas Boiler - High Turndown | A | Incremental Energy Savings (MWh or mTherms) | Technical Potential | 0 | 0 | 0.0062764 | 0.010953 | 0.015619 | 0.020848 | 0.023998 | 0.024888 | 0.02251 | 0.020347 | 0.017671 | 0.015419 | 0.013347 | 0.011617 | 0.0098039 | 0.008339 | 0.0070676 | 0.0062764 | 0.010953 | 0.015619 | 0.020848 | 0.023998
F8_Industrial_Wood and Lumber Products_New_Process_Natural Gas_Gas Boiler - High Turndown_A_Technical Potential | F8 | Industrial | Wood and Lumber Products | New | Process | Natural Gas | Gas Boiler - High Turndown | A | Incremental Summer Peak Savings (MW) | Technical Potential | 0 | 0 | 0 | 0 | 0 | 0 | 0 | 0 | 0 | 0 | 0 | 0 | 0 | 0 | 0 | 0 | 0 | 0 | 0 | 0 | 0 | 0
F9_Industrial_Wood and Lumber Products_New_Process_Natural Gas_Gas Boiler - High Turndown_A_Technical Potential | F9 | Industrial | Wood and Lumber Products | New | Process | Natural Gas | Gas Boiler - High Turndown | A | Incremental Winter Peak Savings (MW) | Technical Potential | 0 | 0 | 0 | 0 | 0 | 0 | 0 | 0 | 0 | 0 | 0 | 0 | 0 | 0 | 0 | 0 | 0 | 0 | 0 | 0 | 0 | 0
F10_Industrial_Wood and Lumber Products_New_Process_Natural Gas_Gas Boiler - High Turndown_A_Technical Potential | F10 | Industrial | Wood and Lumber Products | New | Process | Natural Gas | Gas Boiler - High Turndown | A | Cumulative Energy Savings (MWh or mTherms) | Technical Potential | 0 | 0 | 0.0062764 | 0.01723 | 0.032849 | 0.053697 | 0.077695 | 0.10258 | 0.12509 | 0.14544 | 0.16311 | 0.17853 | 0.19188 | 0.2035 | 0.2133 | 0.22164 | 0.22871 | 0.22871 | 0.22871 | 0.22871 | 0.22871 | 0.22871
F11_Industrial_Wood and Lumber Products_New_Process_Natural Gas_Gas Boiler - High Turndown_A_Technical Potential | F11 | Industrial | Wood and Lumber Products | New | Process | Natural Gas | Gas Boiler - High Turndown | A | Cumulative Summer Peak Savings (MW) | Technical Potential | 0 | 0 | 0 | 0 | 0 | 0 | 0 | 0 | 0 | 0 | 0 | 0 | 0 | 0 | 0 | 0 | 0 | 0 | 0 | 0 | 0 | 0
F12_Industrial_Wood and Lumber Products_New_Process_Natural Gas_Gas Boiler - High Turndown_A_Technical Potential | F12 | Industrial | Wood and Lumber Products | New | Process | Natural Gas | Gas Boiler - High Turndown | A | Cumulative Winter Peak Savings (MW) | Technical Potential | 0 | 0 | 0 | 0 | 0 | 0 | 0 | 0 | 0 | 0 | 0 | 0 | 0 | 0 | 0 | 0 | 0 | 0 | 0 | 0 | 0 | 0
F13_Industrial_Wood and Lumber Products_New_Process_Natural Gas_Gas Boiler - High Turndown_A_Technical Potential | F13 | Industrial | Wood and Lumber Products | New | Process | Natural Gas | Gas Boiler - High Turndown | A | Purchases (Incremental) | Technical Potential | 0 | 0 | 0.72754 | 1.2697 | 1.8105 | 2.4167 | 2.7817 | 2.885 | 2.6093 | 2.3585 | 2.0484 | 1.7873 | 1.5472 | 1.3466 | 1.1364 | 0.96663 | 0.81926 | 0.72754 | 1.2697 | 1.8105 | 2.4167 | 2.7817
F14_Industrial_Wood and Lumber Products_New_Process_Natural Gas_Gas Boiler - High Turndown_A_Technical Potential | F14 | Industrial | Wood and Lumber Products | New | Process | Natural Gas | Gas Boiler - High Turndown | A | Purchases (Cumulative) | Technical Potential | 0 | 0 | 0.72754 | 1.9972 | 3.8077 | 6.2244 | 9.0062 | 11.8912 | 14.5004 | 16.859 | 18.9073 | 20.6947 | 22.2419 | 23.5885 | 24.7249 | 25.6916 | 26.5108 | 26.5108 | 26.5108 | 26.5108 | 26.5108 | 26.5108
F1_Industrial_Wood and Lumber Products_New_Space Heating_Natural Gas_Gas Boiler - Burner Control Optimization_A_Technical Potential | F1 | Industrial | Wood and Lumber Products | New | Space Heating | Natural Gas | Gas Boiler - Burner Control Optimization | A | Original Unit Energy Savings (kWh or therms) | Technical Potential | 0 | 0 | 0.33835 | 0.33835 | 0.33835 | 0.33835 | 0.33835 | 0.33835 | 0.33835 | 0.33835 | 0.33835 | 0.33835 | 0.33835 | 0.33835 | 0.33835 | 0.33835 | 0.33835 | 0.33835 | 0.33835 | 0.33835 | 0.33835 | 0.33835
F2_Industrial_Wood and Lumber Products_New_Space Heating_Natural Gas_Gas Boiler - Burner Control Optimization_A_Technical Potential | F2 | Industrial | Wood and Lumber Products | New | Space Heating | Natural Gas | Gas Boiler - Burner Control Optimization | A | Original Unit Summer Peak Savings (kW) | Technical Potential | 0 | 0 | 0 | 0 | 0 | 0 | 0 | 0 | 0 | 0 | 0 | 0 | 0 | 0 | 0 | 0 | 0 | 0 | 0 | 0 | 0 | 0
F3_Industrial_Wood and Lumber Products_New_Space Heating_Natural Gas_Gas Boiler - Burner Control Optimization_A_Technical Potential | F3 | Industrial | Wood and Lumber Products | New | Space Heating | Natural Gas | Gas Boiler - Burner Control Optimization | A | Original Unit Winter Peak Savings (kW) | Technical Potential | 0 | 0 | 0 | 0 | 0 | 0 | 0 | 0 | 0 | 0 | 0 | 0 | 0 | 0 | 0 | 0 | 0 | 0 | 0 | 0 | 0 | 0
F4_Industrial_Wood and Lumber Products_New_Space Heating_Natural Gas_Gas Boiler - Burner Control Optimization_A_Technical Potential | F4 | Industrial | Wood and Lumber Products | New | Space Heating | Natural Gas | Gas Boiler - Burner Control Optimization | A | Standalone Impact on Baseline Energy (%) | Technical Potential | 0% | 0% | 0.0003914% | 0.0008395% | 0.001819% | 0.003516% | 0.006405% | 0.01025% | 0.01503% | 0.02027% | 0.02617% | 0.03149% | 0.0361% | 0.03931% | 0.04231% | 0.04371% | 0.04415% | 0.04347% | 0.04313% | 0.04201% | 0.04071% | 0.03931%
F5_Industrial_Wood and Lumber Products_New_Space Heating_Natural Gas_Gas Boiler - Burner Control Optimization_A_Technical Potential | F5 | Industrial | Wood and Lumber Products | New | Space Heating | Natural Gas | Gas Boiler - Burner Control Optimization | A | Standalone Impact on Baseline Summer Peak (%) | Technical Potential | bar: 2019 to 2040
F6_Industrial_Wood and Lumber Products_New_Space Heating_Natural Gas_Gas Boiler - Burner Control Optimization_A_Technical Potential | F6 | Industrial | Wood and Lumber Products | New | Space Heating | Natural Gas | Gas Boiler - Burner Control Optimization | A | Standalone Impact on Baseline Winter Peak (%) | Technical Potential | bar: 2019 to 2040
F7_Industrial_Wood and Lumber Products_New_Space Heating_Natural Gas_Gas Boiler - Burner Control Optimization_A_Technical Potential | F7 | Industrial | Wood and Lumber Products | New | Space Heating | Natural Gas | Gas Boiler - Burner Control Optimization | A | Incremental Energy Savings (MWh or mTherms) | Technical Potential | 0 | 0 | 1.9292e-05 | 5.2923e-05 | 0.00015093 | 0.00035256 | 0.00063127 | 0.0010184 | 0.0014654 | 0.0019317 | 0.0022583 | 0.0024632 | 0.0024876 | 0.0023681 | 0.0020573 | 0.0017013 | 0.0013281 | 0.00099034 | 0.00068696 | 0.00045811 | 0.00029126 | 0.00020559
F8_Industrial_Wood and Lumber Products_New_Space Heating_Natural Gas_Gas Boiler - Burner Control Optimization_A_Technical Potential | F8 | Industrial | Wood and Lumber Products | New | Space Heating | Natural Gas | Gas Boiler - Burner Control Optimization | A | Incremental Summer Peak Savings (MW) | Technical Potential | 0 | 0 | 0 | 0 | 0 | 0 | 0 | 0 | 0 | 0 | 0 | 0 | 0 | 0 | 0 | 0 | 0 | 0 | 0 | 0 | 0 | 0
F9_Industrial_Wood and Lumber Products_New_Space Heating_Natural Gas_Gas Boiler - Burner Control Optimization_A_Technical Potential | F9 | Industrial | Wood and Lumber Products | New | Space Heating | Natural Gas | Gas Boiler - Burner Control Optimization | A | Incremental Winter Peak Savings (MW) | Technical Potential | 0 | 0 | 0 | 0 | 0 | 0 | 0 | 0 | 0 | 0 | 0 | 0 | 0 | 0 | 0 | 0 | 0 | 0 | 0 | 0 | 0 | 0
F10_Industrial_Wood and Lumber Products_New_Space Heating_Natural Gas_Gas Boiler - Burner Control Optimization_A_Technical Potential | F10 | Industrial | Wood and Lumber Products | New | Space Heating | Natural Gas | Gas Boiler - Burner Control Optimization | A | Cumulative Energy Savings (MWh or mTherms) | Technical Potential | 0 | 0 | 1.9292e-05 | 7.2215e-05 | 0.00022314 | 0.0005757 | 0.001207 | 0.0022254 | 0.0036908 | 0.0056224 | 0.0078808 | 0.010344 | 0.012832 | 0.0152 | 0.017257 | 0.018958 | 0.020286 | 0.021277 | 0.021964 | 0.022422 | 0.022694 | 0.022846
F11_Industrial_Wood and Lumber Products_New_Space Heating_Natural Gas_Gas Boiler - Burner Control Optimization_A_Technical Potential | F11 | Industrial | Wood and Lumber Products | New | Space Heating | Natural Gas | Gas Boiler - Burner Control Optimization | A | Cumulative Summer Peak Savings (MW) | Technical Potential | 0 | 0 | 0 | 0 | 0 | 0 | 0 | 0 | 0 | 0 | 0 | 0 | 0 | 0 | 0 | 0 | 0 | 0 | 0 | 0 | 0 | 0
F12_Industrial_Wood and Lumber Products_New_Space Heating_Natural Gas_Gas Boiler - Burner Control Optimization_A_Technical Potential | F12 | Industrial | Wood and Lumber Products | New | Space Heating | Natural Gas | Gas Boiler - Burner Control Optimization | A | Cumulative Winter Peak Savings (MW) | Technical Potential | 0 | 0 | 0 | 0 | 0 | 0 | 0 | 0 | 0 | 0 | 0 | 0 | 0 | 0 | 0 | 0 | 0 | 0 | 0 | 0 | 0 | 0
F13_Industrial_Wood and Lumber Products_New_Space Heating_Natural Gas_Gas Boiler - Burner Control Optimization_A_Technical Potential | F13 | Industrial | Wood and Lumber Products | New | Space Heating | Natural Gas | Gas Boiler - Burner Control Optimization | A | Purchases (Incremental) | Technical Potential | 0 | 0 | 0.057017 | 0.15641 | 0.44608 | 1.042 | 1.8657 | 3.01 | 4.3309 | 5.709 | 6.6745 | 7.28 | 7.3522 | 6.9991 | 6.0803 | 5.0281 | 3.9251 | 2.927 | 2.0303 | 1.354 | 0.86083 | 0.60762
F14_Industrial_Wood and Lumber Products_New_Space Heating_Natural Gas_Gas Boiler - Burner Control Optimization_A_Technical Potential | F14 | Industrial | Wood and Lumber Products | New | Space Heating | Natural Gas | Gas Boiler - Burner Control Optimization | A | Purchases (Cumulative) | Technical Potential | 0 | 0 | 0.057017 | 0.21343 | 0.65951 | 1.7015 | 3.5672 | 6.5772 | 10.9081 | 16.6171 | 23.2917 | 30.5716 | 37.9238 | 44.9229 | 51.0032 | 56.0313 | 59.9563 | 62.8833 | 64.9136 | 66.2676 | 67.0714 | 67.5226
F1_Industrial_Wood and Lumber Products_New_Process_Natural Gas_Gas Boiler - Burner Control Optimization_A_Technical Potential | F1 | Industrial | Wood and Lumber Products | New | Process | Natural Gas | Gas Boiler - Burner Control Optimization | A | Original Unit Energy Savings (kWh or therms) | Technical Potential | 0 | 0 | 2.5018 | 2.5018 | 2.5018 | 2.5018 | 2.5018 | 2.5018 | 2.5018 | 2.5018 | 2.5018 | 2.5018 | 2.5018 | 2.5018 | 2.5018 | 2.5018 | 2.5018 | 2.5018 | 2.5018 | 2.5018 | 2.5018 | 2.5018
F2_Industrial_Wood and Lumber Products_New_Process_Natural Gas_Gas Boiler - Burner Control Optimization_A_Technical Potential | F2 | Industrial | Wood and Lumber Products | New | Process | Natural Gas | Gas Boiler - Burner Control Optimization | A | Original Unit Summer Peak Savings (kW) | Technical Potential | 0 | 0 | 0 | 0 | 0 | 0 | 0 | 0 | 0 | 0 | 0 | 0 | 0 | 0 | 0 | 0 | 0 | 0 | 0 | 0 | 0 | 0
F3_Industrial_Wood and Lumber Products_New_Process_Natural Gas_Gas Boiler - Burner Control Optimization_A_Technical Potential | F3 | Industrial | Wood and Lumber Products | New | Process | Natural Gas | Gas Boiler - Burner Control Optimization | A | Original Unit Winter Peak Savings (kW) | Technical Potential | 0 | 0 | 0 | 0 | 0 | 0 | 0 | 0 | 0 | 0 | 0 | 0 | 0 | 0 | 0 | 0 | 0 | 0 | 0 | 0 | 0 | 0
F4_Industrial_Wood and Lumber Products_New_Process_Natural Gas_Gas Boiler - Burner Control Optimization_A_Technical Potential | F4 | Industrial | Wood and Lumber Products | New | Process | Natural Gas | Gas Boiler - Burner Control Optimization | A | Standalone Impact on Baseline Energy (%) | Technical Potential | 0% | 0% | 0.001331% | 0.002854% | 0.006184% | 0.01195% | 0.02177% | 0.03484% | 0.0511% | 0.0689% | 0.08896% | 0.1071% | 0.1227% | 0.1336% | 0.1438% | 0.1486% | 0.1501% | 0.1478% | 0.1466% | 0.1428% | 0.1384% | 0.1336%
F5_Industrial_Wood and Lumber Products_New_Process_Natural Gas_Gas Boiler - Burner Control Optimization_A_Technical Potential | F5 | Industrial | Wood and Lumber Products | New | Process | Natural Gas | Gas Boiler - Burner Control Optimization | A | Standalone Impact on Baseline Summer Peak (%) | Technical Potential | bar: 2019 to 2040
F6_Industrial_Wood and Lumber Products_New_Process_Natural Gas_Gas Boiler - Burner Control Optimization_A_Technical Potential | F6 | Industrial | Wood and Lumber Products | New | Process | Natural Gas | Gas Boiler - Burner Control Optimization | A | Standalone Impact on Baseline Winter Peak (%) | Technical Potential | bar: 2019 to 2040
F7_Industrial_Wood and Lumber Products_New_Process_Natural Gas_Gas Boiler - Burner Control Optimization_A_Technical Potential | F7 | Industrial | Wood and Lumber Products | New | Process | Natural Gas | Gas Boiler - Burner Control Optimization | A | Incremental Energy Savings (MWh or mTherms) | Technical Potential | 0 | 0 | 0.00049099 | 0.0013469 | 0.0038413 | 0.0089729 | 0.016066 | 0.02592 | 0.037295 | 0.049162 | 0.057477 | 0.06269 | 0.063312 | 0.060271 | 0.052359 | 0.043299 | 0.0338 | 0.025205 | 0.017484 | 0.011659 | 0.0074129 | 0.0052324
F8_Industrial_Wood and Lumber Products_New_Process_Natural Gas_Gas Boiler - Burner Control Optimization_A_Technical Potential | F8 | Industrial | Wood and Lumber Products | New | Process | Natural Gas | Gas Boiler - Burner Control Optimization | A | Incremental Summer Peak Savings (MW) | Technical Potential | 0 | 0 | 0 | 0 | 0 | 0 | 0 | 0 | 0 | 0 | 0 | 0 | 0 | 0 | 0 | 0 | 0 | 0 | 0 | 0 | 0 | 0
F9_Industrial_Wood and Lumber Products_New_Process_Natural Gas_Gas Boiler - Burner Control Optimization_A_Technical Potential | F9 | Industrial | Wood and Lumber Products | New | Process | Natural Gas | Gas Boiler - Burner Control Optimization | A | Incremental Winter Peak Savings (MW) | Technical Potential | 0 | 0 | 0 | 0 | 0 | 0 | 0 | 0 | 0 | 0 | 0 | 0 | 0 | 0 | 0 | 0 | 0 | 0 | 0 | 0 | 0 | 0
F10_Industrial_Wood and Lumber Products_New_Process_Natural Gas_Gas Boiler - Burner Control Optimization_A_Technical Potential | F10 | Industrial | Wood and Lumber Products | New | Process | Natural Gas | Gas Boiler - Burner Control Optimization | A | Cumulative Energy Savings (MWh or mTherms) | Technical Potential | 0 | 0 | 0.00049099 | 0.0018379 | 0.0056792 | 0.014652 | 0.030719 | 0.056638 | 0.093933 | 0.1431 | 0.20057 | 0.26326 | 0.32657 | 0.38685 | 0.4392 | 0.4825 | 0.5163 | 0.54151 | 0.55899 | 0.57065 | 0.57757 | 0.58146
F11_Industrial_Wood and Lumber Products_New_Process_Natural Gas_Gas Boiler - Burner Control Optimization_A_Technical Potential | F11 | Industrial | Wood and Lumber Products | New | Process | Natural Gas | Gas Boiler - Burner Control Optimization | A | Cumulative Summer Peak Savings (MW) | Technical Potential | 0 | 0 | 0 | 0 | 0 | 0 | 0 | 0 | 0 | 0 | 0 | 0 | 0 | 0 | 0 | 0 | 0 | 0 | 0 | 0 | 0 | 0
F12_Industrial_Wood and Lumber Products_New_Process_Natural Gas_Gas Boiler - Burner Control Optimization_A_Technical Potential | F12 | Industrial | Wood and Lumber Products | New | Process | Natural Gas | Gas Boiler - Burner Control Optimization | A | Cumulative Winter Peak Savings (MW) | Technical Potential | 0 | 0 | 0 | 0 | 0 | 0 | 0 | 0 | 0 | 0 | 0 | 0 | 0 | 0 | 0 | 0 | 0 | 0 | 0 | 0 | 0 | 0
F13_Industrial_Wood and Lumber Products_New_Process_Natural Gas_Gas Boiler - Burner Control Optimization_A_Technical Potential | F13 | Industrial | Wood and Lumber Products | New | Process | Natural Gas | Gas Boiler - Burner Control Optimization | A | Purchases (Incremental) | Technical Potential | 0 | 0 | 0.19626 | 0.53838 | 1.5354 | 3.5866 | 6.4219 | 10.3604 | 14.9073 | 19.6507 | 22.9742 | 25.058 | 25.3066 | 24.0912 | 20.9286 | 17.307 | 13.5103 | 10.0747 | 6.9884 | 4.6604 | 2.963 | 2.0914
F14_Industrial_Wood and Lumber Products_New_Process_Natural Gas_Gas Boiler - Burner Control Optimization_A_Technical Potential | F14 | Industrial | Wood and Lumber Products | New | Process | Natural Gas | Gas Boiler - Burner Control Optimization | A | Purchases (Cumulative) | Technical Potential | 0 | 0 | 0.19626 | 0.73464 | 2.2701 | 5.8567 | 12.2786 | 22.639 | 37.5463 | 57.1971 | 80.1712 | 105.2292 | 130.5358 | 154.627 | 175.5556 | 192.8626 | 206.373 | 216.4477 | 223.4361 | 228.0965 | 230.8633 | 232.4164
F1_Industrial_Wood and Lumber Products_New_Space Heating_Natural Gas_HVAC - Demand Controlled Ventilation_A_Technical Potential | F1 | Industrial | Wood and Lumber Products | New | Space Heating | Natural Gas | HVAC - Demand Controlled Ventilation | A | Original Unit Energy Savings (kWh or therms) | Technical Potential | 0 | 0 | 0.067787 | 0.067787 | 0.067787 | 0.067787 | 0.067787 | 0.067787 | 0.067787 | 0.067787 | 0.067787 | 0.067787 | 0.067787 | 0.067787 | 0.067787 | 0.067787 | 0.067787 | 0.067787 | 0.067787 | 0.067787 | 0.067787 | 0.067787
F2_Industrial_Wood and Lumber Products_New_Space Heating_Natural Gas_HVAC - Demand Controlled Ventilation_A_Technical Potential | F2 | Industrial | Wood and Lumber Products | New | Space Heating | Natural Gas | HVAC - Demand Controlled Ventilation | A | Original Unit Summer Peak Savings (kW) | Technical Potential | 0 | 0 | 0 | 0 | 0 | 0 | 0 | 0 | 0 | 0 | 0 | 0 | 0 | 0 | 0 | 0 | 0 | 0 | 0 | 0 | 0 | 0
F3_Industrial_Wood and Lumber Products_New_Space Heating_Natural Gas_HVAC - Demand Controlled Ventilation_A_Technical Potential | F3 | Industrial | Wood and Lumber Products | New | Space Heating | Natural Gas | HVAC - Demand Controlled Ventilation | A | Original Unit Winter Peak Savings (kW) | Technical Potential | 0 | 0 | 0 | 0 | 0 | 0 | 0 | 0 | 0 | 0 | 0 | 0 | 0 | 0 | 0 | 0 | 0 | 0 | 0 | 0 | 0 | 0
F4_Industrial_Wood and Lumber Products_New_Space Heating_Natural Gas_HVAC - Demand Controlled Ventilation_A_Technical Potential | F4 | Industrial | Wood and Lumber Products | New | Space Heating | Natural Gas | HVAC - Demand Controlled Ventilation | A | Standalone Impact on Baseline Energy (%) | Technical Potential | 0% | 0% | 0.04659% | 0.07329% | 0.09798% | 0.12% | 0.1508% | 0.1775% | 0.2036% | 0.2268% | 0.2555% | 0.2808% | 0.3061% | 0.328% | 0.3575% | 0.3828% | 0.4079% | 0.4248% | 0.447% | 0.4624% | 0.4756% | 0.4877%
F5_Industrial_Wood and Lumber Products_New_Space Heating_Natural Gas_HVAC - Demand Controlled Ventilation_A_Technical Potential | F5 | Industrial | Wood and Lumber Products | New | Space Heating | Natural Gas | HVAC - Demand Controlled Ventilation | A | Standalone Impact on Baseline Summer Peak (%) | Technical Potential | bar: 2019 to 2040
F6_Industrial_Wood and Lumber Products_New_Space Heating_Natural Gas_HVAC - Demand Controlled Ventilation_A_Technical Potential | F6 | Industrial | Wood and Lumber Products | New | Space Heating | Natural Gas | HVAC - Demand Controlled Ventilation | A | Standalone Impact on Baseline Winter Peak (%) | Technical Potential | bar: 2019 to 2040
F7_Industrial_Wood and Lumber Products_New_Space Heating_Natural Gas_HVAC - Demand Controlled Ventilation_A_Technical Potential | F7 | Industrial | Wood and Lumber Products | New | Space Heating | Natural Gas | HVAC - Demand Controlled Ventilation | A | Incremental Energy Savings (MWh or mTherms) | Technical Potential | 0 | 0 | 0.0022963 | 0.0040075 | 0.0057145 | 0.0076278 | 0.00878 | 0.010118 | 0.011438 | 0.012924 | 0.014031 | 0.015303 | 0.016559 | 0.018016 | 0.019004 | 0.020206 | 0.021407 | 0.022804 | 0.023728 | 0.024865 | 0.025972 | 0.027075
F8_Industrial_Wood and Lumber Products_New_Space Heating_Natural Gas_HVAC - Demand Controlled Ventilation_A_Technical Potential | F8 | Industrial | Wood and Lumber Products | New | Space Heating | Natural Gas | HVAC - Demand Controlled Ventilation | A | Incremental Summer Peak Savings (MW) | Technical Potential | 0 | 0 | 0 | 0 | 0 | 0 | 0 | 0 | 0 | 0 | 0 | 0 | 0 | 0 | 0 | 0 | 0 | 0 | 0 | 0 | 0 | 0
F9_Industrial_Wood and Lumber Products_New_Space Heating_Natural Gas_HVAC - Demand Controlled Ventilation_A_Technical Potential | F9 | Industrial | Wood and Lumber Products | New | Space Heating | Natural Gas | HVAC - Demand Controlled Ventilation | A | Incremental Winter Peak Savings (MW) | Technical Potential | 0 | 0 | 0 | 0 | 0 | 0 | 0 | 0 | 0 | 0 | 0 | 0 | 0 | 0 | 0 | 0 | 0 | 0 | 0 | 0 | 0 | 0
F10_Industrial_Wood and Lumber Products_New_Space Heating_Natural Gas_HVAC - Demand Controlled Ventilation_A_Technical Potential | F10 | Industrial | Wood and Lumber Products | New | Space Heating | Natural Gas | HVAC - Demand Controlled Ventilation | A | Cumulative Energy Savings (MWh or mTherms) | Technical Potential | 0 | 0 | 0.0022963 | 0.0063038 | 0.012018 | 0.019646 | 0.028426 | 0.038544 | 0.049982 | 0.062906 | 0.076937 | 0.09224 | 0.1088 | 0.12681 | 0.14582 | 0.16602 | 0.18743 | 0.20794 | 0.22766 | 0.24681 | 0.26515 | 0.28345
F11_Industrial_Wood and Lumber Products_New_Space Heating_Natural Gas_HVAC - Demand Controlled Ventilation_A_Technical Potential | F11 | Industrial | Wood and Lumber Products | New | Space Heating | Natural Gas | HVAC - Demand Controlled Ventilation | A | Cumulative Summer Peak Savings (MW) | Technical Potential | 0 | 0 | 0 | 0 | 0 | 0 | 0 | 0 | 0 | 0 | 0 | 0 | 0 | 0 | 0 | 0 | 0 | 0 | 0 | 0 | 0 | 0
F12_Industrial_Wood and Lumber Products_New_Space Heating_Natural Gas_HVAC - Demand Controlled Ventilation_A_Technical Potential | F12 | Industrial | Wood and Lumber Products | New | Space Heating | Natural Gas | HVAC - Demand Controlled Ventilation | A | Cumulative Winter Peak Savings (MW) | Technical Potential | 0 | 0 | 0 | 0 | 0 | 0 | 0 | 0 | 0 | 0 | 0 | 0 | 0 | 0 | 0 | 0 | 0 | 0 | 0 | 0 | 0 | 0
F13_Industrial_Wood and Lumber Products_New_Space Heating_Natural Gas_HVAC - Demand Controlled Ventilation_A_Technical Potential | F13 | Industrial | Wood and Lumber Products | New | Space Heating | Natural Gas | HVAC - Demand Controlled Ventilation | A | Purchases (Incremental) | Technical Potential | 0 | 0 | 33.8756 | 59.1194 | 84.3011 | 112.5259 | 129.524 | 149.2566 | 168.7404 | 190.6568 | 206.98 | 225.7538 | 244.2787 | 265.7681 | 280.353 | 298.079 | 315.7915 | 336.4113 | 350.0313 | 366.8143 | 383.1403 | 399.418
F14_Industrial_Wood and Lumber Products_New_Space Heating_Natural Gas_HVAC - Demand Controlled Ventilation_A_Technical Potential | F14 | Industrial | Wood and Lumber Products | New | Space Heating | Natural Gas | HVAC - Demand Controlled Ventilation | A | Purchases (Cumulative) | Technical Potential | 0 | 0 | 33.8756 | 92.995 | 177.2961 | 289.822 | 419.346 | 568.6026 | 737.343 | 927.9998 | 1134.9797 | 1360.7336 | 1605.0123 | 1870.7804 | 2151.1335 | 2449.2125 | 2765.004 | 3067.5397 | 3358.4516 | 3640.9648 | 3911.5792 | 4181.4731
F1_Industrial_Wood and Lumber Products_New_Space Heating_Natural Gas_Gas Boiler - Stack Economizer_A_Technical Potential | F1 | Industrial | Wood and Lumber Products | New | Space Heating | Natural Gas | Gas Boiler - Stack Economizer | A | Original Unit Energy Savings (kWh or therms) | Technical Potential | 0 | 0 | 0.85171 | 0.85171 | 0.85171 | 0.85171 | 0.85171 | 0.85171 | 0.85171 | 0.85171 | 0.85171 | 0.85171 | 0.85171 | 0.85171 | 0.85171 | 0.85171 | 0.85171 | 0.85171 | 0.85171 | 0.85171 | 0.85171 | 0.85171
F2_Industrial_Wood and Lumber Products_New_Space Heating_Natural Gas_Gas Boiler - Stack Economizer_A_Technical Potential | F2 | Industrial | Wood and Lumber Products | New | Space Heating | Natural Gas | Gas Boiler - Stack Economizer | A | Original Unit Summer Peak Savings (kW) | Technical Potential | 0 | 0 | 0 | 0 | 0 | 0 | 0 | 0 | 0 | 0 | 0 | 0 | 0 | 0 | 0 | 0 | 0 | 0 | 0 | 0 | 0 | 0
F3_Industrial_Wood and Lumber Products_New_Space Heating_Natural Gas_Gas Boiler - Stack Economizer_A_Technical Potential | F3 | Industrial | Wood and Lumber Products | New | Space Heating | Natural Gas | Gas Boiler - Stack Economizer | A | Original Unit Winter Peak Savings (kW) | Technical Potential | 0 | 0 | 0 | 0 | 0 | 0 | 0 | 0 | 0 | 0 | 0 | 0 | 0 | 0 | 0 | 0 | 0 | 0 | 0 | 0 | 0 | 0
F4_Industrial_Wood and Lumber Products_New_Space Heating_Natural Gas_Gas Boiler - Stack Economizer_A_Technical Potential | F4 | Industrial | Wood and Lumber Products | New | Space Heating | Natural Gas | Gas Boiler - Stack Economizer | A | Standalone Impact on Baseline Energy (%) | Technical Potential | 0% | 0% | 0.00974% | 0.01532% | 0.02048% | 0.02509% | 0.03153% | 0.03613% | 0.03897% | 0.0401% | 0.04143% | 0.04157% | 0.04129% | 0.04025% | 0.04% | 0.03909% | 0.03807% | 0.03574% | 0.03435% | 0.03278% | 0.03138% | 0.0301%
F5_Industrial_Wood and Lumber Products_New_Space Heating_Natural Gas_Gas Boiler - Stack Economizer_A_Technical Potential | F5 | Industrial | Wood and Lumber Products | New | Space Heating | Natural Gas | Gas Boiler - Stack Economizer | A | Standalone Impact on Baseline Summer Peak (%) | Technical Potential | bar: 2019 to 2040
F6_Industrial_Wood and Lumber Products_New_Space Heating_Natural Gas_Gas Boiler - Stack Economizer_A_Technical Potential | F6 | Industrial | Wood and Lumber Products | New | Space Heating | Natural Gas | Gas Boiler - Stack Economizer | A | Standalone Impact on Baseline Winter Peak (%) | Technical Potential | bar: 2019 to 2040
F7_Industrial_Wood and Lumber Products_New_Space Heating_Natural Gas_Gas Boiler - Stack Economizer_A_Technical Potential | F7 | Industrial | Wood and Lumber Products | New | Space Heating | Natural Gas | Gas Boiler - Stack Economizer | A | Incremental Energy Savings (MWh or mTherms) | Technical Potential | 0 | 0 | 0.00048006 | 0.0008378 | 0.0011947 | 0.0015946 | 0.0018355 | 0.0019036 | 0.0017217 | 0.0015563 | 0.0013516 | 0.0011794 | 0.0010209 | 0.00088858 | 0.00074987 | 0.00063783 | 0.00054058 | 0.00048006 | 0.0008378 | 0.0011947 | 0.0015946 | 0.0018355
F8_Industrial_Wood and Lumber Products_New_Space Heating_Natural Gas_Gas Boiler - Stack Economizer_A_Technical Potential | F8 | Industrial | Wood and Lumber Products | New | Space Heating | Natural Gas | Gas Boiler - Stack Economizer | A | Incremental Summer Peak Savings (MW) | Technical Potential | 0 | 0 | 0 | 0 | 0 | 0 | 0 | 0 | 0 | 0 | 0 | 0 | 0 | 0 | 0 | 0 | 0 | 0 | 0 | 0 | 0 | 0
F9_Industrial_Wood and Lumber Products_New_Space Heating_Natural Gas_Gas Boiler - Stack Economizer_A_Technical Potential | F9 | Industrial | Wood and Lumber Products | New | Space Heating | Natural Gas | Gas Boiler - Stack Economizer | A | Incremental Winter Peak Savings (MW) | Technical Potential | 0 | 0 | 0 | 0 | 0 | 0 | 0 | 0 | 0 | 0 | 0 | 0 | 0 | 0 | 0 | 0 | 0 | 0 | 0 | 0 | 0 | 0
F10_Industrial_Wood and Lumber Products_New_Space Heating_Natural Gas_Gas Boiler - Stack Economizer_A_Technical Potential | F10 | Industrial | Wood and Lumber Products | New | Space Heating | Natural Gas | Gas Boiler - Stack Economizer | A | Cumulative Energy Savings (MWh or mTherms) | Technical Potential | 0 | 0 | 0.00048006 | 0.0013179 | 0.0025125 | 0.0041072 | 0.0059427 | 0.0078463 | 0.0095681 | 0.011124 | 0.012476 | 0.013655 | 0.014676 | 0.015565 | 0.016315 | 0.016953 | 0.017493 | 0.017493 | 0.017493 | 0.017493 | 0.017493 | 0.017493
F11_Industrial_Wood and Lumber Products_New_Space Heating_Natural Gas_Gas Boiler - Stack Economizer_A_Technical Potential | F11 | Industrial | Wood and Lumber Products | New | Space Heating | Natural Gas | Gas Boiler - Stack Economizer | A | Cumulative Summer Peak Savings (MW) | Technical Potential | 0 | 0 | 0 | 0 | 0 | 0 | 0 | 0 | 0 | 0 | 0 | 0 | 0 | 0 | 0 | 0 | 0 | 0 | 0 | 0 | 0 | 0
F12_Industrial_Wood and Lumber Products_New_Space Heating_Natural Gas_Gas Boiler - Stack Economizer_A_Technical Potential | F12 | Industrial | Wood and Lumber Products | New | Space Heating | Natural Gas | Gas Boiler - Stack Economizer | A | Cumulative Winter Peak Savings (MW) | Technical Potential | 0 | 0 | 0 | 0 | 0 | 0 | 0 | 0 | 0 | 0 | 0 | 0 | 0 | 0 | 0 | 0 | 0 | 0 | 0 | 0 | 0 | 0
F13_Industrial_Wood and Lumber Products_New_Space Heating_Natural Gas_Gas Boiler - Stack Economizer_A_Technical Potential | F13 | Industrial | Wood and Lumber Products | New | Space Heating | Natural Gas | Gas Boiler - Stack Economizer | A | Purchases (Incremental) | Technical Potential | 0 | 0 | 0.56365 | 0.98367 | 1.4027 | 1.8723 | 2.1551 | 2.2351 | 2.0215 | 1.8272 | 1.5869 | 1.3847 | 1.1987 | 1.0433 | 0.88043 | 0.74888 | 0.6347 | 0.56365 | 0.98367 | 1.4027 | 1.8723 | 2.1551
F14_Industrial_Wood and Lumber Products_New_Space Heating_Natural Gas_Gas Boiler - Stack Economizer_A_Technical Potential | F14 | Industrial | Wood and Lumber Products | New | Space Heating | Natural Gas | Gas Boiler - Stack Economizer | A | Purchases (Cumulative) | Technical Potential | 0 | 0 | 0.56365 | 1.5473 | 2.95 | 4.8223 | 6.9774 | 9.2124 | 11.2339 | 13.0612 | 14.6481 | 16.0328 | 17.2315 | 18.2747 | 19.1552 | 19.9041 | 20.5388 | 20.5388 | 20.5388 | 20.5388 | 20.5388 | 20.5388
F1_Industrial_Wood and Lumber Products_New_Process_Natural Gas_Gas Boiler - Stack Economizer_A_Technical Potential | F1 | Industrial | Wood and Lumber Products | New | Process | Natural Gas | Gas Boiler - Stack Economizer | A | Original Unit Energy Savings (kWh or therms) | Technical Potential | 0 | 0 | 8.2818 | 8.2818 | 8.2818 | 8.2818 | 8.2818 | 8.2818 | 8.2818 | 8.2818 | 8.2818 | 8.2818 | 8.2818 | 8.2818 | 8.2818 | 8.2818 | 8.2818 | 8.2818 | 8.2818 | 8.2818 | 8.2818 | 8.2818
F2_Industrial_Wood and Lumber Products_New_Process_Natural Gas_Gas Boiler - Stack Economizer_A_Technical Potential | F2 | Industrial | Wood and Lumber Products | New | Process | Natural Gas | Gas Boiler - Stack Economizer | A | Original Unit Summer Peak Savings (kW) | Technical Potential | 0 | 0 | 0 | 0 | 0 | 0 | 0 | 0 | 0 | 0 | 0 | 0 | 0 | 0 | 0 | 0 | 0 | 0 | 0 | 0 | 0 | 0
F3_Industrial_Wood and Lumber Products_New_Process_Natural Gas_Gas Boiler - Stack Economizer_A_Technical Potential | F3 | Industrial | Wood and Lumber Products | New | Process | Natural Gas | Gas Boiler - Stack Economizer | A | Original Unit Winter Peak Savings (kW) | Technical Potential | 0 | 0 | 0 | 0 | 0 | 0 | 0 | 0 | 0 | 0 | 0 | 0 | 0 | 0 | 0 | 0 | 0 | 0 | 0 | 0 | 0 | 0
F4_Industrial_Wood and Lumber Products_New_Process_Natural Gas_Gas Boiler - Stack Economizer_A_Technical Potential | F4 | Industrial | Wood and Lumber Products | New | Process | Natural Gas | Gas Boiler - Stack Economizer | A | Standalone Impact on Baseline Energy (%) | Technical Potential | 0% | 0% | 0.04354% | 0.06849% | 0.09157% | 0.1121% | 0.141% | 0.1615% | 0.1742% | 0.1793% | 0.1852% | 0.1859% | 0.1846% | 0.1799% | 0.1788% | 0.1747% | 0.1702% | 0.1598% | 0.1536% | 0.1465% | 0.1403% | 0.1346%
F5_Industrial_Wood and Lumber Products_New_Process_Natural Gas_Gas Boiler - Stack Economizer_A_Technical Potential | F5 | Industrial | Wood and Lumber Products | New | Process | Natural Gas | Gas Boiler - Stack Economizer | A | Standalone Impact on Baseline Summer Peak (%) | Technical Potential | bar: 2019 to 2040
F6_Industrial_Wood and Lumber Products_New_Process_Natural Gas_Gas Boiler - Stack Economizer_A_Technical Potential | F6 | Industrial | Wood and Lumber Products | New | Process | Natural Gas | Gas Boiler - Stack Economizer | A | Standalone Impact on Baseline Winter Peak (%) | Technical Potential | bar: 2019 to 2040
F7_Industrial_Wood and Lumber Products_New_Process_Natural Gas_Gas Boiler - Stack Economizer_A_Technical Potential | F7 | Industrial | Wood and Lumber Products | New | Process | Natural Gas | Gas Boiler - Stack Economizer | A | Incremental Energy Savings (MWh or mTherms) | Technical Potential | 0 | 0 | 0.016068 | 0.028041 | 0.039985 | 0.053372 | 0.061434 | 0.063714 | 0.057625 | 0.052088 | 0.045238 | 0.039473 | 0.03417 | 0.02974 | 0.025098 | 0.021348 | 0.018093 | 0.016068 | 0.028041 | 0.039985 | 0.053372 | 0.061434
F8_Industrial_Wood and Lumber Products_New_Process_Natural Gas_Gas Boiler - Stack Economizer_A_Technical Potential | F8 | Industrial | Wood and Lumber Products | New | Process | Natural Gas | Gas Boiler - Stack Economizer | A | Incremental Summer Peak Savings (MW) | Technical Potential | 0 | 0 | 0 | 0 | 0 | 0 | 0 | 0 | 0 | 0 | 0 | 0 | 0 | 0 | 0 | 0 | 0 | 0 | 0 | 0 | 0 | 0
F9_Industrial_Wood and Lumber Products_New_Process_Natural Gas_Gas Boiler - Stack Economizer_A_Technical Potential | F9 | Industrial | Wood and Lumber Products | New | Process | Natural Gas | Gas Boiler - Stack Economizer | A | Incremental Winter Peak Savings (MW) | Technical Potential | 0 | 0 | 0 | 0 | 0 | 0 | 0 | 0 | 0 | 0 | 0 | 0 | 0 | 0 | 0 | 0 | 0 | 0 | 0 | 0 | 0 | 0
F10_Industrial_Wood and Lumber Products_New_Process_Natural Gas_Gas Boiler - Stack Economizer_A_Technical Potential | F10 | Industrial | Wood and Lumber Products | New | Process | Natural Gas | Gas Boiler - Stack Economizer | A | Cumulative Energy Savings (MWh or mTherms) | Technical Potential | 0 | 0 | 0.016068 | 0.044108 | 0.084093 | 0.13747 | 0.1989 | 0.26261 | 0.32024 | 0.37233 | 0.41756 | 0.45704 | 0.49121 | 0.52095 | 0.54605 | 0.56739 | 0.58549 | 0.58549 | 0.58549 | 0.58549 | 0.58549 | 0.58549
F11_Industrial_Wood and Lumber Products_New_Process_Natural Gas_Gas Boiler - Stack Economizer_A_Technical Potential | F11 | Industrial | Wood and Lumber Products | New | Process | Natural Gas | Gas Boiler - Stack Economizer | A | Cumulative Summer Peak Savings (MW) | Technical Potential | 0 | 0 | 0 | 0 | 0 | 0 | 0 | 0 | 0 | 0 | 0 | 0 | 0 | 0 | 0 | 0 | 0 | 0 | 0 | 0 | 0 | 0
F12_Industrial_Wood and Lumber Products_New_Process_Natural Gas_Gas Boiler - Stack Economizer_A_Technical Potential | F12 | Industrial | Wood and Lumber Products | New | Process | Natural Gas | Gas Boiler - Stack Economizer | A | Cumulative Winter Peak Savings (MW) | Technical Potential | 0 | 0 | 0 | 0 | 0 | 0 | 0 | 0 | 0 | 0 | 0 | 0 | 0 | 0 | 0 | 0 | 0 | 0 | 0 | 0 | 0 | 0
F13_Industrial_Wood and Lumber Products_New_Process_Natural Gas_Gas Boiler - Stack Economizer_A_Technical Potential | F13 | Industrial | Wood and Lumber Products | New | Process | Natural Gas | Gas Boiler - Stack Economizer | A | Purchases (Incremental) | Technical Potential | 0 | 0 | 1.9401 | 3.3858 | 4.828 | 6.4445 | 7.418 | 7.6933 | 6.9581 | 6.2894 | 5.4623 | 4.7662 | 4.1259 | 3.5911 | 3.0305 | 2.5777 | 2.1847 | 1.9401 | 3.3858 | 4.828 | 6.4445 | 7.418
F14_Industrial_Wood and Lumber Products_New_Process_Natural Gas_Gas Boiler - Stack Economizer_A_Technical Potential | F14 | Industrial | Wood and Lumber Products | New | Process | Natural Gas | Gas Boiler - Stack Economizer | A | Purchases (Cumulative) | Technical Potential | 0 | 0 | 1.9401 | 5.3259 | 10.154 | 16.5985 | 24.0164 | 31.7097 | 38.6678 | 44.9572 | 50.4195 | 55.1858 | 59.3116 | 62.9027 | 65.9332 | 68.5108 | 70.6955 | 70.6955 | 70.6955 | 70.6955 | 70.6955 | 70.6955
F1_Industrial_Wood and Lumber Products_New_Space Heating_Natural Gas_Gas Furnace Tube Inserts_A_Technical Potential | F1 | Industrial | Wood and Lumber Products | New | Space Heating | Natural Gas | Gas Furnace Tube Inserts | A | Original Unit Energy Savings (kWh or therms) | Technical Potential | 0 | 0 | 0.077933 | 0.077933 | 0.077933 | 0.077933 | 0.077933 | 0.077933 | 0.077933 | 0.077933 | 0.077933 | 0.077933 | 0.077933 | 0.077933 | 0.077933 | 0.077933 | 0.077933 | 0.077933 | 0.077933 | 0.077933 | 0.077933 | 0.077933
F2_Industrial_Wood and Lumber Products_New_Space Heating_Natural Gas_Gas Furnace Tube Inserts_A_Technical Potential | F2 | Industrial | Wood and Lumber Products | New | Space Heating | Natural Gas | Gas Furnace Tube Inserts | A | Original Unit Summer Peak Savings (kW) | Technical Potential | 0 | 0 | 0 | 0 | 0 | 0 | 0 | 0 | 0 | 0 | 0 | 0 | 0 | 0 | 0 | 0 | 0 | 0 | 0 | 0 | 0 | 0
F3_Industrial_Wood and Lumber Products_New_Space Heating_Natural Gas_Gas Furnace Tube Inserts_A_Technical Potential | F3 | Industrial | Wood and Lumber Products | New | Space Heating | Natural Gas | Gas Furnace Tube Inserts | A | Original Unit Winter Peak Savings (kW) | Technical Potential | 0 | 0 | 0 | 0 | 0 | 0 | 0 | 0 | 0 | 0 | 0 | 0 | 0 | 0 | 0 | 0 | 0 | 0 | 0 | 0 | 0 | 0
F4_Industrial_Wood and Lumber Products_New_Space Heating_Natural Gas_Gas Furnace Tube Inserts_A_Technical Potential | F4 | Industrial | Wood and Lumber Products | New | Space Heating | Natural Gas | Gas Furnace Tube Inserts | A | Standalone Impact on Baseline Energy (%) | Technical Potential | bar: 2019 to 2040
F5_Industrial_Wood and Lumber Products_New_Space Heating_Natural Gas_Gas Furnace Tube Inserts_A_Technical Potential | F5 | Industrial | Wood and Lumber Products | New | Space Heating | Natural Gas | Gas Furnace Tube Inserts | A | Standalone Impact on Baseline Summer Peak (%) | Technical Potential | bar: 2019 to 2040
F6_Industrial_Wood and Lumber Products_New_Space Heating_Natural Gas_Gas Furnace Tube Inserts_A_Technical Potential | F6 | Industrial | Wood and Lumber Products | New | Space Heating | Natural Gas | Gas Furnace Tube Inserts | A | Standalone Impact on Baseline Winter Peak (%) | Technical Potential | bar: 2019 to 2040
F7_Industrial_Wood and Lumber Products_New_Space Heating_Natural Gas_Gas Furnace Tube Inserts_A_Technical Potential | F7 | Industrial | Wood and Lumber Products | New | Space Heating | Natural Gas | Gas Furnace Tube Inserts | A | Incremental Energy Savings (MWh or mTherms) | Technical Potential | 0 | 0 | 0 | 0 | 0 | 0 | 0 | 0 | 0 | 0 | 0 | 0 | 0 | 0 | 0 | 0 | 0 | 0 | 0 | 0 | 0 | 0
F8_Industrial_Wood and Lumber Products_New_Space Heating_Natural Gas_Gas Furnace Tube Inserts_A_Technical Potential | F8 | Industrial | Wood and Lumber Products | New | Space Heating | Natural Gas | Gas Furnace Tube Inserts | A | Incremental Summer Peak Savings (MW) | Technical Potential | 0 | 0 | 0 | 0 | 0 | 0 | 0 | 0 | 0 | 0 | 0 | 0 | 0 | 0 | 0 | 0 | 0 | 0 | 0 | 0 | 0 | 0
F9_Industrial_Wood and Lumber Products_New_Space Heating_Natural Gas_Gas Furnace Tube Inserts_A_Technical Potential | F9 | Industrial | Wood and Lumber Products | New | Space Heating | Natural Gas | Gas Furnace Tube Inserts | A | Incremental Winter Peak Savings (MW) | Technical Potential | 0 | 0 | 0 | 0 | 0 | 0 | 0 | 0 | 0 | 0 | 0 | 0 | 0 | 0 | 0 | 0 | 0 | 0 | 0 | 0 | 0 | 0
F10_Industrial_Wood and Lumber Products_New_Space Heating_Natural Gas_Gas Furnace Tube Inserts_A_Technical Potential | F10 | Industrial | Wood and Lumber Products | New | Space Heating | Natural Gas | Gas Furnace Tube Inserts | A | Cumulative Energy Savings (MWh or mTherms) | Technical Potential | 0 | 0 | 0 | 0 | 0 | 0 | 0 | 0 | 0 | 0 | 0 | 0 | 0 | 0 | 0 | 0 | 0 | 0 | 0 | 0 | 0 | 0
F11_Industrial_Wood and Lumber Products_New_Space Heating_Natural Gas_Gas Furnace Tube Inserts_A_Technical Potential | F11 | Industrial | Wood and Lumber Products | New | Space Heating | Natural Gas | Gas Furnace Tube Inserts | A | Cumulative Summer Peak Savings (MW) | Technical Potential | 0 | 0 | 0 | 0 | 0 | 0 | 0 | 0 | 0 | 0 | 0 | 0 | 0 | 0 | 0 | 0 | 0 | 0 | 0 | 0 | 0 | 0
F12_Industrial_Wood and Lumber Products_New_Space Heating_Natural Gas_Gas Furnace Tube Inserts_A_Technical Potential | F12 | Industrial | Wood and Lumber Products | New | Space Heating | Natural Gas | Gas Furnace Tube Inserts | A | Cumulative Winter Peak Savings (MW) | Technical Potential | 0 | 0 | 0 | 0 | 0 | 0 | 0 | 0 | 0 | 0 | 0 | 0 | 0 | 0 | 0 | 0 | 0 | 0 | 0 | 0 | 0 | 0
F13_Industrial_Wood and Lumber Products_New_Space Heating_Natural Gas_Gas Furnace Tube Inserts_A_Technical Potential | F13 | Industrial | Wood and Lumber Products | New | Space Heating | Natural Gas | Gas Furnace Tube Inserts | A | Purchases (Incremental) | Technical Potential | 0 | 0 | 0 | 0 | 0 | 0 | 0 | 0 | 0 | 0 | 0 | 0 | 0 | 0 | 0 | 0 | 0 | 0 | 0 | 0 | 0 | 0
F14_Industrial_Wood and Lumber Products_New_Space Heating_Natural Gas_Gas Furnace Tube Inserts_A_Technical Potential | F14 | Industrial | Wood and Lumber Products | New | Space Heating | Natural Gas | Gas Furnace Tube Inserts | A | Purchases (Cumulative) | Technical Potential | 0 | 0 | 0 | 0 | 0 | 0 | 0 | 0 | 0 | 0 | 0 | 0 | 0 | 0 | 0 | 0 | 0 | 0 | 0 | 0 | 0 | 0
F1_Industrial_Wood and Lumber Products_New_Space Heating_Natural Gas_Space Heating - Heat Recovery Ventilator_A_Technical Potential | F1 | Industrial | Wood and Lumber Products | New | Space Heating | Natural Gas | Space Heating - Heat Recovery Ventilator | A | Original Unit Energy Savings (kWh or therms) | Technical Potential | 0 | 0 | 0.012707 | 0.012707 | 0.012707 | 0.012707 | 0.012707 | 0.012707 | 0.012707 | 0.012707 | 0.012707 | 0.012707 | 0.012707 | 0.012707 | 0.012707 | 0.012707 | 0.012707 | 0.012707 | 0.012707 | 0.012707 | 0.012707 | 0.012707
F2_Industrial_Wood and Lumber Products_New_Space Heating_Natural Gas_Space Heating - Heat Recovery Ventilator_A_Technical Potential | F2 | Industrial | Wood and Lumber Products | New | Space Heating | Natural Gas | Space Heating - Heat Recovery Ventilator | A | Original Unit Summer Peak Savings (kW) | Technical Potential | 0 | 0 | 0 | 0 | 0 | 0 | 0 | 0 | 0 | 0 | 0 | 0 | 0 | 0 | 0 | 0 | 0 | 0 | 0 | 0 | 0 | 0
F3_Industrial_Wood and Lumber Products_New_Space Heating_Natural Gas_Space Heating - Heat Recovery Ventilator_A_Technical Potential | F3 | Industrial | Wood and Lumber Products | New | Space Heating | Natural Gas | Space Heating - Heat Recovery Ventilator | A | Original Unit Winter Peak Savings (kW) | Technical Potential | 0 | 0 | 0 | 0 | 0 | 0 | 0 | 0 | 0 | 0 | 0 | 0 | 0 | 0 | 0 | 0 | 0 | 0 | 0 | 0 | 0 | 0
F4_Industrial_Wood and Lumber Products_New_Space Heating_Natural Gas_Space Heating - Heat Recovery Ventilator_A_Technical Potential | F4 | Industrial | Wood and Lumber Products | New | Space Heating | Natural Gas | Space Heating - Heat Recovery Ventilator | A | Standalone Impact on Baseline Energy (%) | Technical Potential | 0% | 0% | 0.02138% | 0.03363% | 0.04496% | 0.05506% | 0.06921% | 0.08144% | 0.09341% | 0.1041% | 0.1172% | 0.1289% | 0.1405% | 0.1505% | 0.164% | 0.1757% | 0.1872% | 0.1949% | 0.2051% | 0.2122% | 0.2183% | 0.2238%
F5_Industrial_Wood and Lumber Products_New_Space Heating_Natural Gas_Space Heating - Heat Recovery Ventilator_A_Technical Potential | F5 | Industrial | Wood and Lumber Products | New | Space Heating | Natural Gas | Space Heating - Heat Recovery Ventilator | A | Standalone Impact on Baseline Summer Peak (%) | Technical Potential | bar: 2019 to 2040
F6_Industrial_Wood and Lumber Products_New_Space Heating_Natural Gas_Space Heating - Heat Recovery Ventilator_A_Technical Potential | F6 | Industrial | Wood and Lumber Products | New | Space Heating | Natural Gas | Space Heating - Heat Recovery Ventilator | A | Standalone Impact on Baseline Winter Peak (%) | Technical Potential | bar: 2019 to 2040
F7_Industrial_Wood and Lumber Products_New_Space Heating_Natural Gas_Space Heating - Heat Recovery Ventilator_A_Technical Potential | F7 | Industrial | Wood and Lumber Products | New | Space Heating | Natural Gas | Space Heating - Heat Recovery Ventilator | A | Incremental Energy Savings (MWh or mTherms) | Technical Potential | 0 | 0 | 0.0010537 | 0.0018388 | 0.0026221 | 0.0035 | 0.0040287 | 0.0046425 | 0.0052485 | 0.0059302 | 0.0064379 | 0.0070218 | 0.007598 | 0.0082664 | 0.0087201 | 0.0092714 | 0.0098224 | 0.010464 | 0.010887 | 0.011409 | 0.011917 | 0.012423
F8_Industrial_Wood and Lumber Products_New_Space Heating_Natural Gas_Space Heating - Heat Recovery Ventilator_A_Technical Potential | F8 | Industrial | Wood and Lumber Products | New | Space Heating | Natural Gas | Space Heating - Heat Recovery Ventilator | A | Incremental Summer Peak Savings (MW) | Technical Potential | 0 | 0 | 0 | 0 | 0 | 0 | 0 | 0 | 0 | 0 | 0 | 0 | 0 | 0 | 0 | 0 | 0 | 0 | 0 | 0 | 0 | 0
F9_Industrial_Wood and Lumber Products_New_Space Heating_Natural Gas_Space Heating - Heat Recovery Ventilator_A_Technical Potential | F9 | Industrial | Wood and Lumber Products | New | Space Heating | Natural Gas | Space Heating - Heat Recovery Ventilator | A | Incremental Winter Peak Savings (MW) | Technical Potential | 0 | 0 | 0 | 0 | 0 | 0 | 0 | 0 | 0 | 0 | 0 | 0 | 0 | 0 | 0 | 0 | 0 | 0 | 0 | 0 | 0 | 0
F10_Industrial_Wood and Lumber Products_New_Space Heating_Natural Gas_Space Heating - Heat Recovery Ventilator_A_Technical Potential | F10 | Industrial | Wood and Lumber Products | New | Space Heating | Natural Gas | Space Heating - Heat Recovery Ventilator | A | Cumulative Energy Savings (MWh or mTherms) | Technical Potential | 0 | 0 | 0.0010537 | 0.0028925 | 0.0055146 | 0.0090146 | 0.013043 | 0.017686 | 0.022934 | 0.028864 | 0.035302 | 0.042324 | 0.049922 | 0.058189 | 0.066909 | 0.07618 | 0.086003 | 0.095413 | 0.10446 | 0.11325 | 0.12167 | 0.13006
F11_Industrial_Wood and Lumber Products_New_Space Heating_Natural Gas_Space Heating - Heat Recovery Ventilator_A_Technical Potential | F11 | Industrial | Wood and Lumber Products | New | Space Heating | Natural Gas | Space Heating - Heat Recovery Ventilator | A | Cumulative Summer Peak Savings (MW) | Technical Potential | 0 | 0 | 0 | 0 | 0 | 0 | 0 | 0 | 0 | 0 | 0 | 0 | 0 | 0 | 0 | 0 | 0 | 0 | 0 | 0 | 0 | 0
F12_Industrial_Wood and Lumber Products_New_Space Heating_Natural Gas_Space Heating - Heat Recovery Ventilator_A_Technical Potential | F12 | Industrial | Wood and Lumber Products | New | Space Heating | Natural Gas | Space Heating - Heat Recovery Ventilator | A | Cumulative Winter Peak Savings (MW) | Technical Potential | 0 | 0 | 0 | 0 | 0 | 0 | 0 | 0 | 0 | 0 | 0 | 0 | 0 | 0 | 0 | 0 | 0 | 0 | 0 | 0 | 0 | 0
F13_Industrial_Wood and Lumber Products_New_Space Heating_Natural Gas_Space Heating - Heat Recovery Ventilator_A_Technical Potential | F13 | Industrial | Wood and Lumber Products | New | Space Heating | Natural Gas | Space Heating - Heat Recovery Ventilator | A | Purchases (Incremental) | Technical Potential | 0 | 0 | 82.9182 | 144.708 | 206.346 | 275.4326 | 317.0394 | 365.3393 | 413.0305 | 466.6757 | 506.6303 | 552.5837 | 597.9275 | 650.5277 | 686.2276 | 729.6159 | 772.9713 | 823.4429 | 856.7809 | 897.8611 | 937.8226 | 977.666
F14_Industrial_Wood and Lumber Products_New_Space Heating_Natural Gas_Space Heating - Heat Recovery Ventilator_A_Technical Potential | F14 | Industrial | Wood and Lumber Products | New | Space Heating | Natural Gas | Space Heating - Heat Recovery Ventilator | A | Purchases (Cumulative) | Technical Potential | 0 | 0 | 82.9182 | 227.6263 | 433.9723 | 709.4049 | 1026.4443 | 1391.7836 | 1804.814 | 2271.4897 | 2778.12 | 3330.7037 | 3928.6312 | 4579.1589 | 5265.3865 | 5995.0024 | 6767.9737 | 7508.4983 | 8220.5712 | 8912.0863 | 9574.4762 | 10235.1028
F1_Industrial_Wood and Lumber Products_New_Space Heating_Natural Gas_Thermostat - Programmable_A_Technical Potential | F1 | Industrial | Wood and Lumber Products | New | Space Heating | Natural Gas | Thermostat - Programmable | A | Original Unit Energy Savings (kWh or therms) | Technical Potential | 0 | 0 | 0.0061474 | 0.0061474 | 0.0061474 | 0.0061474 | 0.0061474 | 0.0061474 | 0.0061474 | 0.0061474 | 0.0061474 | 0.0061474 | 0.0061474 | 0.0061474 | 0.0061474 | 0.0061474 | 0.0061474 | 0.0061474 | 0.0061474 | 0.0061474 | 0.0061474 | 0.0061474
F2_Industrial_Wood and Lumber Products_New_Space Heating_Natural Gas_Thermostat - Programmable_A_Technical Potential | F2 | Industrial | Wood and Lumber Products | New | Space Heating | Natural Gas | Thermostat - Programmable | A | Original Unit Summer Peak Savings (kW) | Technical Potential | 0 | 0 | 0 | 0 | 0 | 0 | 0 | 0 | 0 | 0 | 0 | 0 | 0 | 0 | 0 | 0 | 0 | 0 | 0 | 0 | 0 | 0
F3_Industrial_Wood and Lumber Products_New_Space Heating_Natural Gas_Thermostat - Programmable_A_Technical Potential | F3 | Industrial | Wood and Lumber Products | New | Space Heating | Natural Gas | Thermostat - Programmable | A | Original Unit Winter Peak Savings (kW) | Technical Potential | 0 | 0 | 0 | 0 | 0 | 0 | 0 | 0 | 0 | 0 | 0 | 0 | 0 | 0 | 0 | 0 | 0 | 0 | 0 | 0 | 0 | 0
F4_Industrial_Wood and Lumber Products_New_Space Heating_Natural Gas_Thermostat - Programmable_A_Technical Potential | F4 | Industrial | Wood and Lumber Products | New | Space Heating | Natural Gas | Thermostat - Programmable | A | Standalone Impact on Baseline Energy (%) | Technical Potential | 0% | 0% | 0.03103% | 0.0488% | 0.06525% | 0.07991% | 0.1004% | 0.1182% | 0.1356% | 0.151% | 0.1701% | 0.187% | 0.2039% | 0.2144% | 0.2278% | 0.2365% | 0.2432% | 0.2474% | 0.2555% | 0.2606% | 0.2651% | 0.2692%
F5_Industrial_Wood and Lumber Products_New_Space Heating_Natural Gas_Thermostat - Programmable_A_Technical Potential | F5 | Industrial | Wood and Lumber Products | New | Space Heating | Natural Gas | Thermostat - Programmable | A | Standalone Impact on Baseline Summer Peak (%) | Technical Potential | bar: 2019 to 2040
F6_Industrial_Wood and Lumber Products_New_Space Heating_Natural Gas_Thermostat - Programmable_A_Technical Potential | F6 | Industrial | Wood and Lumber Products | New | Space Heating | Natural Gas | Thermostat - Programmable | A | Standalone Impact on Baseline Winter Peak (%) | Technical Potential | bar: 2019 to 2040
F7_Industrial_Wood and Lumber Products_New_Space Heating_Natural Gas_Thermostat - Programmable_A_Technical Potential | F7 | Industrial | Wood and Lumber Products | New | Space Heating | Natural Gas | Thermostat - Programmable | A | Incremental Energy Savings (MWh or mTherms) | Technical Potential | 0 | 0 | 0.0015292 | 0.0026687 | 0.0038055 | 0.0050796 | 0.0058469 | 0.0067377 | 0.0076172 | 0.0086065 | 0.0093434 | 0.010191 | 0.011027 | 0.011997 | 0.012656 | 0.013456 | 0.014255 | 0.015186 | 0.015801 | 0.016559 | 0.017296 | 0.01803
F8_Industrial_Wood and Lumber Products_New_Space Heating_Natural Gas_Thermostat - Programmable_A_Technical Potential | F8 | Industrial | Wood and Lumber Products | New | Space Heating | Natural Gas | Thermostat - Programmable | A | Incremental Summer Peak Savings (MW) | Technical Potential | 0 | 0 | 0 | 0 | 0 | 0 | 0 | 0 | 0 | 0 | 0 | 0 | 0 | 0 | 0 | 0 | 0 | 0 | 0 | 0 | 0 | 0
F9_Industrial_Wood and Lumber Products_New_Space Heating_Natural Gas_Thermostat - Programmable_A_Technical Potential | F9 | Industrial | Wood and Lumber Products | New | Space Heating | Natural Gas | Thermostat - Programmable | A | Incremental Winter Peak Savings (MW) | Technical Potential | 0 | 0 | 0 | 0 | 0 | 0 | 0 | 0 | 0 | 0 | 0 | 0 | 0 | 0 | 0 | 0 | 0 | 0 | 0 | 0 | 0 | 0
F10_Industrial_Wood and Lumber Products_New_Space Heating_Natural Gas_Thermostat - Programmable_A_Technical Potential | F10 | Industrial | Wood and Lumber Products | New | Space Heating | Natural Gas | Thermostat - Programmable | A | Cumulative Energy Savings (MWh or mTherms) | Technical Potential | 0 | 0 | 0.0015292 | 0.0041979 | 0.0080034 | 0.013083 | 0.01893 | 0.025668 | 0.033285 | 0.041891 | 0.051235 | 0.061426 | 0.072453 | 0.082921 | 0.092908 | 0.10256 | 0.11173 | 0.12107 | 0.13014 | 0.13908 | 0.14777 | 0.15645
F11_Industrial_Wood and Lumber Products_New_Space Heating_Natural Gas_Thermostat - Programmable_A_Technical Potential | F11 | Industrial | Wood and Lumber Products | New | Space Heating | Natural Gas | Thermostat - Programmable | A | Cumulative Summer Peak Savings (MW) | Technical Potential | 0 | 0 | 0 | 0 | 0 | 0 | 0 | 0 | 0 | 0 | 0 | 0 | 0 | 0 | 0 | 0 | 0 | 0 | 0 | 0 | 0 | 0
F12_Industrial_Wood and Lumber Products_New_Space Heating_Natural Gas_Thermostat - Programmable_A_Technical Potential | F12 | Industrial | Wood and Lumber Products | New | Space Heating | Natural Gas | Thermostat - Programmable | A | Cumulative Winter Peak Savings (MW) | Technical Potential | 0 | 0 | 0 | 0 | 0 | 0 | 0 | 0 | 0 | 0 | 0 | 0 | 0 | 0 | 0 | 0 | 0 | 0 | 0 | 0 | 0 | 0
F13_Industrial_Wood and Lumber Products_New_Space Heating_Natural Gas_Thermostat - Programmable_A_Technical Potential | F13 | Industrial | Wood and Lumber Products | New | Space Heating | Natural Gas | Thermostat - Programmable | A | Purchases (Incremental) | Technical Potential | 0 | 0 | 248.7547 | 434.124 | 619.0381 | 826.2979 | 951.1181 | 1096.0178 | 1239.0914 | 1400.027 | 1519.891 | 1657.751 | 1793.7826 | 1951.583 | 2058.6828 | 2188.8476 | 2318.9139 | 2470.3287 | 2570.3426 | 2693.5834 | 2813.4677 | 2932.9979
F14_Industrial_Wood and Lumber Products_New_Space Heating_Natural Gas_Thermostat - Programmable_A_Technical Potential | F14 | Industrial | Wood and Lumber Products | New | Space Heating | Natural Gas | Thermostat - Programmable | A | Purchases (Cumulative) | Technical Potential | 0 | 0 | 248.7547 | 682.8788 | 1301.9169 | 2128.2148 | 3079.3329 | 4175.3507 | 5414.4421 | 6814.4691 | 8334.3601 | 9992.1111 | 11785.8936 | 13488.7219 | 15113.2807 | 16683.0902 | 18175.7062 | 19694.9168 | 21169.2416 | 22623.7336 | 24037.1743 | 25450.2812
F1_Industrial_Wood and Lumber Products_New_Space Heating_Natural Gas_ENERGY STAR Connected Thermostat_A_Technical Potential | F1 | Industrial | Wood and Lumber Products | New | Space Heating | Natural Gas | ENERGY STAR Connected Thermostat | A | Original Unit Energy Savings (kWh or therms) | Technical Potential | 0 | 0 | 0.01486 | 0.01486 | 0.01486 | 0.01486 | 0.01486 | 0.01486 | 0.01486 | 0.01486 | 0.01486 | 0.01486 | 0.01486 | 0.01486 | 0.01486 | 0.01486 | 0.01486 | 0.01486 | 0.01486 | 0.01486 | 0.01486 | 0.01486
F2_Industrial_Wood and Lumber Products_New_Space Heating_Natural Gas_ENERGY STAR Connected Thermostat_A_Technical Potential | F2 | Industrial | Wood and Lumber Products | New | Space Heating | Natural Gas | ENERGY STAR Connected Thermostat | A | Original Unit Summer Peak Savings (kW) | Technical Potential | 0 | 0 | 0 | 0 | 0 | 0 | 0 | 0 | 0 | 0 | 0 | 0 | 0 | 0 | 0 | 0 | 0 | 0 | 0 | 0 | 0 | 0
F3_Industrial_Wood and Lumber Products_New_Space Heating_Natural Gas_ENERGY STAR Connected Thermostat_A_Technical Potential | F3 | Industrial | Wood and Lumber Products | New | Space Heating | Natural Gas | ENERGY STAR Connected Thermostat | A | Original Unit Winter Peak Savings (kW) | Technical Potential | 0 | 0 | 0 | 0 | 0 | 0 | 0 | 0 | 0 | 0 | 0 | 0 | 0 | 0 | 0 | 0 | 0 | 0 | 0 | 0 | 0 | 0
F4_Industrial_Wood and Lumber Products_New_Space Heating_Natural Gas_ENERGY STAR Connected Thermostat_A_Technical Potential | F4 | Industrial | Wood and Lumber Products | New | Space Heating | Natural Gas | ENERGY STAR Connected Thermostat | A | Standalone Impact on Baseline Energy (%) | Technical Potential | 0% | 0% | 0.075% | 0.118% | 0.1577% | 0.1932% | 0.2428% | 0.2687% | 0.2864% | 0.2953% | 0.3062% | 0.3127% | 0.3182% | 0.3199% | 0.3272% | 0.3307% | 0.3335% | 0.3261% | 0.3188% | 0.3046% | 0.2916% | 0.2798%
F5_Industrial_Wood and Lumber Products_New_Space Heating_Natural Gas_ENERGY STAR Connected Thermostat_A_Technical Potential | F5 | Industrial | Wood and Lumber Products | New | Space Heating | Natural Gas | ENERGY STAR Connected Thermostat | A | Standalone Impact on Baseline Summer Peak (%) | Technical Potential | bar: 2019 to 2040
F6_Industrial_Wood and Lumber Products_New_Space Heating_Natural Gas_ENERGY STAR Connected Thermostat_A_Technical Potential | F6 | Industrial | Wood and Lumber Products | New | Space Heating | Natural Gas | ENERGY STAR Connected Thermostat | A | Standalone Impact on Baseline Winter Peak (%) | Technical Potential | bar: 2019 to 2040
F7_Industrial_Wood and Lumber Products_New_Space Heating_Natural Gas_ENERGY STAR Connected Thermostat_A_Technical Potential | F7 | Industrial | Wood and Lumber Products | New | Space Heating | Natural Gas | ENERGY STAR Connected Thermostat | A | Incremental Energy Savings (MWh or mTherms) | Technical Potential | 0 | 0 | 0.0036966 | 0.0064513 | 0.0091992 | 0.012279 | 0.014134 | 0.016287 | 0.018413 | 0.020805 | 0.022586 | 0.024635 | 0.026656 | 0.029001 | 0.030593 | 0.032527 | 0.03446 | 0.03671 | 0.038196 | 0.040028 | 0.044806 | 0.048594
F8_Industrial_Wood and Lumber Products_New_Space Heating_Natural Gas_ENERGY STAR Connected Thermostat_A_Technical Potential | F8 | Industrial | Wood and Lumber Products | New | Space Heating | Natural Gas | ENERGY STAR Connected Thermostat | A | Incremental Summer Peak Savings (MW) | Technical Potential | 0 | 0 | 0 | 0 | 0 | 0 | 0 | 0 | 0 | 0 | 0 | 0 | 0 | 0 | 0 | 0 | 0 | 0 | 0 | 0 | 0 | 0
F9_Industrial_Wood and Lumber Products_New_Space Heating_Natural Gas_ENERGY STAR Connected Thermostat_A_Technical Potential | F9 | Industrial | Wood and Lumber Products | New | Space Heating | Natural Gas | ENERGY STAR Connected Thermostat | A | Incremental Winter Peak Savings (MW) | Technical Potential | 0 | 0 | 0 | 0 | 0 | 0 | 0 | 0 | 0 | 0 | 0 | 0 | 0 | 0 | 0 | 0 | 0 | 0 | 0 | 0 | 0 | 0
F10_Industrial_Wood and Lumber Products_New_Space Heating_Natural Gas_ENERGY STAR Connected Thermostat_A_Technical Potential | F10 | Industrial | Wood and Lumber Products | New | Space Heating | Natural Gas | ENERGY STAR Connected Thermostat | A | Cumulative Energy Savings (MWh or mTherms) | Technical Potential | 0 | 0 | 0.0036966 | 0.010148 | 0.019347 | 0.031626 | 0.04576 | 0.058351 | 0.070313 | 0.081919 | 0.092226 | 0.10273 | 0.1131 | 0.12368 | 0.13347 | 0.14341 | 0.15324 | 0.1596 | 0.16234 | 0.16257 | 0.16257 | 0.16257
F11_Industrial_Wood and Lumber Products_New_Space Heating_Natural Gas_ENERGY STAR Connected Thermostat_A_Technical Potential | F11 | Industrial | Wood and Lumber Products | New | Space Heating | Natural Gas | ENERGY STAR Connected Thermostat | A | Cumulative Summer Peak Savings (MW) | Technical Potential | 0 | 0 | 0 | 0 | 0 | 0 | 0 | 0 | 0 | 0 | 0 | 0 | 0 | 0 | 0 | 0 | 0 | 0 | 0 | 0 | 0 | 0
F12_Industrial_Wood and Lumber Products_New_Space Heating_Natural Gas_ENERGY STAR Connected Thermostat_A_Technical Potential | F12 | Industrial | Wood and Lumber Products | New | Space Heating | Natural Gas | ENERGY STAR Connected Thermostat | A | Cumulative Winter Peak Savings (MW) | Technical Potential | 0 | 0 | 0 | 0 | 0 | 0 | 0 | 0 | 0 | 0 | 0 | 0 | 0 | 0 | 0 | 0 | 0 | 0 | 0 | 0 | 0 | 0
F13_Industrial_Wood and Lumber Products_New_Space Heating_Natural Gas_ENERGY STAR Connected Thermostat_A_Technical Potential | F13 | Industrial | Wood and Lumber Products | New | Space Heating | Natural Gas | ENERGY STAR Connected Thermostat | A | Purchases (Incremental) | Technical Potential | 0 | 0 | 248.7547 | 434.124 | 619.0381 | 826.2979 | 951.1181 | 1096.0178 | 1239.0914 | 1400.027 | 1519.891 | 1657.751 | 1793.7826 | 1951.583 | 2058.6828 | 2188.8476 | 2318.9139 | 2470.3287 | 2570.3426 | 2693.5834 | 3015.1455 | 3270.0321
F14_Industrial_Wood and Lumber Products_New_Space Heating_Natural Gas_ENERGY STAR Connected Thermostat_A_Technical Potential | F14 | Industrial | Wood and Lumber Products | New | Space Heating | Natural Gas | ENERGY STAR Connected Thermostat | A | Purchases (Cumulative) | Technical Potential | 0 | 0 | 248.7547 | 682.8788 | 1301.9169 | 2128.2148 | 3079.3329 | 3926.596 | 4731.5633 | 5512.5522 | 6206.1453 | 6912.7781 | 7610.5429 | 8323.0346 | 8981.6903 | 9650.647 | 10311.8099 | 10739.6013 | 10924.2369 | 10940.0994 | 10940.0994 | 10940.0994
F1_Industrial_Wood and Lumber Products_New_Space Heating_Natural Gas_Destratification Fans (HVLS)_A_Technical Potential | F1 | Industrial | Wood and Lumber Products | New | Space Heating | Natural Gas | Destratification Fans (HVLS) | A | Original Unit Energy Savings (kWh or therms) | Technical Potential | 0 | 0 | 0.01486 | 0.01486 | 0.01486 | 0.01486 | 0.01486 | 0.01486 | 0.01486 | 0.01486 | 0.01486 | 0.01486 | 0.01486 | 0.01486 | 0.01486 | 0.01486 | 0.01486 | 0.01486 | 0.01486 | 0.01486 | 0.01486 | 0.01486
F2_Industrial_Wood and Lumber Products_New_Space Heating_Natural Gas_Destratification Fans (HVLS)_A_Technical Potential | F2 | Industrial | Wood and Lumber Products | New | Space Heating | Natural Gas | Destratification Fans (HVLS) | A | Original Unit Summer Peak Savings (kW) | Technical Potential | 0 | 0 | 0 | 0 | 0 | 0 | 0 | 0 | 0 | 0 | 0 | 0 | 0 | 0 | 0 | 0 | 0 | 0 | 0 | 0 | 0 | 0
F3_Industrial_Wood and Lumber Products_New_Space Heating_Natural Gas_Destratification Fans (HVLS)_A_Technical Potential | F3 | Industrial | Wood and Lumber Products | New | Space Heating | Natural Gas | Destratification Fans (HVLS) | A | Original Unit Winter Peak Savings (kW) | Technical Potential | 0 | 0 | 0 | 0 | 0 | 0 | 0 | 0 | 0 | 0 | 0 | 0 | 0 | 0 | 0 | 0 | 0 | 0 | 0 | 0 | 0 | 0
F4_Industrial_Wood and Lumber Products_New_Space Heating_Natural Gas_Destratification Fans (HVLS)_A_Technical Potential | F4 | Industrial | Wood and Lumber Products | New | Space Heating | Natural Gas | Destratification Fans (HVLS) | A | Standalone Impact on Baseline Energy (%) | Technical Potential | 0% | 0% | 0.3% | 0.4719% | 0.6309% | 0.7727% | 0.9713% | 1.143% | 1.311% | 1.46% | 1.645% | 1.808% | 1.93% | 2.007% | 2.112% | 2.173% | 2.228% | 2.259% | 2.326% | 2.364% | 2.401% | 2.434%
F5_Industrial_Wood and Lumber Products_New_Space Heating_Natural Gas_Destratification Fans (HVLS)_A_Technical Potential | F5 | Industrial | Wood and Lumber Products | New | Space Heating | Natural Gas | Destratification Fans (HVLS) | A | Standalone Impact on Baseline Summer Peak (%) | Technical Potential | bar: 2019 to 2040
F6_Industrial_Wood and Lumber Products_New_Space Heating_Natural Gas_Destratification Fans (HVLS)_A_Technical Potential | F6 | Industrial | Wood and Lumber Products | New | Space Heating | Natural Gas | Destratification Fans (HVLS) | A | Standalone Impact on Baseline Winter Peak (%) | Technical Potential | bar: 2019 to 2040
F7_Industrial_Wood and Lumber Products_New_Space Heating_Natural Gas_Destratification Fans (HVLS)_A_Technical Potential | F7 | Industrial | Wood and Lumber Products | New | Space Heating | Natural Gas | Destratification Fans (HVLS) | A | Incremental Energy Savings (MWh or mTherms) | Technical Potential | 0 | 0 | 0.014786 | 0.025805 | 0.036797 | 0.049117 | 0.056536 | 0.065149 | 0.073654 | 0.08322 | 0.090345 | 0.09854 | 0.10663 | 0.11601 | 0.12237 | 0.13011 | 0.13784 | 0.14684 | 0.15279 | 0.16011 | 0.16724 | 0.17434
F8_Industrial_Wood and Lumber Products_New_Space Heating_Natural Gas_Destratification Fans (HVLS)_A_Technical Potential | F8 | Industrial | Wood and Lumber Products | New | Space Heating | Natural Gas | Destratification Fans (HVLS) | A | Incremental Summer Peak Savings (MW) | Technical Potential | 0 | 0 | 0 | 0 | 0 | 0 | 0 | 0 | 0 | 0 | 0 | 0 | 0 | 0 | 0 | 0 | 0 | 0 | 0 | 0 | 0 | 0
F9_Industrial_Wood and Lumber Products_New_Space Heating_Natural Gas_Destratification Fans (HVLS)_A_Technical Potential | F9 | Industrial | Wood and Lumber Products | New | Space Heating | Natural Gas | Destratification Fans (HVLS) | A | Incremental Winter Peak Savings (MW) | Technical Potential | 0 | 0 | 0 | 0 | 0 | 0 | 0 | 0 | 0 | 0 | 0 | 0 | 0 | 0 | 0 | 0 | 0 | 0 | 0 | 0 | 0 | 0
F10_Industrial_Wood and Lumber Products_New_Space Heating_Natural Gas_Destratification Fans (HVLS)_A_Technical Potential | F10 | Industrial | Wood and Lumber Products | New | Space Heating | Natural Gas | Destratification Fans (HVLS) | A | Cumulative Energy Savings (MWh or mTherms) | Technical Potential | 0 | 0 | 0.014786 | 0.040592 | 0.077388 | 0.12651 | 0.18304 | 0.24819 | 0.32184 | 0.40506 | 0.49541 | 0.59395 | 0.68579 | 0.77599 | 0.86156 | 0.94256 | 1.0239 | 1.1056 | 1.1847 | 1.2616 | 1.3385 | 1.4143
F11_Industrial_Wood and Lumber Products_New_Space Heating_Natural Gas_Destratification Fans (HVLS)_A_Technical Potential | F11 | Industrial | Wood and Lumber Products | New | Space Heating | Natural Gas | Destratification Fans (HVLS) | A | Cumulative Summer Peak Savings (MW) | Technical Potential | 0 | 0 | 0 | 0 | 0 | 0 | 0 | 0 | 0 | 0 | 0 | 0 | 0 | 0 | 0 | 0 | 0 | 0 | 0 | 0 | 0 | 0
F12_Industrial_Wood and Lumber Products_New_Space Heating_Natural Gas_Destratification Fans (HVLS)_A_Technical Potential | F12 | Industrial | Wood and Lumber Products | New | Space Heating | Natural Gas | Destratification Fans (HVLS) | A | Cumulative Winter Peak Savings (MW) | Technical Potential | 0 | 0 | 0 | 0 | 0 | 0 | 0 | 0 | 0 | 0 | 0 | 0 | 0 | 0 | 0 | 0 | 0 | 0 | 0 | 0 | 0 | 0
F13_Industrial_Wood and Lumber Products_New_Space Heating_Natural Gas_Destratification Fans (HVLS)_A_Technical Potential | F13 | Industrial | Wood and Lumber Products | New | Space Heating | Natural Gas | Destratification Fans (HVLS) | A | Purchases (Incremental) | Technical Potential | 0 | 0 | 995.0189 | 1736.4961 | 2476.1526 | 3305.1915 | 3804.4726 | 4384.0712 | 4956.3654 | 5600.108 | 6079.5639 | 6631.004 | 7175.1303 | 7806.3321 | 8234.7311 | 8755.3906 | 9275.6557 | 9881.3148 | 10281.3705 | 10774.3336 | 11253.8708 | 11731.9915
F14_Industrial_Wood and Lumber Products_New_Space Heating_Natural Gas_Destratification Fans (HVLS)_A_Technical Potential | F14 | Industrial | Wood and Lumber Products | New | Space Heating | Natural Gas | Destratification Fans (HVLS) | A | Purchases (Cumulative) | Technical Potential | 0 | 0 | 995.0189 | 2731.5151 | 5207.6676 | 8512.8591 | 12317.3317 | 16701.4029 | 21657.7684 | 27257.8764 | 33337.4403 | 39968.4442 | 46148.5556 | 52218.3915 | 57976.9701 | 63427.1691 | 68898.3522 | 74395.5958 | 79720.6009 | 84894.8265 | 90069.1334 | 95170.1209
F1_Industrial_Wood and Lumber Products_New_Space Heating_Natural Gas_Gas Boiler - Insulate Steam Lines/Condensate Tank_A_Technical Potential | F1 | Industrial | Wood and Lumber Products | New | Space Heating | Natural Gas | Gas Boiler - Insulate Steam Lines/Condensate Tank | A | Original Unit Energy Savings (kWh or therms) | Technical Potential | 0 | 0 | 9.266 | 9.266 | 9.266 | 9.266 | 9.266 | 9.266 | 9.266 | 9.266 | 9.266 | 9.266 | 9.266 | 9.266 | 9.266 | 9.266 | 9.266 | 9.266 | 9.266 | 9.266 | 9.266 | 9.266
F2_Industrial_Wood and Lumber Products_New_Space Heating_Natural Gas_Gas Boiler - Insulate Steam Lines/Condensate Tank_A_Technical Potential | F2 | Industrial | Wood and Lumber Products | New | Space Heating | Natural Gas | Gas Boiler - Insulate Steam Lines/Condensate Tank | A | Original Unit Summer Peak Savings (kW) | Technical Potential | 0 | 0 | 0 | 0 | 0 | 0 | 0 | 0 | 0 | 0 | 0 | 0 | 0 | 0 | 0 | 0 | 0 | 0 | 0 | 0 | 0 | 0
F3_Industrial_Wood and Lumber Products_New_Space Heating_Natural Gas_Gas Boiler - Insulate Steam Lines/Condensate Tank_A_Technical Potential | F3 | Industrial | Wood and Lumber Products | New | Space Heating | Natural Gas | Gas Boiler - Insulate Steam Lines/Condensate Tank | A | Original Unit Winter Peak Savings (kW) | Technical Potential | 0 | 0 | 0 | 0 | 0 | 0 | 0 | 0 | 0 | 0 | 0 | 0 | 0 | 0 | 0 | 0 | 0 | 0 | 0 | 0 | 0 | 0
F4_Industrial_Wood and Lumber Products_New_Space Heating_Natural Gas_Gas Boiler - Insulate Steam Lines/Condensate Tank_A_Technical Potential | F4 | Industrial | Wood and Lumber Products | New | Space Heating | Natural Gas | Gas Boiler - Insulate Steam Lines/Condensate Tank | A | Standalone Impact on Baseline Energy (%) | Technical Potential | 0% | 0% | 0.006055% | 0.009525% | 0.01273% | 0.0156% | 0.0196% | 0.02307% | 0.02646% | 0.02947% | 0.0332% | 0.0365% | 0.03978% | 0.04262% | 0.04646% | 0.04975% | 0.05302% | 0.05582% | 0.05971% | 0.06303% | 0.0664% | 0.06975%
F5_Industrial_Wood and Lumber Products_New_Space Heating_Natural Gas_Gas Boiler - Insulate Steam Lines/Condensate Tank_A_Technical Potential | F5 | Industrial | Wood and Lumber Products | New | Space Heating | Natural Gas | Gas Boiler - Insulate Steam Lines/Condensate Tank | A | Standalone Impact on Baseline Summer Peak (%) | Technical Potential | bar: 2019 to 2040
F6_Industrial_Wood and Lumber Products_New_Space Heating_Natural Gas_Gas Boiler - Insulate Steam Lines/Condensate Tank_A_Technical Potential | F6 | Industrial | Wood and Lumber Products | New | Space Heating | Natural Gas | Gas Boiler - Insulate Steam Lines/Condensate Tank | A | Standalone Impact on Baseline Winter Peak (%) | Technical Potential | bar: 2019 to 2040
F7_Industrial_Wood and Lumber Products_New_Space Heating_Natural Gas_Gas Boiler - Insulate Steam Lines/Condensate Tank_A_Technical Potential | F7 | Industrial | Wood and Lumber Products | New | Space Heating | Natural Gas | Gas Boiler - Insulate Steam Lines/Condensate Tank | A | Incremental Energy Savings (MWh or mTherms) | Technical Potential | 0 | 0 | 0.00029844 | 0.00052084 | 0.00074269 | 0.00099135 | 0.0011411 | 0.001315 | 0.0014866 | 0.0016797 | 0.0018235 | 0.0019889 | 0.0021521 | 0.0023414 | 0.0024699 | 0.0026261 | 0.0027821 | 0.0029638 | 0.0030838 | 0.0032316 | 0.0033755 | 0.0035189
F8_Industrial_Wood and Lumber Products_New_Space Heating_Natural Gas_Gas Boiler - Insulate Steam Lines/Condensate Tank_A_Technical Potential | F8 | Industrial | Wood and Lumber Products | New | Space Heating | Natural Gas | Gas Boiler - Insulate Steam Lines/Condensate Tank | A | Incremental Summer Peak Savings (MW) | Technical Potential | 0 | 0 | 0 | 0 | 0 | 0 | 0 | 0 | 0 | 0 | 0 | 0 | 0 | 0 | 0 | 0 | 0 | 0 | 0 | 0 | 0 | 0
F9_Industrial_Wood and Lumber Products_New_Space Heating_Natural Gas_Gas Boiler - Insulate Steam Lines/Condensate Tank_A_Technical Potential | F9 | Industrial | Wood and Lumber Products | New | Space Heating | Natural Gas | Gas Boiler - Insulate Steam Lines/Condensate Tank | A | Incremental Winter Peak Savings (MW) | Technical Potential | 0 | 0 | 0 | 0 | 0 | 0 | 0 | 0 | 0 | 0 | 0 | 0 | 0 | 0 | 0 | 0 | 0 | 0 | 0 | 0 | 0 | 0
F10_Industrial_Wood and Lumber Products_New_Space Heating_Natural Gas_Gas Boiler - Insulate Steam Lines/Condensate Tank_A_Technical Potential | F10 | Industrial | Wood and Lumber Products | New | Space Heating | Natural Gas | Gas Boiler - Insulate Steam Lines/Condensate Tank | A | Cumulative Energy Savings (MWh or mTherms) | Technical Potential | 0 | 0 | 0.00029844 | 0.00081929 | 0.001562 | 0.0025533 | 0.0036944 | 0.0050094 | 0.006496 | 0.0081757 | 0.0099992 | 0.011988 | 0.01414 | 0.016482 | 0.018951 | 0.021578 | 0.02436 | 0.027323 | 0.030407 | 0.033639 | 0.037014 | 0.040533
F11_Industrial_Wood and Lumber Products_New_Space Heating_Natural Gas_Gas Boiler - Insulate Steam Lines/Condensate Tank_A_Technical Potential | F11 | Industrial | Wood and Lumber Products | New | Space Heating | Natural Gas | Gas Boiler - Insulate Steam Lines/Condensate Tank | A | Cumulative Summer Peak Savings (MW) | Technical Potential | 0 | 0 | 0 | 0 | 0 | 0 | 0 | 0 | 0 | 0 | 0 | 0 | 0 | 0 | 0 | 0 | 0 | 0 | 0 | 0 | 0 | 0
F12_Industrial_Wood and Lumber Products_New_Space Heating_Natural Gas_Gas Boiler - Insulate Steam Lines/Condensate Tank_A_Technical Potential | F12 | Industrial | Wood and Lumber Products | New | Space Heating | Natural Gas | Gas Boiler - Insulate Steam Lines/Condensate Tank | A | Cumulative Winter Peak Savings (MW) | Technical Potential | 0 | 0 | 0 | 0 | 0 | 0 | 0 | 0 | 0 | 0 | 0 | 0 | 0 | 0 | 0 | 0 | 0 | 0 | 0 | 0 | 0 | 0
F13_Industrial_Wood and Lumber Products_New_Space Heating_Natural Gas_Gas Boiler - Insulate Steam Lines/Condensate Tank_A_Technical Potential | F13 | Industrial | Wood and Lumber Products | New | Space Heating | Natural Gas | Gas Boiler - Insulate Steam Lines/Condensate Tank | A | Purchases (Incremental) | Technical Potential | 0 | 0 | 0.032208 | 0.05621 | 0.080152 | 0.10699 | 0.12315 | 0.14191 | 0.16044 | 0.18127 | 0.19679 | 0.21464 | 0.23226 | 0.25269 | 0.26656 | 0.28341 | 0.30025 | 0.31985 | 0.3328 | 0.34876 | 0.36428 | 0.37976
F14_Industrial_Wood and Lumber Products_New_Space Heating_Natural Gas_Gas Boiler - Insulate Steam Lines/Condensate Tank_A_Technical Potential | F14 | Industrial | Wood and Lumber Products | New | Space Heating | Natural Gas | Gas Boiler - Insulate Steam Lines/Condensate Tank | A | Purchases (Cumulative) | Technical Potential | 0 | 0 | 0.032208 | 0.088418 | 0.16857 | 0.27556 | 0.39871 | 0.54062 | 0.70105 | 0.88233 | 1.0791 | 1.2938 | 1.526 | 1.7787 | 2.0453 | 2.3287 | 2.6289 | 2.9488 | 3.2816 | 3.6303 | 3.9946 | 4.3744
F1_Industrial_Wood and Lumber Products_New_Process_Natural Gas_Gas Boiler - Insulate Steam Lines/Condensate Tank_A_Technical Potential | F1 | Industrial | Wood and Lumber Products | New | Process | Natural Gas | Gas Boiler - Insulate Steam Lines/Condensate Tank | A | Original Unit Energy Savings (kWh or therms) | Technical Potential | 0 | 0 | 68.5138 | 68.5138 | 68.5138 | 68.5138 | 68.5138 | 68.5138 | 68.5138 | 68.5138 | 68.5138 | 68.5138 | 68.5138 | 68.5138 | 68.5138 | 68.5138 | 68.5138 | 68.5138 | 68.5138 | 68.5138 | 68.5138 | 68.5138
F2_Industrial_Wood and Lumber Products_New_Process_Natural Gas_Gas Boiler - Insulate Steam Lines/Condensate Tank_A_Technical Potential | F2 | Industrial | Wood and Lumber Products | New | Process | Natural Gas | Gas Boiler - Insulate Steam Lines/Condensate Tank | A | Original Unit Summer Peak Savings (kW) | Technical Potential | 0 | 0 | 0 | 0 | 0 | 0 | 0 | 0 | 0 | 0 | 0 | 0 | 0 | 0 | 0 | 0 | 0 | 0 | 0 | 0 | 0 | 0
F3_Industrial_Wood and Lumber Products_New_Process_Natural Gas_Gas Boiler - Insulate Steam Lines/Condensate Tank_A_Technical Potential | F3 | Industrial | Wood and Lumber Products | New | Process | Natural Gas | Gas Boiler - Insulate Steam Lines/Condensate Tank | A | Original Unit Winter Peak Savings (kW) | Technical Potential | 0 | 0 | 0 | 0 | 0 | 0 | 0 | 0 | 0 | 0 | 0 | 0 | 0 | 0 | 0 | 0 | 0 | 0 | 0 | 0 | 0 | 0
F4_Industrial_Wood and Lumber Products_New_Process_Natural Gas_Gas Boiler - Insulate Steam Lines/Condensate Tank_A_Technical Potential | F4 | Industrial | Wood and Lumber Products | New | Process | Natural Gas | Gas Boiler - Insulate Steam Lines/Condensate Tank | A | Standalone Impact on Baseline Energy (%) | Technical Potential | 0% | 0% | 0.02058% | 0.03238% | 0.04329% | 0.05302% | 0.06664% | 0.07842% | 0.08994% | 0.1002% | 0.1129% | 0.1241% | 0.1352% | 0.1449% | 0.1579% | 0.1691% | 0.1802% | 0.1898% | 0.203% | 0.2143% | 0.2257% | 0.2371%
F5_Industrial_Wood and Lumber Products_New_Process_Natural Gas_Gas Boiler - Insulate Steam Lines/Condensate Tank_A_Technical Potential | F5 | Industrial | Wood and Lumber Products | New | Process | Natural Gas | Gas Boiler - Insulate Steam Lines/Condensate Tank | A | Standalone Impact on Baseline Summer Peak (%) | Technical Potential | bar: 2019 to 2040
F6_Industrial_Wood and Lumber Products_New_Process_Natural Gas_Gas Boiler - Insulate Steam Lines/Condensate Tank_A_Technical Potential | F6 | Industrial | Wood and Lumber Products | New | Process | Natural Gas | Gas Boiler - Insulate Steam Lines/Condensate Tank | A | Standalone Impact on Baseline Winter Peak (%) | Technical Potential | bar: 2019 to 2040
F7_Industrial_Wood and Lumber Products_New_Process_Natural Gas_Gas Boiler - Insulate Steam Lines/Condensate Tank_A_Technical Potential | F7 | Industrial | Wood and Lumber Products | New | Process | Natural Gas | Gas Boiler - Insulate Steam Lines/Condensate Tank | A | Incremental Energy Savings (MWh or mTherms) | Technical Potential | 0 | 0 | 0.0075957 | 0.013256 | 0.018902 | 0.025231 | 0.029042 | 0.033467 | 0.037835 | 0.042749 | 0.046409 | 0.050619 | 0.054773 | 0.059591 | 0.062861 | 0.066836 | 0.070807 | 0.075431 | 0.078485 | 0.082248 | 0.085908 | 0.089558
F8_Industrial_Wood and Lumber Products_New_Process_Natural Gas_Gas Boiler - Insulate Steam Lines/Condensate Tank_A_Technical Potential | F8 | Industrial | Wood and Lumber Products | New | Process | Natural Gas | Gas Boiler - Insulate Steam Lines/Condensate Tank | A | Incremental Summer Peak Savings (MW) | Technical Potential | 0 | 0 | 0 | 0 | 0 | 0 | 0 | 0 | 0 | 0 | 0 | 0 | 0 | 0 | 0 | 0 | 0 | 0 | 0 | 0 | 0 | 0
F9_Industrial_Wood and Lumber Products_New_Process_Natural Gas_Gas Boiler - Insulate Steam Lines/Condensate Tank_A_Technical Potential | F9 | Industrial | Wood and Lumber Products | New | Process | Natural Gas | Gas Boiler - Insulate Steam Lines/Condensate Tank | A | Incremental Winter Peak Savings (MW) | Technical Potential | 0 | 0 | 0 | 0 | 0 | 0 | 0 | 0 | 0 | 0 | 0 | 0 | 0 | 0 | 0 | 0 | 0 | 0 | 0 | 0 | 0 | 0
F10_Industrial_Wood and Lumber Products_New_Process_Natural Gas_Gas Boiler - Insulate Steam Lines/Condensate Tank_A_Technical Potential | F10 | Industrial | Wood and Lumber Products | New | Process | Natural Gas | Gas Boiler - Insulate Steam Lines/Condensate Tank | A | Cumulative Energy Savings (MWh or mTherms) | Technical Potential | 0 | 0 | 0.0075957 | 0.020851 | 0.039754 | 0.064984 | 0.094027 | 0.12749 | 0.16533 | 0.20808 | 0.25449 | 0.30511 | 0.35988 | 0.41947 | 0.48233 | 0.54917 | 0.61997 | 0.6954 | 0.77389 | 0.85614 | 0.94205 | 1.0316
F11_Industrial_Wood and Lumber Products_New_Process_Natural Gas_Gas Boiler - Insulate Steam Lines/Condensate Tank_A_Technical Potential | F11 | Industrial | Wood and Lumber Products | New | Process | Natural Gas | Gas Boiler - Insulate Steam Lines/Condensate Tank | A | Cumulative Summer Peak Savings (MW) | Technical Potential | 0 | 0 | 0 | 0 | 0 | 0 | 0 | 0 | 0 | 0 | 0 | 0 | 0 | 0 | 0 | 0 | 0 | 0 | 0 | 0 | 0 | 0
F12_Industrial_Wood and Lumber Products_New_Process_Natural Gas_Gas Boiler - Insulate Steam Lines/Condensate Tank_A_Technical Potential | F12 | Industrial | Wood and Lumber Products | New | Process | Natural Gas | Gas Boiler - Insulate Steam Lines/Condensate Tank | A | Cumulative Winter Peak Savings (MW) | Technical Potential | 0 | 0 | 0 | 0 | 0 | 0 | 0 | 0 | 0 | 0 | 0 | 0 | 0 | 0 | 0 | 0 | 0 | 0 | 0 | 0 | 0 | 0
F13_Industrial_Wood and Lumber Products_New_Process_Natural Gas_Gas Boiler - Insulate Steam Lines/Condensate Tank_A_Technical Potential | F13 | Industrial | Wood and Lumber Products | New | Process | Natural Gas | Gas Boiler - Insulate Steam Lines/Condensate Tank | A | Purchases (Incremental) | Technical Potential | 0 | 0 | 0.11086 | 0.19348 | 0.27589 | 0.36826 | 0.42389 | 0.48846 | 0.55223 | 0.62395 | 0.67737 | 0.73881 | 0.79944 | 0.86977 | 0.9175 | 0.97551 | 1.0335 | 1.101 | 1.1455 | 1.2005 | 1.2539 | 1.3072
F14_Industrial_Wood and Lumber Products_New_Process_Natural Gas_Gas Boiler - Insulate Steam Lines/Condensate Tank_A_Technical Potential | F14 | Industrial | Wood and Lumber Products | New | Process | Natural Gas | Gas Boiler - Insulate Steam Lines/Condensate Tank | A | Purchases (Cumulative) | Technical Potential | 0 | 0 | 0.11086 | 0.30434 | 0.58023 | 0.94849 | 1.3724 | 1.8608 | 2.4131 | 3.037 | 3.7144 | 4.4532 | 5.2526 | 6.1224 | 7.0399 | 8.0154 | 9.0489 | 10.1499 | 11.2954 | 12.4958 | 13.7497 | 15.0569
F1_Industrial_Wood and Lumber Products_New_Space Heating_Natural Gas_Gas Boiler - Insulate Hot Water Lines_A_Technical Potential | F1 | Industrial | Wood and Lumber Products | New | Space Heating | Natural Gas | Gas Boiler - Insulate Hot Water Lines | A | Original Unit Energy Savings (kWh or therms) | Technical Potential | 0 | 0 | 10.4735 | 10.4735 | 10.4735 | 10.4735 | 10.4735 | 10.4735 | 10.4735 | 10.4735 | 10.4735 | 10.4735 | 10.4735 | 10.4735 | 10.4735 | 10.4735 | 10.4735 | 10.4735 | 10.4735 | 10.4735 | 10.4735 | 10.4735
F2_Industrial_Wood and Lumber Products_New_Space Heating_Natural Gas_Gas Boiler - Insulate Hot Water Lines_A_Technical Potential | F2 | Industrial | Wood and Lumber Products | New | Space Heating | Natural Gas | Gas Boiler - Insulate Hot Water Lines | A | Original Unit Summer Peak Savings (kW) | Technical Potential | 0 | 0 | 0 | 0 | 0 | 0 | 0 | 0 | 0 | 0 | 0 | 0 | 0 | 0 | 0 | 0 | 0 | 0 | 0 | 0 | 0 | 0
F3_Industrial_Wood and Lumber Products_New_Space Heating_Natural Gas_Gas Boiler - Insulate Hot Water Lines_A_Technical Potential | F3 | Industrial | Wood and Lumber Products | New | Space Heating | Natural Gas | Gas Boiler - Insulate Hot Water Lines | A | Original Unit Winter Peak Savings (kW) | Technical Potential | 0 | 0 | 0 | 0 | 0 | 0 | 0 | 0 | 0 | 0 | 0 | 0 | 0 | 0 | 0 | 0 | 0 | 0 | 0 | 0 | 0 | 0
F4_Industrial_Wood and Lumber Products_New_Space Heating_Natural Gas_Gas Boiler - Insulate Hot Water Lines_A_Technical Potential | F4 | Industrial | Wood and Lumber Products | New | Space Heating | Natural Gas | Gas Boiler - Insulate Hot Water Lines | A | Standalone Impact on Baseline Energy (%) | Technical Potential | 0% | 0% | 0.006844% | 0.01077% | 0.01439% | 0.01763% | 0.02216% | 0.02607% | 0.02991% | 0.03331% | 0.03753% | 0.04125% | 0.04497% | 0.04818% | 0.05251% | 0.05624% | 0.05993% | 0.0631% | 0.06749% | 0.07124% | 0.07505% | 0.07884%
F5_Industrial_Wood and Lumber Products_New_Space Heating_Natural Gas_Gas Boiler - Insulate Hot Water Lines_A_Technical Potential | F5 | Industrial | Wood and Lumber Products | New | Space Heating | Natural Gas | Gas Boiler - Insulate Hot Water Lines | A | Standalone Impact on Baseline Summer Peak (%) | Technical Potential | bar: 2019 to 2040
F6_Industrial_Wood and Lumber Products_New_Space Heating_Natural Gas_Gas Boiler - Insulate Hot Water Lines_A_Technical Potential | F6 | Industrial | Wood and Lumber Products | New | Space Heating | Natural Gas | Gas Boiler - Insulate Hot Water Lines | A | Standalone Impact on Baseline Winter Peak (%) | Technical Potential | bar: 2019 to 2040
F7_Industrial_Wood and Lumber Products_New_Space Heating_Natural Gas_Gas Boiler - Insulate Hot Water Lines_A_Technical Potential | F7 | Industrial | Wood and Lumber Products | New | Space Heating | Natural Gas | Gas Boiler - Insulate Hot Water Lines | A | Incremental Energy Savings (MWh or mTherms) | Technical Potential | 0 | 0 | 0.00033734 | 0.00058871 | 0.00083948 | 0.0011205 | 0.0012898 | 0.0014863 | 0.0016803 | 0.0018986 | 0.0020611 | 0.0022481 | 0.0024325 | 0.0026465 | 0.0027918 | 0.0029683 | 0.0031447 | 0.00335 | 0.0034856 | 0.0036528 | 0.0038153 | 0.0039774
F8_Industrial_Wood and Lumber Products_New_Space Heating_Natural Gas_Gas Boiler - Insulate Hot Water Lines_A_Technical Potential | F8 | Industrial | Wood and Lumber Products | New | Space Heating | Natural Gas | Gas Boiler - Insulate Hot Water Lines | A | Incremental Summer Peak Savings (MW) | Technical Potential | 0 | 0 | 0 | 0 | 0 | 0 | 0 | 0 | 0 | 0 | 0 | 0 | 0 | 0 | 0 | 0 | 0 | 0 | 0 | 0 | 0 | 0
F9_Industrial_Wood and Lumber Products_New_Space Heating_Natural Gas_Gas Boiler - Insulate Hot Water Lines_A_Technical Potential | F9 | Industrial | Wood and Lumber Products | New | Space Heating | Natural Gas | Gas Boiler - Insulate Hot Water Lines | A | Incremental Winter Peak Savings (MW) | Technical Potential | 0 | 0 | 0 | 0 | 0 | 0 | 0 | 0 | 0 | 0 | 0 | 0 | 0 | 0 | 0 | 0 | 0 | 0 | 0 | 0 | 0 | 0
F10_Industrial_Wood and Lumber Products_New_Space Heating_Natural Gas_Gas Boiler - Insulate Hot Water Lines_A_Technical Potential | F10 | Industrial | Wood and Lumber Products | New | Space Heating | Natural Gas | Gas Boiler - Insulate Hot Water Lines | A | Cumulative Energy Savings (MWh or mTherms) | Technical Potential | 0 | 0 | 0.00033734 | 0.00092605 | 0.0017655 | 0.0028861 | 0.0041759 | 0.0056622 | 0.0073425 | 0.0092411 | 0.011302 | 0.01355 | 0.015983 | 0.018629 | 0.021421 | 0.024389 | 0.027534 | 0.030884 | 0.03437 | 0.038023 | 0.041838 | 0.045815
F11_Industrial_Wood and Lumber Products_New_Space Heating_Natural Gas_Gas Boiler - Insulate Hot Water Lines_A_Technical Potential | F11 | Industrial | Wood and Lumber Products | New | Space Heating | Natural Gas | Gas Boiler - Insulate Hot Water Lines | A | Cumulative Summer Peak Savings (MW) | Technical Potential | 0 | 0 | 0 | 0 | 0 | 0 | 0 | 0 | 0 | 0 | 0 | 0 | 0 | 0 | 0 | 0 | 0 | 0 | 0 | 0 | 0 | 0
F12_Industrial_Wood and Lumber Products_New_Space Heating_Natural Gas_Gas Boiler - Insulate Hot Water Lines_A_Technical Potential | F12 | Industrial | Wood and Lumber Products | New | Space Heating | Natural Gas | Gas Boiler - Insulate Hot Water Lines | A | Cumulative Winter Peak Savings (MW) | Technical Potential | 0 | 0 | 0 | 0 | 0 | 0 | 0 | 0 | 0 | 0 | 0 | 0 | 0 | 0 | 0 | 0 | 0 | 0 | 0 | 0 | 0 | 0
F13_Industrial_Wood and Lumber Products_New_Space Heating_Natural Gas_Gas Boiler - Insulate Hot Water Lines_A_Technical Potential | F13 | Industrial | Wood and Lumber Products | New | Space Heating | Natural Gas | Gas Boiler - Insulate Hot Water Lines | A | Purchases (Incremental) | Technical Potential | 0 | 0 | 0.032208 | 0.05621 | 0.080152 | 0.10699 | 0.12315 | 0.14191 | 0.16044 | 0.18127 | 0.19679 | 0.21464 | 0.23226 | 0.25269 | 0.26656 | 0.28341 | 0.30025 | 0.31985 | 0.3328 | 0.34876 | 0.36428 | 0.37976
F14_Industrial_Wood and Lumber Products_New_Space Heating_Natural Gas_Gas Boiler - Insulate Hot Water Lines_A_Technical Potential | F14 | Industrial | Wood and Lumber Products | New | Space Heating | Natural Gas | Gas Boiler - Insulate Hot Water Lines | A | Purchases (Cumulative) | Technical Potential | 0 | 0 | 0.032208 | 0.088418 | 0.16857 | 0.27556 | 0.39871 | 0.54062 | 0.70105 | 0.88233 | 1.0791 | 1.2938 | 1.526 | 1.7787 | 2.0453 | 2.3287 | 2.6289 | 2.9488 | 3.2816 | 3.6303 | 3.9946 | 4.3744
F1_Industrial_Wood and Lumber Products_New_Process_Natural Gas_Gas Boiler - Insulate Hot Water Lines_A_Technical Potential | F1 | Industrial | Wood and Lumber Products | New | Process | Natural Gas | Gas Boiler - Insulate Hot Water Lines | A | Original Unit Energy Savings (kWh or therms) | Technical Potential | 0 | 0 | 77.4421 | 77.4421 | 77.4421 | 77.4421 | 77.4421 | 77.4421 | 77.4421 | 77.4421 | 77.4421 | 77.4421 | 77.4421 | 77.4421 | 77.4421 | 77.4421 | 77.4421 | 77.4421 | 77.4421 | 77.4421 | 77.4421 | 77.4421
F2_Industrial_Wood and Lumber Products_New_Process_Natural Gas_Gas Boiler - Insulate Hot Water Lines_A_Technical Potential | F2 | Industrial | Wood and Lumber Products | New | Process | Natural Gas | Gas Boiler - Insulate Hot Water Lines | A | Original Unit Summer Peak Savings (kW) | Technical Potential | 0 | 0 | 0 | 0 | 0 | 0 | 0 | 0 | 0 | 0 | 0 | 0 | 0 | 0 | 0 | 0 | 0 | 0 | 0 | 0 | 0 | 0
F3_Industrial_Wood and Lumber Products_New_Process_Natural Gas_Gas Boiler - Insulate Hot Water Lines_A_Technical Potential | F3 | Industrial | Wood and Lumber Products | New | Process | Natural Gas | Gas Boiler - Insulate Hot Water Lines | A | Original Unit Winter Peak Savings (kW) | Technical Potential | 0 | 0 | 0 | 0 | 0 | 0 | 0 | 0 | 0 | 0 | 0 | 0 | 0 | 0 | 0 | 0 | 0 | 0 | 0 | 0 | 0 | 0
F4_Industrial_Wood and Lumber Products_New_Process_Natural Gas_Gas Boiler - Insulate Hot Water Lines_A_Technical Potential | F4 | Industrial | Wood and Lumber Products | New | Process | Natural Gas | Gas Boiler - Insulate Hot Water Lines | A | Standalone Impact on Baseline Energy (%) | Technical Potential | 0% | 0% | 0.02327% | 0.0366% | 0.04893% | 0.05992% | 0.07533% | 0.08863% | 0.1017% | 0.1132% | 0.1276% | 0.1402% | 0.1529% | 0.1638% | 0.1785% | 0.1912% | 0.2037% | 0.2145% | 0.2294% | 0.2422% | 0.2551% | 0.268%
F5_Industrial_Wood and Lumber Products_New_Process_Natural Gas_Gas Boiler - Insulate Hot Water Lines_A_Technical Potential | F5 | Industrial | Wood and Lumber Products | New | Process | Natural Gas | Gas Boiler - Insulate Hot Water Lines | A | Standalone Impact on Baseline Summer Peak (%) | Technical Potential | bar: 2019 to 2040
F6_Industrial_Wood and Lumber Products_New_Process_Natural Gas_Gas Boiler - Insulate Hot Water Lines_A_Technical Potential | F6 | Industrial | Wood and Lumber Products | New | Process | Natural Gas | Gas Boiler - Insulate Hot Water Lines | A | Standalone Impact on Baseline Winter Peak (%) | Technical Potential | bar: 2019 to 2040
F7_Industrial_Wood and Lumber Products_New_Process_Natural Gas_Gas Boiler - Insulate Hot Water Lines_A_Technical Potential | F7 | Industrial | Wood and Lumber Products | New | Process | Natural Gas | Gas Boiler - Insulate Hot Water Lines | A | Incremental Energy Savings (MWh or mTherms) | Technical Potential | 0 | 0 | 0.0085855 | 0.014983 | 0.021365 | 0.028519 | 0.032827 | 0.037828 | 0.042766 | 0.04832 | 0.052457 | 0.057215 | 0.06191 | 0.067357 | 0.071053 | 0.075545 | 0.080035 | 0.08526 | 0.088712 | 0.092966 | 0.097103 | 0.10123
F8_Industrial_Wood and Lumber Products_New_Process_Natural Gas_Gas Boiler - Insulate Hot Water Lines_A_Technical Potential | F8 | Industrial | Wood and Lumber Products | New | Process | Natural Gas | Gas Boiler - Insulate Hot Water Lines | A | Incremental Summer Peak Savings (MW) | Technical Potential | 0 | 0 | 0 | 0 | 0 | 0 | 0 | 0 | 0 | 0 | 0 | 0 | 0 | 0 | 0 | 0 | 0 | 0 | 0 | 0 | 0 | 0
F9_Industrial_Wood and Lumber Products_New_Process_Natural Gas_Gas Boiler - Insulate Hot Water Lines_A_Technical Potential | F9 | Industrial | Wood and Lumber Products | New | Process | Natural Gas | Gas Boiler - Insulate Hot Water Lines | A | Incremental Winter Peak Savings (MW) | Technical Potential | 0 | 0 | 0 | 0 | 0 | 0 | 0 | 0 | 0 | 0 | 0 | 0 | 0 | 0 | 0 | 0 | 0 | 0 | 0 | 0 | 0 | 0
F10_Industrial_Wood and Lumber Products_New_Process_Natural Gas_Gas Boiler - Insulate Hot Water Lines_A_Technical Potential | F10 | Industrial | Wood and Lumber Products | New | Process | Natural Gas | Gas Boiler - Insulate Hot Water Lines | A | Cumulative Energy Savings (MWh or mTherms) | Technical Potential | 0 | 0 | 0.0085855 | 0.023569 | 0.044934 | 0.073453 | 0.10628 | 0.14411 | 0.18687 | 0.23519 | 0.28765 | 0.34487 | 0.40678 | 0.47413 | 0.54519 | 0.62073 | 0.70077 | 0.78603 | 0.87474 | 0.9677 | 1.0648 | 1.166
F11_Industrial_Wood and Lumber Products_New_Process_Natural Gas_Gas Boiler - Insulate Hot Water Lines_A_Technical Potential | F11 | Industrial | Wood and Lumber Products | New | Process | Natural Gas | Gas Boiler - Insulate Hot Water Lines | A | Cumulative Summer Peak Savings (MW) | Technical Potential | 0 | 0 | 0 | 0 | 0 | 0 | 0 | 0 | 0 | 0 | 0 | 0 | 0 | 0 | 0 | 0 | 0 | 0 | 0 | 0 | 0 | 0
F12_Industrial_Wood and Lumber Products_New_Process_Natural Gas_Gas Boiler - Insulate Hot Water Lines_A_Technical Potential | F12 | Industrial | Wood and Lumber Products | New | Process | Natural Gas | Gas Boiler - Insulate Hot Water Lines | A | Cumulative Winter Peak Savings (MW) | Technical Potential | 0 | 0 | 0 | 0 | 0 | 0 | 0 | 0 | 0 | 0 | 0 | 0 | 0 | 0 | 0 | 0 | 0 | 0 | 0 | 0 | 0 | 0
F13_Industrial_Wood and Lumber Products_New_Process_Natural Gas_Gas Boiler - Insulate Hot Water Lines_A_Technical Potential | F13 | Industrial | Wood and Lumber Products | New | Process | Natural Gas | Gas Boiler - Insulate Hot Water Lines | A | Purchases (Incremental) | Technical Potential | 0 | 0 | 0.11086 | 0.19348 | 0.27589 | 0.36826 | 0.42389 | 0.48846 | 0.55223 | 0.62395 | 0.67737 | 0.73881 | 0.79944 | 0.86977 | 0.9175 | 0.97551 | 1.0335 | 1.101 | 1.1455 | 1.2005 | 1.2539 | 1.3072
F14_Industrial_Wood and Lumber Products_New_Process_Natural Gas_Gas Boiler - Insulate Hot Water Lines_A_Technical Potential | F14 | Industrial | Wood and Lumber Products | New | Process | Natural Gas | Gas Boiler - Insulate Hot Water Lines | A | Purchases (Cumulative) | Technical Potential | 0 | 0 | 0.11086 | 0.30434 | 0.58023 | 0.94849 | 1.3724 | 1.8608 | 2.4131 | 3.037 | 3.7144 | 4.4532 | 5.2526 | 6.1224 | 7.0399 | 8.0154 | 9.0489 | 10.1499 | 11.2954 | 12.4958 | 13.7497 | 15.0569
F1_Industrial_Wood and Lumber Products_New_Process_Natural Gas_Process - Insulate Heated Process Fluids_A_Technical Potential | F1 | Industrial | Wood and Lumber Products | New | Process | Natural Gas | Process - Insulate Heated Process Fluids | A | Original Unit Energy Savings (kWh or therms) | Technical Potential | 0 | 0 | 125.8253 | 125.8253 | 125.8253 | 125.8253 | 125.8253 | 125.8253 | 125.8253 | 125.8253 | 125.8253 | 125.8253 | 125.8253 | 125.8253 | 125.8253 | 125.8253 | 125.8253 | 125.8253 | 125.8253 | 125.8253 | 125.8253 | 125.8253
F2_Industrial_Wood and Lumber Products_New_Process_Natural Gas_Process - Insulate Heated Process Fluids_A_Technical Potential | F2 | Industrial | Wood and Lumber Products | New | Process | Natural Gas | Process - Insulate Heated Process Fluids | A | Original Unit Summer Peak Savings (kW) | Technical Potential | 0 | 0 | 0 | 0 | 0 | 0 | 0 | 0 | 0 | 0 | 0 | 0 | 0 | 0 | 0 | 0 | 0 | 0 | 0 | 0 | 0 | 0
F3_Industrial_Wood and Lumber Products_New_Process_Natural Gas_Process - Insulate Heated Process Fluids_A_Technical Potential | F3 | Industrial | Wood and Lumber Products | New | Process | Natural Gas | Process - Insulate Heated Process Fluids | A | Original Unit Winter Peak Savings (kW) | Technical Potential | 0 | 0 | 0 | 0 | 0 | 0 | 0 | 0 | 0 | 0 | 0 | 0 | 0 | 0 | 0 | 0 | 0 | 0 | 0 | 0 | 0 | 0
F4_Industrial_Wood and Lumber Products_New_Process_Natural Gas_Process - Insulate Heated Process Fluids_A_Technical Potential | F4 | Industrial | Wood and Lumber Products | New | Process | Natural Gas | Process - Insulate Heated Process Fluids | A | Standalone Impact on Baseline Energy (%) | Technical Potential | 0% | 0% | 0.08269% | 0.1301% | 0.1739% | 0.213% | 0.2677% | 0.3068% | 0.3309% | 0.3405% | 0.3517% | 0.353% | 0.3506% | 0.3417% | 0.3396% | 0.3319% | 0.3232% | 0.3114% | 0.2994% | 0.2857% | 0.2735% | 0.2624%
F5_Industrial_Wood and Lumber Products_New_Process_Natural Gas_Process - Insulate Heated Process Fluids_A_Technical Potential | F5 | Industrial | Wood and Lumber Products | New | Process | Natural Gas | Process - Insulate Heated Process Fluids | A | Standalone Impact on Baseline Summer Peak (%) | Technical Potential | bar: 2019 to 2040
F6_Industrial_Wood and Lumber Products_New_Process_Natural Gas_Process - Insulate Heated Process Fluids_A_Technical Potential | F6 | Industrial | Wood and Lumber Products | New | Process | Natural Gas | Process - Insulate Heated Process Fluids | A | Standalone Impact on Baseline Winter Peak (%) | Technical Potential | bar: 2019 to 2040
F7_Industrial_Wood and Lumber Products_New_Process_Natural Gas_Process - Insulate Heated Process Fluids_A_Technical Potential | F7 | Industrial | Wood and Lumber Products | New | Process | Natural Gas | Process - Insulate Heated Process Fluids | A | Incremental Energy Savings (MWh or mTherms) | Technical Potential | 0 | 0 | 0.030514 | 0.053253 | 0.075936 | 0.10136 | 0.11667 | 0.121 | 0.10944 | 0.098921 | 0.085912 | 0.074964 | 0.064892 | 0.056481 | 0.047664 | 0.040542 | 0.034361 | 0.029284 | 0.00020782 | 7.7782e-05 | 2.7697e-05 | 9.4152e-06
F8_Industrial_Wood and Lumber Products_New_Process_Natural Gas_Process - Insulate Heated Process Fluids_A_Technical Potential | F8 | Industrial | Wood and Lumber Products | New | Process | Natural Gas | Process - Insulate Heated Process Fluids | A | Incremental Summer Peak Savings (MW) | Technical Potential | 0 | 0 | 0 | 0 | 0 | 0 | 0 | 0 | 0 | 0 | 0 | 0 | 0 | 0 | 0 | 0 | 0 | 0 | 0 | 0 | 0 | 0
F9_Industrial_Wood and Lumber Products_New_Process_Natural Gas_Process - Insulate Heated Process Fluids_A_Technical Potential | F9 | Industrial | Wood and Lumber Products | New | Process | Natural Gas | Process - Insulate Heated Process Fluids | A | Incremental Winter Peak Savings (MW) | Technical Potential | 0 | 0 | 0 | 0 | 0 | 0 | 0 | 0 | 0 | 0 | 0 | 0 | 0 | 0 | 0 | 0 | 0 | 0 | 0 | 0 | 0 | 0
F10_Industrial_Wood and Lumber Products_New_Process_Natural Gas_Process - Insulate Heated Process Fluids_A_Technical Potential | F10 | Industrial | Wood and Lumber Products | New | Process | Natural Gas | Process - Insulate Heated Process Fluids | A | Cumulative Energy Savings (MWh or mTherms) | Technical Potential | 0 | 0 | 0.030514 | 0.083767 | 0.1597 | 0.26106 | 0.37773 | 0.49874 | 0.60817 | 0.70709 | 0.79301 | 0.86797 | 0.93286 | 0.98934 | 1.037 | 1.0776 | 1.1119 | 1.1412 | 1.1414 | 1.1415 | 1.1415 | 1.1415
F11_Industrial_Wood and Lumber Products_New_Process_Natural Gas_Process - Insulate Heated Process Fluids_A_Technical Potential | F11 | Industrial | Wood and Lumber Products | New | Process | Natural Gas | Process - Insulate Heated Process Fluids | A | Cumulative Summer Peak Savings (MW) | Technical Potential | 0 | 0 | 0 | 0 | 0 | 0 | 0 | 0 | 0 | 0 | 0 | 0 | 0 | 0 | 0 | 0 | 0 | 0 | 0 | 0 | 0 | 0
F12_Industrial_Wood and Lumber Products_New_Process_Natural Gas_Process - Insulate Heated Process Fluids_A_Technical Potential | F12 | Industrial | Wood and Lumber Products | New | Process | Natural Gas | Process - Insulate Heated Process Fluids | A | Cumulative Winter Peak Savings (MW) | Technical Potential | 0 | 0 | 0 | 0 | 0 | 0 | 0 | 0 | 0 | 0 | 0 | 0 | 0 | 0 | 0 | 0 | 0 | 0 | 0 | 0 | 0 | 0
F13_Industrial_Wood and Lumber Products_New_Process_Natural Gas_Process - Insulate Heated Process Fluids_A_Technical Potential | F13 | Industrial | Wood and Lumber Products | New | Process | Natural Gas | Process - Insulate Heated Process Fluids | A | Purchases (Incremental) | Technical Potential | 0 | 0 | 0.24251 | 0.42323 | 0.6035 | 0.80556 | 0.92725 | 0.96166 | 0.86976 | 0.78618 | 0.68279 | 0.59578 | 0.51573 | 0.44888 | 0.37881 | 0.32221 | 0.27309 | 0.23273 | 0.0016517 | 0.00061817 | 0.00022012 | 7.4828e-05
F14_Industrial_Wood and Lumber Products_New_Process_Natural Gas_Process - Insulate Heated Process Fluids_A_Technical Potential | F14 | Industrial | Wood and Lumber Products | New | Process | Natural Gas | Process - Insulate Heated Process Fluids | A | Purchases (Cumulative) | Technical Potential | 0 | 0 | 0.24251 | 0.66574 | 1.2692 | 2.0748 | 3.0021 | 3.9637 | 4.8335 | 5.6197 | 6.3024 | 6.8982 | 7.414 | 7.8628 | 8.2416 | 8.5639 | 8.8369 | 9.0697 | 9.0713 | 9.0719 | 9.0722 | 9.0722
F1_Industrial_Wood and Lumber Products_New_Process_Natural Gas_Process Heat Recovery_A_Technical Potential | F1 | Industrial | Wood and Lumber Products | New | Process | Natural Gas | Process Heat Recovery | A | Original Unit Energy Savings (kWh or therms) | Technical Potential | 0 | 0 | 0.21081 | 0.21081 | 0.21081 | 0.21081 | 0.21081 | 0.21081 | 0.21081 | 0.21081 | 0.21081 | 0.21081 | 0.21081 | 0.21081 | 0.21081 | 0.21081 | 0.21081 | 0.21081 | 0.21081 | 0.21081 | 0.21081 | 0.21081
F2_Industrial_Wood and Lumber Products_New_Process_Natural Gas_Process Heat Recovery_A_Technical Potential | F2 | Industrial | Wood and Lumber Products | New | Process | Natural Gas | Process Heat Recovery | A | Original Unit Summer Peak Savings (kW) | Technical Potential | 0 | 0 | 0 | 0 | 0 | 0 | 0 | 0 | 0 | 0 | 0 | 0 | 0 | 0 | 0 | 0 | 0 | 0 | 0 | 0 | 0 | 0
F3_Industrial_Wood and Lumber Products_New_Process_Natural Gas_Process Heat Recovery_A_Technical Potential | F3 | Industrial | Wood and Lumber Products | New | Process | Natural Gas | Process Heat Recovery | A | Original Unit Winter Peak Savings (kW) | Technical Potential | 0 | 0 | 0 | 0 | 0 | 0 | 0 | 0 | 0 | 0 | 0 | 0 | 0 | 0 | 0 | 0 | 0 | 0 | 0 | 0 | 0 | 0
F4_Industrial_Wood and Lumber Products_New_Process_Natural Gas_Process Heat Recovery_A_Technical Potential | F4 | Industrial | Wood and Lumber Products | New | Process | Natural Gas | Process Heat Recovery | A | Standalone Impact on Baseline Energy (%) | Technical Potential | 0% | 0% | 0.004987% | 0.007845% | 0.01049% | 0.01285% | 0.01615% | 0.0185% | 0.01996% | 0.02053% | 0.02121% | 0.02129% | 0.02114% | 0.02061% | 0.02048% | 0.02002% | 0.0195% | 0.0183% | 0.01759% | 0.01678% | 0.01607% | 0.01541%
F5_Industrial_Wood and Lumber Products_New_Process_Natural Gas_Process Heat Recovery_A_Technical Potential | F5 | Industrial | Wood and Lumber Products | New | Process | Natural Gas | Process Heat Recovery | A | Standalone Impact on Baseline Summer Peak (%) | Technical Potential | bar: 2019 to 2040
F6_Industrial_Wood and Lumber Products_New_Process_Natural Gas_Process Heat Recovery_A_Technical Potential | F6 | Industrial | Wood and Lumber Products | New | Process | Natural Gas | Process Heat Recovery | A | Standalone Impact on Baseline Winter Peak (%) | Technical Potential | bar: 2019 to 2040
F7_Industrial_Wood and Lumber Products_New_Process_Natural Gas_Process Heat Recovery_A_Technical Potential | F7 | Industrial | Wood and Lumber Products | New | Process | Natural Gas | Process Heat Recovery | A | Incremental Energy Savings (MWh or mTherms) | Technical Potential | 0 | 0 | 0.0018404 | 0.0032119 | 0.00458 | 0.0061135 | 0.0070369 | 0.0072981 | 0.0066006 | 0.0059664 | 0.0051817 | 0.0045214 | 0.0039139 | 0.0034066 | 0.0028748 | 0.0024453 | 0.0020725 | 0.0018404 | 0.0032119 | 0.00458 | 0.0061135 | 0.0070369
F8_Industrial_Wood and Lumber Products_New_Process_Natural Gas_Process Heat Recovery_A_Technical Potential | F8 | Industrial | Wood and Lumber Products | New | Process | Natural Gas | Process Heat Recovery | A | Incremental Summer Peak Savings (MW) | Technical Potential | 0 | 0 | 0 | 0 | 0 | 0 | 0 | 0 | 0 | 0 | 0 | 0 | 0 | 0 | 0 | 0 | 0 | 0 | 0 | 0 | 0 | 0
F9_Industrial_Wood and Lumber Products_New_Process_Natural Gas_Process Heat Recovery_A_Technical Potential | F9 | Industrial | Wood and Lumber Products | New | Process | Natural Gas | Process Heat Recovery | A | Incremental Winter Peak Savings (MW) | Technical Potential | 0 | 0 | 0 | 0 | 0 | 0 | 0 | 0 | 0 | 0 | 0 | 0 | 0 | 0 | 0 | 0 | 0 | 0 | 0 | 0 | 0 | 0
F10_Industrial_Wood and Lumber Products_New_Process_Natural Gas_Process Heat Recovery_A_Technical Potential | F10 | Industrial | Wood and Lumber Products | New | Process | Natural Gas | Process Heat Recovery | A | Cumulative Energy Savings (MWh or mTherms) | Technical Potential | 0 | 0 | 0.0018404 | 0.0050524 | 0.0096324 | 0.015746 | 0.022783 | 0.030081 | 0.036682 | 0.042648 | 0.04783 | 0.052351 | 0.056265 | 0.059671 | 0.062546 | 0.064992 | 0.067064 | 0.067064 | 0.067064 | 0.067064 | 0.067064 | 0.067064
F11_Industrial_Wood and Lumber Products_New_Process_Natural Gas_Process Heat Recovery_A_Technical Potential | F11 | Industrial | Wood and Lumber Products | New | Process | Natural Gas | Process Heat Recovery | A | Cumulative Summer Peak Savings (MW) | Technical Potential | 0 | 0 | 0 | 0 | 0 | 0 | 0 | 0 | 0 | 0 | 0 | 0 | 0 | 0 | 0 | 0 | 0 | 0 | 0 | 0 | 0 | 0
F12_Industrial_Wood and Lumber Products_New_Process_Natural Gas_Process Heat Recovery_A_Technical Potential | F12 | Industrial | Wood and Lumber Products | New | Process | Natural Gas | Process Heat Recovery | A | Cumulative Winter Peak Savings (MW) | Technical Potential | 0 | 0 | 0 | 0 | 0 | 0 | 0 | 0 | 0 | 0 | 0 | 0 | 0 | 0 | 0 | 0 | 0 | 0 | 0 | 0 | 0 | 0
F13_Industrial_Wood and Lumber Products_New_Process_Natural Gas_Process Heat Recovery_A_Technical Potential | F13 | Industrial | Wood and Lumber Products | New | Process | Natural Gas | Process Heat Recovery | A | Purchases (Incremental) | Technical Potential | 0 | 0 | 8.7304 | 15.2363 | 21.7261 | 29.0002 | 33.381 | 34.6198 | 31.3113 | 28.3024 | 24.5804 | 21.448 | 18.5664 | 16.1597 | 13.6372 | 11.5996 | 9.8311 | 8.7304 | 15.2363 | 21.7261 | 29.0002 | 33.381
F14_Industrial_Wood and Lumber Products_New_Process_Natural Gas_Process Heat Recovery_A_Technical Potential | F14 | Industrial | Wood and Lumber Products | New | Process | Natural Gas | Process Heat Recovery | A | Purchases (Cumulative) | Technical Potential | 0 | 0 | 8.7304 | 23.9667 | 45.6928 | 74.693 | 108.074 | 142.6938 | 174.0051 | 202.3075 | 226.8879 | 248.3359 | 266.9023 | 283.062 | 296.6992 | 308.2988 | 318.1299 | 318.1299 | 318.1299 | 318.1299 | 318.1299 | 318.1299
F1_Industrial_Wood and Lumber Products_New_Space Heating_Natural Gas_Building Automation System_A_Technical Potential | F1 | Industrial | Wood and Lumber Products | New | Space Heating | Natural Gas | Building Automation System | A | Original Unit Energy Savings (kWh or therms) | Technical Potential | 0 | 0 | 0.01486 | 0.01486 | 0.01486 | 0.01486 | 0.01486 | 0.01486 | 0.01486 | 0.01486 | 0.01486 | 0.01486 | 0.01486 | 0.01486 | 0.01486 | 0.01486 | 0.01486 | 0.01486 | 0.01486 | 0.01486 | 0.01486 | 0.01486
F2_Industrial_Wood and Lumber Products_New_Space Heating_Natural Gas_Building Automation System_A_Technical Potential | F2 | Industrial | Wood and Lumber Products | New | Space Heating | Natural Gas | Building Automation System | A | Original Unit Summer Peak Savings (kW) | Technical Potential | 0 | 0 | 0 | 0 | 0 | 0 | 0 | 0 | 0 | 0 | 0 | 0 | 0 | 0 | 0 | 0 | 0 | 0 | 0 | 0 | 0 | 0
F3_Industrial_Wood and Lumber Products_New_Space Heating_Natural Gas_Building Automation System_A_Technical Potential | F3 | Industrial | Wood and Lumber Products | New | Space Heating | Natural Gas | Building Automation System | A | Original Unit Winter Peak Savings (kW) | Technical Potential | 0 | 0 | 0 | 0 | 0 | 0 | 0 | 0 | 0 | 0 | 0 | 0 | 0 | 0 | 0 | 0 | 0 | 0 | 0 | 0 | 0 | 0
F4_Industrial_Wood and Lumber Products_New_Space Heating_Natural Gas_Building Automation System_A_Technical Potential | F4 | Industrial | Wood and Lumber Products | New | Space Heating | Natural Gas | Building Automation System | A | Standalone Impact on Baseline Energy (%) | Technical Potential | 0% | 0% | 0.01539% | 0.03957% | 0.08236% | 0.1505% | 0.2656% | 0.4236% | 0.6374% | 0.9046% | 1.254% | 1.647% | 2.079% | 2.504% | 2.969% | 3.353% | 3.659% | 3.841% | 3.998% | 4.019% | 3.959% | 3.844%
F5_Industrial_Wood and Lumber Products_New_Space Heating_Natural Gas_Building Automation System_A_Technical Potential | F5 | Industrial | Wood and Lumber Products | New | Space Heating | Natural Gas | Building Automation System | A | Standalone Impact on Baseline Summer Peak (%) | Technical Potential | bar: 2019 to 2040
F6_Industrial_Wood and Lumber Products_New_Space Heating_Natural Gas_Building Automation System_A_Technical Potential | F6 | Industrial | Wood and Lumber Products | New | Space Heating | Natural Gas | Building Automation System | A | Standalone Impact on Baseline Winter Peak (%) | Technical Potential | bar: 2019 to 2040
F7_Industrial_Wood and Lumber Products_New_Space Heating_Natural Gas_Building Automation System_A_Technical Potential | F7 | Industrial | Wood and Lumber Products | New | Space Heating | Natural Gas | Building Automation System | A | Incremental Energy Savings (MWh or mTherms) | Technical Potential | 0 | 0 | 0.00075837 | 0.0026456 | 0.0066982 | 0.014543 | 0.025409 | 0.041936 | 0.064491 | 0.094462 | 0.12684 | 0.16314 | 0.19805 | 0.22922 | 0.24281 | 0.24336 | 0.22668 | 0.1997 | 0.1589 | 0.11528 | 0.076929 | 0.052303
F8_Industrial_Wood and Lumber Products_New_Space Heating_Natural Gas_Building Automation System_A_Technical Potential | F8 | Industrial | Wood and Lumber Products | New | Space Heating | Natural Gas | Building Automation System | A | Incremental Summer Peak Savings (MW) | Technical Potential | 0 | 0 | 0 | 0 | 0 | 0 | 0 | 0 | 0 | 0 | 0 | 0 | 0 | 0 | 0 | 0 | 0 | 0 | 0 | 0 | 0 | 0
F9_Industrial_Wood and Lumber Products_New_Space Heating_Natural Gas_Building Automation System_A_Technical Potential | F9 | Industrial | Wood and Lumber Products | New | Space Heating | Natural Gas | Building Automation System | A | Incremental Winter Peak Savings (MW) | Technical Potential | 0 | 0 | 0 | 0 | 0 | 0 | 0 | 0 | 0 | 0 | 0 | 0 | 0 | 0 | 0 | 0 | 0 | 0 | 0 | 0 | 0 | 0
F10_Industrial_Wood and Lumber Products_New_Space Heating_Natural Gas_Building Automation System_A_Technical Potential | F10 | Industrial | Wood and Lumber Products | New | Space Heating | Natural Gas | Building Automation System | A | Cumulative Energy Savings (MWh or mTherms) | Technical Potential | 0 | 0 | 0.00075837 | 0.0034039 | 0.010102 | 0.024645 | 0.050055 | 0.091991 | 0.15648 | 0.25094 | 0.37778 | 0.54092 | 0.73896 | 0.96818 | 1.211 | 1.4543 | 1.681 | 1.88 | 2.0362 | 2.1448 | 2.2072 | 2.2341
F11_Industrial_Wood and Lumber Products_New_Space Heating_Natural Gas_Building Automation System_A_Technical Potential | F11 | Industrial | Wood and Lumber Products | New | Space Heating | Natural Gas | Building Automation System | A | Cumulative Summer Peak Savings (MW) | Technical Potential | 0 | 0 | 0 | 0 | 0 | 0 | 0 | 0 | 0 | 0 | 0 | 0 | 0 | 0 | 0 | 0 | 0 | 0 | 0 | 0 | 0 | 0
F12_Industrial_Wood and Lumber Products_New_Space Heating_Natural Gas_Building Automation System_A_Technical Potential | F12 | Industrial | Wood and Lumber Products | New | Space Heating | Natural Gas | Building Automation System | A | Cumulative Winter Peak Savings (MW) | Technical Potential | 0 | 0 | 0 | 0 | 0 | 0 | 0 | 0 | 0 | 0 | 0 | 0 | 0 | 0 | 0 | 0 | 0 | 0 | 0 | 0 | 0 | 0
F13_Industrial_Wood and Lumber Products_New_Space Heating_Natural Gas_Building Automation System_A_Technical Potential | F13 | Industrial | Wood and Lumber Products | New | Space Heating | Natural Gas | Building Automation System | A | Purchases (Incremental) | Technical Potential | 0 | 0 | 51.0325 | 178.0277 | 450.7367 | 978.6623 | 1709.8677 | 2821.9769 | 4339.7606 | 6356.5998 | 8535.1288 | 10977.874 | 13327.1243 | 15424.7611 | 16339.1777 | 16376.2839 | 15254.0028 | 13438.5882 | 10692.6253 | 7757.5202 | 5176.7806 | 3519.5974
F14_Industrial_Wood and Lumber Products_New_Space Heating_Natural Gas_Building Automation System_A_Technical Potential | F14 | Industrial | Wood and Lumber Products | New | Space Heating | Natural Gas | Building Automation System | A | Purchases (Cumulative) | Technical Potential | 0 | 0 | 51.0325 | 229.0602 | 679.7969 | 1658.4592 | 3368.3269 | 6190.3038 | 10530.0644 | 16886.6642 | 25421.793 | 36399.667 | 49726.7913 | 65151.5524 | 81490.7301 | 97867.014 | 113121.0168 | 126508.5725 | 137023.1701 | 144329.9535 | 148528.0718 | 150337.8016
F1_Industrial_Wood and Lumber Products_New_Space Heating_Natural Gas_Steam System Efficiency Improvements_A_Technical Potential | F1 | Industrial | Wood and Lumber Products | New | Space Heating | Natural Gas | Steam System Efficiency Improvements | A | Original Unit Energy Savings (kWh or therms) | Technical Potential | 0 | 0 | 0.13322 | 0.13322 | 0.13322 | 0.13322 | 0.13322 | 0.13322 | 0.13322 | 0.13322 | 0.13322 | 0.13322 | 0.13322 | 0.13322 | 0.13322 | 0.13322 | 0.13322 | 0.13322 | 0.13322 | 0.13322 | 0.13322 | 0.13322
F2_Industrial_Wood and Lumber Products_New_Space Heating_Natural Gas_Steam System Efficiency Improvements_A_Technical Potential | F2 | Industrial | Wood and Lumber Products | New | Space Heating | Natural Gas | Steam System Efficiency Improvements | A | Original Unit Summer Peak Savings (kW) | Technical Potential | 0 | 0 | 0 | 0 | 0 | 0 | 0 | 0 | 0 | 0 | 0 | 0 | 0 | 0 | 0 | 0 | 0 | 0 | 0 | 0 | 0 | 0
F3_Industrial_Wood and Lumber Products_New_Space Heating_Natural Gas_Steam System Efficiency Improvements_A_Technical Potential | F3 | Industrial | Wood and Lumber Products | New | Space Heating | Natural Gas | Steam System Efficiency Improvements | A | Original Unit Winter Peak Savings (kW) | Technical Potential | 0 | 0 | 0 | 0 | 0 | 0 | 0 | 0 | 0 | 0 | 0 | 0 | 0 | 0 | 0 | 0 | 0 | 0 | 0 | 0 | 0 | 0
F4_Industrial_Wood and Lumber Products_New_Space Heating_Natural Gas_Steam System Efficiency Improvements_A_Technical Potential | F4 | Industrial | Wood and Lumber Products | New | Space Heating | Natural Gas | Steam System Efficiency Improvements | A | Standalone Impact on Baseline Energy (%) | Technical Potential | 0% | 0% | 0.0009776% | 0.002514% | 0.005233% | 0.009564% | 0.01688% | 0.02669% | 0.03961% | 0.05516% | 0.0745% | 0.09495% | 0.1157% | 0.1334% | 0.1495% | 0.1577% | 0.1577% | 0.1481% | 0.1423% | 0.1358% | 0.13% | 0.1247%
F5_Industrial_Wood and Lumber Products_New_Space Heating_Natural Gas_Steam System Efficiency Improvements_A_Technical Potential | F5 | Industrial | Wood and Lumber Products | New | Space Heating | Natural Gas | Steam System Efficiency Improvements | A | Standalone Impact on Baseline Summer Peak (%) | Technical Potential | bar: 2019 to 2040
F6_Industrial_Wood and Lumber Products_New_Space Heating_Natural Gas_Steam System Efficiency Improvements_A_Technical Potential | F6 | Industrial | Wood and Lumber Products | New | Space Heating | Natural Gas | Steam System Efficiency Improvements | A | Standalone Impact on Baseline Winter Peak (%) | Technical Potential | bar: 2019 to 2040
F7_Industrial_Wood and Lumber Products_New_Space Heating_Natural Gas_Steam System Efficiency Improvements_A_Technical Potential | F7 | Industrial | Wood and Lumber Products | New | Space Heating | Natural Gas | Steam System Efficiency Improvements | A | Incremental Energy Savings (MWh or mTherms) | Technical Potential | 0 | 0 | 4.8183e-05 | 0.00016809 | 0.00042557 | 0.00092402 | 0.0016144 | 0.0026644 | 0.0040974 | 0.0060017 | 0.0080586 | 0.010365 | 0.012583 | 0.014564 | 0.015427 | 0.015462 | 0.014402 | 0.012688 | 0.014732 | 0.015852 | 0.016386 | 0.016017
F8_Industrial_Wood and Lumber Products_New_Space Heating_Natural Gas_Steam System Efficiency Improvements_A_Technical Potential | F8 | Industrial | Wood and Lumber Products | New | Space Heating | Natural Gas | Steam System Efficiency Improvements | A | Incremental Summer Peak Savings (MW) | Technical Potential | 0 | 0 | 0 | 0 | 0 | 0 | 0 | 0 | 0 | 0 | 0 | 0 | 0 | 0 | 0 | 0 | 0 | 0 | 0 | 0 | 0 | 0
F9_Industrial_Wood and Lumber Products_New_Space Heating_Natural Gas_Steam System Efficiency Improvements_A_Technical Potential | F9 | Industrial | Wood and Lumber Products | New | Space Heating | Natural Gas | Steam System Efficiency Improvements | A | Incremental Winter Peak Savings (MW) | Technical Potential | 0 | 0 | 0 | 0 | 0 | 0 | 0 | 0 | 0 | 0 | 0 | 0 | 0 | 0 | 0 | 0 | 0 | 0 | 0 | 0 | 0 | 0
F10_Industrial_Wood and Lumber Products_New_Space Heating_Natural Gas_Steam System Efficiency Improvements_A_Technical Potential | F10 | Industrial | Wood and Lumber Products | New | Space Heating | Natural Gas | Steam System Efficiency Improvements | A | Cumulative Energy Savings (MWh or mTherms) | Technical Potential | 0 | 0 | 4.8183e-05 | 0.00021627 | 0.00064184 | 0.0015659 | 0.0031803 | 0.0057965 | 0.0097258 | 0.015302 | 0.022436 | 0.031187 | 0.041106 | 0.051572 | 0.060997 | 0.0684 | 0.072438 | 0.072495 | 0.072495 | 0.072495 | 0.072495 | 0.072495
F11_Industrial_Wood and Lumber Products_New_Space Heating_Natural Gas_Steam System Efficiency Improvements_A_Technical Potential | F11 | Industrial | Wood and Lumber Products | New | Space Heating | Natural Gas | Steam System Efficiency Improvements | A | Cumulative Summer Peak Savings (MW) | Technical Potential | 0 | 0 | 0 | 0 | 0 | 0 | 0 | 0 | 0 | 0 | 0 | 0 | 0 | 0 | 0 | 0 | 0 | 0 | 0 | 0 | 0 | 0
F12_Industrial_Wood and Lumber Products_New_Space Heating_Natural Gas_Steam System Efficiency Improvements_A_Technical Potential | F12 | Industrial | Wood and Lumber Products | New | Space Heating | Natural Gas | Steam System Efficiency Improvements | A | Cumulative Winter Peak Savings (MW) | Technical Potential | 0 | 0 | 0 | 0 | 0 | 0 | 0 | 0 | 0 | 0 | 0 | 0 | 0 | 0 | 0 | 0 | 0 | 0 | 0 | 0 | 0 | 0
F13_Industrial_Wood and Lumber Products_New_Space Heating_Natural Gas_Steam System Efficiency Improvements_A_Technical Potential | F13 | Industrial | Wood and Lumber Products | New | Space Heating | Natural Gas | Steam System Efficiency Improvements | A | Purchases (Incremental) | Technical Potential | 0 | 0 | 0.36167 | 1.2617 | 3.1944 | 6.9359 | 12.118 | 19.9997 | 30.7564 | 45.05 | 60.4895 | 77.8015 | 94.451 | 109.3172 | 115.7978 | 116.0607 | 108.107 | 95.2409 | 110.5789 | 118.9922 | 122.9966 | 120.225
F14_Industrial_Wood and Lumber Products_New_Space Heating_Natural Gas_Steam System Efficiency Improvements_A_Technical Potential | F14 | Industrial | Wood and Lumber Products | New | Space Heating | Natural Gas | Steam System Efficiency Improvements | A | Purchases (Cumulative) | Technical Potential | 0 | 0 | 0.36167 | 1.6234 | 4.8178 | 11.7537 | 23.8717 | 43.5098 | 73.0045 | 114.8601 | 168.4137 | 234.0971 | 308.5484 | 387.1092 | 457.8569 | 513.4281 | 543.7336 | 544.1619 | 544.1619 | 544.1619 | 544.1619 | 544.1619
F1_Industrial_Wood and Lumber Products_New_Process_Natural Gas_Steam System Efficiency Improvements_A_Technical Potential | F1 | Industrial | Wood and Lumber Products | New | Process | Natural Gas | Steam System Efficiency Improvements | A | Original Unit Energy Savings (kWh or therms) | Technical Potential | 0 | 0 | 0.98506 | 0.98506 | 0.98506 | 0.98506 | 0.98506 | 0.98506 | 0.98506 | 0.98506 | 0.98506 | 0.98506 | 0.98506 | 0.98506 | 0.98506 | 0.98506 | 0.98506 | 0.98506 | 0.98506 | 0.98506 | 0.98506 | 0.98506
F2_Industrial_Wood and Lumber Products_New_Process_Natural Gas_Steam System Efficiency Improvements_A_Technical Potential | F2 | Industrial | Wood and Lumber Products | New | Process | Natural Gas | Steam System Efficiency Improvements | A | Original Unit Summer Peak Savings (kW) | Technical Potential | 0 | 0 | 0 | 0 | 0 | 0 | 0 | 0 | 0 | 0 | 0 | 0 | 0 | 0 | 0 | 0 | 0 | 0 | 0 | 0 | 0 | 0
F3_Industrial_Wood and Lumber Products_New_Process_Natural Gas_Steam System Efficiency Improvements_A_Technical Potential | F3 | Industrial | Wood and Lumber Products | New | Process | Natural Gas | Steam System Efficiency Improvements | A | Original Unit Winter Peak Savings (kW) | Technical Potential | 0 | 0 | 0 | 0 | 0 | 0 | 0 | 0 | 0 | 0 | 0 | 0 | 0 | 0 | 0 | 0 | 0 | 0 | 0 | 0 | 0 | 0
F4_Industrial_Wood and Lumber Products_New_Process_Natural Gas_Steam System Efficiency Improvements_A_Technical Potential | F4 | Industrial | Wood and Lumber Products | New | Process | Natural Gas | Steam System Efficiency Improvements | A | Standalone Impact on Baseline Energy (%) | Technical Potential | 0% | 0% | 9.107e-05% | 0.0002342% | 0.0004875% | 0.000891% | 0.001572% | 0.002487% | 0.00369% | 0.005139% | 0.006941% | 0.008845% | 0.01077% | 0.01242% | 0.01393% | 0.01469% | 0.01469% | 0.0138% | 0.01326% | 0.01265% | 0.01211% | 0.01162%
F5_Industrial_Wood and Lumber Products_New_Process_Natural Gas_Steam System Efficiency Improvements_A_Technical Potential | F5 | Industrial | Wood and Lumber Products | New | Process | Natural Gas | Steam System Efficiency Improvements | A | Standalone Impact on Baseline Summer Peak (%) | Technical Potential | bar: 2019 to 2040
F6_Industrial_Wood and Lumber Products_New_Process_Natural Gas_Steam System Efficiency Improvements_A_Technical Potential | F6 | Industrial | Wood and Lumber Products | New | Process | Natural Gas | Steam System Efficiency Improvements | A | Standalone Impact on Baseline Winter Peak (%) | Technical Potential | bar: 2019 to 2040
F7_Industrial_Wood and Lumber Products_New_Process_Natural Gas_Steam System Efficiency Improvements_A_Technical Potential | F7 | Industrial | Wood and Lumber Products | New | Process | Natural Gas | Steam System Efficiency Improvements | A | Incremental Energy Savings (MWh or mTherms) | Technical Potential | 0 | 0 | 3.3606e-05 | 0.00011723 | 0.00029682 | 0.00064447 | 0.001126 | 0.0018583 | 0.0028578 | 0.0041859 | 0.0056206 | 0.0072291 | 0.0087762 | 0.010158 | 0.01076 | 0.010784 | 0.010045 | 0.0088496 | 0.010275 | 0.011056 | 0.011429 | 0.011171
F8_Industrial_Wood and Lumber Products_New_Process_Natural Gas_Steam System Efficiency Improvements_A_Technical Potential | F8 | Industrial | Wood and Lumber Products | New | Process | Natural Gas | Steam System Efficiency Improvements | A | Incremental Summer Peak Savings (MW) | Technical Potential | 0 | 0 | 0 | 0 | 0 | 0 | 0 | 0 | 0 | 0 | 0 | 0 | 0 | 0 | 0 | 0 | 0 | 0 | 0 | 0 | 0 | 0
F9_Industrial_Wood and Lumber Products_New_Process_Natural Gas_Steam System Efficiency Improvements_A_Technical Potential | F9 | Industrial | Wood and Lumber Products | New | Process | Natural Gas | Steam System Efficiency Improvements | A | Incremental Winter Peak Savings (MW) | Technical Potential | 0 | 0 | 0 | 0 | 0 | 0 | 0 | 0 | 0 | 0 | 0 | 0 | 0 | 0 | 0 | 0 | 0 | 0 | 0 | 0 | 0 | 0
F10_Industrial_Wood and Lumber Products_New_Process_Natural Gas_Steam System Efficiency Improvements_A_Technical Potential | F10 | Industrial | Wood and Lumber Products | New | Process | Natural Gas | Steam System Efficiency Improvements | A | Cumulative Energy Savings (MWh or mTherms) | Technical Potential | 0 | 0 | 3.3606e-05 | 0.00015084 | 0.00044766 | 0.0010921 | 0.0022181 | 0.0040428 | 0.0067834 | 0.010673 | 0.015649 | 0.021752 | 0.02867 | 0.035969 | 0.042543 | 0.047707 | 0.050523 | 0.050562 | 0.050562 | 0.050562 | 0.050562 | 0.050562
F11_Industrial_Wood and Lumber Products_New_Process_Natural Gas_Steam System Efficiency Improvements_A_Technical Potential | F11 | Industrial | Wood and Lumber Products | New | Process | Natural Gas | Steam System Efficiency Improvements | A | Cumulative Summer Peak Savings (MW) | Technical Potential | 0 | 0 | 0 | 0 | 0 | 0 | 0 | 0 | 0 | 0 | 0 | 0 | 0 | 0 | 0 | 0 | 0 | 0 | 0 | 0 | 0 | 0
F12_Industrial_Wood and Lumber Products_New_Process_Natural Gas_Steam System Efficiency Improvements_A_Technical Potential | F12 | Industrial | Wood and Lumber Products | New | Process | Natural Gas | Steam System Efficiency Improvements | A | Cumulative Winter Peak Savings (MW) | Technical Potential | 0 | 0 | 0 | 0 | 0 | 0 | 0 | 0 | 0 | 0 | 0 | 0 | 0 | 0 | 0 | 0 | 0 | 0 | 0 | 0 | 0 | 0
F13_Industrial_Wood and Lumber Products_New_Process_Natural Gas_Steam System Efficiency Improvements_A_Technical Potential | F13 | Industrial | Wood and Lumber Products | New | Process | Natural Gas | Steam System Efficiency Improvements | A | Purchases (Incremental) | Technical Potential | 0 | 0 | 0.034116 | 0.11901 | 0.30132 | 0.65424 | 1.1431 | 1.8865 | 2.9012 | 4.2494 | 5.7058 | 7.3388 | 8.9093 | 10.3116 | 10.9229 | 10.9477 | 10.1974 | 8.9838 | 10.4306 | 11.2242 | 11.6019 | 11.3405
F14_Industrial_Wood and Lumber Products_New_Process_Natural Gas_Steam System Efficiency Improvements_A_Technical Potential | F14 | Industrial | Wood and Lumber Products | New | Process | Natural Gas | Steam System Efficiency Improvements | A | Purchases (Cumulative) | Technical Potential | 0 | 0 | 0.034116 | 0.15313 | 0.45445 | 1.1087 | 2.2518 | 4.1042 | 6.8863 | 10.8344 | 15.886 | 22.0817 | 29.1045 | 36.5149 | 43.1884 | 48.4302 | 51.2889 | 51.3293 | 51.3293 | 51.3293 | 51.3293 | 51.3293
F1_Industrial_Wood and Lumber Products_New_Space Heating_Natural Gas_Strategic Energy Management_A_Technical Potential | F1 | Industrial | Wood and Lumber Products | New | Space Heating | Natural Gas | Strategic Energy Management | A | Original Unit Energy Savings (kWh or therms) | Technical Potential | 0 | 0 | 5.3432 | 5.3432 | 5.3432 | 5.3432 | 5.3432 | 5.3432 | 5.3432 | 5.3432 | 5.3432 | 5.3432 | 5.3432 | 5.3432 | 5.3432 | 5.3432 | 5.3432 | 5.3432 | 5.3432 | 5.3432 | 5.3432 | 5.3432
F2_Industrial_Wood and Lumber Products_New_Space Heating_Natural Gas_Strategic Energy Management_A_Technical Potential | F2 | Industrial | Wood and Lumber Products | New | Space Heating | Natural Gas | Strategic Energy Management | A | Original Unit Summer Peak Savings (kW) | Technical Potential | 0 | 0 | 0 | 0 | 0 | 0 | 0 | 0 | 0 | 0 | 0 | 0 | 0 | 0 | 0 | 0 | 0 | 0 | 0 | 0 | 0 | 0
F3_Industrial_Wood and Lumber Products_New_Space Heating_Natural Gas_Strategic Energy Management_A_Technical Potential | F3 | Industrial | Wood and Lumber Products | New | Space Heating | Natural Gas | Strategic Energy Management | A | Original Unit Winter Peak Savings (kW) | Technical Potential | 0 | 0 | 0 | 0 | 0 | 0 | 0 | 0 | 0 | 0 | 0 | 0 | 0 | 0 | 0 | 0 | 0 | 0 | 0 | 0 | 0 | 0
F4_Industrial_Wood and Lumber Products_New_Space Heating_Natural Gas_Strategic Energy Management_A_Technical Potential | F4 | Industrial | Wood and Lumber Products | New | Space Heating | Natural Gas | Strategic Energy Management | A | Standalone Impact on Baseline Energy (%) | Technical Potential | 0% | 0% | 0.09675% | 0.1522% | 0.2035% | 0.2492% | 0.3132% | 0.3466% | 0.3694% | 0.3809% | 0.3951% | 0.4034% | 0.4105% | 0.4126% | 0.4221% | 0.4266% | 0.4302% | 0.4206% | 0.4112% | 0.393% | 0.3762% | 0.3609%
F5_Industrial_Wood and Lumber Products_New_Space Heating_Natural Gas_Strategic Energy Management_A_Technical Potential | F5 | Industrial | Wood and Lumber Products | New | Space Heating | Natural Gas | Strategic Energy Management | A | Standalone Impact on Baseline Summer Peak (%) | Technical Potential | bar: 2019 to 2040
F6_Industrial_Wood and Lumber Products_New_Space Heating_Natural Gas_Strategic Energy Management_A_Technical Potential | F6 | Industrial | Wood and Lumber Products | New | Space Heating | Natural Gas | Strategic Energy Management | A | Standalone Impact on Baseline Winter Peak (%) | Technical Potential | bar: 2019 to 2040
F7_Industrial_Wood and Lumber Products_New_Space Heating_Natural Gas_Strategic Energy Management_A_Technical Potential | F7 | Industrial | Wood and Lumber Products | New | Space Heating | Natural Gas | Strategic Energy Management | A | Incremental Energy Savings (MWh or mTherms) | Technical Potential | 0 | 0 | 0.0047686 | 0.0083222 | 0.011867 | 0.01584 | 0.018233 | 0.021011 | 0.023753 | 0.026839 | 0.029136 | 0.031779 | 0.034387 | 0.037412 | 0.039465 | 0.04196 | 0.044454 | 0.047356 | 0.049273 | 0.051636 | 0.0578 | 0.062687
F8_Industrial_Wood and Lumber Products_New_Space Heating_Natural Gas_Strategic Energy Management_A_Technical Potential | F8 | Industrial | Wood and Lumber Products | New | Space Heating | Natural Gas | Strategic Energy Management | A | Incremental Summer Peak Savings (MW) | Technical Potential | 0 | 0 | 0 | 0 | 0 | 0 | 0 | 0 | 0 | 0 | 0 | 0 | 0 | 0 | 0 | 0 | 0 | 0 | 0 | 0 | 0 | 0
F9_Industrial_Wood and Lumber Products_New_Space Heating_Natural Gas_Strategic Energy Management_A_Technical Potential | F9 | Industrial | Wood and Lumber Products | New | Space Heating | Natural Gas | Strategic Energy Management | A | Incremental Winter Peak Savings (MW) | Technical Potential | 0 | 0 | 0 | 0 | 0 | 0 | 0 | 0 | 0 | 0 | 0 | 0 | 0 | 0 | 0 | 0 | 0 | 0 | 0 | 0 | 0 | 0
F10_Industrial_Wood and Lumber Products_New_Space Heating_Natural Gas_Strategic Energy Management_A_Technical Potential | F10 | Industrial | Wood and Lumber Products | New | Space Heating | Natural Gas | Strategic Energy Management | A | Cumulative Energy Savings (MWh or mTherms) | Technical Potential | 0 | 0 | 0.0047686 | 0.013091 | 0.024958 | 0.040798 | 0.059031 | 0.075273 | 0.090704 | 0.10568 | 0.11897 | 0.13252 | 0.14589 | 0.15955 | 0.17218 | 0.185 | 0.19768 | 0.20588 | 0.20942 | 0.20972 | 0.20972 | 0.20972
F11_Industrial_Wood and Lumber Products_New_Space Heating_Natural Gas_Strategic Energy Management_A_Technical Potential | F11 | Industrial | Wood and Lumber Products | New | Space Heating | Natural Gas | Strategic Energy Management | A | Cumulative Summer Peak Savings (MW) | Technical Potential | 0 | 0 | 0 | 0 | 0 | 0 | 0 | 0 | 0 | 0 | 0 | 0 | 0 | 0 | 0 | 0 | 0 | 0 | 0 | 0 | 0 | 0
F12_Industrial_Wood and Lumber Products_New_Space Heating_Natural Gas_Strategic Energy Management_A_Technical Potential | F12 | Industrial | Wood and Lumber Products | New | Space Heating | Natural Gas | Strategic Energy Management | A | Cumulative Winter Peak Savings (MW) | Technical Potential | 0 | 0 | 0 | 0 | 0 | 0 | 0 | 0 | 0 | 0 | 0 | 0 | 0 | 0 | 0 | 0 | 0 | 0 | 0 | 0 | 0 | 0
F13_Industrial_Wood and Lumber Products_New_Space Heating_Natural Gas_Strategic Energy Management_A_Technical Potential | F13 | Industrial | Wood and Lumber Products | New | Space Heating | Natural Gas | Strategic Energy Management | A | Purchases (Incremental) | Technical Potential | 0 | 0 | 0.89246 | 1.5575 | 2.2209 | 2.9645 | 3.4123 | 3.9322 | 4.4455 | 5.0229 | 5.4529 | 5.9476 | 6.4356 | 7.0017 | 7.386 | 7.853 | 8.3196 | 8.8629 | 9.2217 | 9.6638 | 10.8175 | 11.732
F14_Industrial_Wood and Lumber Products_New_Space Heating_Natural Gas_Strategic Energy Management_A_Technical Potential | F14 | Industrial | Wood and Lumber Products | New | Space Heating | Natural Gas | Strategic Energy Management | A | Purchases (Cumulative) | Technical Potential | 0 | 0 | 0.89246 | 2.45 | 4.6709 | 7.6354 | 11.0478 | 14.0875 | 16.9755 | 19.7775 | 22.2659 | 24.8011 | 27.3045 | 29.8607 | 32.2238 | 34.6239 | 36.9959 | 38.5307 | 39.1931 | 39.2501 | 39.2501 | 39.2501
F1_Industrial_Wood and Lumber Products_New_Process_Natural Gas_Strategic Energy Management_A_Technical Potential | F1 | Industrial | Wood and Lumber Products | New | Process | Natural Gas | Strategic Energy Management | A | Original Unit Energy Savings (kWh or therms) | Technical Potential | 0 | 0 | 8.9454 | 8.9454 | 8.9454 | 8.9454 | 8.9454 | 8.9454 | 8.9454 | 8.9454 | 8.9454 | 8.9454 | 8.9454 | 8.9454 | 8.9454 | 8.9454 | 8.9454 | 8.9454 | 8.9454 | 8.9454 | 8.9454 | 8.9454
F2_Industrial_Wood and Lumber Products_New_Process_Natural Gas_Strategic Energy Management_A_Technical Potential | F2 | Industrial | Wood and Lumber Products | New | Process | Natural Gas | Strategic Energy Management | A | Original Unit Summer Peak Savings (kW) | Technical Potential | 0 | 0 | 0 | 0 | 0 | 0 | 0 | 0 | 0 | 0 | 0 | 0 | 0 | 0 | 0 | 0 | 0 | 0 | 0 | 0 | 0 | 0
F3_Industrial_Wood and Lumber Products_New_Process_Natural Gas_Strategic Energy Management_A_Technical Potential | F3 | Industrial | Wood and Lumber Products | New | Process | Natural Gas | Strategic Energy Management | A | Original Unit Winter Peak Savings (kW) | Technical Potential | 0 | 0 | 0 | 0 | 0 | 0 | 0 | 0 | 0 | 0 | 0 | 0 | 0 | 0 | 0 | 0 | 0 | 0 | 0 | 0 | 0 | 0
F4_Industrial_Wood and Lumber Products_New_Process_Natural Gas_Strategic Energy Management_A_Technical Potential | F4 | Industrial | Wood and Lumber Products | New | Process | Natural Gas | Strategic Energy Management | A | Standalone Impact on Baseline Energy (%) | Technical Potential | 0% | 0% | 0.09675% | 0.1522% | 0.2035% | 0.2492% | 0.3132% | 0.3466% | 0.3694% | 0.3809% | 0.3951% | 0.4034% | 0.4105% | 0.4126% | 0.4221% | 0.4266% | 0.4302% | 0.4206% | 0.4112% | 0.393% | 0.3762% | 0.3609%
F5_Industrial_Wood and Lumber Products_New_Process_Natural Gas_Strategic Energy Management_A_Technical Potential | F5 | Industrial | Wood and Lumber Products | New | Process | Natural Gas | Strategic Energy Management | A | Standalone Impact on Baseline Summer Peak (%) | Technical Potential | bar: 2019 to 2040
F6_Industrial_Wood and Lumber Products_New_Process_Natural Gas_Strategic Energy Management_A_Technical Potential | F6 | Industrial | Wood and Lumber Products | New | Process | Natural Gas | Strategic Energy Management | A | Standalone Impact on Baseline Winter Peak (%) | Technical Potential | bar: 2019 to 2040
F7_Industrial_Wood and Lumber Products_New_Process_Natural Gas_Strategic Energy Management_A_Technical Potential | F7 | Industrial | Wood and Lumber Products | New | Process | Natural Gas | Strategic Energy Management | A | Incremental Energy Savings (MWh or mTherms) | Technical Potential | 0 | 0 | 0.035702 | 0.062306 | 0.088846 | 0.11859 | 0.13651 | 0.1573 | 0.17784 | 0.20094 | 0.21814 | 0.23792 | 0.25745 | 0.2801 | 0.29547 | 0.31415 | 0.33282 | 0.35455 | 0.3689 | 0.38659 | 0.43274 | 0.46932
F8_Industrial_Wood and Lumber Products_New_Process_Natural Gas_Strategic Energy Management_A_Technical Potential | F8 | Industrial | Wood and Lumber Products | New | Process | Natural Gas | Strategic Energy Management | A | Incremental Summer Peak Savings (MW) | Technical Potential | 0 | 0 | 0 | 0 | 0 | 0 | 0 | 0 | 0 | 0 | 0 | 0 | 0 | 0 | 0 | 0 | 0 | 0 | 0 | 0 | 0 | 0
F9_Industrial_Wood and Lumber Products_New_Process_Natural Gas_Strategic Energy Management_A_Technical Potential | F9 | Industrial | Wood and Lumber Products | New | Process | Natural Gas | Strategic Energy Management | A | Incremental Winter Peak Savings (MW) | Technical Potential | 0 | 0 | 0 | 0 | 0 | 0 | 0 | 0 | 0 | 0 | 0 | 0 | 0 | 0 | 0 | 0 | 0 | 0 | 0 | 0 | 0 | 0
F10_Industrial_Wood and Lumber Products_New_Process_Natural Gas_Strategic Energy Management_A_Technical Potential | F10 | Industrial | Wood and Lumber Products | New | Process | Natural Gas | Strategic Energy Management | A | Cumulative Energy Savings (MWh or mTherms) | Technical Potential | 0 | 0 | 0.035702 | 0.098008 | 0.18685 | 0.30545 | 0.44195 | 0.56355 | 0.67908 | 0.79117 | 0.89072 | 0.99214 | 1.0923 | 1.1945 | 1.2891 | 1.3851 | 1.48 | 1.5414 | 1.5679 | 1.5701 | 1.5701 | 1.5701
F11_Industrial_Wood and Lumber Products_New_Process_Natural Gas_Strategic Energy Management_A_Technical Potential | F11 | Industrial | Wood and Lumber Products | New | Process | Natural Gas | Strategic Energy Management | A | Cumulative Summer Peak Savings (MW) | Technical Potential | 0 | 0 | 0 | 0 | 0 | 0 | 0 | 0 | 0 | 0 | 0 | 0 | 0 | 0 | 0 | 0 | 0 | 0 | 0 | 0 | 0 | 0
F12_Industrial_Wood and Lumber Products_New_Process_Natural Gas_Strategic Energy Management_A_Technical Potential | F12 | Industrial | Wood and Lumber Products | New | Process | Natural Gas | Strategic Energy Management | A | Cumulative Winter Peak Savings (MW) | Technical Potential | 0 | 0 | 0 | 0 | 0 | 0 | 0 | 0 | 0 | 0 | 0 | 0 | 0 | 0 | 0 | 0 | 0 | 0 | 0 | 0 | 0 | 0
F13_Industrial_Wood and Lumber Products_New_Process_Natural Gas_Strategic Energy Management_A_Technical Potential | F13 | Industrial | Wood and Lumber Products | New | Process | Natural Gas | Strategic Energy Management | A | Purchases (Incremental) | Technical Potential | 0 | 0 | 3.9911 | 6.9652 | 9.932 | 13.2573 | 15.2599 | 17.5847 | 19.8802 | 22.4623 | 24.3854 | 26.5973 | 28.7798 | 31.3116 | 33.0299 | 35.1183 | 37.2051 | 39.6345 | 41.2391 | 43.2164 | 48.3756 | 52.4651
F14_Industrial_Wood and Lumber Products_New_Process_Natural Gas_Strategic Energy Management_A_Technical Potential | F14 | Industrial | Wood and Lumber Products | New | Process | Natural Gas | Strategic Energy Management | A | Purchases (Cumulative) | Technical Potential | 0 | 0 | 3.9911 | 10.9562 | 20.8882 | 34.1455 | 49.4054 | 62.9991 | 75.9142 | 88.4445 | 99.5727 | 110.91 | 122.1051 | 133.5365 | 144.1041 | 154.8369 | 165.4448 | 172.3083 | 175.2707 | 175.5252 | 175.5252 | 175.5252
F1_Industrial_Wood and Lumber Products_New_Miscellaneous_Natural Gas_Strategic Energy Management_A_Technical Potential | F1 | Industrial | Wood and Lumber Products | New | Miscellaneous | Natural Gas | Strategic Energy Management | A | Original Unit Energy Savings (kWh or therms) | Technical Potential | 0 | 0 | 3.4004 | 3.4004 | 3.4004 | 3.4004 | 3.4004 | 3.4004 | 3.4004 | 3.4004 | 3.4004 | 3.4004 | 3.4004 | 3.4004 | 3.4004 | 3.4004 | 3.4004 | 3.4004 | 3.4004 | 3.4004 | 3.4004 | 3.4004
F2_Industrial_Wood and Lumber Products_New_Miscellaneous_Natural Gas_Strategic Energy Management_A_Technical Potential | F2 | Industrial | Wood and Lumber Products | New | Miscellaneous | Natural Gas | Strategic Energy Management | A | Original Unit Summer Peak Savings (kW) | Technical Potential | 0 | 0 | 0 | 0 | 0 | 0 | 0 | 0 | 0 | 0 | 0 | 0 | 0 | 0 | 0 | 0 | 0 | 0 | 0 | 0 | 0 | 0
F3_Industrial_Wood and Lumber Products_New_Miscellaneous_Natural Gas_Strategic Energy Management_A_Technical Potential | F3 | Industrial | Wood and Lumber Products | New | Miscellaneous | Natural Gas | Strategic Energy Management | A | Original Unit Winter Peak Savings (kW) | Technical Potential | 0 | 0 | 0 | 0 | 0 | 0 | 0 | 0 | 0 | 0 | 0 | 0 | 0 | 0 | 0 | 0 | 0 | 0 | 0 | 0 | 0 | 0
F4_Industrial_Wood and Lumber Products_New_Miscellaneous_Natural Gas_Strategic Energy Management_A_Technical Potential | F4 | Industrial | Wood and Lumber Products | New | Miscellaneous | Natural Gas | Strategic Energy Management | A | Standalone Impact on Baseline Energy (%) | Technical Potential | 0% | 0% | 0.09675% | 0.1522% | 0.2035% | 0.2492% | 0.3132% | 0.3466% | 0.3694% | 0.3809% | 0.3951% | 0.4034% | 0.4105% | 0.4126% | 0.4221% | 0.4266% | 0.4302% | 0.4206% | 0.4112% | 0.393% | 0.3762% | 0.3609%
F5_Industrial_Wood and Lumber Products_New_Miscellaneous_Natural Gas_Strategic Energy Management_A_Technical Potential | F5 | Industrial | Wood and Lumber Products | New | Miscellaneous | Natural Gas | Strategic Energy Management | A | Standalone Impact on Baseline Summer Peak (%) | Technical Potential | bar: 2019 to 2040
F6_Industrial_Wood and Lumber Products_New_Miscellaneous_Natural Gas_Strategic Energy Management_A_Technical Potential | F6 | Industrial | Wood and Lumber Products | New | Miscellaneous | Natural Gas | Strategic Energy Management | A | Standalone Impact on Baseline Winter Peak (%) | Technical Potential | bar: 2019 to 2040
F7_Industrial_Wood and Lumber Products_New_Miscellaneous_Natural Gas_Strategic Energy Management_A_Technical Potential | F7 | Industrial | Wood and Lumber Products | New | Miscellaneous | Natural Gas | Strategic Energy Management | A | Incremental Energy Savings (MWh or mTherms) | Technical Potential | 0 | 0 | 0.0033929 | 0.0059212 | 0.0084433 | 0.01127 | 0.012973 | 0.014949 | 0.0169 | 0.019095 | 0.02073 | 0.022611 | 0.024466 | 0.026618 | 0.028079 | 0.029854 | 0.031628 | 0.033694 | 0.035058 | 0.036739 | 0.041125 | 0.044601
F8_Industrial_Wood and Lumber Products_New_Miscellaneous_Natural Gas_Strategic Energy Management_A_Technical Potential | F8 | Industrial | Wood and Lumber Products | New | Miscellaneous | Natural Gas | Strategic Energy Management | A | Incremental Summer Peak Savings (MW) | Technical Potential | 0 | 0 | 0 | 0 | 0 | 0 | 0 | 0 | 0 | 0 | 0 | 0 | 0 | 0 | 0 | 0 | 0 | 0 | 0 | 0 | 0 | 0
F9_Industrial_Wood and Lumber Products_New_Miscellaneous_Natural Gas_Strategic Energy Management_A_Technical Potential | F9 | Industrial | Wood and Lumber Products | New | Miscellaneous | Natural Gas | Strategic Energy Management | A | Incremental Winter Peak Savings (MW) | Technical Potential | 0 | 0 | 0 | 0 | 0 | 0 | 0 | 0 | 0 | 0 | 0 | 0 | 0 | 0 | 0 | 0 | 0 | 0 | 0 | 0 | 0 | 0
F10_Industrial_Wood and Lumber Products_New_Miscellaneous_Natural Gas_Strategic Energy Management_A_Technical Potential | F10 | Industrial | Wood and Lumber Products | New | Miscellaneous | Natural Gas | Strategic Energy Management | A | Cumulative Energy Savings (MWh or mTherms) | Technical Potential | 0 | 0 | 0.0033929 | 0.009314 | 0.017757 | 0.029027 | 0.042 | 0.053556 | 0.064535 | 0.075188 | 0.084648 | 0.094286 | 0.1038 | 0.11352 | 0.1225 | 0.13163 | 0.14065 | 0.14648 | 0.149 | 0.14922 | 0.14922 | 0.14922
F11_Industrial_Wood and Lumber Products_New_Miscellaneous_Natural Gas_Strategic Energy Management_A_Technical Potential | F11 | Industrial | Wood and Lumber Products | New | Miscellaneous | Natural Gas | Strategic Energy Management | A | Cumulative Summer Peak Savings (MW) | Technical Potential | 0 | 0 | 0 | 0 | 0 | 0 | 0 | 0 | 0 | 0 | 0 | 0 | 0 | 0 | 0 | 0 | 0 | 0 | 0 | 0 | 0 | 0
F12_Industrial_Wood and Lumber Products_New_Miscellaneous_Natural Gas_Strategic Energy Management_A_Technical Potential | F12 | Industrial | Wood and Lumber Products | New | Miscellaneous | Natural Gas | Strategic Energy Management | A | Cumulative Winter Peak Savings (MW) | Technical Potential | 0 | 0 | 0 | 0 | 0 | 0 | 0 | 0 | 0 | 0 | 0 | 0 | 0 | 0 | 0 | 0 | 0 | 0 | 0 | 0 | 0 | 0
F13_Industrial_Wood and Lumber Products_New_Miscellaneous_Natural Gas_Strategic Energy Management_A_Technical Potential | F13 | Industrial | Wood and Lumber Products | New | Miscellaneous | Natural Gas | Strategic Energy Management | A | Purchases (Incremental) | Technical Potential | 0 | 0 | 0.99777 | 1.7413 | 2.483 | 3.3143 | 3.815 | 4.3962 | 4.9701 | 5.6156 | 6.0964 | 6.6493 | 7.195 | 7.8279 | 8.2575 | 8.7796 | 9.3013 | 9.9086 | 10.3098 | 10.8041 | 12.0939 | 13.1163
F14_Industrial_Wood and Lumber Products_New_Miscellaneous_Natural Gas_Strategic Energy Management_A_Technical Potential | F14 | Industrial | Wood and Lumber Products | New | Miscellaneous | Natural Gas | Strategic Energy Management | A | Purchases (Cumulative) | Technical Potential | 0 | 0 | 0.99777 | 2.7391 | 5.2221 | 8.5364 | 12.3514 | 15.7498 | 18.9785 | 22.1111 | 24.8932 | 27.7275 | 30.5263 | 33.3841 | 36.026 | 38.7092 | 41.3612 | 43.0771 | 43.8177 | 43.8813 | 43.8813 | 43.8813
F1_Industrial_Wood and Lumber Products_New_Space Heating_Natural Gas_Commissioning_A_Technical Potential | F1 | Industrial | Wood and Lumber Products | New | Space Heating | Natural Gas | Commissioning | A | Original Unit Energy Savings (kWh or therms) | Technical Potential | 0 | 0 | 6.6688 | 6.6688 | 6.6688 | 6.6688 | 6.6688 | 6.6688 | 6.6688 | 6.6688 | 6.6688 | 6.6688 | 6.6688 | 6.6688 | 6.6688 | 6.6688 | 6.6688 | 6.6688 | 6.6688 | 6.6688 | 6.6688 | 6.6688
F2_Industrial_Wood and Lumber Products_New_Space Heating_Natural Gas_Commissioning_A_Technical Potential | F2 | Industrial | Wood and Lumber Products | New | Space Heating | Natural Gas | Commissioning | A | Original Unit Summer Peak Savings (kW) | Technical Potential | 0 | 0 | 0 | 0 | 0 | 0 | 0 | 0 | 0 | 0 | 0 | 0 | 0 | 0 | 0 | 0 | 0 | 0 | 0 | 0 | 0 | 0
F3_Industrial_Wood and Lumber Products_New_Space Heating_Natural Gas_Commissioning_A_Technical Potential | F3 | Industrial | Wood and Lumber Products | New | Space Heating | Natural Gas | Commissioning | A | Original Unit Winter Peak Savings (kW) | Technical Potential | 0 | 0 | 0 | 0 | 0 | 0 | 0 | 0 | 0 | 0 | 0 | 0 | 0 | 0 | 0 | 0 | 0 | 0 | 0 | 0 | 0 | 0
F4_Industrial_Wood and Lumber Products_New_Space Heating_Natural Gas_Commissioning_A_Technical Potential | F4 | Industrial | Wood and Lumber Products | New | Space Heating | Natural Gas | Commissioning | A | Standalone Impact on Baseline Energy (%) | Technical Potential | bar: 2019 to 2040
F5_Industrial_Wood and Lumber Products_New_Space Heating_Natural Gas_Commissioning_A_Technical Potential | F5 | Industrial | Wood and Lumber Products | New | Space Heating | Natural Gas | Commissioning | A | Standalone Impact on Baseline Summer Peak (%) | Technical Potential | bar: 2019 to 2040
F6_Industrial_Wood and Lumber Products_New_Space Heating_Natural Gas_Commissioning_A_Technical Potential | F6 | Industrial | Wood and Lumber Products | New | Space Heating | Natural Gas | Commissioning | A | Standalone Impact on Baseline Winter Peak (%) | Technical Potential | bar: 2019 to 2040
F7_Industrial_Wood and Lumber Products_New_Space Heating_Natural Gas_Commissioning_A_Technical Potential | F7 | Industrial | Wood and Lumber Products | New | Space Heating | Natural Gas | Commissioning | A | Incremental Energy Savings (MWh or mTherms) | Technical Potential | 0 | 0 | 0 | 0 | 0 | 0 | 0 | 0 | 0 | 0 | 0 | 0 | 0 | 0 | 0 | 0 | 0 | 0 | 0 | 0 | 0 | 0
F8_Industrial_Wood and Lumber Products_New_Space Heating_Natural Gas_Commissioning_A_Technical Potential | F8 | Industrial | Wood and Lumber Products | New | Space Heating | Natural Gas | Commissioning | A | Incremental Summer Peak Savings (MW) | Technical Potential | 0 | 0 | 0 | 0 | 0 | 0 | 0 | 0 | 0 | 0 | 0 | 0 | 0 | 0 | 0 | 0 | 0 | 0 | 0 | 0 | 0 | 0
F9_Industrial_Wood and Lumber Products_New_Space Heating_Natural Gas_Commissioning_A_Technical Potential | F9 | Industrial | Wood and Lumber Products | New | Space Heating | Natural Gas | Commissioning | A | Incremental Winter Peak Savings (MW) | Technical Potential | 0 | 0 | 0 | 0 | 0 | 0 | 0 | 0 | 0 | 0 | 0 | 0 | 0 | 0 | 0 | 0 | 0 | 0 | 0 | 0 | 0 | 0
F10_Industrial_Wood and Lumber Products_New_Space Heating_Natural Gas_Commissioning_A_Technical Potential | F10 | Industrial | Wood and Lumber Products | New | Space Heating | Natural Gas | Commissioning | A | Cumulative Energy Savings (MWh or mTherms) | Technical Potential | 0 | 0 | 0 | 0 | 0 | 0 | 0 | 0 | 0 | 0 | 0 | 0 | 0 | 0 | 0 | 0 | 0 | 0 | 0 | 0 | 0 | 0
F11_Industrial_Wood and Lumber Products_New_Space Heating_Natural Gas_Commissioning_A_Technical Potential | F11 | Industrial | Wood and Lumber Products | New | Space Heating | Natural Gas | Commissioning | A | Cumulative Summer Peak Savings (MW) | Technical Potential | 0 | 0 | 0 | 0 | 0 | 0 | 0 | 0 | 0 | 0 | 0 | 0 | 0 | 0 | 0 | 0 | 0 | 0 | 0 | 0 | 0 | 0
F12_Industrial_Wood and Lumber Products_New_Space Heating_Natural Gas_Commissioning_A_Technical Potential | F12 | Industrial | Wood and Lumber Products | New | Space Heating | Natural Gas | Commissioning | A | Cumulative Winter Peak Savings (MW) | Technical Potential | 0 | 0 | 0 | 0 | 0 | 0 | 0 | 0 | 0 | 0 | 0 | 0 | 0 | 0 | 0 | 0 | 0 | 0 | 0 | 0 | 0 | 0
F13_Industrial_Wood and Lumber Products_New_Space Heating_Natural Gas_Commissioning_A_Technical Potential | F13 | Industrial | Wood and Lumber Products | New | Space Heating | Natural Gas | Commissioning | A | Purchases (Incremental) | Technical Potential | 0 | 0 | 0 | 0 | 0 | 0 | 0 | 0 | 0 | 0 | 0 | 0 | 0 | 0 | 0 | 0 | 0 | 0 | 0 | 0 | 0 | 0
F14_Industrial_Wood and Lumber Products_New_Space Heating_Natural Gas_Commissioning_A_Technical Potential | F14 | Industrial | Wood and Lumber Products | New | Space Heating | Natural Gas | Commissioning | A | Purchases (Cumulative) | Technical Potential | 0 | 0 | 0 | 0 | 0 | 0 | 0 | 0 | 0 | 0 | 0 | 0 | 0 | 0 | 0 | 0 | 0 | 0 | 0 | 0 | 0 | 0
F1_Industrial_Wood and Lumber Products_New_Process_Natural Gas_Commissioning_A_Technical Potential | F1 | Industrial | Wood and Lumber Products | New | Process | Natural Gas | Commissioning | A | Original Unit Energy Savings (kWh or therms) | Technical Potential | 0 | 0 | 49.928 | 49.928 | 49.928 | 49.928 | 49.928 | 49.928 | 49.928 | 49.928 | 49.928 | 49.928 | 49.928 | 49.928 | 49.928 | 49.928 | 49.928 | 49.928 | 49.928 | 49.928 | 49.928 | 49.928
F2_Industrial_Wood and Lumber Products_New_Process_Natural Gas_Commissioning_A_Technical Potential | F2 | Industrial | Wood and Lumber Products | New | Process | Natural Gas | Commissioning | A | Original Unit Summer Peak Savings (kW) | Technical Potential | 0 | 0 | 0 | 0 | 0 | 0 | 0 | 0 | 0 | 0 | 0 | 0 | 0 | 0 | 0 | 0 | 0 | 0 | 0 | 0 | 0 | 0
F3_Industrial_Wood and Lumber Products_New_Process_Natural Gas_Commissioning_A_Technical Potential | F3 | Industrial | Wood and Lumber Products | New | Process | Natural Gas | Commissioning | A | Original Unit Winter Peak Savings (kW) | Technical Potential | 0 | 0 | 0 | 0 | 0 | 0 | 0 | 0 | 0 | 0 | 0 | 0 | 0 | 0 | 0 | 0 | 0 | 0 | 0 | 0 | 0 | 0
F4_Industrial_Wood and Lumber Products_New_Process_Natural Gas_Commissioning_A_Technical Potential | F4 | Industrial | Wood and Lumber Products | New | Process | Natural Gas | Commissioning | A | Standalone Impact on Baseline Energy (%) | Technical Potential | bar: 2019 to 2040
F5_Industrial_Wood and Lumber Products_New_Process_Natural Gas_Commissioning_A_Technical Potential | F5 | Industrial | Wood and Lumber Products | New | Process | Natural Gas | Commissioning | A | Standalone Impact on Baseline Summer Peak (%) | Technical Potential | bar: 2019 to 2040
F6_Industrial_Wood and Lumber Products_New_Process_Natural Gas_Commissioning_A_Technical Potential | F6 | Industrial | Wood and Lumber Products | New | Process | Natural Gas | Commissioning | A | Standalone Impact on Baseline Winter Peak (%) | Technical Potential | bar: 2019 to 2040
F7_Industrial_Wood and Lumber Products_New_Process_Natural Gas_Commissioning_A_Technical Potential | F7 | Industrial | Wood and Lumber Products | New | Process | Natural Gas | Commissioning | A | Incremental Energy Savings (MWh or mTherms) | Technical Potential | 0 | 0 | 0 | 0 | 0 | 0 | 0 | 0 | 0 | 0 | 0 | 0 | 0 | 0 | 0 | 0 | 0 | 0 | 0 | 0 | 0 | 0
F8_Industrial_Wood and Lumber Products_New_Process_Natural Gas_Commissioning_A_Technical Potential | F8 | Industrial | Wood and Lumber Products | New | Process | Natural Gas | Commissioning | A | Incremental Summer Peak Savings (MW) | Technical Potential | 0 | 0 | 0 | 0 | 0 | 0 | 0 | 0 | 0 | 0 | 0 | 0 | 0 | 0 | 0 | 0 | 0 | 0 | 0 | 0 | 0 | 0
F9_Industrial_Wood and Lumber Products_New_Process_Natural Gas_Commissioning_A_Technical Potential | F9 | Industrial | Wood and Lumber Products | New | Process | Natural Gas | Commissioning | A | Incremental Winter Peak Savings (MW) | Technical Potential | 0 | 0 | 0 | 0 | 0 | 0 | 0 | 0 | 0 | 0 | 0 | 0 | 0 | 0 | 0 | 0 | 0 | 0 | 0 | 0 | 0 | 0
F10_Industrial_Wood and Lumber Products_New_Process_Natural Gas_Commissioning_A_Technical Potential | F10 | Industrial | Wood and Lumber Products | New | Process | Natural Gas | Commissioning | A | Cumulative Energy Savings (MWh or mTherms) | Technical Potential | 0 | 0 | 0 | 0 | 0 | 0 | 0 | 0 | 0 | 0 | 0 | 0 | 0 | 0 | 0 | 0 | 0 | 0 | 0 | 0 | 0 | 0
F11_Industrial_Wood and Lumber Products_New_Process_Natural Gas_Commissioning_A_Technical Potential | F11 | Industrial | Wood and Lumber Products | New | Process | Natural Gas | Commissioning | A | Cumulative Summer Peak Savings (MW) | Technical Potential | 0 | 0 | 0 | 0 | 0 | 0 | 0 | 0 | 0 | 0 | 0 | 0 | 0 | 0 | 0 | 0 | 0 | 0 | 0 | 0 | 0 | 0
F12_Industrial_Wood and Lumber Products_New_Process_Natural Gas_Commissioning_A_Technical Potential | F12 | Industrial | Wood and Lumber Products | New | Process | Natural Gas | Commissioning | A | Cumulative Winter Peak Savings (MW) | Technical Potential | 0 | 0 | 0 | 0 | 0 | 0 | 0 | 0 | 0 | 0 | 0 | 0 | 0 | 0 | 0 | 0 | 0 | 0 | 0 | 0 | 0 | 0
F13_Industrial_Wood and Lumber Products_New_Process_Natural Gas_Commissioning_A_Technical Potential | F13 | Industrial | Wood and Lumber Products | New | Process | Natural Gas | Commissioning | A | Purchases (Incremental) | Technical Potential | 0 | 0 | 0 | 0 | 0 | 0 | 0 | 0 | 0 | 0 | 0 | 0 | 0 | 0 | 0 | 0 | 0 | 0 | 0 | 0 | 0 | 0
F14_Industrial_Wood and Lumber Products_New_Process_Natural Gas_Commissioning_A_Technical Potential | F14 | Industrial | Wood and Lumber Products | New | Process | Natural Gas | Commissioning | A | Purchases (Cumulative) | Technical Potential | 0 | 0 | 0 | 0 | 0 | 0 | 0 | 0 | 0 | 0 | 0 | 0 | 0 | 0 | 0 | 0 | 0 | 0 | 0 | 0 | 0 | 0
F1_Industrial_Wood and Lumber Products_New_Space Heating_Natural Gas_Retrocommissioning_A_Technical Potential | F1 | Industrial | Wood and Lumber Products | New | Space Heating | Natural Gas | Retrocommissioning | A | Original Unit Energy Savings (kWh or therms) | Technical Potential | 0 | 0 | 0 | 0 | 0 | 0 | 0 | 0 | 0 | 0 | 0 | 0 | 0 | 0 | 0 | 0 | 0 | 0 | 0 | 0 | 0 | 0
F2_Industrial_Wood and Lumber Products_New_Space Heating_Natural Gas_Retrocommissioning_A_Technical Potential | F2 | Industrial | Wood and Lumber Products | New | Space Heating | Natural Gas | Retrocommissioning | A | Original Unit Summer Peak Savings (kW) | Technical Potential | 0 | 0 | 0 | 0 | 0 | 0 | 0 | 0 | 0 | 0 | 0 | 0 | 0 | 0 | 0 | 0 | 0 | 0 | 0 | 0 | 0 | 0
F3_Industrial_Wood and Lumber Products_New_Space Heating_Natural Gas_Retrocommissioning_A_Technical Potential | F3 | Industrial | Wood and Lumber Products | New | Space Heating | Natural Gas | Retrocommissioning | A | Original Unit Winter Peak Savings (kW) | Technical Potential | 0 | 0 | 0 | 0 | 0 | 0 | 0 | 0 | 0 | 0 | 0 | 0 | 0 | 0 | 0 | 0 | 0 | 0 | 0 | 0 | 0 | 0
F4_Industrial_Wood and Lumber Products_New_Space Heating_Natural Gas_Retrocommissioning_A_Technical Potential | F4 | Industrial | Wood and Lumber Products | New | Space Heating | Natural Gas | Retrocommissioning | A | Standalone Impact on Baseline Energy (%) | Technical Potential | bar: 2019 to 2040
F5_Industrial_Wood and Lumber Products_New_Space Heating_Natural Gas_Retrocommissioning_A_Technical Potential | F5 | Industrial | Wood and Lumber Products | New | Space Heating | Natural Gas | Retrocommissioning | A | Standalone Impact on Baseline Summer Peak (%) | Technical Potential | bar: 2019 to 2040
F6_Industrial_Wood and Lumber Products_New_Space Heating_Natural Gas_Retrocommissioning_A_Technical Potential | F6 | Industrial | Wood and Lumber Products | New | Space Heating | Natural Gas | Retrocommissioning | A | Standalone Impact on Baseline Winter Peak (%) | Technical Potential | bar: 2019 to 2040
F7_Industrial_Wood and Lumber Products_New_Space Heating_Natural Gas_Retrocommissioning_A_Technical Potential | F7 | Industrial | Wood and Lumber Products | New | Space Heating | Natural Gas | Retrocommissioning | A | Incremental Energy Savings (MWh or mTherms) | Technical Potential | 0 | 0 | 0 | 0 | 0 | 0 | 0 | 0 | 0 | 0 | 0 | 0 | 0 | 0 | 0 | 0 | 0 | 0 | 0 | 0 | 0 | 0
F8_Industrial_Wood and Lumber Products_New_Space Heating_Natural Gas_Retrocommissioning_A_Technical Potential | F8 | Industrial | Wood and Lumber Products | New | Space Heating | Natural Gas | Retrocommissioning | A | Incremental Summer Peak Savings (MW) | Technical Potential | 0 | 0 | 0 | 0 | 0 | 0 | 0 | 0 | 0 | 0 | 0 | 0 | 0 | 0 | 0 | 0 | 0 | 0 | 0 | 0 | 0 | 0
F9_Industrial_Wood and Lumber Products_New_Space Heating_Natural Gas_Retrocommissioning_A_Technical Potential | F9 | Industrial | Wood and Lumber Products | New | Space Heating | Natural Gas | Retrocommissioning | A | Incremental Winter Peak Savings (MW) | Technical Potential | 0 | 0 | 0 | 0 | 0 | 0 | 0 | 0 | 0 | 0 | 0 | 0 | 0 | 0 | 0 | 0 | 0 | 0 | 0 | 0 | 0 | 0
F10_Industrial_Wood and Lumber Products_New_Space Heating_Natural Gas_Retrocommissioning_A_Technical Potential | F10 | Industrial | Wood and Lumber Products | New | Space Heating | Natural Gas | Retrocommissioning | A | Cumulative Energy Savings (MWh or mTherms) | Technical Potential | 0 | 0 | 0 | 0 | 0 | 0 | 0 | 0 | 0 | 0 | 0 | 0 | 0 | 0 | 0 | 0 | 0 | 0 | 0 | 0 | 0 | 0
F11_Industrial_Wood and Lumber Products_New_Space Heating_Natural Gas_Retrocommissioning_A_Technical Potential | F11 | Industrial | Wood and Lumber Products | New | Space Heating | Natural Gas | Retrocommissioning | A | Cumulative Summer Peak Savings (MW) | Technical Potential | 0 | 0 | 0 | 0 | 0 | 0 | 0 | 0 | 0 | 0 | 0 | 0 | 0 | 0 | 0 | 0 | 0 | 0 | 0 | 0 | 0 | 0
F12_Industrial_Wood and Lumber Products_New_Space Heating_Natural Gas_Retrocommissioning_A_Technical Potential | F12 | Industrial | Wood and Lumber Products | New | Space Heating | Natural Gas | Retrocommissioning | A | Cumulative Winter Peak Savings (MW) | Technical Potential | 0 | 0 | 0 | 0 | 0 | 0 | 0 | 0 | 0 | 0 | 0 | 0 | 0 | 0 | 0 | 0 | 0 | 0 | 0 | 0 | 0 | 0
F13_Industrial_Wood and Lumber Products_New_Space Heating_Natural Gas_Retrocommissioning_A_Technical Potential | F13 | Industrial | Wood and Lumber Products | New | Space Heating | Natural Gas | Retrocommissioning | A | Purchases (Incremental) | Technical Potential | 0 | 0 | 0 | 0 | 0 | 0 | 0 | 0 | 0 | 0 | 0 | 0 | 0 | 0 | 0 | 0 | 0 | 0 | 0 | 0 | 0 | 0
F14_Industrial_Wood and Lumber Products_New_Space Heating_Natural Gas_Retrocommissioning_A_Technical Potential | F14 | Industrial | Wood and Lumber Products | New | Space Heating | Natural Gas | Retrocommissioning | A | Purchases (Cumulative) | Technical Potential | 0 | 0 | 0 | 0 | 0 | 0 | 0 | 0 | 0 | 0 | 0 | 0 | 0 | 0 | 0 | 0 | 0 | 0 | 0 | 0 | 0 | 0
F1_Industrial_Wood and Lumber Products_New_Process_Natural Gas_Retrocommissioning_A_Technical Potential | F1 | Industrial | Wood and Lumber Products | New | Process | Natural Gas | Retrocommissioning | A | Original Unit Energy Savings (kWh or therms) | Technical Potential | 0 | 0 | 0 | 0 | 0 | 0 | 0 | 0 | 0 | 0 | 0 | 0 | 0 | 0 | 0 | 0 | 0 | 0 | 0 | 0 | 0 | 0
F2_Industrial_Wood and Lumber Products_New_Process_Natural Gas_Retrocommissioning_A_Technical Potential | F2 | Industrial | Wood and Lumber Products | New | Process | Natural Gas | Retrocommissioning | A | Original Unit Summer Peak Savings (kW) | Technical Potential | 0 | 0 | 0 | 0 | 0 | 0 | 0 | 0 | 0 | 0 | 0 | 0 | 0 | 0 | 0 | 0 | 0 | 0 | 0 | 0 | 0 | 0
F3_Industrial_Wood and Lumber Products_New_Process_Natural Gas_Retrocommissioning_A_Technical Potential | F3 | Industrial | Wood and Lumber Products | New | Process | Natural Gas | Retrocommissioning | A | Original Unit Winter Peak Savings (kW) | Technical Potential | 0 | 0 | 0 | 0 | 0 | 0 | 0 | 0 | 0 | 0 | 0 | 0 | 0 | 0 | 0 | 0 | 0 | 0 | 0 | 0 | 0 | 0
F4_Industrial_Wood and Lumber Products_New_Process_Natural Gas_Retrocommissioning_A_Technical Potential | F4 | Industrial | Wood and Lumber Products | New | Process | Natural Gas | Retrocommissioning | A | Standalone Impact on Baseline Energy (%) | Technical Potential | bar: 2019 to 2040
F5_Industrial_Wood and Lumber Products_New_Process_Natural Gas_Retrocommissioning_A_Technical Potential | F5 | Industrial | Wood and Lumber Products | New | Process | Natural Gas | Retrocommissioning | A | Standalone Impact on Baseline Summer Peak (%) | Technical Potential | bar: 2019 to 2040
F6_Industrial_Wood and Lumber Products_New_Process_Natural Gas_Retrocommissioning_A_Technical Potential | F6 | Industrial | Wood and Lumber Products | New | Process | Natural Gas | Retrocommissioning | A | Standalone Impact on Baseline Winter Peak (%) | Technical Potential | bar: 2019 to 2040
F7_Industrial_Wood and Lumber Products_New_Process_Natural Gas_Retrocommissioning_A_Technical Potential | F7 | Industrial | Wood and Lumber Products | New | Process | Natural Gas | Retrocommissioning | A | Incremental Energy Savings (MWh or mTherms) | Technical Potential | 0 | 0 | 0 | 0 | 0 | 0 | 0 | 0 | 0 | 0 | 0 | 0 | 0 | 0 | 0 | 0 | 0 | 0 | 0 | 0 | 0 | 0
F8_Industrial_Wood and Lumber Products_New_Process_Natural Gas_Retrocommissioning_A_Technical Potential | F8 | Industrial | Wood and Lumber Products | New | Process | Natural Gas | Retrocommissioning | A | Incremental Summer Peak Savings (MW) | Technical Potential | 0 | 0 | 0 | 0 | 0 | 0 | 0 | 0 | 0 | 0 | 0 | 0 | 0 | 0 | 0 | 0 | 0 | 0 | 0 | 0 | 0 | 0
F9_Industrial_Wood and Lumber Products_New_Process_Natural Gas_Retrocommissioning_A_Technical Potential | F9 | Industrial | Wood and Lumber Products | New | Process | Natural Gas | Retrocommissioning | A | Incremental Winter Peak Savings (MW) | Technical Potential | 0 | 0 | 0 | 0 | 0 | 0 | 0 | 0 | 0 | 0 | 0 | 0 | 0 | 0 | 0 | 0 | 0 | 0 | 0 | 0 | 0 | 0
F10_Industrial_Wood and Lumber Products_New_Process_Natural Gas_Retrocommissioning_A_Technical Potential | F10 | Industrial | Wood and Lumber Products | New | Process | Natural Gas | Retrocommissioning | A | Cumulative Energy Savings (MWh or mTherms) | Technical Potential | 0 | 0 | 0 | 0 | 0 | 0 | 0 | 0 | 0 | 0 | 0 | 0 | 0 | 0 | 0 | 0 | 0 | 0 | 0 | 0 | 0 | 0
F11_Industrial_Wood and Lumber Products_New_Process_Natural Gas_Retrocommissioning_A_Technical Potential | F11 | Industrial | Wood and Lumber Products | New | Process | Natural Gas | Retrocommissioning | A | Cumulative Summer Peak Savings (MW) | Technical Potential | 0 | 0 | 0 | 0 | 0 | 0 | 0 | 0 | 0 | 0 | 0 | 0 | 0 | 0 | 0 | 0 | 0 | 0 | 0 | 0 | 0 | 0
F12_Industrial_Wood and Lumber Products_New_Process_Natural Gas_Retrocommissioning_A_Technical Potential | F12 | Industrial | Wood and Lumber Products | New | Process | Natural Gas | Retrocommissioning | A | Cumulative Winter Peak Savings (MW) | Technical Potential | 0 | 0 | 0 | 0 | 0 | 0 | 0 | 0 | 0 | 0 | 0 | 0 | 0 | 0 | 0 | 0 | 0 | 0 | 0 | 0 | 0 | 0
F13_Industrial_Wood and Lumber Products_New_Process_Natural Gas_Retrocommissioning_A_Technical Potential | F13 | Industrial | Wood and Lumber Products | New | Process | Natural Gas | Retrocommissioning | A | Purchases (Incremental) | Technical Potential | 0 | 0 | 0 | 0 | 0 | 0 | 0 | 0 | 0 | 0 | 0 | 0 | 0 | 0 | 0 | 0 | 0 | 0 | 0 | 0 | 0 | 0
F14_Industrial_Wood and Lumber Products_New_Process_Natural Gas_Retrocommissioning_A_Technical Potential | F14 | Industrial | Wood and Lumber Products | New | Process | Natural Gas | Retrocommissioning | A | Purchases (Cumulative) | Technical Potential | 0 | 0 | 0 | 0 | 0 | 0 | 0 | 0 | 0 | 0 | 0 | 0 | 0 | 0 | 0 | 0 | 0 | 0 | 0 | 0 | 0 | 0
F1_Industrial_Other Industrial_Existing_Space Heating_Natural Gas_Insulation - Roof/Ceiling_A_Technical Potential | F1 | Industrial | Other Industrial | Existing | Space Heating | Natural Gas | Insulation - Roof/Ceiling | A | Original Unit Energy Savings (kWh or therms) | Technical Potential | 0 | 0 | 0.083035 | 0.082838 | 0.082641 | 0.082447 | 0.082256 | 0.08207 | 0.08189 | 0.081718 | 0.081553 | 0.081398 | 0.081252 | 0.081115 | 0.080985 | 0.080863 | 0.080748 | 0.08064 | 0.080538 | 0.080442 | 0.080353 | 0.080269
F2_Industrial_Other Industrial_Existing_Space Heating_Natural Gas_Insulation - Roof/Ceiling_A_Technical Potential | F2 | Industrial | Other Industrial | Existing | Space Heating | Natural Gas | Insulation - Roof/Ceiling | A | Original Unit Summer Peak Savings (kW) | Technical Potential | 0 | 0 | 0 | 0 | 0 | 0 | 0 | 0 | 0 | 0 | 0 | 0 | 0 | 0 | 0 | 0 | 0 | 0 | 0 | 0 | 0 | 0
F3_Industrial_Other Industrial_Existing_Space Heating_Natural Gas_Insulation - Roof/Ceiling_A_Technical Potential | F3 | Industrial | Other Industrial | Existing | Space Heating | Natural Gas | Insulation - Roof/Ceiling | A | Original Unit Winter Peak Savings (kW) | Technical Potential | 0 | 0 | 0 | 0 | 0 | 0 | 0 | 0 | 0 | 0 | 0 | 0 | 0 | 0 | 0 | 0 | 0 | 0 | 0 | 0 | 0 | 0
F4_Industrial_Other Industrial_Existing_Space Heating_Natural Gas_Insulation - Roof/Ceiling_A_Technical Potential | F4 | Industrial | Other Industrial | Existing | Space Heating | Natural Gas | Insulation - Roof/Ceiling | A | Standalone Impact on Baseline Energy (%) | Technical Potential | 0% | 0% | 0.3697% | 1.023% | 2.048% | 3.493% | 5.347% | 7.533% | 9.918% | 12.35% | 14.67% | 16.76% | 18.57% | 20.08% | 21.3% | 22.28% | 23.07% | 23.74% | 24.31% | 24.84% | 25.28% | 25.72%
F5_Industrial_Other Industrial_Existing_Space Heating_Natural Gas_Insulation - Roof/Ceiling_A_Technical Potential | F5 | Industrial | Other Industrial | Existing | Space Heating | Natural Gas | Insulation - Roof/Ceiling | A | Standalone Impact on Baseline Summer Peak (%) | Technical Potential | bar: 2019 to 2040
F6_Industrial_Other Industrial_Existing_Space Heating_Natural Gas_Insulation - Roof/Ceiling_A_Technical Potential | F6 | Industrial | Other Industrial | Existing | Space Heating | Natural Gas | Insulation - Roof/Ceiling | A | Standalone Impact on Baseline Winter Peak (%) | Technical Potential | bar: 2019 to 2040
F7_Industrial_Other Industrial_Existing_Space Heating_Natural Gas_Insulation - Roof/Ceiling_A_Technical Potential | F7 | Industrial | Other Industrial | Existing | Space Heating | Natural Gas | Insulation - Roof/Ceiling | A | Incremental Energy Savings (MWh or mTherms) | Technical Potential | 0 | 0 | 3.4435 | 5.9082 | 9.0106 | 12.3682 | 15.4341 | 17.656 | 18.6454 | 18.2853 | 16.7383 | 14.3661 | 11.6061 | 8.8563 | 6.4029 | 4.3981 | 2.8774 | 1.7971 | 1.0737 | 0.71359 | 0 | 0
F8_Industrial_Other Industrial_Existing_Space Heating_Natural Gas_Insulation - Roof/Ceiling_A_Technical Potential | F8 | Industrial | Other Industrial | Existing | Space Heating | Natural Gas | Insulation - Roof/Ceiling | A | Incremental Summer Peak Savings (MW) | Technical Potential | 0 | 0 | 0 | 0 | 0 | 0 | 0 | 0 | 0 | 0 | 0 | 0 | 0 | 0 | 0 | 0 | 0 | 0 | 0 | 0 | 0 | 0
F9_Industrial_Other Industrial_Existing_Space Heating_Natural Gas_Insulation - Roof/Ceiling_A_Technical Potential | F9 | Industrial | Other Industrial | Existing | Space Heating | Natural Gas | Insulation - Roof/Ceiling | A | Incremental Winter Peak Savings (MW) | Technical Potential | 0 | 0 | 0 | 0 | 0 | 0 | 0 | 0 | 0 | 0 | 0 | 0 | 0 | 0 | 0 | 0 | 0 | 0 | 0 | 0 | 0 | 0
F10_Industrial_Other Industrial_Existing_Space Heating_Natural Gas_Insulation - Roof/Ceiling_A_Technical Potential | F10 | Industrial | Other Industrial | Existing | Space Heating | Natural Gas | Insulation - Roof/Ceiling | A | Cumulative Energy Savings (MWh or mTherms) | Technical Potential | 0 | 0 | 3.4435 | 9.3435 | 18.3319 | 30.657 | 46.0201 | 63.572 | 82.0781 | 100.1903 | 116.7272 | 130.8715 | 142.2427 | 150.858 | 157.0196 | 161.1809 | 163.8292 | 165.4069 | 166.2721 | 166.7885 | 166.6026 | 166.4283
F11_Industrial_Other Industrial_Existing_Space Heating_Natural Gas_Insulation - Roof/Ceiling_A_Technical Potential | F11 | Industrial | Other Industrial | Existing | Space Heating | Natural Gas | Insulation - Roof/Ceiling | A | Cumulative Summer Peak Savings (MW) | Technical Potential | 0 | 0 | 0 | 0 | 0 | 0 | 0 | 0 | 0 | 0 | 0 | 0 | 0 | 0 | 0 | 0 | 0 | 0 | 0 | 0 | 0 | 0
F12_Industrial_Other Industrial_Existing_Space Heating_Natural Gas_Insulation - Roof/Ceiling_A_Technical Potential | F12 | Industrial | Other Industrial | Existing | Space Heating | Natural Gas | Insulation - Roof/Ceiling | A | Cumulative Winter Peak Savings (MW) | Technical Potential | 0 | 0 | 0 | 0 | 0 | 0 | 0 | 0 | 0 | 0 | 0 | 0 | 0 | 0 | 0 | 0 | 0 | 0 | 0 | 0 | 0 | 0
F13_Industrial_Other Industrial_Existing_Space Heating_Natural Gas_Insulation - Roof/Ceiling_A_Technical Potential | F13 | Industrial | Other Industrial | Existing | Space Heating | Natural Gas | Insulation - Roof/Ceiling | A | Purchases (Incremental) | Technical Potential | 0 | 0 | 41470.5123 | 71322.1311 | 109032.6831 | 150013.933 | 187634.982 | 215133.2121 | 227687.4048 | 223761.7599 | 205243.5453 | 176491.7556 | 142840.1835 | 109182.4391 | 79063.1456 | 54389.9915 | 35634.822 | 22285.7273 | 13331.3421 | 8870.8063 | 0 | 0
F14_Industrial_Other Industrial_Existing_Space Heating_Natural Gas_Insulation - Roof/Ceiling_A_Technical Potential | F14 | Industrial | Other Industrial | Existing | Space Heating | Natural Gas | Insulation - Roof/Ceiling | A | Purchases (Cumulative) | Technical Potential | 0 | 0 | 41470.5123 | 112792.6433 | 221825.3264 | 371839.2594 | 559474.2414 | 774607.4535 | 1002294.8583 | 1226056.6182 | 1431300.1635 | 1607791.9191 | 1750632.1026 | 1859814.5417 | 1938877.6873 | 1993267.6788 | 2028902.5008 | 2051188.2281 | 2064519.5702 | 2073390.3764 | 2073390.3764 | 2073390.3764
F1_Industrial_Other Industrial_Existing_Space Heating_Natural Gas_Insulation - Wall Cavity_A_Technical Potential | F1 | Industrial | Other Industrial | Existing | Space Heating | Natural Gas | Insulation - Wall Cavity | A | Original Unit Energy Savings (kWh or therms) | Technical Potential | 0 | 0 | 0.018165 | 0.018122 | 0.018079 | 0.018037 | 0.017995 | 0.017954 | 0.017915 | 0.017877 | 0.017841 | 0.017807 | 0.017775 | 0.017745 | 0.017717 | 0.01769 | 0.017665 | 0.017641 | 0.017619 | 0.017598 | 0.017579 | 0.01756
F2_Industrial_Other Industrial_Existing_Space Heating_Natural Gas_Insulation - Wall Cavity_A_Technical Potential | F2 | Industrial | Other Industrial | Existing | Space Heating | Natural Gas | Insulation - Wall Cavity | A | Original Unit Summer Peak Savings (kW) | Technical Potential | 0 | 0 | 0 | 0 | 0 | 0 | 0 | 0 | 0 | 0 | 0 | 0 | 0 | 0 | 0 | 0 | 0 | 0 | 0 | 0 | 0 | 0
F3_Industrial_Other Industrial_Existing_Space Heating_Natural Gas_Insulation - Wall Cavity_A_Technical Potential | F3 | Industrial | Other Industrial | Existing | Space Heating | Natural Gas | Insulation - Wall Cavity | A | Original Unit Winter Peak Savings (kW) | Technical Potential | 0 | 0 | 0 | 0 | 0 | 0 | 0 | 0 | 0 | 0 | 0 | 0 | 0 | 0 | 0 | 0 | 0 | 0 | 0 | 0 | 0 | 0
F4_Industrial_Other Industrial_Existing_Space Heating_Natural Gas_Insulation - Wall Cavity_A_Technical Potential | F4 | Industrial | Other Industrial | Existing | Space Heating | Natural Gas | Insulation - Wall Cavity | A | Standalone Impact on Baseline Energy (%) | Technical Potential | 0% | 0% | 0.08088% | 0.2238% | 0.4479% | 0.7641% | 1.17% | 1.648% | 2.17% | 2.701% | 3.208% | 3.667% | 4.063% | 4.392% | 4.659% | 4.874% | 5.048% | 5.193% | 5.318% | 5.435% | 5.53% | 5.627%
F5_Industrial_Other Industrial_Existing_Space Heating_Natural Gas_Insulation - Wall Cavity_A_Technical Potential | F5 | Industrial | Other Industrial | Existing | Space Heating | Natural Gas | Insulation - Wall Cavity | A | Standalone Impact on Baseline Summer Peak (%) | Technical Potential | bar: 2019 to 2040
F6_Industrial_Other Industrial_Existing_Space Heating_Natural Gas_Insulation - Wall Cavity_A_Technical Potential | F6 | Industrial | Other Industrial | Existing | Space Heating | Natural Gas | Insulation - Wall Cavity | A | Standalone Impact on Baseline Winter Peak (%) | Technical Potential | bar: 2019 to 2040
F7_Industrial_Other Industrial_Existing_Space Heating_Natural Gas_Insulation - Wall Cavity_A_Technical Potential | F7 | Industrial | Other Industrial | Existing | Space Heating | Natural Gas | Insulation - Wall Cavity | A | Incremental Energy Savings (MWh or mTherms) | Technical Potential | 0 | 0 | 0.75333 | 1.2925 | 1.9712 | 2.7057 | 3.3765 | 3.8625 | 4.079 | 4.0002 | 3.6618 | 3.1428 | 2.539 | 1.9375 | 1.4007 | 0.96216 | 0.62949 | 0.39315 | 0.23489 | 0.15611 | 0 | 0
F8_Industrial_Other Industrial_Existing_Space Heating_Natural Gas_Insulation - Wall Cavity_A_Technical Potential | F8 | Industrial | Other Industrial | Existing | Space Heating | Natural Gas | Insulation - Wall Cavity | A | Incremental Summer Peak Savings (MW) | Technical Potential | 0 | 0 | 0 | 0 | 0 | 0 | 0 | 0 | 0 | 0 | 0 | 0 | 0 | 0 | 0 | 0 | 0 | 0 | 0 | 0 | 0 | 0
F9_Industrial_Other Industrial_Existing_Space Heating_Natural Gas_Insulation - Wall Cavity_A_Technical Potential | F9 | Industrial | Other Industrial | Existing | Space Heating | Natural Gas | Insulation - Wall Cavity | A | Incremental Winter Peak Savings (MW) | Technical Potential | 0 | 0 | 0 | 0 | 0 | 0 | 0 | 0 | 0 | 0 | 0 | 0 | 0 | 0 | 0 | 0 | 0 | 0 | 0 | 0 | 0 | 0
F10_Industrial_Other Industrial_Existing_Space Heating_Natural Gas_Insulation - Wall Cavity_A_Technical Potential | F10 | Industrial | Other Industrial | Existing | Space Heating | Natural Gas | Insulation - Wall Cavity | A | Cumulative Energy Savings (MWh or mTherms) | Technical Potential | 0 | 0 | 0.75333 | 2.0441 | 4.0104 | 6.7067 | 10.0677 | 13.9074 | 17.9559 | 21.9183 | 25.536 | 28.6303 | 31.118 | 33.0027 | 34.3507 | 35.261 | 35.8404 | 36.1855 | 36.3748 | 36.4878 | 36.4471 | 36.409
F11_Industrial_Other Industrial_Existing_Space Heating_Natural Gas_Insulation - Wall Cavity_A_Technical Potential | F11 | Industrial | Other Industrial | Existing | Space Heating | Natural Gas | Insulation - Wall Cavity | A | Cumulative Summer Peak Savings (MW) | Technical Potential | 0 | 0 | 0 | 0 | 0 | 0 | 0 | 0 | 0 | 0 | 0 | 0 | 0 | 0 | 0 | 0 | 0 | 0 | 0 | 0 | 0 | 0
F12_Industrial_Other Industrial_Existing_Space Heating_Natural Gas_Insulation - Wall Cavity_A_Technical Potential | F12 | Industrial | Other Industrial | Existing | Space Heating | Natural Gas | Insulation - Wall Cavity | A | Cumulative Winter Peak Savings (MW) | Technical Potential | 0 | 0 | 0 | 0 | 0 | 0 | 0 | 0 | 0 | 0 | 0 | 0 | 0 | 0 | 0 | 0 | 0 | 0 | 0 | 0 | 0 | 0
F13_Industrial_Other Industrial_Existing_Space Heating_Natural Gas_Insulation - Wall Cavity_A_Technical Potential | F13 | Industrial | Other Industrial | Existing | Space Heating | Natural Gas | Insulation - Wall Cavity | A | Purchases (Incremental) | Technical Potential | 0 | 0 | 41470.5123 | 71322.1311 | 109032.6831 | 150013.933 | 187634.982 | 215133.2121 | 227687.4048 | 223761.7599 | 205243.5453 | 176491.7556 | 142840.1835 | 109182.4391 | 79063.1456 | 54389.9915 | 35634.822 | 22285.7273 | 13331.3421 | 8870.8063 | 0 | 0
F14_Industrial_Other Industrial_Existing_Space Heating_Natural Gas_Insulation - Wall Cavity_A_Technical Potential | F14 | Industrial | Other Industrial | Existing | Space Heating | Natural Gas | Insulation - Wall Cavity | A | Purchases (Cumulative) | Technical Potential | 0 | 0 | 41470.5123 | 112792.6433 | 221825.3264 | 371839.2594 | 559474.2414 | 774607.4535 | 1002294.8583 | 1226056.6182 | 1431300.1635 | 1607791.9191 | 1750632.1026 | 1859814.5417 | 1938877.6873 | 1993267.6788 | 2028902.5008 | 2051188.2281 | 2064519.5702 | 2073390.3764 | 2073390.3764 | 2073390.3764
F1_Industrial_Other Industrial_Existing_Space Heating_Natural Gas_Insulation - Ducting_A_Technical Potential | F1 | Industrial | Other Industrial | Existing | Space Heating | Natural Gas | Insulation - Ducting | A | Original Unit Energy Savings (kWh or therms) | Technical Potential | 0 | 0 | 0.0014398 | 0.0014319 | 0.0014239 | 0.0014161 | 0.0014083 | 0.0014008 | 0.0013935 | 0.0013865 | 0.0013799 | 0.0013736 | 0.0013677 | 0.0013622 | 0.001357 | 0.0013521 | 0.0013475 | 0.0013431 | 0.001339 | 0.0013352 | 0.0013316 | 0.0013281
F2_Industrial_Other Industrial_Existing_Space Heating_Natural Gas_Insulation - Ducting_A_Technical Potential | F2 | Industrial | Other Industrial | Existing | Space Heating | Natural Gas | Insulation - Ducting | A | Original Unit Summer Peak Savings (kW) | Technical Potential | 0 | 0 | 0 | 0 | 0 | 0 | 0 | 0 | 0 | 0 | 0 | 0 | 0 | 0 | 0 | 0 | 0 | 0 | 0 | 0 | 0 | 0
F3_Industrial_Other Industrial_Existing_Space Heating_Natural Gas_Insulation - Ducting_A_Technical Potential | F3 | Industrial | Other Industrial | Existing | Space Heating | Natural Gas | Insulation - Ducting | A | Original Unit Winter Peak Savings (kW) | Technical Potential | 0 | 0 | 0 | 0 | 0 | 0 | 0 | 0 | 0 | 0 | 0 | 0 | 0 | 0 | 0 | 0 | 0 | 0 | 0 | 0 | 0 | 0
F4_Industrial_Other Industrial_Existing_Space Heating_Natural Gas_Insulation - Ducting_A_Technical Potential | F4 | Industrial | Other Industrial | Existing | Space Heating | Natural Gas | Insulation - Ducting | A | Standalone Impact on Baseline Energy (%) | Technical Potential | 0% | 0% | 0.0008095% | 0.001812% | 0.003046% | 0.004488% | 0.006143% | 0.008084% | 0.01023% | 0.01244% | 0.01456% | 0.01644% | 0.01798% | 0.0191% | 0.01988% | 0.02042% | 0.02084% | 0.0212% | 0.02154% | 0.02189% | 0.02223% | 0.02259%
F5_Industrial_Other Industrial_Existing_Space Heating_Natural Gas_Insulation - Ducting_A_Technical Potential | F5 | Industrial | Other Industrial | Existing | Space Heating | Natural Gas | Insulation - Ducting | A | Standalone Impact on Baseline Summer Peak (%) | Technical Potential | bar: 2019 to 2040
F6_Industrial_Other Industrial_Existing_Space Heating_Natural Gas_Insulation - Ducting_A_Technical Potential | F6 | Industrial | Other Industrial | Existing | Space Heating | Natural Gas | Insulation - Ducting | A | Standalone Impact on Baseline Winter Peak (%) | Technical Potential | bar: 2019 to 2040
F7_Industrial_Other Industrial_Existing_Space Heating_Natural Gas_Insulation - Ducting_A_Technical Potential | F7 | Industrial | Other Industrial | Existing | Space Heating | Natural Gas | Insulation - Ducting | A | Incremental Energy Savings (MWh or mTherms) | Technical Potential | 0 | 0 | 0.0075392 | 0.0090471 | 0.01082 | 0.012275 | 0.013685 | 0.015639 | 0.016773 | 0.016755 | 0.015443 | 0.012986 | 0.0098339 | 0.0063702 | 0.0036211 | 0.0017073 | 0.00070742 | 0.00025199 | 7.7119e-05 | 1.6471e-05 | 2.6535e-06 | 3.1222e-07
F8_Industrial_Other Industrial_Existing_Space Heating_Natural Gas_Insulation - Ducting_A_Technical Potential | F8 | Industrial | Other Industrial | Existing | Space Heating | Natural Gas | Insulation - Ducting | A | Incremental Summer Peak Savings (MW) | Technical Potential | 0 | 0 | 0 | 0 | 0 | 0 | 0 | 0 | 0 | 0 | 0 | 0 | 0 | 0 | 0 | 0 | 0 | 0 | 0 | 0 | 0 | 0
F9_Industrial_Other Industrial_Existing_Space Heating_Natural Gas_Insulation - Ducting_A_Technical Potential | F9 | Industrial | Other Industrial | Existing | Space Heating | Natural Gas | Insulation - Ducting | A | Incremental Winter Peak Savings (MW) | Technical Potential | 0 | 0 | 0 | 0 | 0 | 0 | 0 | 0 | 0 | 0 | 0 | 0 | 0 | 0 | 0 | 0 | 0 | 0 | 0 | 0 | 0 | 0
F10_Industrial_Other Industrial_Existing_Space Heating_Natural Gas_Insulation - Ducting_A_Technical Potential | F10 | Industrial | Other Industrial | Existing | Space Heating | Natural Gas | Insulation - Ducting | A | Cumulative Energy Savings (MWh or mTherms) | Technical Potential | 0 | 0 | 0.0075392 | 0.016545 | 0.027272 | 0.039397 | 0.052867 | 0.068223 | 0.084641 | 0.10097 | 0.11593 | 0.12839 | 0.13768 | 0.14349 | 0.14656 | 0.14774 | 0.14794 | 0.14772 | 0.14734 | 0.14694 | 0.14654 | 0.14616
F11_Industrial_Other Industrial_Existing_Space Heating_Natural Gas_Insulation - Ducting_A_Technical Potential | F11 | Industrial | Other Industrial | Existing | Space Heating | Natural Gas | Insulation - Ducting | A | Cumulative Summer Peak Savings (MW) | Technical Potential | 0 | 0 | 0 | 0 | 0 | 0 | 0 | 0 | 0 | 0 | 0 | 0 | 0 | 0 | 0 | 0 | 0 | 0 | 0 | 0 | 0 | 0
F12_Industrial_Other Industrial_Existing_Space Heating_Natural Gas_Insulation - Ducting_A_Technical Potential | F12 | Industrial | Other Industrial | Existing | Space Heating | Natural Gas | Insulation - Ducting | A | Cumulative Winter Peak Savings (MW) | Technical Potential | 0 | 0 | 0 | 0 | 0 | 0 | 0 | 0 | 0 | 0 | 0 | 0 | 0 | 0 | 0 | 0 | 0 | 0 | 0 | 0 | 0 | 0
F13_Industrial_Other Industrial_Existing_Space Heating_Natural Gas_Insulation - Ducting_A_Technical Potential | F13 | Industrial | Other Industrial | Existing | Space Heating | Natural Gas | Insulation - Ducting | A | Purchases (Incremental) | Technical Potential | 0 | 0 | 5236.1491 | 6318.3085 | 7598.4544 | 8668.5288 | 9717.0798 | 11164.5647 | 12036.5336 | 12084.1664 | 11191.5339 | 9454.208 | 7189.9263 | 4676.4036 | 2668.5151 | 1262.6882 | 525.0036 | 187.6189 | 57.5933 | 12.3363 | 1.9928 | 0.23508
F14_Industrial_Other Industrial_Existing_Space Heating_Natural Gas_Insulation - Ducting_A_Technical Potential | F14 | Industrial | Other Industrial | Existing | Space Heating | Natural Gas | Insulation - Ducting | A | Purchases (Cumulative) | Technical Potential | 0 | 0 | 5236.1491 | 11554.4576 | 19152.9119 | 27821.4407 | 37538.5205 | 48703.0852 | 60739.6188 | 72823.7852 | 84015.319 | 93469.527 | 100659.4533 | 105335.8569 | 108004.3719 | 109267.0601 | 109792.0637 | 109979.6826 | 110037.2759 | 110049.6122 | 110051.6049 | 110051.84
F1_Industrial_Other Industrial_Existing_Space Heating_Natural Gas_HVAC - Duct Repair and Sealing_A_Technical Potential | F1 | Industrial | Other Industrial | Existing | Space Heating | Natural Gas | HVAC - Duct Repair and Sealing | A | Original Unit Energy Savings (kWh or therms) | Technical Potential | 0 | 0 | 0.0040723 | 0.0040498 | 0.0040273 | 0.004005 | 0.0039832 | 0.0039618 | 0.0039412 | 0.0039215 | 0.0039027 | 0.003885 | 0.0038683 | 0.0038527 | 0.0038379 | 0.0038241 | 0.003811 | 0.0037987 | 0.0037871 | 0.0037763 | 0.003766 | 0.0037564
F2_Industrial_Other Industrial_Existing_Space Heating_Natural Gas_HVAC - Duct Repair and Sealing_A_Technical Potential | F2 | Industrial | Other Industrial | Existing | Space Heating | Natural Gas | HVAC - Duct Repair and Sealing | A | Original Unit Summer Peak Savings (kW) | Technical Potential | 0 | 0 | 0 | 0 | 0 | 0 | 0 | 0 | 0 | 0 | 0 | 0 | 0 | 0 | 0 | 0 | 0 | 0 | 0 | 0 | 0 | 0
F3_Industrial_Other Industrial_Existing_Space Heating_Natural Gas_HVAC - Duct Repair and Sealing_A_Technical Potential | F3 | Industrial | Other Industrial | Existing | Space Heating | Natural Gas | HVAC - Duct Repair and Sealing | A | Original Unit Winter Peak Savings (kW) | Technical Potential | 0 | 0 | 0 | 0 | 0 | 0 | 0 | 0 | 0 | 0 | 0 | 0 | 0 | 0 | 0 | 0 | 0 | 0 | 0 | 0 | 0 | 0
F4_Industrial_Other Industrial_Existing_Space Heating_Natural Gas_HVAC - Duct Repair and Sealing_A_Technical Potential | F4 | Industrial | Other Industrial | Existing | Space Heating | Natural Gas | HVAC - Duct Repair and Sealing | A | Standalone Impact on Baseline Energy (%) | Technical Potential | 0% | 0% | 0.004659% | 0.009369% | 0.01413% | 0.01895% | 0.02382% | 0.02875% | 0.03374% | 0.03879% | 0.0439% | 0.04909% | 0.05435% | 0.05968% | 0.0651% | 0.07059% | 0.07617% | 0.08183% | 0.08759% | 0.09343% | 0.09937% | 0.1054%
F5_Industrial_Other Industrial_Existing_Space Heating_Natural Gas_HVAC - Duct Repair and Sealing_A_Technical Potential | F5 | Industrial | Other Industrial | Existing | Space Heating | Natural Gas | HVAC - Duct Repair and Sealing | A | Standalone Impact on Baseline Summer Peak (%) | Technical Potential | bar: 2019 to 2040
F6_Industrial_Other Industrial_Existing_Space Heating_Natural Gas_HVAC - Duct Repair and Sealing_A_Technical Potential | F6 | Industrial | Other Industrial | Existing | Space Heating | Natural Gas | HVAC - Duct Repair and Sealing | A | Standalone Impact on Baseline Winter Peak (%) | Technical Potential | bar: 2019 to 2040
F7_Industrial_Other Industrial_Existing_Space Heating_Natural Gas_HVAC - Duct Repair and Sealing_A_Technical Potential | F7 | Industrial | Other Industrial | Existing | Space Heating | Natural Gas | HVAC - Duct Repair and Sealing | A | Incremental Energy Savings (MWh or mTherms) | Technical Potential | 0 | 0 | 0.04339 | 0.042406 | 0.041444 | 0.040504 | 0.039588 | 0.038698 | 0.037832 | 0.036994 | 0.036182 | 0.035397 | 0.034637 | 0.033902 | 0.03319 | 0.0325 | 0.031831 | 0.031181 | 0.03055 | 0.029937 | 0.029341 | 0.028761
F8_Industrial_Other Industrial_Existing_Space Heating_Natural Gas_HVAC - Duct Repair and Sealing_A_Technical Potential | F8 | Industrial | Other Industrial | Existing | Space Heating | Natural Gas | HVAC - Duct Repair and Sealing | A | Incremental Summer Peak Savings (MW) | Technical Potential | 0 | 0 | 0 | 0 | 0 | 0 | 0 | 0 | 0 | 0 | 0 | 0 | 0 | 0 | 0 | 0 | 0 | 0 | 0 | 0 | 0 | 0
F9_Industrial_Other Industrial_Existing_Space Heating_Natural Gas_HVAC - Duct Repair and Sealing_A_Technical Potential | F9 | Industrial | Other Industrial | Existing | Space Heating | Natural Gas | HVAC - Duct Repair and Sealing | A | Incremental Winter Peak Savings (MW) | Technical Potential | 0 | 0 | 0 | 0 | 0 | 0 | 0 | 0 | 0 | 0 | 0 | 0 | 0 | 0 | 0 | 0 | 0 | 0 | 0 | 0 | 0 | 0
F10_Industrial_Other Industrial_Existing_Space Heating_Natural Gas_HVAC - Duct Repair and Sealing_A_Technical Potential | F10 | Industrial | Other Industrial | Existing | Space Heating | Natural Gas | HVAC - Duct Repair and Sealing | A | Cumulative Energy Savings (MWh or mTherms) | Technical Potential | 0 | 0 | 0.04339 | 0.085556 | 0.12653 | 0.16633 | 0.20501 | 0.24261 | 0.27918 | 0.31477 | 0.34945 | 0.38326 | 0.41626 | 0.44847 | 0.47995 | 0.51071 | 0.5408 | 0.57024 | 0.59905 | 0.62726 | 0.6549 | 0.68199
F11_Industrial_Other Industrial_Existing_Space Heating_Natural Gas_HVAC - Duct Repair and Sealing_A_Technical Potential | F11 | Industrial | Other Industrial | Existing | Space Heating | Natural Gas | HVAC - Duct Repair and Sealing | A | Cumulative Summer Peak Savings (MW) | Technical Potential | 0 | 0 | 0 | 0 | 0 | 0 | 0 | 0 | 0 | 0 | 0 | 0 | 0 | 0 | 0 | 0 | 0 | 0 | 0 | 0 | 0 | 0
F12_Industrial_Other Industrial_Existing_Space Heating_Natural Gas_HVAC - Duct Repair and Sealing_A_Technical Potential | F12 | Industrial | Other Industrial | Existing | Space Heating | Natural Gas | HVAC - Duct Repair and Sealing | A | Cumulative Winter Peak Savings (MW) | Technical Potential | 0 | 0 | 0 | 0 | 0 | 0 | 0 | 0 | 0 | 0 | 0 | 0 | 0 | 0 | 0 | 0 | 0 | 0 | 0 | 0 | 0 | 0
F13_Industrial_Other Industrial_Existing_Space Heating_Natural Gas_HVAC - Duct Repair and Sealing_A_Technical Potential | F13 | Industrial | Other Industrial | Existing | Space Heating | Natural Gas | HVAC - Duct Repair and Sealing | A | Purchases (Incremental) | Technical Potential | 0 | 0 | 10654.9545 | 10471.2484 | 10290.7096 | 10113.2836 | 9938.9167 | 9767.556 | 9599.1499 | 9433.6473 | 9270.9982 | 9111.1534 | 8954.0646 | 8799.6841 | 8647.9654 | 8498.8626 | 8352.3305 | 8208.3248 | 8066.8019 | 7927.7192 | 7791.0343 | 7656.7062
F14_Industrial_Other Industrial_Existing_Space Heating_Natural Gas_HVAC - Duct Repair and Sealing_A_Technical Potential | F14 | Industrial | Other Industrial | Existing | Space Heating | Natural Gas | HVAC - Duct Repair and Sealing | A | Purchases (Cumulative) | Technical Potential | 0 | 0 | 10654.9545 | 21126.2029 | 31416.9126 | 41530.1962 | 51469.1129 | 61236.6689 | 70835.8188 | 80269.4661 | 89540.4643 | 98651.6177 | 107605.6823 | 116405.3664 | 125053.3319 | 133552.1945 | 141904.5249 | 150112.8497 | 158179.6517 | 166107.3708 | 173898.4052 | 181555.1113
F1_Industrial_Other Industrial_Existing_Space Heating_Natural Gas_Windows - High Efficiency_A_Technical Potential | F1 | Industrial | Other Industrial | Existing | Space Heating | Natural Gas | Windows - High Efficiency | A | Original Unit Energy Savings (kWh or therms) | Technical Potential | 0 | 0 | 0.0077675 | 0.0077491 | 0.0077307 | 0.0077125 | 0.0076946 | 0.0076772 | 0.0076604 | 0.0076442 | 0.0076289 | 0.0076144 | 0.0076007 | 0.0075878 | 0.0075757 | 0.0075643 | 0.0075535 | 0.0075434 | 0.0075339 | 0.007525 | 0.0075166 | 0.0075087
F2_Industrial_Other Industrial_Existing_Space Heating_Natural Gas_Windows - High Efficiency_A_Technical Potential | F2 | Industrial | Other Industrial | Existing | Space Heating | Natural Gas | Windows - High Efficiency | A | Original Unit Summer Peak Savings (kW) | Technical Potential | 0 | 0 | 0 | 0 | 0 | 0 | 0 | 0 | 0 | 0 | 0 | 0 | 0 | 0 | 0 | 0 | 0 | 0 | 0 | 0 | 0 | 0
F3_Industrial_Other Industrial_Existing_Space Heating_Natural Gas_Windows - High Efficiency_A_Technical Potential | F3 | Industrial | Other Industrial | Existing | Space Heating | Natural Gas | Windows - High Efficiency | A | Original Unit Winter Peak Savings (kW) | Technical Potential | 0 | 0 | 0 | 0 | 0 | 0 | 0 | 0 | 0 | 0 | 0 | 0 | 0 | 0 | 0 | 0 | 0 | 0 | 0 | 0 | 0 | 0
F4_Industrial_Other Industrial_Existing_Space Heating_Natural Gas_Windows - High Efficiency_A_Technical Potential | F4 | Industrial | Other Industrial | Existing | Space Heating | Natural Gas | Windows - High Efficiency | A | Standalone Impact on Baseline Energy (%) | Technical Potential | 0% | 0% | 0.007012% | 0.02115% | 0.04641% | 0.0877% | 0.1507% | 0.2413% | 0.3653% | 0.5269% | 0.728% | 0.9672% | 1.238% | 1.53% | 1.828% | 2.116% | 2.378% | 2.605% | 2.793% | 2.941% | 3.055% | 3.15%
F5_Industrial_Other Industrial_Existing_Space Heating_Natural Gas_Windows - High Efficiency_A_Technical Potential | F5 | Industrial | Other Industrial | Existing | Space Heating | Natural Gas | Windows - High Efficiency | A | Standalone Impact on Baseline Summer Peak (%) | Technical Potential | bar: 2019 to 2040
F6_Industrial_Other Industrial_Existing_Space Heating_Natural Gas_Windows - High Efficiency_A_Technical Potential | F6 | Industrial | Other Industrial | Existing | Space Heating | Natural Gas | Windows - High Efficiency | A | Standalone Impact on Baseline Winter Peak (%) | Technical Potential | bar: 2019 to 2040
F7_Industrial_Other Industrial_Existing_Space Heating_Natural Gas_Windows - High Efficiency_A_Technical Potential | F7 | Industrial | Other Industrial | Existing | Space Heating | Natural Gas | Windows - High Efficiency | A | Incremental Energy Savings (MWh or mTherms) | Technical Potential | 0 | 0 | 0.065308 | 0.12799 | 0.22281 | 0.35534 | 0.52882 | 0.74265 | 0.99061 | 1.2594 | 1.5277 | 1.7671 | 1.9449 | 2.0299 | 2 | 1.8501 | 1.5963 | 1.2956 | 0.97246 | 0.66085 | 0.41447 | 0.26537
F8_Industrial_Other Industrial_Existing_Space Heating_Natural Gas_Windows - High Efficiency_A_Technical Potential | F8 | Industrial | Other Industrial | Existing | Space Heating | Natural Gas | Windows - High Efficiency | A | Incremental Summer Peak Savings (MW) | Technical Potential | 0 | 0 | 0 | 0 | 0 | 0 | 0 | 0 | 0 | 0 | 0 | 0 | 0 | 0 | 0 | 0 | 0 | 0 | 0 | 0 | 0 | 0
F9_Industrial_Other Industrial_Existing_Space Heating_Natural Gas_Windows - High Efficiency_A_Technical Potential | F9 | Industrial | Other Industrial | Existing | Space Heating | Natural Gas | Windows - High Efficiency | A | Incremental Winter Peak Savings (MW) | Technical Potential | 0 | 0 | 0 | 0 | 0 | 0 | 0 | 0 | 0 | 0 | 0 | 0 | 0 | 0 | 0 | 0 | 0 | 0 | 0 | 0 | 0 | 0
F10_Industrial_Other Industrial_Existing_Space Heating_Natural Gas_Windows - High Efficiency_A_Technical Potential | F10 | Industrial | Other Industrial | Existing | Space Heating | Natural Gas | Windows - High Efficiency | A | Cumulative Energy Savings (MWh or mTherms) | Technical Potential | 0 | 0 | 0.065308 | 0.19314 | 0.41549 | 0.76985 | 1.2969 | 2.0366 | 3.0228 | 4.2758 | 5.7949 | 7.551 | 9.4824 | 11.4962 | 13.4778 | 15.3076 | 16.8821 | 18.1551 | 19.1047 | 19.7429 | 20.1353 | 20.3796
F11_Industrial_Other Industrial_Existing_Space Heating_Natural Gas_Windows - High Efficiency_A_Technical Potential | F11 | Industrial | Other Industrial | Existing | Space Heating | Natural Gas | Windows - High Efficiency | A | Cumulative Summer Peak Savings (MW) | Technical Potential | 0 | 0 | 0 | 0 | 0 | 0 | 0 | 0 | 0 | 0 | 0 | 0 | 0 | 0 | 0 | 0 | 0 | 0 | 0 | 0 | 0 | 0
F12_Industrial_Other Industrial_Existing_Space Heating_Natural Gas_Windows - High Efficiency_A_Technical Potential | F12 | Industrial | Other Industrial | Existing | Space Heating | Natural Gas | Windows - High Efficiency | A | Cumulative Winter Peak Savings (MW) | Technical Potential | 0 | 0 | 0 | 0 | 0 | 0 | 0 | 0 | 0 | 0 | 0 | 0 | 0 | 0 | 0 | 0 | 0 | 0 | 0 | 0 | 0 | 0
F13_Industrial_Other Industrial_Existing_Space Heating_Natural Gas_Windows - High Efficiency_A_Technical Potential | F13 | Industrial | Other Industrial | Existing | Space Heating | Natural Gas | Windows - High Efficiency | A | Purchases (Incremental) | Technical Potential | 0 | 0 | 8407.8393 | 16516.9484 | 28820.9589 | 46072.9426 | 68726.5626 | 96734.0347 | 129316.1481 | 164750.0814 | 200254.2243 | 232075.7959 | 255884.7547 | 267519.8705 | 264005.0628 | 244578.4453 | 211331.5834 | 171755.6278 | 129078.0124 | 87820.9819 | 55140.4728 | 35341.1576
F14_Industrial_Other Industrial_Existing_Space Heating_Natural Gas_Windows - High Efficiency_A_Technical Potential | F14 | Industrial | Other Industrial | Existing | Space Heating | Natural Gas | Windows - High Efficiency | A | Purchases (Cumulative) | Technical Potential | 0 | 0 | 8407.8393 | 24924.7877 | 53745.7466 | 99818.6892 | 168545.2519 | 265279.2866 | 394595.4347 | 559345.5161 | 759599.7404 | 991675.5363 | 1247560.2911 | 1515080.1616 | 1779085.2244 | 2023663.6697 | 2234995.2531 | 2406750.8809 | 2535828.8932 | 2623649.8751 | 2678790.3479 | 2714131.5056
F1_Industrial_Other Industrial_Existing_Space Heating_Natural Gas_Gas Boiler - Maintenance_A_Technical Potential | F1 | Industrial | Other Industrial | Existing | Space Heating | Natural Gas | Gas Boiler - Maintenance | A | Original Unit Energy Savings (kWh or therms) | Technical Potential | 0 | 0 | 2.0435 | 2.0384 | 2.0334 | 2.0285 | 2.0237 | 2.0191 | 2.0146 | 2.0102 | 2.006 | 2.002 | 1.9982 | 1.9945 | 1.9911 | 1.9878 | 1.9847 | 1.9818 | 1.9791 | 1.9766 | 1.9743 | 1.9722
F2_Industrial_Other Industrial_Existing_Space Heating_Natural Gas_Gas Boiler - Maintenance_A_Technical Potential | F2 | Industrial | Other Industrial | Existing | Space Heating | Natural Gas | Gas Boiler - Maintenance | A | Original Unit Summer Peak Savings (kW) | Technical Potential | 0 | 0 | 0 | 0 | 0 | 0 | 0 | 0 | 0 | 0 | 0 | 0 | 0 | 0 | 0 | 0 | 0 | 0 | 0 | 0 | 0 | 0
F3_Industrial_Other Industrial_Existing_Space Heating_Natural Gas_Gas Boiler - Maintenance_A_Technical Potential | F3 | Industrial | Other Industrial | Existing | Space Heating | Natural Gas | Gas Boiler - Maintenance | A | Original Unit Winter Peak Savings (kW) | Technical Potential | 0 | 0 | 0 | 0 | 0 | 0 | 0 | 0 | 0 | 0 | 0 | 0 | 0 | 0 | 0 | 0 | 0 | 0 | 0 | 0 | 0 | 0
F4_Industrial_Other Industrial_Existing_Space Heating_Natural Gas_Gas Boiler - Maintenance_A_Technical Potential | F4 | Industrial | Other Industrial | Existing | Space Heating | Natural Gas | Gas Boiler - Maintenance | A | Standalone Impact on Baseline Energy (%) | Technical Potential | 0% | 0% | 0.004928% | 0.008467% | 0.01101% | 0.01306% | 0.01492% | 0.01659% | 0.01809% | 0.01943% | 0.02064% | 0.02173% | 0.02271% | 0.02358% | 0.02436% | 0.02507% | 0.02573% | 0.02638% | 0.027% | 0.02761% | 0.02821% | 0.0288%
F5_Industrial_Other Industrial_Existing_Space Heating_Natural Gas_Gas Boiler - Maintenance_A_Technical Potential | F5 | Industrial | Other Industrial | Existing | Space Heating | Natural Gas | Gas Boiler - Maintenance | A | Standalone Impact on Baseline Summer Peak (%) | Technical Potential | bar: 2019 to 2040
F6_Industrial_Other Industrial_Existing_Space Heating_Natural Gas_Gas Boiler - Maintenance_A_Technical Potential | F6 | Industrial | Other Industrial | Existing | Space Heating | Natural Gas | Gas Boiler - Maintenance | A | Standalone Impact on Baseline Winter Peak (%) | Technical Potential | bar: 2019 to 2040
F7_Industrial_Other Industrial_Existing_Space Heating_Natural Gas_Gas Boiler - Maintenance_A_Technical Potential | F7 | Industrial | Other Industrial | Existing | Space Heating | Natural Gas | Gas Boiler - Maintenance | A | Incremental Energy Savings (MWh or mTherms) | Technical Potential | 0 | 0 | 0.045897 | 0.031536 | 0.021402 | 0.016341 | 0.014037 | 0.01191 | 0.010005 | 0.0083357 | 0.0068972 | 0.0056736 | 0.0046437 | 0.0035477 | 0.0027105 | 0.0020712 | 0.0015827 | 0.0014262 | 0.0010954 | 0.00092582 | 0.00076222 | 0.00060439
F8_Industrial_Other Industrial_Existing_Space Heating_Natural Gas_Gas Boiler - Maintenance_A_Technical Potential | F8 | Industrial | Other Industrial | Existing | Space Heating | Natural Gas | Gas Boiler - Maintenance | A | Incremental Summer Peak Savings (MW) | Technical Potential | 0 | 0 | 0 | 0 | 0 | 0 | 0 | 0 | 0 | 0 | 0 | 0 | 0 | 0 | 0 | 0 | 0 | 0 | 0 | 0 | 0 | 0
F9_Industrial_Other Industrial_Existing_Space Heating_Natural Gas_Gas Boiler - Maintenance_A_Technical Potential | F9 | Industrial | Other Industrial | Existing | Space Heating | Natural Gas | Gas Boiler - Maintenance | A | Incremental Winter Peak Savings (MW) | Technical Potential | 0 | 0 | 0 | 0 | 0 | 0 | 0 | 0 | 0 | 0 | 0 | 0 | 0 | 0 | 0 | 0 | 0 | 0 | 0 | 0 | 0 | 0
F10_Industrial_Other Industrial_Existing_Space Heating_Natural Gas_Gas Boiler - Maintenance_A_Technical Potential | F10 | Industrial | Other Industrial | Existing | Space Heating | Natural Gas | Gas Boiler - Maintenance | A | Cumulative Energy Savings (MWh or mTherms) | Technical Potential | 0 | 0 | 0.045897 | 0.077318 | 0.09853 | 0.11463 | 0.1284 | 0.14002 | 0.14971 | 0.15772 | 0.16429 | 0.16964 | 0.17396 | 0.17718 | 0.17959 | 0.18136 | 0.18266 | 0.18382 | 0.18467 | 0.18536 | 0.18591 | 0.18632
F11_Industrial_Other Industrial_Existing_Space Heating_Natural Gas_Gas Boiler - Maintenance_A_Technical Potential | F11 | Industrial | Other Industrial | Existing | Space Heating | Natural Gas | Gas Boiler - Maintenance | A | Cumulative Summer Peak Savings (MW) | Technical Potential | 0 | 0 | 0 | 0 | 0 | 0 | 0 | 0 | 0 | 0 | 0 | 0 | 0 | 0 | 0 | 0 | 0 | 0 | 0 | 0 | 0 | 0
F12_Industrial_Other Industrial_Existing_Space Heating_Natural Gas_Gas Boiler - Maintenance_A_Technical Potential | F12 | Industrial | Other Industrial | Existing | Space Heating | Natural Gas | Gas Boiler - Maintenance | A | Cumulative Winter Peak Savings (MW) | Technical Potential | 0 | 0 | 0 | 0 | 0 | 0 | 0 | 0 | 0 | 0 | 0 | 0 | 0 | 0 | 0 | 0 | 0 | 0 | 0 | 0 | 0 | 0
F13_Industrial_Other Industrial_Existing_Space Heating_Natural Gas_Gas Boiler - Maintenance_A_Technical Potential | F13 | Industrial | Other Industrial | Existing | Space Heating | Natural Gas | Gas Boiler - Maintenance | A | Purchases (Incremental) | Technical Potential | 0 | 0 | 22.4596 | 15.471 | 10.5254 | 8.0559 | 6.9365 | 5.8989 | 4.9663 | 4.1466 | 3.4382 | 2.8339 | 2.3239 | 1.7787 | 1.3614 | 1.0419 | 0.79748 | 0.71963 | 0.55348 | 0.46839 | 0.38607 | 0.30645
F14_Industrial_Other Industrial_Existing_Space Heating_Natural Gas_Gas Boiler - Maintenance_A_Technical Potential | F14 | Industrial | Other Industrial | Existing | Space Heating | Natural Gas | Gas Boiler - Maintenance | A | Purchases (Cumulative) | Technical Potential | 0 | 0 | 22.4596 | 37.9306 | 48.456 | 56.5119 | 63.4484 | 69.3472 | 74.3136 | 78.4602 | 81.8984 | 84.7324 | 87.0563 | 88.835 | 90.1963 | 91.2383 | 92.0358 | 92.7554 | 93.3089 | 93.7773 | 94.1633 | 94.4698
F1_Industrial_Other Industrial_Existing_Process_Natural Gas_Gas Boiler - Maintenance_A_Technical Potential | F1 | Industrial | Other Industrial | Existing | Process | Natural Gas | Gas Boiler - Maintenance | A | Original Unit Energy Savings (kWh or therms) | Technical Potential | 0 | 0 | 1.5559 | 1.5559 | 1.5559 | 1.5559 | 1.5559 | 1.5559 | 1.5559 | 1.5559 | 1.5559 | 1.5559 | 1.5559 | 1.5559 | 1.5559 | 1.5559 | 1.5559 | 1.5559 | 1.5559 | 1.5559 | 1.5559 | 1.5559
F2_Industrial_Other Industrial_Existing_Process_Natural Gas_Gas Boiler - Maintenance_A_Technical Potential | F2 | Industrial | Other Industrial | Existing | Process | Natural Gas | Gas Boiler - Maintenance | A | Original Unit Summer Peak Savings (kW) | Technical Potential | 0 | 0 | 0 | 0 | 0 | 0 | 0 | 0 | 0 | 0 | 0 | 0 | 0 | 0 | 0 | 0 | 0 | 0 | 0 | 0 | 0 | 0
F3_Industrial_Other Industrial_Existing_Process_Natural Gas_Gas Boiler - Maintenance_A_Technical Potential | F3 | Industrial | Other Industrial | Existing | Process | Natural Gas | Gas Boiler - Maintenance | A | Original Unit Winter Peak Savings (kW) | Technical Potential | 0 | 0 | 0 | 0 | 0 | 0 | 0 | 0 | 0 | 0 | 0 | 0 | 0 | 0 | 0 | 0 | 0 | 0 | 0 | 0 | 0 | 0
F4_Industrial_Other Industrial_Existing_Process_Natural Gas_Gas Boiler - Maintenance_A_Technical Potential | F4 | Industrial | Other Industrial | Existing | Process | Natural Gas | Gas Boiler - Maintenance | A | Standalone Impact on Baseline Energy (%) | Technical Potential | 0% | 0% | 0.0263% | 0.0452% | 0.05876% | 0.06973% | 0.07966% | 0.08859% | 0.0966% | 0.1038% | 0.1102% | 0.116% | 0.1213% | 0.126% | 0.1301% | 0.134% | 0.1375% | 0.141% | 0.1443% | 0.1476% | 0.1508% | 0.154%
F5_Industrial_Other Industrial_Existing_Process_Natural Gas_Gas Boiler - Maintenance_A_Technical Potential | F5 | Industrial | Other Industrial | Existing | Process | Natural Gas | Gas Boiler - Maintenance | A | Standalone Impact on Baseline Summer Peak (%) | Technical Potential | bar: 2019 to 2040
F6_Industrial_Other Industrial_Existing_Process_Natural Gas_Gas Boiler - Maintenance_A_Technical Potential | F6 | Industrial | Other Industrial | Existing | Process | Natural Gas | Gas Boiler - Maintenance | A | Standalone Impact on Baseline Winter Peak (%) | Technical Potential | bar: 2019 to 2040
F7_Industrial_Other Industrial_Existing_Process_Natural Gas_Gas Boiler - Maintenance_A_Technical Potential | F7 | Industrial | Other Industrial | Existing | Process | Natural Gas | Gas Boiler - Maintenance | A | Incremental Energy Savings (MWh or mTherms) | Technical Potential | 0 | 0 | 0.50597 | 0.34853 | 0.23711 | 0.18148 | 0.15626 | 0.13289 | 0.11188 | 0.093415 | 0.077455 | 0.063842 | 0.052354 | 0.04007 | 0.030668 | 0.023473 | 0.017965 | 0.016212 | 0.012469 | 0.010552 | 0.0086973 | 0.0069036
F8_Industrial_Other Industrial_Existing_Process_Natural Gas_Gas Boiler - Maintenance_A_Technical Potential | F8 | Industrial | Other Industrial | Existing | Process | Natural Gas | Gas Boiler - Maintenance | A | Incremental Summer Peak Savings (MW) | Technical Potential | 0 | 0 | 0 | 0 | 0 | 0 | 0 | 0 | 0 | 0 | 0 | 0 | 0 | 0 | 0 | 0 | 0 | 0 | 0 | 0 | 0 | 0
F9_Industrial_Other Industrial_Existing_Process_Natural Gas_Gas Boiler - Maintenance_A_Technical Potential | F9 | Industrial | Other Industrial | Existing | Process | Natural Gas | Gas Boiler - Maintenance | A | Incremental Winter Peak Savings (MW) | Technical Potential | 0 | 0 | 0 | 0 | 0 | 0 | 0 | 0 | 0 | 0 | 0 | 0 | 0 | 0 | 0 | 0 | 0 | 0 | 0 | 0 | 0 | 0
F10_Industrial_Other Industrial_Existing_Process_Natural Gas_Gas Boiler - Maintenance_A_Technical Potential | F10 | Industrial | Other Industrial | Existing | Process | Natural Gas | Gas Boiler - Maintenance | A | Cumulative Energy Savings (MWh or mTherms) | Technical Potential | 0 | 0 | 0.50597 | 0.8545 | 1.0916 | 1.2731 | 1.4294 | 1.5622 | 1.6741 | 1.7675 | 1.845 | 1.9088 | 1.9612 | 2.0013 | 2.0319 | 2.0554 | 2.0734 | 2.0896 | 2.102 | 2.1126 | 2.1213 | 2.1282
F11_Industrial_Other Industrial_Existing_Process_Natural Gas_Gas Boiler - Maintenance_A_Technical Potential | F11 | Industrial | Other Industrial | Existing | Process | Natural Gas | Gas Boiler - Maintenance | A | Cumulative Summer Peak Savings (MW) | Technical Potential | 0 | 0 | 0 | 0 | 0 | 0 | 0 | 0 | 0 | 0 | 0 | 0 | 0 | 0 | 0 | 0 | 0 | 0 | 0 | 0 | 0 | 0
F12_Industrial_Other Industrial_Existing_Process_Natural Gas_Gas Boiler - Maintenance_A_Technical Potential | F12 | Industrial | Other Industrial | Existing | Process | Natural Gas | Gas Boiler - Maintenance | A | Cumulative Winter Peak Savings (MW) | Technical Potential | 0 | 0 | 0 | 0 | 0 | 0 | 0 | 0 | 0 | 0 | 0 | 0 | 0 | 0 | 0 | 0 | 0 | 0 | 0 | 0 | 0 | 0
F13_Industrial_Other Industrial_Existing_Process_Natural Gas_Gas Boiler - Maintenance_A_Technical Potential | F13 | Industrial | Other Industrial | Existing | Process | Natural Gas | Gas Boiler - Maintenance | A | Purchases (Incremental) | Technical Potential | 0 | 0 | 325.1975 | 224.0077 | 152.3996 | 116.6425 | 100.4345 | 85.4109 | 71.9084 | 60.0401 | 49.7825 | 41.0331 | 33.6489 | 25.754 | 19.7114 | 15.0866 | 11.5469 | 10.4197 | 8.0139 | 6.7819 | 5.59 | 4.4371
F14_Industrial_Other Industrial_Existing_Process_Natural Gas_Gas Boiler - Maintenance_A_Technical Potential | F14 | Industrial | Other Industrial | Existing | Process | Natural Gas | Gas Boiler - Maintenance | A | Purchases (Cumulative) | Technical Potential | 0 | 0 | 325.1975 | 549.2053 | 701.6049 | 818.2474 | 918.6819 | 1004.0928 | 1076.0012 | 1136.0412 | 1185.8237 | 1226.8568 | 1260.5057 | 1286.2597 | 1305.9711 | 1321.0577 | 1332.6045 | 1343.0242 | 1351.0381 | 1357.8201 | 1363.41 | 1367.8472
F1_Industrial_Other Industrial_Existing_Space Heating_Natural Gas_Gas Furnace - Maintenance_A_Technical Potential | F1 | Industrial | Other Industrial | Existing | Space Heating | Natural Gas | Gas Furnace - Maintenance | A | Original Unit Energy Savings (kWh or therms) | Technical Potential | 0 | 0 | 0.0093975 | 0.0093456 | 0.0092937 | 0.0092423 | 0.0091918 | 0.0091426 | 0.0090951 | 0.0090495 | 0.0090061 | 0.0089653 | 0.0089269 | 0.0088907 | 0.0088567 | 0.0088247 | 0.0087946 | 0.0087662 | 0.0087395 | 0.0087144 | 0.0086907 | 0.0086685
F2_Industrial_Other Industrial_Existing_Space Heating_Natural Gas_Gas Furnace - Maintenance_A_Technical Potential | F2 | Industrial | Other Industrial | Existing | Space Heating | Natural Gas | Gas Furnace - Maintenance | A | Original Unit Summer Peak Savings (kW) | Technical Potential | 0 | 0 | 0 | 0 | 0 | 0 | 0 | 0 | 0 | 0 | 0 | 0 | 0 | 0 | 0 | 0 | 0 | 0 | 0 | 0 | 0 | 0
F3_Industrial_Other Industrial_Existing_Space Heating_Natural Gas_Gas Furnace - Maintenance_A_Technical Potential | F3 | Industrial | Other Industrial | Existing | Space Heating | Natural Gas | Gas Furnace - Maintenance | A | Original Unit Winter Peak Savings (kW) | Technical Potential | 0 | 0 | 0 | 0 | 0 | 0 | 0 | 0 | 0 | 0 | 0 | 0 | 0 | 0 | 0 | 0 | 0 | 0 | 0 | 0 | 0 | 0
F4_Industrial_Other Industrial_Existing_Space Heating_Natural Gas_Gas Furnace - Maintenance_A_Technical Potential | F4 | Industrial | Other Industrial | Existing | Space Heating | Natural Gas | Gas Furnace - Maintenance | A | Standalone Impact on Baseline Energy (%) | Technical Potential | 0% | 0% | 0.000153% | 0.0002621% | 0.0003396% | 0.0004018% | 0.0004575% | 0.0005073% | 0.0005515% | 0.0005907% | 0.0006257% | 0.0006569% | 0.0006851% | 0.0007097% | 0.0007316% | 0.0007514% | 0.0007697% | 0.0007879% | 0.000805% | 0.0008219% | 0.0008384% | 0.0008546%
F5_Industrial_Other Industrial_Existing_Space Heating_Natural Gas_Gas Furnace - Maintenance_A_Technical Potential | F5 | Industrial | Other Industrial | Existing | Space Heating | Natural Gas | Gas Furnace - Maintenance | A | Standalone Impact on Baseline Summer Peak (%) | Technical Potential | bar: 2019 to 2040
F6_Industrial_Other Industrial_Existing_Space Heating_Natural Gas_Gas Furnace - Maintenance_A_Technical Potential | F6 | Industrial | Other Industrial | Existing | Space Heating | Natural Gas | Gas Furnace - Maintenance | A | Standalone Impact on Baseline Winter Peak (%) | Technical Potential | bar: 2019 to 2040
F7_Industrial_Other Industrial_Existing_Space Heating_Natural Gas_Gas Furnace - Maintenance_A_Technical Potential | F7 | Industrial | Other Industrial | Existing | Space Heating | Natural Gas | Gas Furnace - Maintenance | A | Incremental Energy Savings (MWh or mTherms) | Technical Potential | 0 | 0 | 0.0014251 | 0.00097623 | 0.00066047 | 0.00050271 | 0.0004305 | 0.00036414 | 0.00030498 | 0.00025337 | 0.00020907 | 0.00017155 | 0.00014007 | 0.00010677 | 8.1409e-05 | 6.2083e-05 | 4.7355e-05 | 4.2594e-05 | 3.266e-05 | 2.756e-05 | 2.2654e-05 | 1.7936e-05
F8_Industrial_Other Industrial_Existing_Space Heating_Natural Gas_Gas Furnace - Maintenance_A_Technical Potential | F8 | Industrial | Other Industrial | Existing | Space Heating | Natural Gas | Gas Furnace - Maintenance | A | Incremental Summer Peak Savings (MW) | Technical Potential | 0 | 0 | 0 | 0 | 0 | 0 | 0 | 0 | 0 | 0 | 0 | 0 | 0 | 0 | 0 | 0 | 0 | 0 | 0 | 0 | 0 | 0
F9_Industrial_Other Industrial_Existing_Space Heating_Natural Gas_Gas Furnace - Maintenance_A_Technical Potential | F9 | Industrial | Other Industrial | Existing | Space Heating | Natural Gas | Gas Furnace - Maintenance | A | Incremental Winter Peak Savings (MW) | Technical Potential | 0 | 0 | 0 | 0 | 0 | 0 | 0 | 0 | 0 | 0 | 0 | 0 | 0 | 0 | 0 | 0 | 0 | 0 | 0 | 0 | 0 | 0
F10_Industrial_Other Industrial_Existing_Space Heating_Natural Gas_Gas Furnace - Maintenance_A_Technical Potential | F10 | Industrial | Other Industrial | Existing | Space Heating | Natural Gas | Gas Furnace - Maintenance | A | Cumulative Energy Savings (MWh or mTherms) | Technical Potential | 0 | 0 | 0.0014251 | 0.0023934 | 0.0030406 | 0.0035265 | 0.0039378 | 0.0042808 | 0.0045635 | 0.004794 | 0.0049801 | 0.0051291 | 0.0052472 | 0.0053327 | 0.0053937 | 0.0054363 | 0.0054651 | 0.0054901 | 0.005506 | 0.0055178 | 0.0055254 | 0.0055292
F11_Industrial_Other Industrial_Existing_Space Heating_Natural Gas_Gas Furnace - Maintenance_A_Technical Potential | F11 | Industrial | Other Industrial | Existing | Space Heating | Natural Gas | Gas Furnace - Maintenance | A | Cumulative Summer Peak Savings (MW) | Technical Potential | 0 | 0 | 0 | 0 | 0 | 0 | 0 | 0 | 0 | 0 | 0 | 0 | 0 | 0 | 0 | 0 | 0 | 0 | 0 | 0 | 0 | 0
F12_Industrial_Other Industrial_Existing_Space Heating_Natural Gas_Gas Furnace - Maintenance_A_Technical Potential | F12 | Industrial | Other Industrial | Existing | Space Heating | Natural Gas | Gas Furnace - Maintenance | A | Cumulative Winter Peak Savings (MW) | Technical Potential | 0 | 0 | 0 | 0 | 0 | 0 | 0 | 0 | 0 | 0 | 0 | 0 | 0 | 0 | 0 | 0 | 0 | 0 | 0 | 0 | 0 | 0
F13_Industrial_Other Industrial_Existing_Space Heating_Natural Gas_Gas Furnace - Maintenance_A_Technical Potential | F13 | Industrial | Other Industrial | Existing | Space Heating | Natural Gas | Gas Furnace - Maintenance | A | Purchases (Incremental) | Technical Potential | 0 | 0 | 151.646 | 104.4592 | 71.0669 | 54.3927 | 46.8346 | 39.8288 | 33.5323 | 27.9979 | 23.2145 | 19.1345 | 15.6911 | 12.0096 | 9.1918 | 7.0352 | 5.3845 | 4.8589 | 3.7371 | 3.1625 | 2.6067 | 2.0691
F14_Industrial_Other Industrial_Existing_Space Heating_Natural Gas_Gas Furnace - Maintenance_A_Technical Potential | F14 | Industrial | Other Industrial | Existing | Space Heating | Natural Gas | Gas Furnace - Maintenance | A | Purchases (Cumulative) | Technical Potential | 0 | 0 | 151.646 | 256.1052 | 327.1721 | 381.5648 | 428.3994 | 468.2281 | 501.7604 | 529.7583 | 552.9728 | 572.1074 | 587.7985 | 599.8081 | 608.9999 | 616.0351 | 621.4196 | 626.2785 | 630.0156 | 633.1781 | 635.7848 | 637.8539
F1_Industrial_Other Industrial_Existing_Space Heating_Natural Gas_Gas Boiler - Hot Water Reset_A_Technical Potential | F1 | Industrial | Other Industrial | Existing | Space Heating | Natural Gas | Gas Boiler - Hot Water Reset | A | Original Unit Energy Savings (kWh or therms) | Technical Potential | 0 | 0 | 7.431 | 7.4124 | 7.3941 | 7.3763 | 7.3589 | 7.342 | 7.3257 | 7.3099 | 7.2947 | 7.2801 | 7.2662 | 7.2528 | 7.2402 | 7.2283 | 7.217 | 7.2065 | 7.1967 | 7.1876 | 7.1793 | 7.1717
F2_Industrial_Other Industrial_Existing_Space Heating_Natural Gas_Gas Boiler - Hot Water Reset_A_Technical Potential | F2 | Industrial | Other Industrial | Existing | Space Heating | Natural Gas | Gas Boiler - Hot Water Reset | A | Original Unit Summer Peak Savings (kW) | Technical Potential | 0 | 0 | 0 | 0 | 0 | 0 | 0 | 0 | 0 | 0 | 0 | 0 | 0 | 0 | 0 | 0 | 0 | 0 | 0 | 0 | 0 | 0
F3_Industrial_Other Industrial_Existing_Space Heating_Natural Gas_Gas Boiler - Hot Water Reset_A_Technical Potential | F3 | Industrial | Other Industrial | Existing | Space Heating | Natural Gas | Gas Boiler - Hot Water Reset | A | Original Unit Winter Peak Savings (kW) | Technical Potential | 0 | 0 | 0 | 0 | 0 | 0 | 0 | 0 | 0 | 0 | 0 | 0 | 0 | 0 | 0 | 0 | 0 | 0 | 0 | 0 | 0 | 0
F4_Industrial_Other Industrial_Existing_Space Heating_Natural Gas_Gas Boiler - Hot Water Reset_A_Technical Potential | F4 | Industrial | Other Industrial | Existing | Space Heating | Natural Gas | Gas Boiler - Hot Water Reset | A | Standalone Impact on Baseline Energy (%) | Technical Potential | 0% | 0% | 0.008708% | 0.01955% | 0.03297% | 0.04874% | 0.06691% | 0.08833% | 0.1121% | 0.1367% | 0.1605% | 0.1817% | 0.1991% | 0.2119% | 0.2211% | 0.2276% | 0.2326% | 0.2371% | 0.2414% | 0.2456% | 0.2499% | 0.2543%
F5_Industrial_Other Industrial_Existing_Space Heating_Natural Gas_Gas Boiler - Hot Water Reset_A_Technical Potential | F5 | Industrial | Other Industrial | Existing | Space Heating | Natural Gas | Gas Boiler - Hot Water Reset | A | Standalone Impact on Baseline Summer Peak (%) | Technical Potential | bar: 2019 to 2040
F6_Industrial_Other Industrial_Existing_Space Heating_Natural Gas_Gas Boiler - Hot Water Reset_A_Technical Potential | F6 | Industrial | Other Industrial | Existing | Space Heating | Natural Gas | Gas Boiler - Hot Water Reset | A | Standalone Impact on Baseline Winter Peak (%) | Technical Potential | bar: 2019 to 2040
F7_Industrial_Other Industrial_Existing_Space Heating_Natural Gas_Gas Boiler - Hot Water Reset_A_Technical Potential | F7 | Industrial | Other Industrial | Existing | Space Heating | Natural Gas | Gas Boiler - Hot Water Reset | A | Incremental Energy Savings (MWh or mTherms) | Technical Potential | 0 | 0 | 0.08111 | 0.097628 | 0.11712 | 0.13329 | 0.14906 | 0.17087 | 0.18381 | 0.18414 | 0.17018 | 0.14348 | 0.1089 | 0.070703 | 0.040275 | 0.019026 | 0.0078983 | 0.0028185 | 0.00086401 | 0.00018484 | 2.9823e-05 | 3.5144e-06
F8_Industrial_Other Industrial_Existing_Space Heating_Natural Gas_Gas Boiler - Hot Water Reset_A_Technical Potential | F8 | Industrial | Other Industrial | Existing | Space Heating | Natural Gas | Gas Boiler - Hot Water Reset | A | Incremental Summer Peak Savings (MW) | Technical Potential | 0 | 0 | 0 | 0 | 0 | 0 | 0 | 0 | 0 | 0 | 0 | 0 | 0 | 0 | 0 | 0 | 0 | 0 | 0 | 0 | 0 | 0
F9_Industrial_Other Industrial_Existing_Space Heating_Natural Gas_Gas Boiler - Hot Water Reset_A_Technical Potential | F9 | Industrial | Other Industrial | Existing | Space Heating | Natural Gas | Gas Boiler - Hot Water Reset | A | Incremental Winter Peak Savings (MW) | Technical Potential | 0 | 0 | 0 | 0 | 0 | 0 | 0 | 0 | 0 | 0 | 0 | 0 | 0 | 0 | 0 | 0 | 0 | 0 | 0 | 0 | 0 | 0
F10_Industrial_Other Industrial_Existing_Space Heating_Natural Gas_Gas Boiler - Hot Water Reset_A_Technical Potential | F10 | Industrial | Other Industrial | Existing | Space Heating | Natural Gas | Gas Boiler - Hot Water Reset | A | Cumulative Energy Savings (MWh or mTherms) | Technical Potential | 0 | 0 | 0.08111 | 0.17853 | 0.29521 | 0.42779 | 0.57584 | 0.7454 | 0.92755 | 1.1097 | 1.2776 | 1.4185 | 1.5247 | 1.5926 | 1.6301 | 1.6464 | 1.6517 | 1.6522 | 1.6508 | 1.6489 | 1.647 | 1.6453
F11_Industrial_Other Industrial_Existing_Space Heating_Natural Gas_Gas Boiler - Hot Water Reset_A_Technical Potential | F11 | Industrial | Other Industrial | Existing | Space Heating | Natural Gas | Gas Boiler - Hot Water Reset | A | Cumulative Summer Peak Savings (MW) | Technical Potential | 0 | 0 | 0 | 0 | 0 | 0 | 0 | 0 | 0 | 0 | 0 | 0 | 0 | 0 | 0 | 0 | 0 | 0 | 0 | 0 | 0 | 0
F12_Industrial_Other Industrial_Existing_Space Heating_Natural Gas_Gas Boiler - Hot Water Reset_A_Technical Potential | F12 | Industrial | Other Industrial | Existing | Space Heating | Natural Gas | Gas Boiler - Hot Water Reset | A | Cumulative Winter Peak Savings (MW) | Technical Potential | 0 | 0 | 0 | 0 | 0 | 0 | 0 | 0 | 0 | 0 | 0 | 0 | 0 | 0 | 0 | 0 | 0 | 0 | 0 | 0 | 0 | 0
F13_Industrial_Other Industrial_Existing_Space Heating_Natural Gas_Gas Boiler - Hot Water Reset_A_Technical Potential | F13 | Industrial | Other Industrial | Existing | Space Heating | Natural Gas | Gas Boiler - Hot Water Reset | A | Purchases (Incremental) | Technical Potential | 0 | 0 | 10.9151 | 13.1709 | 15.8395 | 18.0701 | 20.2559 | 23.2733 | 25.0909 | 25.1902 | 23.3295 | 19.7079 | 14.9879 | 9.7483 | 5.5627 | 2.6322 | 1.0944 | 0.3911 | 0.12006 | 0.025716 | 0.0041541 | 0.00049003
F14_Industrial_Other Industrial_Existing_Space Heating_Natural Gas_Gas Boiler - Hot Water Reset_A_Technical Potential | F14 | Industrial | Other Industrial | Existing | Space Heating | Natural Gas | Gas Boiler - Hot Water Reset | A | Purchases (Cumulative) | Technical Potential | 0 | 0 | 10.9151 | 24.086 | 39.9255 | 57.9956 | 78.2515 | 101.5248 | 126.6157 | 151.8059 | 175.1354 | 194.8433 | 209.8312 | 219.5795 | 225.1422 | 227.7743 | 228.8687 | 229.2598 | 229.3799 | 229.4056 | 229.4098 | 229.4103
F1_Industrial_Other Industrial_Existing_Process_Natural Gas_Gas Boiler - Hot Water Reset_A_Technical Potential | F1 | Industrial | Other Industrial | Existing | Process | Natural Gas | Gas Boiler - Hot Water Reset | A | Original Unit Energy Savings (kWh or therms) | Technical Potential | 0 | 0 | 2.8289 | 2.8289 | 2.8289 | 2.8289 | 2.8289 | 2.8289 | 2.8289 | 2.8289 | 2.8289 | 2.8289 | 2.8289 | 2.8289 | 2.8289 | 2.8289 | 2.8289 | 2.8289 | 2.8289 | 2.8289 | 2.8289 | 2.8289
F2_Industrial_Other Industrial_Existing_Process_Natural Gas_Gas Boiler - Hot Water Reset_A_Technical Potential | F2 | Industrial | Other Industrial | Existing | Process | Natural Gas | Gas Boiler - Hot Water Reset | A | Original Unit Summer Peak Savings (kW) | Technical Potential | 0 | 0 | 0 | 0 | 0 | 0 | 0 | 0 | 0 | 0 | 0 | 0 | 0 | 0 | 0 | 0 | 0 | 0 | 0 | 0 | 0 | 0
F3_Industrial_Other Industrial_Existing_Process_Natural Gas_Gas Boiler - Hot Water Reset_A_Technical Potential | F3 | Industrial | Other Industrial | Existing | Process | Natural Gas | Gas Boiler - Hot Water Reset | A | Original Unit Winter Peak Savings (kW) | Technical Potential | 0 | 0 | 0 | 0 | 0 | 0 | 0 | 0 | 0 | 0 | 0 | 0 | 0 | 0 | 0 | 0 | 0 | 0 | 0 | 0 | 0 | 0
F4_Industrial_Other Industrial_Existing_Process_Natural Gas_Gas Boiler - Hot Water Reset_A_Technical Potential | F4 | Industrial | Other Industrial | Existing | Process | Natural Gas | Gas Boiler - Hot Water Reset | A | Standalone Impact on Baseline Energy (%) | Technical Potential | 0% | 0% | 0.02324% | 0.05219% | 0.08802% | 0.1301% | 0.1786% | 0.2358% | 0.2993% | 0.3651% | 0.4286% | 0.4852% | 0.5317% | 0.5661% | 0.5907% | 0.6081% | 0.6217% | 0.6337% | 0.6451% | 0.6565% | 0.6681% | 0.6798%
F5_Industrial_Other Industrial_Existing_Process_Natural Gas_Gas Boiler - Hot Water Reset_A_Technical Potential | F5 | Industrial | Other Industrial | Existing | Process | Natural Gas | Gas Boiler - Hot Water Reset | A | Standalone Impact on Baseline Summer Peak (%) | Technical Potential | bar: 2019 to 2040
F6_Industrial_Other Industrial_Existing_Process_Natural Gas_Gas Boiler - Hot Water Reset_A_Technical Potential | F6 | Industrial | Other Industrial | Existing | Process | Natural Gas | Gas Boiler - Hot Water Reset | A | Standalone Impact on Baseline Winter Peak (%) | Technical Potential | bar: 2019 to 2040
F7_Industrial_Other Industrial_Existing_Process_Natural Gas_Gas Boiler - Hot Water Reset_A_Technical Potential | F7 | Industrial | Other Industrial | Existing | Process | Natural Gas | Gas Boiler - Hot Water Reset | A | Incremental Energy Savings (MWh or mTherms) | Technical Potential | 0 | 0 | 0.44708 | 0.53948 | 0.64878 | 0.74015 | 0.82968 | 0.95327 | 1.0277 | 1.0318 | 0.95557 | 0.80723 | 0.6139 | 0.39929 | 0.22785 | 0.10781 | 0.044826 | 0.016019 | 0.0049175 | 0.0010533 | 0.00017015 | 2.0072e-05
F8_Industrial_Other Industrial_Existing_Process_Natural Gas_Gas Boiler - Hot Water Reset_A_Technical Potential | F8 | Industrial | Other Industrial | Existing | Process | Natural Gas | Gas Boiler - Hot Water Reset | A | Incremental Summer Peak Savings (MW) | Technical Potential | 0 | 0 | 0 | 0 | 0 | 0 | 0 | 0 | 0 | 0 | 0 | 0 | 0 | 0 | 0 | 0 | 0 | 0 | 0 | 0 | 0 | 0
F9_Industrial_Other Industrial_Existing_Process_Natural Gas_Gas Boiler - Hot Water Reset_A_Technical Potential | F9 | Industrial | Other Industrial | Existing | Process | Natural Gas | Gas Boiler - Hot Water Reset | A | Incremental Winter Peak Savings (MW) | Technical Potential | 0 | 0 | 0 | 0 | 0 | 0 | 0 | 0 | 0 | 0 | 0 | 0 | 0 | 0 | 0 | 0 | 0 | 0 | 0 | 0 | 0 | 0
F10_Industrial_Other Industrial_Existing_Process_Natural Gas_Gas Boiler - Hot Water Reset_A_Technical Potential | F10 | Industrial | Other Industrial | Existing | Process | Natural Gas | Gas Boiler - Hot Water Reset | A | Cumulative Energy Savings (MWh or mTherms) | Technical Potential | 0 | 0 | 0.44708 | 0.98656 | 1.6353 | 2.3755 | 3.2052 | 4.1584 | 5.1861 | 6.2179 | 7.1735 | 7.9807 | 8.5946 | 8.9939 | 9.2218 | 9.3296 | 9.3744 | 9.3904 | 9.3953 | 9.3964 | 9.3966 | 9.3966
F11_Industrial_Other Industrial_Existing_Process_Natural Gas_Gas Boiler - Hot Water Reset_A_Technical Potential | F11 | Industrial | Other Industrial | Existing | Process | Natural Gas | Gas Boiler - Hot Water Reset | A | Cumulative Summer Peak Savings (MW) | Technical Potential | 0 | 0 | 0 | 0 | 0 | 0 | 0 | 0 | 0 | 0 | 0 | 0 | 0 | 0 | 0 | 0 | 0 | 0 | 0 | 0 | 0 | 0
F12_Industrial_Other Industrial_Existing_Process_Natural Gas_Gas Boiler - Hot Water Reset_A_Technical Potential | F12 | Industrial | Other Industrial | Existing | Process | Natural Gas | Gas Boiler - Hot Water Reset | A | Cumulative Winter Peak Savings (MW) | Technical Potential | 0 | 0 | 0 | 0 | 0 | 0 | 0 | 0 | 0 | 0 | 0 | 0 | 0 | 0 | 0 | 0 | 0 | 0 | 0 | 0 | 0 | 0
F13_Industrial_Other Industrial_Existing_Process_Natural Gas_Gas Boiler - Hot Water Reset_A_Technical Potential | F13 | Industrial | Other Industrial | Existing | Process | Natural Gas | Gas Boiler - Hot Water Reset | A | Purchases (Incremental) | Technical Potential | 0 | 0 | 158.0419 | 190.7045 | 229.343 | 261.6408 | 293.2891 | 336.9783 | 363.2968 | 364.7345 | 337.7923 | 285.3549 | 217.0124 | 141.1472 | 80.5434 | 38.1115 | 15.8461 | 5.6629 | 1.7383 | 0.37234 | 0.060148 | 0.0070953
F14_Industrial_Other Industrial_Existing_Process_Natural Gas_Gas Boiler - Hot Water Reset_A_Technical Potential | F14 | Industrial | Other Industrial | Existing | Process | Natural Gas | Gas Boiler - Hot Water Reset | A | Purchases (Cumulative) | Technical Potential | 0 | 0 | 158.0419 | 348.7464 | 578.0893 | 839.7302 | 1133.0193 | 1469.9976 | 1833.2944 | 2198.0289 | 2535.8212 | 2821.176 | 3038.1884 | 3179.3356 | 3259.879 | 3297.9905 | 3313.8366 | 3319.4995 | 3321.2378 | 3321.6101 | 3321.6703 | 3321.6774
F1_Industrial_Other Industrial_Existing_Space Heating_Natural Gas_Steam Trap Maintenance_A_Technical Potential | F1 | Industrial | Other Industrial | Existing | Space Heating | Natural Gas | Steam Trap Maintenance | A | Original Unit Energy Savings (kWh or therms) | Technical Potential | 0 | 0 | 2.6252 | 2.6186 | 2.6122 | 2.6059 | 2.5997 | 2.5938 | 2.588 | 2.5824 | 2.5771 | 2.5719 | 2.567 | 2.5623 | 2.5578 | 2.5536 | 2.5496 | 2.5459 | 2.5424 | 2.5392 | 2.5363 | 2.5336
F2_Industrial_Other Industrial_Existing_Space Heating_Natural Gas_Steam Trap Maintenance_A_Technical Potential | F2 | Industrial | Other Industrial | Existing | Space Heating | Natural Gas | Steam Trap Maintenance | A | Original Unit Summer Peak Savings (kW) | Technical Potential | 0 | 0 | 0 | 0 | 0 | 0 | 0 | 0 | 0 | 0 | 0 | 0 | 0 | 0 | 0 | 0 | 0 | 0 | 0 | 0 | 0 | 0
F3_Industrial_Other Industrial_Existing_Space Heating_Natural Gas_Steam Trap Maintenance_A_Technical Potential | F3 | Industrial | Other Industrial | Existing | Space Heating | Natural Gas | Steam Trap Maintenance | A | Original Unit Winter Peak Savings (kW) | Technical Potential | 0 | 0 | 0 | 0 | 0 | 0 | 0 | 0 | 0 | 0 | 0 | 0 | 0 | 0 | 0 | 0 | 0 | 0 | 0 | 0 | 0 | 0
F4_Industrial_Other Industrial_Existing_Space Heating_Natural Gas_Steam Trap Maintenance_A_Technical Potential | F4 | Industrial | Other Industrial | Existing | Space Heating | Natural Gas | Steam Trap Maintenance | A | Standalone Impact on Baseline Energy (%) | Technical Potential | 0% | 0% | 0.001717% | 0.003464% | 0.005241% | 0.007049% | 0.008889% | 0.01076% | 0.01267% | 0.0146% | 0.01658% | 0.01858% | 0.02062% | 0.0227% | 0.02481% | 0.02695% | 0.02914% | 0.03136% | 0.03362% | 0.03592% | 0.03826% | 0.04065%
F5_Industrial_Other Industrial_Existing_Space Heating_Natural Gas_Steam Trap Maintenance_A_Technical Potential | F5 | Industrial | Other Industrial | Existing | Space Heating | Natural Gas | Steam Trap Maintenance | A | Standalone Impact on Baseline Summer Peak (%) | Technical Potential | bar: 2019 to 2040
F6_Industrial_Other Industrial_Existing_Space Heating_Natural Gas_Steam Trap Maintenance_A_Technical Potential | F6 | Industrial | Other Industrial | Existing | Space Heating | Natural Gas | Steam Trap Maintenance | A | Standalone Impact on Baseline Winter Peak (%) | Technical Potential | bar: 2019 to 2040
F7_Industrial_Other Industrial_Existing_Space Heating_Natural Gas_Steam Trap Maintenance_A_Technical Potential | F7 | Industrial | Other Industrial | Existing | Space Heating | Natural Gas | Steam Trap Maintenance | A | Incremental Energy Savings (MWh or mTherms) | Technical Potential | 0 | 0 | 0.015993 | 0.015678 | 0.01537 | 0.015068 | 0.014774 | 0.014486 | 0.014204 | 0.013929 | 0.013661 | 0.013398 | 0.013142 | 0.012892 | 0.012647 | 0.012409 | 0.012176 | 0.011949 | 0.011727 | 0.01151 | 0.011298 | 0.011092
F8_Industrial_Other Industrial_Existing_Space Heating_Natural Gas_Steam Trap Maintenance_A_Technical Potential | F8 | Industrial | Other Industrial | Existing | Space Heating | Natural Gas | Steam Trap Maintenance | A | Incremental Summer Peak Savings (MW) | Technical Potential | 0 | 0 | 0 | 0 | 0 | 0 | 0 | 0 | 0 | 0 | 0 | 0 | 0 | 0 | 0 | 0 | 0 | 0 | 0 | 0 | 0 | 0
F9_Industrial_Other Industrial_Existing_Space Heating_Natural Gas_Steam Trap Maintenance_A_Technical Potential | F9 | Industrial | Other Industrial | Existing | Space Heating | Natural Gas | Steam Trap Maintenance | A | Incremental Winter Peak Savings (MW) | Technical Potential | 0 | 0 | 0 | 0 | 0 | 0 | 0 | 0 | 0 | 0 | 0 | 0 | 0 | 0 | 0 | 0 | 0 | 0 | 0 | 0 | 0 | 0
F10_Industrial_Other Industrial_Existing_Space Heating_Natural Gas_Steam Trap Maintenance_A_Technical Potential | F10 | Industrial | Other Industrial | Existing | Space Heating | Natural Gas | Steam Trap Maintenance | A | Cumulative Energy Savings (MWh or mTherms) | Technical Potential | 0 | 0 | 0.015993 | 0.031631 | 0.046923 | 0.061878 | 0.076506 | 0.090816 | 0.10482 | 0.11852 | 0.13194 | 0.14507 | 0.15793 | 0.17054 | 0.18289 | 0.19499 | 0.20687 | 0.21851 | 0.22994 | 0.24116 | 0.25218 | 0.26301
F11_Industrial_Other Industrial_Existing_Space Heating_Natural Gas_Steam Trap Maintenance_A_Technical Potential | F11 | Industrial | Other Industrial | Existing | Space Heating | Natural Gas | Steam Trap Maintenance | A | Cumulative Summer Peak Savings (MW) | Technical Potential | 0 | 0 | 0 | 0 | 0 | 0 | 0 | 0 | 0 | 0 | 0 | 0 | 0 | 0 | 0 | 0 | 0 | 0 | 0 | 0 | 0 | 0
F12_Industrial_Other Industrial_Existing_Space Heating_Natural Gas_Steam Trap Maintenance_A_Technical Potential | F12 | Industrial | Other Industrial | Existing | Space Heating | Natural Gas | Steam Trap Maintenance | A | Cumulative Winter Peak Savings (MW) | Technical Potential | 0 | 0 | 0 | 0 | 0 | 0 | 0 | 0 | 0 | 0 | 0 | 0 | 0 | 0 | 0 | 0 | 0 | 0 | 0 | 0 | 0 | 0
F13_Industrial_Other Industrial_Existing_Space Heating_Natural Gas_Steam Trap Maintenance_A_Technical Potential | F13 | Industrial | Other Industrial | Existing | Space Heating | Natural Gas | Steam Trap Maintenance | A | Purchases (Incremental) | Technical Potential | 0 | 0 | 6.0921 | 5.9871 | 5.8839 | 5.7824 | 5.6827 | 5.5848 | 5.4885 | 5.3938 | 5.3008 | 5.2095 | 5.1196 | 5.0314 | 4.9446 | 4.8594 | 4.7756 | 4.6932 | 4.6123 | 4.5328 | 4.4547 | 4.3778
F14_Industrial_Other Industrial_Existing_Space Heating_Natural Gas_Steam Trap Maintenance_A_Technical Potential | F14 | Industrial | Other Industrial | Existing | Space Heating | Natural Gas | Steam Trap Maintenance | A | Purchases (Cumulative) | Technical Potential | 0 | 0 | 6.0921 | 12.0793 | 17.9631 | 23.7456 | 29.4283 | 35.0131 | 40.5015 | 45.8954 | 51.1962 | 56.4057 | 61.5253 | 66.5567 | 71.5013 | 76.3607 | 81.1363 | 85.8295 | 90.4418 | 94.9746 | 99.4293 | 103.8071
F1_Industrial_Other Industrial_Existing_Process_Natural Gas_Steam Trap Maintenance_A_Technical Potential | F1 | Industrial | Other Industrial | Existing | Process | Natural Gas | Steam Trap Maintenance | A | Original Unit Energy Savings (kWh or therms) | Technical Potential | 0 | 0 | 1.9988 | 1.9988 | 1.9988 | 1.9988 | 1.9988 | 1.9988 | 1.9988 | 1.9988 | 1.9988 | 1.9988 | 1.9988 | 1.9988 | 1.9988 | 1.9988 | 1.9988 | 1.9988 | 1.9988 | 1.9988 | 1.9988 | 1.9988
F2_Industrial_Other Industrial_Existing_Process_Natural Gas_Steam Trap Maintenance_A_Technical Potential | F2 | Industrial | Other Industrial | Existing | Process | Natural Gas | Steam Trap Maintenance | A | Original Unit Summer Peak Savings (kW) | Technical Potential | 0 | 0 | 0 | 0 | 0 | 0 | 0 | 0 | 0 | 0 | 0 | 0 | 0 | 0 | 0 | 0 | 0 | 0 | 0 | 0 | 0 | 0
F3_Industrial_Other Industrial_Existing_Process_Natural Gas_Steam Trap Maintenance_A_Technical Potential | F3 | Industrial | Other Industrial | Existing | Process | Natural Gas | Steam Trap Maintenance | A | Original Unit Winter Peak Savings (kW) | Technical Potential | 0 | 0 | 0 | 0 | 0 | 0 | 0 | 0 | 0 | 0 | 0 | 0 | 0 | 0 | 0 | 0 | 0 | 0 | 0 | 0 | 0 | 0
F4_Industrial_Other Industrial_Existing_Process_Natural Gas_Steam Trap Maintenance_A_Technical Potential | F4 | Industrial | Other Industrial | Existing | Process | Natural Gas | Steam Trap Maintenance | A | Standalone Impact on Baseline Energy (%) | Technical Potential | 0% | 0% | 0.009166% | 0.01849% | 0.02798% | 0.03764% | 0.04746% | 0.05746% | 0.06764% | 0.07799% | 0.08852% | 0.09924% | 0.1101% | 0.1212% | 0.1325% | 0.144% | 0.1557% | 0.1676% | 0.1797% | 0.192% | 0.2046% | 0.2173%
F5_Industrial_Other Industrial_Existing_Process_Natural Gas_Steam Trap Maintenance_A_Technical Potential | F5 | Industrial | Other Industrial | Existing | Process | Natural Gas | Steam Trap Maintenance | A | Standalone Impact on Baseline Summer Peak (%) | Technical Potential | bar: 2019 to 2040
F6_Industrial_Other Industrial_Existing_Process_Natural Gas_Steam Trap Maintenance_A_Technical Potential | F6 | Industrial | Other Industrial | Existing | Process | Natural Gas | Steam Trap Maintenance | A | Standalone Impact on Baseline Winter Peak (%) | Technical Potential | bar: 2019 to 2040
F7_Industrial_Other Industrial_Existing_Process_Natural Gas_Steam Trap Maintenance_A_Technical Potential | F7 | Industrial | Other Industrial | Existing | Process | Natural Gas | Steam Trap Maintenance | A | Incremental Energy Savings (MWh or mTherms) | Technical Potential | 0 | 0 | 0.17631 | 0.17327 | 0.17028 | 0.16735 | 0.16446 | 0.16163 | 0.15884 | 0.1561 | 0.15341 | 0.15076 | 0.14816 | 0.14561 | 0.1431 | 0.14063 | 0.13821 | 0.13582 | 0.13348 | 0.13118 | 0.12892 | 0.1267
F8_Industrial_Other Industrial_Existing_Process_Natural Gas_Steam Trap Maintenance_A_Technical Potential | F8 | Industrial | Other Industrial | Existing | Process | Natural Gas | Steam Trap Maintenance | A | Incremental Summer Peak Savings (MW) | Technical Potential | 0 | 0 | 0 | 0 | 0 | 0 | 0 | 0 | 0 | 0 | 0 | 0 | 0 | 0 | 0 | 0 | 0 | 0 | 0 | 0 | 0 | 0
F9_Industrial_Other Industrial_Existing_Process_Natural Gas_Steam Trap Maintenance_A_Technical Potential | F9 | Industrial | Other Industrial | Existing | Process | Natural Gas | Steam Trap Maintenance | A | Incremental Winter Peak Savings (MW) | Technical Potential | 0 | 0 | 0 | 0 | 0 | 0 | 0 | 0 | 0 | 0 | 0 | 0 | 0 | 0 | 0 | 0 | 0 | 0 | 0 | 0 | 0 | 0
F10_Industrial_Other Industrial_Existing_Process_Natural Gas_Steam Trap Maintenance_A_Technical Potential | F10 | Industrial | Other Industrial | Existing | Process | Natural Gas | Steam Trap Maintenance | A | Cumulative Energy Savings (MWh or mTherms) | Technical Potential | 0 | 0 | 0.17631 | 0.34958 | 0.51986 | 0.68721 | 0.85167 | 1.0133 | 1.1721 | 1.3282 | 1.4816 | 1.6324 | 1.7806 | 1.9262 | 2.0693 | 2.2099 | 2.3481 | 2.4839 | 2.6174 | 2.7486 | 2.8775 | 3.0042
F11_Industrial_Other Industrial_Existing_Process_Natural Gas_Steam Trap Maintenance_A_Technical Potential | F11 | Industrial | Other Industrial | Existing | Process | Natural Gas | Steam Trap Maintenance | A | Cumulative Summer Peak Savings (MW) | Technical Potential | 0 | 0 | 0 | 0 | 0 | 0 | 0 | 0 | 0 | 0 | 0 | 0 | 0 | 0 | 0 | 0 | 0 | 0 | 0 | 0 | 0 | 0
F12_Industrial_Other Industrial_Existing_Process_Natural Gas_Steam Trap Maintenance_A_Technical Potential | F12 | Industrial | Other Industrial | Existing | Process | Natural Gas | Steam Trap Maintenance | A | Cumulative Winter Peak Savings (MW) | Technical Potential | 0 | 0 | 0 | 0 | 0 | 0 | 0 | 0 | 0 | 0 | 0 | 0 | 0 | 0 | 0 | 0 | 0 | 0 | 0 | 0 | 0 | 0
F13_Industrial_Other Industrial_Existing_Process_Natural Gas_Steam Trap Maintenance_A_Technical Potential | F13 | Industrial | Other Industrial | Existing | Process | Natural Gas | Steam Trap Maintenance | A | Purchases (Incremental) | Technical Potential | 0 | 0 | 88.2094 | 86.6886 | 85.1939 | 83.7251 | 82.2815 | 80.8629 | 79.4687 | 78.0985 | 76.752 | 75.4287 | 74.1282 | 72.8501 | 71.5941 | 70.3597 | 69.1466 | 67.9544 | 66.7828 | 65.6314 | 64.4998 | 63.3877
F14_Industrial_Other Industrial_Existing_Process_Natural Gas_Steam Trap Maintenance_A_Technical Potential | F14 | Industrial | Other Industrial | Existing | Process | Natural Gas | Steam Trap Maintenance | A | Purchases (Cumulative) | Technical Potential | 0 | 0 | 88.2094 | 174.898 | 260.0919 | 343.817 | 426.0985 | 506.9614 | 586.4301 | 664.5286 | 741.2807 | 816.7094 | 890.8376 | 963.6877 | 1035.2818 | 1105.6416 | 1174.7882 | 1242.7426 | 1309.5255 | 1375.1568 | 1439.6567 | 1503.0444
F1_Industrial_Other Industrial_Existing_Space Heating_Natural Gas_Gas Boiler - High Turndown_A_Technical Potential | F1 | Industrial | Other Industrial | Existing | Space Heating | Natural Gas | Gas Boiler - High Turndown | A | Original Unit Energy Savings (kWh or therms) | Technical Potential | 0 | 0 | 2.7866 | 2.7796 | 2.7728 | 2.7661 | 2.7596 | 2.7533 | 2.7471 | 2.7412 | 2.7355 | 2.73 | 2.7248 | 2.7198 | 2.7151 | 2.7106 | 2.7064 | 2.7024 | 2.6988 | 2.6954 | 2.6922 | 2.6894
F2_Industrial_Other Industrial_Existing_Space Heating_Natural Gas_Gas Boiler - High Turndown_A_Technical Potential | F2 | Industrial | Other Industrial | Existing | Space Heating | Natural Gas | Gas Boiler - High Turndown | A | Original Unit Summer Peak Savings (kW) | Technical Potential | 0 | 0 | 0 | 0 | 0 | 0 | 0 | 0 | 0 | 0 | 0 | 0 | 0 | 0 | 0 | 0 | 0 | 0 | 0 | 0 | 0 | 0
F3_Industrial_Other Industrial_Existing_Space Heating_Natural Gas_Gas Boiler - High Turndown_A_Technical Potential | F3 | Industrial | Other Industrial | Existing | Space Heating | Natural Gas | Gas Boiler - High Turndown | A | Original Unit Winter Peak Savings (kW) | Technical Potential | 0 | 0 | 0 | 0 | 0 | 0 | 0 | 0 | 0 | 0 | 0 | 0 | 0 | 0 | 0 | 0 | 0 | 0 | 0 | 0 | 0 | 0
F4_Industrial_Other Industrial_Existing_Space Heating_Natural Gas_Gas Boiler - High Turndown_A_Technical Potential | F4 | Industrial | Other Industrial | Existing | Space Heating | Natural Gas | Gas Boiler - High Turndown | A | Standalone Impact on Baseline Energy (%) | Technical Potential | 0% | 0% | 0.004984% | 0.01005% | 0.01521% | 0.02046% | 0.0258% | 0.03074% | 0.03486% | 0.03834% | 0.04131% | 0.04386% | 0.0461% | 0.04807% | 0.04985% | 0.05147% | 0.05297% | 0.05437% | 0.05532% | 0.05629% | 0.05727% | 0.05828%
F5_Industrial_Other Industrial_Existing_Space Heating_Natural Gas_Gas Boiler - High Turndown_A_Technical Potential | F5 | Industrial | Other Industrial | Existing | Space Heating | Natural Gas | Gas Boiler - High Turndown | A | Standalone Impact on Baseline Summer Peak (%) | Technical Potential | bar: 2019 to 2040
F6_Industrial_Other Industrial_Existing_Space Heating_Natural Gas_Gas Boiler - High Turndown_A_Technical Potential | F6 | Industrial | Other Industrial | Existing | Space Heating | Natural Gas | Gas Boiler - High Turndown | A | Standalone Impact on Baseline Winter Peak (%) | Technical Potential | bar: 2019 to 2040
F7_Industrial_Other Industrial_Existing_Space Heating_Natural Gas_Gas Boiler - High Turndown_A_Technical Potential | F7 | Industrial | Other Industrial | Existing | Space Heating | Natural Gas | Gas Boiler - High Turndown | A | Incremental Energy Savings (MWh or mTherms) | Technical Potential | 0 | 0 | 0.04642 | 0.045505 | 0.044611 | 0.043736 | 0.04288 | 0.03784 | 0.029684 | 0.023287 | 0.018271 | 0.014336 | 0.011249 | 0.008828 | 0.0069286 | 0.0054383 | 0.004269 | 0.0033514 | 2.2434e-05 | 7.8642e-06 | 2.6317e-06 | 8.4248e-07
F8_Industrial_Other Industrial_Existing_Space Heating_Natural Gas_Gas Boiler - High Turndown_A_Technical Potential | F8 | Industrial | Other Industrial | Existing | Space Heating | Natural Gas | Gas Boiler - High Turndown | A | Incremental Summer Peak Savings (MW) | Technical Potential | 0 | 0 | 0 | 0 | 0 | 0 | 0 | 0 | 0 | 0 | 0 | 0 | 0 | 0 | 0 | 0 | 0 | 0 | 0 | 0 | 0 | 0
F9_Industrial_Other Industrial_Existing_Space Heating_Natural Gas_Gas Boiler - High Turndown_A_Technical Potential | F9 | Industrial | Other Industrial | Existing | Space Heating | Natural Gas | Gas Boiler - High Turndown | A | Incremental Winter Peak Savings (MW) | Technical Potential | 0 | 0 | 0 | 0 | 0 | 0 | 0 | 0 | 0 | 0 | 0 | 0 | 0 | 0 | 0 | 0 | 0 | 0 | 0 | 0 | 0 | 0
F10_Industrial_Other Industrial_Existing_Space Heating_Natural Gas_Gas Boiler - High Turndown_A_Technical Potential | F10 | Industrial | Other Industrial | Existing | Space Heating | Natural Gas | Gas Boiler - High Turndown | A | Cumulative Energy Savings (MWh or mTherms) | Technical Potential | 0 | 0 | 0.04642 | 0.091809 | 0.13619 | 0.1796 | 0.22206 | 0.25939 | 0.28849 | 0.31116 | 0.32878 | 0.34246 | 0.35306 | 0.36124 | 0.36754 | 0.37237 | 0.37606 | 0.37886 | 0.37837 | 0.3779 | 0.37746 | 0.37707
F11_Industrial_Other Industrial_Existing_Space Heating_Natural Gas_Gas Boiler - High Turndown_A_Technical Potential | F11 | Industrial | Other Industrial | Existing | Space Heating | Natural Gas | Gas Boiler - High Turndown | A | Cumulative Summer Peak Savings (MW) | Technical Potential | 0 | 0 | 0 | 0 | 0 | 0 | 0 | 0 | 0 | 0 | 0 | 0 | 0 | 0 | 0 | 0 | 0 | 0 | 0 | 0 | 0 | 0
F12_Industrial_Other Industrial_Existing_Space Heating_Natural Gas_Gas Boiler - High Turndown_A_Technical Potential | F12 | Industrial | Other Industrial | Existing | Space Heating | Natural Gas | Gas Boiler - High Turndown | A | Cumulative Winter Peak Savings (MW) | Technical Potential | 0 | 0 | 0 | 0 | 0 | 0 | 0 | 0 | 0 | 0 | 0 | 0 | 0 | 0 | 0 | 0 | 0 | 0 | 0 | 0 | 0 | 0
F13_Industrial_Other Industrial_Existing_Space Heating_Natural Gas_Gas Boiler - High Turndown_A_Technical Potential | F13 | Industrial | Other Industrial | Existing | Space Heating | Natural Gas | Gas Boiler - High Turndown | A | Purchases (Incremental) | Technical Potential | 0 | 0 | 16.6582 | 16.3709 | 16.0887 | 15.8113 | 15.5387 | 13.7437 | 10.8054 | 8.4953 | 6.679 | 5.2511 | 4.1285 | 3.2458 | 2.5519 | 2.0063 | 1.5774 | 1.2401 | 0.0083129 | 0.0029177 | 0.00097752 | 0.00031326
F14_Industrial_Other Industrial_Existing_Space Heating_Natural Gas_Gas Boiler - High Turndown_A_Technical Potential | F14 | Industrial | Other Industrial | Existing | Space Heating | Natural Gas | Gas Boiler - High Turndown | A | Purchases (Cumulative) | Technical Potential | 0 | 0 | 16.6582 | 33.0291 | 49.1178 | 64.9291 | 80.4678 | 94.2114 | 105.0168 | 113.5121 | 120.1912 | 125.4423 | 129.5707 | 132.8165 | 135.3684 | 137.3747 | 138.9521 | 140.1923 | 140.2006 | 140.2035 | 140.2045 | 140.2048
F1_Industrial_Other Industrial_Existing_Process_Natural Gas_Gas Boiler - High Turndown_A_Technical Potential | F1 | Industrial | Other Industrial | Existing | Process | Natural Gas | Gas Boiler - High Turndown | A | Original Unit Energy Savings (kWh or therms) | Technical Potential | 0 | 0 | 2.1216 | 2.1216 | 2.1216 | 2.1216 | 2.1216 | 2.1216 | 2.1216 | 2.1216 | 2.1216 | 2.1216 | 2.1216 | 2.1216 | 2.1216 | 2.1216 | 2.1216 | 2.1216 | 2.1216 | 2.1216 | 2.1216 | 2.1216
F2_Industrial_Other Industrial_Existing_Process_Natural Gas_Gas Boiler - High Turndown_A_Technical Potential | F2 | Industrial | Other Industrial | Existing | Process | Natural Gas | Gas Boiler - High Turndown | A | Original Unit Summer Peak Savings (kW) | Technical Potential | 0 | 0 | 0 | 0 | 0 | 0 | 0 | 0 | 0 | 0 | 0 | 0 | 0 | 0 | 0 | 0 | 0 | 0 | 0 | 0 | 0 | 0
F3_Industrial_Other Industrial_Existing_Process_Natural Gas_Gas Boiler - High Turndown_A_Technical Potential | F3 | Industrial | Other Industrial | Existing | Process | Natural Gas | Gas Boiler - High Turndown | A | Original Unit Winter Peak Savings (kW) | Technical Potential | 0 | 0 | 0 | 0 | 0 | 0 | 0 | 0 | 0 | 0 | 0 | 0 | 0 | 0 | 0 | 0 | 0 | 0 | 0 | 0 | 0 | 0
F4_Industrial_Other Industrial_Existing_Process_Natural Gas_Gas Boiler - High Turndown_A_Technical Potential | F4 | Industrial | Other Industrial | Existing | Process | Natural Gas | Gas Boiler - High Turndown | A | Standalone Impact on Baseline Energy (%) | Technical Potential | 0% | 0% | 0.0266% | 0.05367% | 0.08122% | 0.1092% | 0.1378% | 0.1641% | 0.1862% | 0.2047% | 0.2206% | 0.2343% | 0.2462% | 0.2568% | 0.2664% | 0.275% | 0.2831% | 0.2906% | 0.2957% | 0.3009% | 0.3062% | 0.3116%
F5_Industrial_Other Industrial_Existing_Process_Natural Gas_Gas Boiler - High Turndown_A_Technical Potential | F5 | Industrial | Other Industrial | Existing | Process | Natural Gas | Gas Boiler - High Turndown | A | Standalone Impact on Baseline Summer Peak (%) | Technical Potential | bar: 2019 to 2040
F6_Industrial_Other Industrial_Existing_Process_Natural Gas_Gas Boiler - High Turndown_A_Technical Potential | F6 | Industrial | Other Industrial | Existing | Process | Natural Gas | Gas Boiler - High Turndown | A | Standalone Impact on Baseline Winter Peak (%) | Technical Potential | bar: 2019 to 2040
F7_Industrial_Other Industrial_Existing_Process_Natural Gas_Gas Boiler - High Turndown_A_Technical Potential | F7 | Industrial | Other Industrial | Existing | Process | Natural Gas | Gas Boiler - High Turndown | A | Incremental Energy Savings (MWh or mTherms) | Technical Potential | 0 | 0 | 0.51173 | 0.50291 | 0.49424 | 0.48572 | 0.47735 | 0.4222 | 0.33194 | 0.26097 | 0.20518 | 0.16131 | 0.12683 | 0.099711 | 0.078393 | 0.061633 | 0.048457 | 0.038097 | 0.00025537 | 8.9631e-05 | 3.0029e-05 | 9.6233e-06
F8_Industrial_Other Industrial_Existing_Process_Natural Gas_Gas Boiler - High Turndown_A_Technical Potential | F8 | Industrial | Other Industrial | Existing | Process | Natural Gas | Gas Boiler - High Turndown | A | Incremental Summer Peak Savings (MW) | Technical Potential | 0 | 0 | 0 | 0 | 0 | 0 | 0 | 0 | 0 | 0 | 0 | 0 | 0 | 0 | 0 | 0 | 0 | 0 | 0 | 0 | 0 | 0
F9_Industrial_Other Industrial_Existing_Process_Natural Gas_Gas Boiler - High Turndown_A_Technical Potential | F9 | Industrial | Other Industrial | Existing | Process | Natural Gas | Gas Boiler - High Turndown | A | Incremental Winter Peak Savings (MW) | Technical Potential | 0 | 0 | 0 | 0 | 0 | 0 | 0 | 0 | 0 | 0 | 0 | 0 | 0 | 0 | 0 | 0 | 0 | 0 | 0 | 0 | 0 | 0
F10_Industrial_Other Industrial_Existing_Process_Natural Gas_Gas Boiler - High Turndown_A_Technical Potential | F10 | Industrial | Other Industrial | Existing | Process | Natural Gas | Gas Boiler - High Turndown | A | Cumulative Energy Savings (MWh or mTherms) | Technical Potential | 0 | 0 | 0.51173 | 1.0146 | 1.5089 | 1.9946 | 2.472 | 2.8942 | 3.2261 | 3.4871 | 3.6922 | 3.8536 | 3.9804 | 4.0801 | 4.1585 | 4.2201 | 4.2686 | 4.3067 | 4.3069 | 4.307 | 4.3071 | 4.3071
F11_Industrial_Other Industrial_Existing_Process_Natural Gas_Gas Boiler - High Turndown_A_Technical Potential | F11 | Industrial | Other Industrial | Existing | Process | Natural Gas | Gas Boiler - High Turndown | A | Cumulative Summer Peak Savings (MW) | Technical Potential | 0 | 0 | 0 | 0 | 0 | 0 | 0 | 0 | 0 | 0 | 0 | 0 | 0 | 0 | 0 | 0 | 0 | 0 | 0 | 0 | 0 | 0
F12_Industrial_Other Industrial_Existing_Process_Natural Gas_Gas Boiler - High Turndown_A_Technical Potential | F12 | Industrial | Other Industrial | Existing | Process | Natural Gas | Gas Boiler - High Turndown | A | Cumulative Winter Peak Savings (MW) | Technical Potential | 0 | 0 | 0 | 0 | 0 | 0 | 0 | 0 | 0 | 0 | 0 | 0 | 0 | 0 | 0 | 0 | 0 | 0 | 0 | 0 | 0 | 0
F13_Industrial_Other Industrial_Existing_Process_Natural Gas_Gas Boiler - High Turndown_A_Technical Potential | F13 | Industrial | Other Industrial | Existing | Process | Natural Gas | Gas Boiler - High Turndown | A | Purchases (Incremental) | Technical Potential | 0 | 0 | 241.1967 | 237.0382 | 232.9513 | 228.9349 | 224.9877 | 198.9978 | 156.4534 | 123.0048 | 96.7072 | 76.0319 | 59.7768 | 46.9969 | 36.9493 | 29.0498 | 22.8391 | 17.9563 | 0.12036 | 0.042246 | 0.014154 | 0.0045358
F14_Industrial_Other Industrial_Existing_Process_Natural Gas_Gas Boiler - High Turndown_A_Technical Potential | F14 | Industrial | Other Industrial | Existing | Process | Natural Gas | Gas Boiler - High Turndown | A | Purchases (Cumulative) | Technical Potential | 0 | 0 | 241.1967 | 478.2349 | 711.1862 | 940.1211 | 1165.1088 | 1364.1066 | 1520.56 | 1643.5647 | 1740.2719 | 1816.3038 | 1876.0806 | 1923.0775 | 1960.0268 | 1989.0766 | 2011.9157 | 2029.872 | 2029.9924 | 2030.0346 | 2030.0488 | 2030.0533
F1_Industrial_Other Industrial_Existing_Space Heating_Natural Gas_Gas Boiler - Burner Control Optimization_A_Technical Potential | F1 | Industrial | Other Industrial | Existing | Space Heating | Natural Gas | Gas Boiler - Burner Control Optimization | A | Original Unit Energy Savings (kWh or therms) | Technical Potential | 0 | 0 | 0.80813 | 0.8061 | 0.80411 | 0.80217 | 0.80028 | 0.79844 | 0.79667 | 0.79495 | 0.7933 | 0.79171 | 0.79019 | 0.78875 | 0.78737 | 0.78607 | 0.78485 | 0.78371 | 0.78264 | 0.78165 | 0.78075 | 0.77992
F2_Industrial_Other Industrial_Existing_Space Heating_Natural Gas_Gas Boiler - Burner Control Optimization_A_Technical Potential | F2 | Industrial | Other Industrial | Existing | Space Heating | Natural Gas | Gas Boiler - Burner Control Optimization | A | Original Unit Summer Peak Savings (kW) | Technical Potential | 0 | 0 | 0 | 0 | 0 | 0 | 0 | 0 | 0 | 0 | 0 | 0 | 0 | 0 | 0 | 0 | 0 | 0 | 0 | 0 | 0 | 0
F3_Industrial_Other Industrial_Existing_Space Heating_Natural Gas_Gas Boiler - Burner Control Optimization_A_Technical Potential | F3 | Industrial | Other Industrial | Existing | Space Heating | Natural Gas | Gas Boiler - Burner Control Optimization | A | Original Unit Winter Peak Savings (kW) | Technical Potential | 0 | 0 | 0 | 0 | 0 | 0 | 0 | 0 | 0 | 0 | 0 | 0 | 0 | 0 | 0 | 0 | 0 | 0 | 0 | 0 | 0 | 0
F4_Industrial_Other Industrial_Existing_Space Heating_Natural Gas_Gas Boiler - Burner Control Optimization_A_Technical Potential | F4 | Industrial | Other Industrial | Existing | Space Heating | Natural Gas | Gas Boiler - Burner Control Optimization | A | Standalone Impact on Baseline Energy (%) | Technical Potential | 0% | 0% | 0.0003899% | 0.001009% | 0.002253% | 0.004436% | 0.00785% | 0.01266% | 0.01882% | 0.02608% | 0.03401% | 0.04206% | 0.04976% | 0.05673% | 0.06273% | 0.06773% | 0.07178% | 0.07504% | 0.07769% | 0.0799% | 0.08182% | 0.08361%
F5_Industrial_Other Industrial_Existing_Space Heating_Natural Gas_Gas Boiler - Burner Control Optimization_A_Technical Potential | F5 | Industrial | Other Industrial | Existing | Space Heating | Natural Gas | Gas Boiler - Burner Control Optimization | A | Standalone Impact on Baseline Summer Peak (%) | Technical Potential | bar: 2019 to 2040
F6_Industrial_Other Industrial_Existing_Space Heating_Natural Gas_Gas Boiler - Burner Control Optimization_A_Technical Potential | F6 | Industrial | Other Industrial | Existing | Space Heating | Natural Gas | Gas Boiler - Burner Control Optimization | A | Standalone Impact on Baseline Winter Peak (%) | Technical Potential | bar: 2019 to 2040
F7_Industrial_Other Industrial_Existing_Space Heating_Natural Gas_Gas Boiler - Burner Control Optimization_A_Technical Potential | F7 | Industrial | Other Industrial | Existing | Space Heating | Natural Gas | Gas Boiler - Burner Control Optimization | A | Incremental Energy Savings (MWh or mTherms) | Technical Potential | 0 | 0 | 0.0036314 | 0.0055957 | 0.010971 | 0.018823 | 0.028708 | 0.039408 | 0.049181 | 0.056267 | 0.059427 | 0.058285 | 0.053359 | 0.0458 | 0.037003 | 0.028237 | 0.020416 | 0.014024 | 0.0091758 | 0.0057312 | 0.0034244 | 0.0022763
F8_Industrial_Other Industrial_Existing_Space Heating_Natural Gas_Gas Boiler - Burner Control Optimization_A_Technical Potential | F8 | Industrial | Other Industrial | Existing | Space Heating | Natural Gas | Gas Boiler - Burner Control Optimization | A | Incremental Summer Peak Savings (MW) | Technical Potential | 0 | 0 | 0 | 0 | 0 | 0 | 0 | 0 | 0 | 0 | 0 | 0 | 0 | 0 | 0 | 0 | 0 | 0 | 0 | 0 | 0 | 0
F9_Industrial_Other Industrial_Existing_Space Heating_Natural Gas_Gas Boiler - Burner Control Optimization_A_Technical Potential | F9 | Industrial | Other Industrial | Existing | Space Heating | Natural Gas | Gas Boiler - Burner Control Optimization | A | Incremental Winter Peak Savings (MW) | Technical Potential | 0 | 0 | 0 | 0 | 0 | 0 | 0 | 0 | 0 | 0 | 0 | 0 | 0 | 0 | 0 | 0 | 0 | 0 | 0 | 0 | 0 | 0
F10_Industrial_Other Industrial_Existing_Space Heating_Natural Gas_Gas Boiler - Burner Control Optimization_A_Technical Potential | F10 | Industrial | Other Industrial | Existing | Space Heating | Natural Gas | Gas Boiler - Burner Control Optimization | A | Cumulative Energy Savings (MWh or mTherms) | Technical Potential | 0 | 0 | 0.0036314 | 0.009218 | 0.020167 | 0.038941 | 0.067558 | 0.10681 | 0.15575 | 0.21169 | 0.27067 | 0.32842 | 0.38115 | 0.42625 | 0.46251 | 0.48998 | 0.50964 | 0.52292 | 0.53138 | 0.53644 | 0.53925 | 0.54095
F11_Industrial_Other Industrial_Existing_Space Heating_Natural Gas_Gas Boiler - Burner Control Optimization_A_Technical Potential | F11 | Industrial | Other Industrial | Existing | Space Heating | Natural Gas | Gas Boiler - Burner Control Optimization | A | Cumulative Summer Peak Savings (MW) | Technical Potential | 0 | 0 | 0 | 0 | 0 | 0 | 0 | 0 | 0 | 0 | 0 | 0 | 0 | 0 | 0 | 0 | 0 | 0 | 0 | 0 | 0 | 0
F12_Industrial_Other Industrial_Existing_Space Heating_Natural Gas_Gas Boiler - Burner Control Optimization_A_Technical Potential | F12 | Industrial | Other Industrial | Existing | Space Heating | Natural Gas | Gas Boiler - Burner Control Optimization | A | Cumulative Winter Peak Savings (MW) | Technical Potential | 0 | 0 | 0 | 0 | 0 | 0 | 0 | 0 | 0 | 0 | 0 | 0 | 0 | 0 | 0 | 0 | 0 | 0 | 0 | 0 | 0 | 0
F13_Industrial_Other Industrial_Existing_Space Heating_Natural Gas_Gas Boiler - Burner Control Optimization_A_Technical Potential | F13 | Industrial | Other Industrial | Existing | Space Heating | Natural Gas | Gas Boiler - Burner Control Optimization | A | Purchases (Incremental) | Technical Potential | 0 | 0 | 4.4936 | 6.9417 | 13.6441 | 23.4655 | 35.8726 | 49.3558 | 61.7334 | 70.7805 | 74.911 | 73.6194 | 67.5268 | 58.0672 | 46.9956 | 35.9219 | 26.0124 | 17.8947 | 11.7241 | 7.3322 | 4.3861 | 2.9186
F14_Industrial_Other Industrial_Existing_Space Heating_Natural Gas_Gas Boiler - Burner Control Optimization_A_Technical Potential | F14 | Industrial | Other Industrial | Existing | Space Heating | Natural Gas | Gas Boiler - Burner Control Optimization | A | Purchases (Cumulative) | Technical Potential | 0 | 0 | 4.4936 | 11.4354 | 25.0795 | 48.545 | 84.4176 | 133.7734 | 195.5068 | 266.2873 | 341.1983 | 414.8177 | 482.3444 | 540.4116 | 587.4072 | 623.3291 | 649.3415 | 667.2362 | 678.9603 | 686.2925 | 690.6786 | 693.5972
F1_Industrial_Other Industrial_Existing_Process_Natural Gas_Gas Boiler - Burner Control Optimization_A_Technical Potential | F1 | Industrial | Other Industrial | Existing | Process | Natural Gas | Gas Boiler - Burner Control Optimization | A | Original Unit Energy Savings (kWh or therms) | Technical Potential | 0 | 0 | 0.61528 | 0.61528 | 0.61528 | 0.61528 | 0.61528 | 0.61528 | 0.61528 | 0.61528 | 0.61528 | 0.61528 | 0.61528 | 0.61528 | 0.61528 | 0.61528 | 0.61528 | 0.61528 | 0.61528 | 0.61528 | 0.61528 | 0.61528
F2_Industrial_Other Industrial_Existing_Process_Natural Gas_Gas Boiler - Burner Control Optimization_A_Technical Potential | F2 | Industrial | Other Industrial | Existing | Process | Natural Gas | Gas Boiler - Burner Control Optimization | A | Original Unit Summer Peak Savings (kW) | Technical Potential | 0 | 0 | 0 | 0 | 0 | 0 | 0 | 0 | 0 | 0 | 0 | 0 | 0 | 0 | 0 | 0 | 0 | 0 | 0 | 0 | 0 | 0
F3_Industrial_Other Industrial_Existing_Process_Natural Gas_Gas Boiler - Burner Control Optimization_A_Technical Potential | F3 | Industrial | Other Industrial | Existing | Process | Natural Gas | Gas Boiler - Burner Control Optimization | A | Original Unit Winter Peak Savings (kW) | Technical Potential | 0 | 0 | 0 | 0 | 0 | 0 | 0 | 0 | 0 | 0 | 0 | 0 | 0 | 0 | 0 | 0 | 0 | 0 | 0 | 0 | 0 | 0
F4_Industrial_Other Industrial_Existing_Process_Natural Gas_Gas Boiler - Burner Control Optimization_A_Technical Potential | F4 | Industrial | Other Industrial | Existing | Process | Natural Gas | Gas Boiler - Burner Control Optimization | A | Standalone Impact on Baseline Energy (%) | Technical Potential | 0% | 0% | 0.002081% | 0.005389% | 0.01203% | 0.02369% | 0.04191% | 0.06758% | 0.1005% | 0.1393% | 0.1816% | 0.2247% | 0.2658% | 0.303% | 0.3352% | 0.3619% | 0.3836% | 0.4011% | 0.4153% | 0.4272% | 0.4375% | 0.447%
F5_Industrial_Other Industrial_Existing_Process_Natural Gas_Gas Boiler - Burner Control Optimization_A_Technical Potential | F5 | Industrial | Other Industrial | Existing | Process | Natural Gas | Gas Boiler - Burner Control Optimization | A | Standalone Impact on Baseline Summer Peak (%) | Technical Potential | bar: 2019 to 2040
F6_Industrial_Other Industrial_Existing_Process_Natural Gas_Gas Boiler - Burner Control Optimization_A_Technical Potential | F6 | Industrial | Other Industrial | Existing | Process | Natural Gas | Gas Boiler - Burner Control Optimization | A | Standalone Impact on Baseline Winter Peak (%) | Technical Potential | bar: 2019 to 2040
F7_Industrial_Other Industrial_Existing_Process_Natural Gas_Gas Boiler - Burner Control Optimization_A_Technical Potential | F7 | Industrial | Other Industrial | Existing | Process | Natural Gas | Gas Boiler - Burner Control Optimization | A | Incremental Energy Savings (MWh or mTherms) | Technical Potential | 0 | 0 | 0.040032 | 0.061842 | 0.12155 | 0.20905 | 0.31958 | 0.4397 | 0.54997 | 0.63057 | 0.66736 | 0.65586 | 0.60158 | 0.51731 | 0.41867 | 0.32002 | 0.23174 | 0.15942 | 0.10445 | 0.06532 | 0.039075 | 0.026001
F8_Industrial_Other Industrial_Existing_Process_Natural Gas_Gas Boiler - Burner Control Optimization_A_Technical Potential | F8 | Industrial | Other Industrial | Existing | Process | Natural Gas | Gas Boiler - Burner Control Optimization | A | Incremental Summer Peak Savings (MW) | Technical Potential | 0 | 0 | 0 | 0 | 0 | 0 | 0 | 0 | 0 | 0 | 0 | 0 | 0 | 0 | 0 | 0 | 0 | 0 | 0 | 0 | 0 | 0
F9_Industrial_Other Industrial_Existing_Process_Natural Gas_Gas Boiler - Burner Control Optimization_A_Technical Potential | F9 | Industrial | Other Industrial | Existing | Process | Natural Gas | Gas Boiler - Burner Control Optimization | A | Incremental Winter Peak Savings (MW) | Technical Potential | 0 | 0 | 0 | 0 | 0 | 0 | 0 | 0 | 0 | 0 | 0 | 0 | 0 | 0 | 0 | 0 | 0 | 0 | 0 | 0 | 0 | 0
F10_Industrial_Other Industrial_Existing_Process_Natural Gas_Gas Boiler - Burner Control Optimization_A_Technical Potential | F10 | Industrial | Other Industrial | Existing | Process | Natural Gas | Gas Boiler - Burner Control Optimization | A | Cumulative Energy Savings (MWh or mTherms) | Technical Potential | 0 | 0 | 0.040032 | 0.10187 | 0.22343 | 0.43247 | 0.75205 | 1.1918 | 1.7417 | 2.3723 | 3.0396 | 3.6955 | 4.2971 | 4.8144 | 5.2331 | 5.5531 | 5.7848 | 5.9442 | 6.0487 | 6.114 | 6.1531 | 6.1791
F11_Industrial_Other Industrial_Existing_Process_Natural Gas_Gas Boiler - Burner Control Optimization_A_Technical Potential | F11 | Industrial | Other Industrial | Existing | Process | Natural Gas | Gas Boiler - Burner Control Optimization | A | Cumulative Summer Peak Savings (MW) | Technical Potential | 0 | 0 | 0 | 0 | 0 | 0 | 0 | 0 | 0 | 0 | 0 | 0 | 0 | 0 | 0 | 0 | 0 | 0 | 0 | 0 | 0 | 0
F12_Industrial_Other Industrial_Existing_Process_Natural Gas_Gas Boiler - Burner Control Optimization_A_Technical Potential | F12 | Industrial | Other Industrial | Existing | Process | Natural Gas | Gas Boiler - Burner Control Optimization | A | Cumulative Winter Peak Savings (MW) | Technical Potential | 0 | 0 | 0 | 0 | 0 | 0 | 0 | 0 | 0 | 0 | 0 | 0 | 0 | 0 | 0 | 0 | 0 | 0 | 0 | 0 | 0 | 0
F13_Industrial_Other Industrial_Existing_Process_Natural Gas_Gas Boiler - Burner Control Optimization_A_Technical Potential | F13 | Industrial | Other Industrial | Existing | Process | Natural Gas | Gas Boiler - Burner Control Optimization | A | Purchases (Incremental) | Technical Potential | 0 | 0 | 65.0638 | 100.511 | 197.5561 | 339.7624 | 519.4068 | 714.6322 | 893.8503 | 1024.8455 | 1084.6509 | 1065.95 | 977.7334 | 840.7665 | 680.4581 | 520.1202 | 376.6388 | 259.1015 | 169.7562 | 106.1641 | 63.5075 | 42.2585
F14_Industrial_Other Industrial_Existing_Process_Natural Gas_Gas Boiler - Burner Control Optimization_A_Technical Potential | F14 | Industrial | Other Industrial | Existing | Process | Natural Gas | Gas Boiler - Burner Control Optimization | A | Purchases (Cumulative) | Technical Potential | 0 | 0 | 65.0638 | 165.5748 | 363.1309 | 702.8932 | 1222.3001 | 1936.9322 | 2830.7825 | 3855.628 | 4940.2789 | 6006.2289 | 6983.9623 | 7824.7288 | 8505.1868 | 9025.3071 | 9401.9458 | 9661.0474 | 9830.8035 | 9936.9676 | 10000.4751 | 10042.7336
F1_Industrial_Other Industrial_Existing_Space Heating_Natural Gas_HVAC - Demand Controlled Ventilation_A_Technical Potential | F1 | Industrial | Other Industrial | Existing | Space Heating | Natural Gas | HVAC - Demand Controlled Ventilation | A | Original Unit Energy Savings (kWh or therms) | Technical Potential | 0 | 0 | 0.076632 | 0.076208 | 0.075785 | 0.075366 | 0.074954 | 0.074553 | 0.074165 | 0.073793 | 0.07344 | 0.073107 | 0.072794 | 0.072499 | 0.072221 | 0.07196 | 0.071715 | 0.071483 | 0.071266 | 0.071061 | 0.070868 | 0.070686
F2_Industrial_Other Industrial_Existing_Space Heating_Natural Gas_HVAC - Demand Controlled Ventilation_A_Technical Potential | F2 | Industrial | Other Industrial | Existing | Space Heating | Natural Gas | HVAC - Demand Controlled Ventilation | A | Original Unit Summer Peak Savings (kW) | Technical Potential | 0 | 0 | 0 | 0 | 0 | 0 | 0 | 0 | 0 | 0 | 0 | 0 | 0 | 0 | 0 | 0 | 0 | 0 | 0 | 0 | 0 | 0
F3_Industrial_Other Industrial_Existing_Space Heating_Natural Gas_HVAC - Demand Controlled Ventilation_A_Technical Potential | F3 | Industrial | Other Industrial | Existing | Space Heating | Natural Gas | HVAC - Demand Controlled Ventilation | A | Original Unit Winter Peak Savings (kW) | Technical Potential | 0 | 0 | 0 | 0 | 0 | 0 | 0 | 0 | 0 | 0 | 0 | 0 | 0 | 0 | 0 | 0 | 0 | 0 | 0 | 0 | 0 | 0
F4_Industrial_Other Industrial_Existing_Space Heating_Natural Gas_HVAC - Demand Controlled Ventilation_A_Technical Potential | F4 | Industrial | Other Industrial | Existing | Space Heating | Natural Gas | HVAC - Demand Controlled Ventilation | A | Standalone Impact on Baseline Energy (%) | Technical Potential | 0% | 0% | 0.05009% | 0.1007% | 0.152% | 0.2038% | 0.2561% | 0.3091% | 0.3628% | 0.4171% | 0.4721% | 0.5279% | 0.5844% | 0.6418% | 0.7% | 0.7591% | 0.819% | 0.88% | 0.9418% | 1.005% | 1.069% | 1.133%
F5_Industrial_Other Industrial_Existing_Space Heating_Natural Gas_HVAC - Demand Controlled Ventilation_A_Technical Potential | F5 | Industrial | Other Industrial | Existing | Space Heating | Natural Gas | HVAC - Demand Controlled Ventilation | A | Standalone Impact on Baseline Summer Peak (%) | Technical Potential | bar: 2019 to 2040
F6_Industrial_Other Industrial_Existing_Space Heating_Natural Gas_HVAC - Demand Controlled Ventilation_A_Technical Potential | F6 | Industrial | Other Industrial | Existing | Space Heating | Natural Gas | HVAC - Demand Controlled Ventilation | A | Standalone Impact on Baseline Winter Peak (%) | Technical Potential | bar: 2019 to 2040
F7_Industrial_Other Industrial_Existing_Space Heating_Natural Gas_HVAC - Demand Controlled Ventilation_A_Technical Potential | F7 | Industrial | Other Industrial | Existing | Space Heating | Natural Gas | HVAC - Demand Controlled Ventilation | A | Incremental Energy Savings (MWh or mTherms) | Technical Potential | 0 | 0 | 0.46657 | 0.45599 | 0.44564 | 0.43554 | 0.42569 | 0.41612 | 0.40681 | 0.39779 | 0.38906 | 0.38062 | 0.37246 | 0.36455 | 0.3569 | 0.34948 | 0.34228 | 0.33529 | 0.32851 | 0.32191 | 0.31551 | 0.30927
F8_Industrial_Other Industrial_Existing_Space Heating_Natural Gas_HVAC - Demand Controlled Ventilation_A_Technical Potential | F8 | Industrial | Other Industrial | Existing | Space Heating | Natural Gas | HVAC - Demand Controlled Ventilation | A | Incremental Summer Peak Savings (MW) | Technical Potential | 0 | 0 | 0 | 0 | 0 | 0 | 0 | 0 | 0 | 0 | 0 | 0 | 0 | 0 | 0 | 0 | 0 | 0 | 0 | 0 | 0 | 0
F9_Industrial_Other Industrial_Existing_Space Heating_Natural Gas_HVAC - Demand Controlled Ventilation_A_Technical Potential | F9 | Industrial | Other Industrial | Existing | Space Heating | Natural Gas | HVAC - Demand Controlled Ventilation | A | Incremental Winter Peak Savings (MW) | Technical Potential | 0 | 0 | 0 | 0 | 0 | 0 | 0 | 0 | 0 | 0 | 0 | 0 | 0 | 0 | 0 | 0 | 0 | 0 | 0 | 0 | 0 | 0
F10_Industrial_Other Industrial_Existing_Space Heating_Natural Gas_HVAC - Demand Controlled Ventilation_A_Technical Potential | F10 | Industrial | Other Industrial | Existing | Space Heating | Natural Gas | HVAC - Demand Controlled Ventilation | A | Cumulative Energy Savings (MWh or mTherms) | Technical Potential | 0 | 0 | 0.46657 | 0.91999 | 1.3605 | 1.7885 | 2.2045 | 2.6088 | 3.002 | 3.3848 | 3.7576 | 4.1212 | 4.476 | 4.8224 | 5.1609 | 5.4917 | 5.8152 | 6.1318 | 6.4416 | 6.745 | 7.0422 | 7.3334
F11_Industrial_Other Industrial_Existing_Space Heating_Natural Gas_HVAC - Demand Controlled Ventilation_A_Technical Potential | F11 | Industrial | Other Industrial | Existing | Space Heating | Natural Gas | HVAC - Demand Controlled Ventilation | A | Cumulative Summer Peak Savings (MW) | Technical Potential | 0 | 0 | 0 | 0 | 0 | 0 | 0 | 0 | 0 | 0 | 0 | 0 | 0 | 0 | 0 | 0 | 0 | 0 | 0 | 0 | 0 | 0
F12_Industrial_Other Industrial_Existing_Space Heating_Natural Gas_HVAC - Demand Controlled Ventilation_A_Technical Potential | F12 | Industrial | Other Industrial | Existing | Space Heating | Natural Gas | HVAC - Demand Controlled Ventilation | A | Cumulative Winter Peak Savings (MW) | Technical Potential | 0 | 0 | 0 | 0 | 0 | 0 | 0 | 0 | 0 | 0 | 0 | 0 | 0 | 0 | 0 | 0 | 0 | 0 | 0 | 0 | 0 | 0
F13_Industrial_Other Industrial_Existing_Space Heating_Natural Gas_HVAC - Demand Controlled Ventilation_A_Technical Potential | F13 | Industrial | Other Industrial | Existing | Space Heating | Natural Gas | HVAC - Demand Controlled Ventilation | A | Purchases (Incremental) | Technical Potential | 0 | 0 | 6088.5454 | 5983.5705 | 5880.4055 | 5779.0192 | 5679.3809 | 5581.4606 | 5485.2285 | 5390.6556 | 5297.7133 | 5206.3734 | 5116.6083 | 5028.3909 | 4941.6945 | 4856.4929 | 4772.7603 | 4690.4713 | 4609.6011 | 4530.1252 | 4452.0196 | 4375.2607
F14_Industrial_Other Industrial_Existing_Space Heating_Natural Gas_HVAC - Demand Controlled Ventilation_A_Technical Potential | F14 | Industrial | Other Industrial | Existing | Space Heating | Natural Gas | HVAC - Demand Controlled Ventilation | A | Purchases (Cumulative) | Technical Potential | 0 | 0 | 6088.5454 | 12072.116 | 17952.5215 | 23731.5407 | 29410.9216 | 34992.3822 | 40477.6107 | 45868.2663 | 51165.9796 | 56372.353 | 61488.9613 | 66517.3522 | 71459.0468 | 76315.5397 | 81088.3 | 85778.7713 | 90388.3724 | 94918.4976 | 99370.5172 | 103745.7779
F1_Industrial_Other Industrial_Existing_Space Heating_Natural Gas_Gas Boiler - Stack Economizer_A_Technical Potential | F1 | Industrial | Other Industrial | Existing | Space Heating | Natural Gas | Gas Boiler - Stack Economizer | A | Original Unit Energy Savings (kWh or therms) | Technical Potential | 0 | 0 | 2.0342 | 2.0291 | 2.0241 | 2.0193 | 2.0145 | 2.0099 | 2.0054 | 2.0011 | 1.9969 | 1.9929 | 1.9891 | 1.9855 | 1.982 | 1.9787 | 1.9757 | 1.9728 | 1.9701 | 1.9676 | 1.9653 | 1.9633
F2_Industrial_Other Industrial_Existing_Space Heating_Natural Gas_Gas Boiler - Stack Economizer_A_Technical Potential | F2 | Industrial | Other Industrial | Existing | Space Heating | Natural Gas | Gas Boiler - Stack Economizer | A | Original Unit Summer Peak Savings (kW) | Technical Potential | 0 | 0 | 0 | 0 | 0 | 0 | 0 | 0 | 0 | 0 | 0 | 0 | 0 | 0 | 0 | 0 | 0 | 0 | 0 | 0 | 0 | 0
F3_Industrial_Other Industrial_Existing_Space Heating_Natural Gas_Gas Boiler - Stack Economizer_A_Technical Potential | F3 | Industrial | Other Industrial | Existing | Space Heating | Natural Gas | Gas Boiler - Stack Economizer | A | Original Unit Winter Peak Savings (kW) | Technical Potential | 0 | 0 | 0 | 0 | 0 | 0 | 0 | 0 | 0 | 0 | 0 | 0 | 0 | 0 | 0 | 0 | 0 | 0 | 0 | 0 | 0 | 0
F4_Industrial_Other Industrial_Existing_Space Heating_Natural Gas_Gas Boiler - Stack Economizer_A_Technical Potential | F4 | Industrial | Other Industrial | Existing | Space Heating | Natural Gas | Gas Boiler - Stack Economizer | A | Standalone Impact on Baseline Energy (%) | Technical Potential | 0% | 0% | 0.009702% | 0.01957% | 0.02961% | 0.03983% | 0.05023% | 0.05983% | 0.06786% | 0.07464% | 0.08041% | 0.08539% | 0.08973% | 0.09358% | 0.09704% | 0.1002% | 0.1031% | 0.1058% | 0.1077% | 0.1096% | 0.1115% | 0.1134%
F5_Industrial_Other Industrial_Existing_Space Heating_Natural Gas_Gas Boiler - Stack Economizer_A_Technical Potential | F5 | Industrial | Other Industrial | Existing | Space Heating | Natural Gas | Gas Boiler - Stack Economizer | A | Standalone Impact on Baseline Summer Peak (%) | Technical Potential | bar: 2019 to 2040
F6_Industrial_Other Industrial_Existing_Space Heating_Natural Gas_Gas Boiler - Stack Economizer_A_Technical Potential | F6 | Industrial | Other Industrial | Existing | Space Heating | Natural Gas | Gas Boiler - Stack Economizer | A | Standalone Impact on Baseline Winter Peak (%) | Technical Potential | bar: 2019 to 2040
F7_Industrial_Other Industrial_Existing_Space Heating_Natural Gas_Gas Boiler - Stack Economizer_A_Technical Potential | F7 | Industrial | Other Industrial | Existing | Space Heating | Natural Gas | Gas Boiler - Stack Economizer | A | Incremental Energy Savings (MWh or mTherms) | Technical Potential | 0 | 0 | 0.090365 | 0.088584 | 0.086842 | 0.085139 | 0.083474 | 0.073662 | 0.057784 | 0.045333 | 0.035567 | 0.027907 | 0.021899 | 0.017185 | 0.013488 | 0.010587 | 0.0083103 | 0.0065241 | 4.3672e-05 | 1.5309e-05 | 5.1231e-06 | 1.64e-06
F8_Industrial_Other Industrial_Existing_Space Heating_Natural Gas_Gas Boiler - Stack Economizer_A_Technical Potential | F8 | Industrial | Other Industrial | Existing | Space Heating | Natural Gas | Gas Boiler - Stack Economizer | A | Incremental Summer Peak Savings (MW) | Technical Potential | 0 | 0 | 0 | 0 | 0 | 0 | 0 | 0 | 0 | 0 | 0 | 0 | 0 | 0 | 0 | 0 | 0 | 0 | 0 | 0 | 0 | 0
F9_Industrial_Other Industrial_Existing_Space Heating_Natural Gas_Gas Boiler - Stack Economizer_A_Technical Potential | F9 | Industrial | Other Industrial | Existing | Space Heating | Natural Gas | Gas Boiler - Stack Economizer | A | Incremental Winter Peak Savings (MW) | Technical Potential | 0 | 0 | 0 | 0 | 0 | 0 | 0 | 0 | 0 | 0 | 0 | 0 | 0 | 0 | 0 | 0 | 0 | 0 | 0 | 0 | 0 | 0
F10_Industrial_Other Industrial_Existing_Space Heating_Natural Gas_Gas Boiler - Stack Economizer_A_Technical Potential | F10 | Industrial | Other Industrial | Existing | Space Heating | Natural Gas | Gas Boiler - Stack Economizer | A | Cumulative Energy Savings (MWh or mTherms) | Technical Potential | 0 | 0 | 0.090365 | 0.17872 | 0.26512 | 0.34962 | 0.43227 | 0.50494 | 0.5616 | 0.60573 | 0.64003 | 0.66666 | 0.68728 | 0.70321 | 0.71547 | 0.72488 | 0.73206 | 0.73751 | 0.73655 | 0.73564 | 0.73479 | 0.73402
F11_Industrial_Other Industrial_Existing_Space Heating_Natural Gas_Gas Boiler - Stack Economizer_A_Technical Potential | F11 | Industrial | Other Industrial | Existing | Space Heating | Natural Gas | Gas Boiler - Stack Economizer | A | Cumulative Summer Peak Savings (MW) | Technical Potential | 0 | 0 | 0 | 0 | 0 | 0 | 0 | 0 | 0 | 0 | 0 | 0 | 0 | 0 | 0 | 0 | 0 | 0 | 0 | 0 | 0 | 0
F12_Industrial_Other Industrial_Existing_Space Heating_Natural Gas_Gas Boiler - Stack Economizer_A_Technical Potential | F12 | Industrial | Other Industrial | Existing | Space Heating | Natural Gas | Gas Boiler - Stack Economizer | A | Cumulative Winter Peak Savings (MW) | Technical Potential | 0 | 0 | 0 | 0 | 0 | 0 | 0 | 0 | 0 | 0 | 0 | 0 | 0 | 0 | 0 | 0 | 0 | 0 | 0 | 0 | 0 | 0
F13_Industrial_Other Industrial_Existing_Space Heating_Natural Gas_Gas Boiler - Stack Economizer_A_Technical Potential | F13 | Industrial | Other Industrial | Existing | Space Heating | Natural Gas | Gas Boiler - Stack Economizer | A | Purchases (Incremental) | Technical Potential | 0 | 0 | 44.4217 | 43.6558 | 42.9032 | 42.1634 | 41.4365 | 36.6499 | 28.8144 | 22.6541 | 17.8108 | 14.003 | 11.0092 | 8.6555 | 6.805 | 5.3502 | 4.2063 | 3.3071 | 0.022168 | 0.0077805 | 0.0026067 | 0.00083536
F14_Industrial_Other Industrial_Existing_Space Heating_Natural Gas_Gas Boiler - Stack Economizer_A_Technical Potential | F14 | Industrial | Other Industrial | Existing | Space Heating | Natural Gas | Gas Boiler - Stack Economizer | A | Purchases (Cumulative) | Technical Potential | 0 | 0 | 44.4217 | 88.0776 | 130.9807 | 173.1442 | 214.5807 | 251.2305 | 280.0449 | 302.699 | 320.5097 | 334.5127 | 345.5219 | 354.1774 | 360.9825 | 366.3326 | 370.539 | 373.846 | 373.8682 | 373.876 | 373.8786 | 373.8794
F1_Industrial_Other Industrial_Existing_Process_Natural Gas_Gas Boiler - Stack Economizer_A_Technical Potential | F1 | Industrial | Other Industrial | Existing | Process | Natural Gas | Gas Boiler - Stack Economizer | A | Original Unit Energy Savings (kWh or therms) | Technical Potential | 0 | 0 | 2.0368 | 2.0368 | 2.0368 | 2.0368 | 2.0368 | 2.0368 | 2.0368 | 2.0368 | 2.0368 | 2.0368 | 2.0368 | 2.0368 | 2.0368 | 2.0368 | 2.0368 | 2.0368 | 2.0368 | 2.0368 | 2.0368 | 2.0368
F2_Industrial_Other Industrial_Existing_Process_Natural Gas_Gas Boiler - Stack Economizer_A_Technical Potential | F2 | Industrial | Other Industrial | Existing | Process | Natural Gas | Gas Boiler - Stack Economizer | A | Original Unit Summer Peak Savings (kW) | Technical Potential | 0 | 0 | 0 | 0 | 0 | 0 | 0 | 0 | 0 | 0 | 0 | 0 | 0 | 0 | 0 | 0 | 0 | 0 | 0 | 0 | 0 | 0
F3_Industrial_Other Industrial_Existing_Process_Natural Gas_Gas Boiler - Stack Economizer_A_Technical Potential | F3 | Industrial | Other Industrial | Existing | Process | Natural Gas | Gas Boiler - Stack Economizer | A | Original Unit Winter Peak Savings (kW) | Technical Potential | 0 | 0 | 0 | 0 | 0 | 0 | 0 | 0 | 0 | 0 | 0 | 0 | 0 | 0 | 0 | 0 | 0 | 0 | 0 | 0 | 0 | 0
F4_Industrial_Other Industrial_Existing_Process_Natural Gas_Gas Boiler - Stack Economizer_A_Technical Potential | F4 | Industrial | Other Industrial | Existing | Process | Natural Gas | Gas Boiler - Stack Economizer | A | Standalone Impact on Baseline Energy (%) | Technical Potential | 0% | 0% | 0.0681% | 0.1374% | 0.2079% | 0.2797% | 0.3527% | 0.4202% | 0.4766% | 0.5242% | 0.5647% | 0.5997% | 0.6304% | 0.6575% | 0.6819% | 0.7041% | 0.7247% | 0.744% | 0.7571% | 0.7704% | 0.7839% | 0.7977%
F5_Industrial_Other Industrial_Existing_Process_Natural Gas_Gas Boiler - Stack Economizer_A_Technical Potential | F5 | Industrial | Other Industrial | Existing | Process | Natural Gas | Gas Boiler - Stack Economizer | A | Standalone Impact on Baseline Summer Peak (%) | Technical Potential | bar: 2019 to 2040
F6_Industrial_Other Industrial_Existing_Process_Natural Gas_Gas Boiler - Stack Economizer_A_Technical Potential | F6 | Industrial | Other Industrial | Existing | Process | Natural Gas | Gas Boiler - Stack Economizer | A | Standalone Impact on Baseline Winter Peak (%) | Technical Potential | bar: 2019 to 2040
F7_Industrial_Other Industrial_Existing_Process_Natural Gas_Gas Boiler - Stack Economizer_A_Technical Potential | F7 | Industrial | Other Industrial | Existing | Process | Natural Gas | Gas Boiler - Stack Economizer | A | Incremental Energy Savings (MWh or mTherms) | Technical Potential | 0 | 0 | 1.31 | 1.2875 | 1.2653 | 1.2434 | 1.222 | 1.0808 | 0.84976 | 0.66809 | 0.52526 | 0.41296 | 0.32467 | 0.25526 | 0.20069 | 0.15778 | 0.12405 | 0.097528 | 0.00065375 | 0.00022946 | 7.6875e-05 | 2.4636e-05
F8_Industrial_Other Industrial_Existing_Process_Natural Gas_Gas Boiler - Stack Economizer_A_Technical Potential | F8 | Industrial | Other Industrial | Existing | Process | Natural Gas | Gas Boiler - Stack Economizer | A | Incremental Summer Peak Savings (MW) | Technical Potential | 0 | 0 | 0 | 0 | 0 | 0 | 0 | 0 | 0 | 0 | 0 | 0 | 0 | 0 | 0 | 0 | 0 | 0 | 0 | 0 | 0 | 0
F9_Industrial_Other Industrial_Existing_Process_Natural Gas_Gas Boiler - Stack Economizer_A_Technical Potential | F9 | Industrial | Other Industrial | Existing | Process | Natural Gas | Gas Boiler - Stack Economizer | A | Incremental Winter Peak Savings (MW) | Technical Potential | 0 | 0 | 0 | 0 | 0 | 0 | 0 | 0 | 0 | 0 | 0 | 0 | 0 | 0 | 0 | 0 | 0 | 0 | 0 | 0 | 0 | 0
F10_Industrial_Other Industrial_Existing_Process_Natural Gas_Gas Boiler - Stack Economizer_A_Technical Potential | F10 | Industrial | Other Industrial | Existing | Process | Natural Gas | Gas Boiler - Stack Economizer | A | Cumulative Energy Savings (MWh or mTherms) | Technical Potential | 0 | 0 | 1.31 | 2.5975 | 3.8628 | 5.1062 | 6.3282 | 7.409 | 8.2588 | 8.9269 | 9.4522 | 9.8651 | 10.1898 | 10.445 | 10.6457 | 10.8035 | 10.9276 | 11.0251 | 11.0257 | 11.026 | 11.0261 | 11.0261
F11_Industrial_Other Industrial_Existing_Process_Natural Gas_Gas Boiler - Stack Economizer_A_Technical Potential | F11 | Industrial | Other Industrial | Existing | Process | Natural Gas | Gas Boiler - Stack Economizer | A | Cumulative Summer Peak Savings (MW) | Technical Potential | 0 | 0 | 0 | 0 | 0 | 0 | 0 | 0 | 0 | 0 | 0 | 0 | 0 | 0 | 0 | 0 | 0 | 0 | 0 | 0 | 0 | 0
F12_Industrial_Other Industrial_Existing_Process_Natural Gas_Gas Boiler - Stack Economizer_A_Technical Potential | F12 | Industrial | Other Industrial | Existing | Process | Natural Gas | Gas Boiler - Stack Economizer | A | Cumulative Winter Peak Savings (MW) | Technical Potential | 0 | 0 | 0 | 0 | 0 | 0 | 0 | 0 | 0 | 0 | 0 | 0 | 0 | 0 | 0 | 0 | 0 | 0 | 0 | 0 | 0 | 0
F13_Industrial_Other Industrial_Existing_Process_Natural Gas_Gas Boiler - Stack Economizer_A_Technical Potential | F13 | Industrial | Other Industrial | Existing | Process | Natural Gas | Gas Boiler - Stack Economizer | A | Purchases (Incremental) | Technical Potential | 0 | 0 | 643.1912 | 632.1017 | 621.2034 | 610.493 | 599.9673 | 530.6607 | 417.2091 | 328.0127 | 257.8858 | 202.7516 | 159.4047 | 125.3251 | 98.5315 | 77.4661 | 60.9044 | 47.8835 | 0.32097 | 0.11266 | 0.037743 | 0.012095
F14_Industrial_Other Industrial_Existing_Process_Natural Gas_Gas Boiler - Stack Economizer_A_Technical Potential | F14 | Industrial | Other Industrial | Existing | Process | Natural Gas | Gas Boiler - Stack Economizer | A | Purchases (Cumulative) | Technical Potential | 0 | 0 | 643.1912 | 1275.293 | 1896.4964 | 2506.9895 | 3106.9568 | 3637.6175 | 4054.8266 | 4382.8393 | 4640.7251 | 4843.4768 | 5002.8815 | 5128.2066 | 5226.738 | 5304.2042 | 5365.1085 | 5412.992 | 5413.313 | 5413.4256 | 5413.4634 | 5413.4755
F1_Industrial_Other Industrial_Existing_Space Heating_Natural Gas_Gas Furnace Tube Inserts_A_Technical Potential | F1 | Industrial | Other Industrial | Existing | Space Heating | Natural Gas | Gas Furnace Tube Inserts | A | Original Unit Energy Savings (kWh or therms) | Technical Potential | 0 | 0 | 0.088102 | 0.087615 | 0.087128 | 0.086647 | 0.086173 | 0.085712 | 0.085266 | 0.084839 | 0.084432 | 0.08405 | 0.08369 | 0.083351 | 0.083032 | 0.082732 | 0.082449 | 0.082183 | 0.081933 | 0.081697 | 0.081476 | 0.081267
F2_Industrial_Other Industrial_Existing_Space Heating_Natural Gas_Gas Furnace Tube Inserts_A_Technical Potential | F2 | Industrial | Other Industrial | Existing | Space Heating | Natural Gas | Gas Furnace Tube Inserts | A | Original Unit Summer Peak Savings (kW) | Technical Potential | 0 | 0 | 0 | 0 | 0 | 0 | 0 | 0 | 0 | 0 | 0 | 0 | 0 | 0 | 0 | 0 | 0 | 0 | 0 | 0 | 0 | 0
F3_Industrial_Other Industrial_Existing_Space Heating_Natural Gas_Gas Furnace Tube Inserts_A_Technical Potential | F3 | Industrial | Other Industrial | Existing | Space Heating | Natural Gas | Gas Furnace Tube Inserts | A | Original Unit Winter Peak Savings (kW) | Technical Potential | 0 | 0 | 0 | 0 | 0 | 0 | 0 | 0 | 0 | 0 | 0 | 0 | 0 | 0 | 0 | 0 | 0 | 0 | 0 | 0 | 0 | 0
F4_Industrial_Other Industrial_Existing_Space Heating_Natural Gas_Gas Furnace Tube Inserts_A_Technical Potential | F4 | Industrial | Other Industrial | Existing | Space Heating | Natural Gas | Gas Furnace Tube Inserts | A | Standalone Impact on Baseline Energy (%) | Technical Potential | bar: 2019 to 2040
F5_Industrial_Other Industrial_Existing_Space Heating_Natural Gas_Gas Furnace Tube Inserts_A_Technical Potential | F5 | Industrial | Other Industrial | Existing | Space Heating | Natural Gas | Gas Furnace Tube Inserts | A | Standalone Impact on Baseline Summer Peak (%) | Technical Potential | bar: 2019 to 2040
F6_Industrial_Other Industrial_Existing_Space Heating_Natural Gas_Gas Furnace Tube Inserts_A_Technical Potential | F6 | Industrial | Other Industrial | Existing | Space Heating | Natural Gas | Gas Furnace Tube Inserts | A | Standalone Impact on Baseline Winter Peak (%) | Technical Potential | bar: 2019 to 2040
F7_Industrial_Other Industrial_Existing_Space Heating_Natural Gas_Gas Furnace Tube Inserts_A_Technical Potential | F7 | Industrial | Other Industrial | Existing | Space Heating | Natural Gas | Gas Furnace Tube Inserts | A | Incremental Energy Savings (MWh or mTherms) | Technical Potential | 0 | 0 | 0 | 0 | 0 | 0 | 0 | 0 | 0 | 0 | 0 | 0 | 0 | 0 | 0 | 0 | 0 | 0 | 0 | 0 | 0 | 0
F8_Industrial_Other Industrial_Existing_Space Heating_Natural Gas_Gas Furnace Tube Inserts_A_Technical Potential | F8 | Industrial | Other Industrial | Existing | Space Heating | Natural Gas | Gas Furnace Tube Inserts | A | Incremental Summer Peak Savings (MW) | Technical Potential | 0 | 0 | 0 | 0 | 0 | 0 | 0 | 0 | 0 | 0 | 0 | 0 | 0 | 0 | 0 | 0 | 0 | 0 | 0 | 0 | 0 | 0
F9_Industrial_Other Industrial_Existing_Space Heating_Natural Gas_Gas Furnace Tube Inserts_A_Technical Potential | F9 | Industrial | Other Industrial | Existing | Space Heating | Natural Gas | Gas Furnace Tube Inserts | A | Incremental Winter Peak Savings (MW) | Technical Potential | 0 | 0 | 0 | 0 | 0 | 0 | 0 | 0 | 0 | 0 | 0 | 0 | 0 | 0 | 0 | 0 | 0 | 0 | 0 | 0 | 0 | 0
F10_Industrial_Other Industrial_Existing_Space Heating_Natural Gas_Gas Furnace Tube Inserts_A_Technical Potential | F10 | Industrial | Other Industrial | Existing | Space Heating | Natural Gas | Gas Furnace Tube Inserts | A | Cumulative Energy Savings (MWh or mTherms) | Technical Potential | 0 | 0 | 0 | 0 | 0 | 0 | 0 | 0 | 0 | 0 | 0 | 0 | 0 | 0 | 0 | 0 | 0 | 0 | 0 | 0 | 0 | 0
F11_Industrial_Other Industrial_Existing_Space Heating_Natural Gas_Gas Furnace Tube Inserts_A_Technical Potential | F11 | Industrial | Other Industrial | Existing | Space Heating | Natural Gas | Gas Furnace Tube Inserts | A | Cumulative Summer Peak Savings (MW) | Technical Potential | 0 | 0 | 0 | 0 | 0 | 0 | 0 | 0 | 0 | 0 | 0 | 0 | 0 | 0 | 0 | 0 | 0 | 0 | 0 | 0 | 0 | 0
F12_Industrial_Other Industrial_Existing_Space Heating_Natural Gas_Gas Furnace Tube Inserts_A_Technical Potential | F12 | Industrial | Other Industrial | Existing | Space Heating | Natural Gas | Gas Furnace Tube Inserts | A | Cumulative Winter Peak Savings (MW) | Technical Potential | 0 | 0 | 0 | 0 | 0 | 0 | 0 | 0 | 0 | 0 | 0 | 0 | 0 | 0 | 0 | 0 | 0 | 0 | 0 | 0 | 0 | 0
F13_Industrial_Other Industrial_Existing_Space Heating_Natural Gas_Gas Furnace Tube Inserts_A_Technical Potential | F13 | Industrial | Other Industrial | Existing | Space Heating | Natural Gas | Gas Furnace Tube Inserts | A | Purchases (Incremental) | Technical Potential | 0 | 0 | 0 | 0 | 0 | 0 | 0 | 0 | 0 | 0 | 0 | 0 | 0 | 0 | 0 | 0 | 0 | 0 | 0 | 0 | 0 | 0
F14_Industrial_Other Industrial_Existing_Space Heating_Natural Gas_Gas Furnace Tube Inserts_A_Technical Potential | F14 | Industrial | Other Industrial | Existing | Space Heating | Natural Gas | Gas Furnace Tube Inserts | A | Purchases (Cumulative) | Technical Potential | 0 | 0 | 0 | 0 | 0 | 0 | 0 | 0 | 0 | 0 | 0 | 0 | 0 | 0 | 0 | 0 | 0 | 0 | 0 | 0 | 0 | 0
F1_Industrial_Other Industrial_Existing_Space Heating_Natural Gas_Space Heating - Heat Recovery Ventilator_A_Technical Potential | F1 | Industrial | Other Industrial | Existing | Space Heating | Natural Gas | Space Heating - Heat Recovery Ventilator | A | Original Unit Energy Savings (kWh or therms) | Technical Potential | 0 | 0 | 0.01336 | 0.013329 | 0.013297 | 0.013266 | 0.013235 | 0.013205 | 0.013176 | 0.013148 | 0.013122 | 0.013097 | 0.013074 | 0.013051 | 0.013031 | 0.013011 | 0.012992 | 0.012975 | 0.012959 | 0.012943 | 0.012929 | 0.012915
F2_Industrial_Other Industrial_Existing_Space Heating_Natural Gas_Space Heating - Heat Recovery Ventilator_A_Technical Potential | F2 | Industrial | Other Industrial | Existing | Space Heating | Natural Gas | Space Heating - Heat Recovery Ventilator | A | Original Unit Summer Peak Savings (kW) | Technical Potential | 0 | 0 | 0 | 0 | 0 | 0 | 0 | 0 | 0 | 0 | 0 | 0 | 0 | 0 | 0 | 0 | 0 | 0 | 0 | 0 | 0 | 0
F3_Industrial_Other Industrial_Existing_Space Heating_Natural Gas_Space Heating - Heat Recovery Ventilator_A_Technical Potential | F3 | Industrial | Other Industrial | Existing | Space Heating | Natural Gas | Space Heating - Heat Recovery Ventilator | A | Original Unit Winter Peak Savings (kW) | Technical Potential | 0 | 0 | 0 | 0 | 0 | 0 | 0 | 0 | 0 | 0 | 0 | 0 | 0 | 0 | 0 | 0 | 0 | 0 | 0 | 0 | 0 | 0
F4_Industrial_Other Industrial_Existing_Space Heating_Natural Gas_Space Heating - Heat Recovery Ventilator_A_Technical Potential | F4 | Industrial | Other Industrial | Existing | Space Heating | Natural Gas | Space Heating - Heat Recovery Ventilator | A | Standalone Impact on Baseline Energy (%) | Technical Potential | 0% | 0% | 0.02138% | 0.04313% | 0.06526% | 0.08779% | 0.1107% | 0.134% | 0.1578% | 0.1819% | 0.2065% | 0.2315% | 0.2569% | 0.2828% | 0.3091% | 0.3359% | 0.3632% | 0.391% | 0.4192% | 0.4479% | 0.4772% | 0.5069%
F5_Industrial_Other Industrial_Existing_Space Heating_Natural Gas_Space Heating - Heat Recovery Ventilator_A_Technical Potential | F5 | Industrial | Other Industrial | Existing | Space Heating | Natural Gas | Space Heating - Heat Recovery Ventilator | A | Standalone Impact on Baseline Summer Peak (%) | Technical Potential | bar: 2019 to 2040
F6_Industrial_Other Industrial_Existing_Space Heating_Natural Gas_Space Heating - Heat Recovery Ventilator_A_Technical Potential | F6 | Industrial | Other Industrial | Existing | Space Heating | Natural Gas | Space Heating - Heat Recovery Ventilator | A | Standalone Impact on Baseline Winter Peak (%) | Technical Potential | bar: 2019 to 2040
F7_Industrial_Other Industrial_Existing_Space Heating_Natural Gas_Space Heating - Heat Recovery Ventilator_A_Technical Potential | F7 | Industrial | Other Industrial | Existing | Space Heating | Natural Gas | Space Heating - Heat Recovery Ventilator | A | Incremental Energy Savings (MWh or mTherms) | Technical Potential | 0 | 0 | 0.19911 | 0.19521 | 0.19139 | 0.18765 | 0.18399 | 0.18041 | 0.17691 | 0.17349 | 0.17016 | 0.16691 | 0.16373 | 0.16064 | 0.15762 | 0.15466 | 0.15178 | 0.14897 | 0.14621 | 0.14352 | 0.14089 | 0.13832
F8_Industrial_Other Industrial_Existing_Space Heating_Natural Gas_Space Heating - Heat Recovery Ventilator_A_Technical Potential | F8 | Industrial | Other Industrial | Existing | Space Heating | Natural Gas | Space Heating - Heat Recovery Ventilator | A | Incremental Summer Peak Savings (MW) | Technical Potential | 0 | 0 | 0 | 0 | 0 | 0 | 0 | 0 | 0 | 0 | 0 | 0 | 0 | 0 | 0 | 0 | 0 | 0 | 0 | 0 | 0 | 0
F9_Industrial_Other Industrial_Existing_Space Heating_Natural Gas_Space Heating - Heat Recovery Ventilator_A_Technical Potential | F9 | Industrial | Other Industrial | Existing | Space Heating | Natural Gas | Space Heating - Heat Recovery Ventilator | A | Incremental Winter Peak Savings (MW) | Technical Potential | 0 | 0 | 0 | 0 | 0 | 0 | 0 | 0 | 0 | 0 | 0 | 0 | 0 | 0 | 0 | 0 | 0 | 0 | 0 | 0 | 0 | 0
F10_Industrial_Other Industrial_Existing_Space Heating_Natural Gas_Space Heating - Heat Recovery Ventilator_A_Technical Potential | F10 | Industrial | Other Industrial | Existing | Space Heating | Natural Gas | Space Heating - Heat Recovery Ventilator | A | Cumulative Energy Savings (MWh or mTherms) | Technical Potential | 0 | 0 | 0.19911 | 0.39385 | 0.58431 | 0.77059 | 0.95279 | 1.131 | 1.3055 | 1.4762 | 1.6434 | 1.8072 | 1.9677 | 2.125 | 2.2792 | 2.4304 | 2.5787 | 2.7243 | 2.867 | 3.0072 | 3.1447 | 3.2797
F11_Industrial_Other Industrial_Existing_Space Heating_Natural Gas_Space Heating - Heat Recovery Ventilator_A_Technical Potential | F11 | Industrial | Other Industrial | Existing | Space Heating | Natural Gas | Space Heating - Heat Recovery Ventilator | A | Cumulative Summer Peak Savings (MW) | Technical Potential | 0 | 0 | 0 | 0 | 0 | 0 | 0 | 0 | 0 | 0 | 0 | 0 | 0 | 0 | 0 | 0 | 0 | 0 | 0 | 0 | 0 | 0
F12_Industrial_Other Industrial_Existing_Space Heating_Natural Gas_Space Heating - Heat Recovery Ventilator_A_Technical Potential | F12 | Industrial | Other Industrial | Existing | Space Heating | Natural Gas | Space Heating - Heat Recovery Ventilator | A | Cumulative Winter Peak Savings (MW) | Technical Potential | 0 | 0 | 0 | 0 | 0 | 0 | 0 | 0 | 0 | 0 | 0 | 0 | 0 | 0 | 0 | 0 | 0 | 0 | 0 | 0 | 0 | 0
F13_Industrial_Other Industrial_Existing_Space Heating_Natural Gas_Space Heating - Heat Recovery Ventilator_A_Technical Potential | F13 | Industrial | Other Industrial | Existing | Space Heating | Natural Gas | Space Heating - Heat Recovery Ventilator | A | Purchases (Incremental) | Technical Potential | 0 | 0 | 14903.0944 | 14646.1444 | 14393.6247 | 14145.4588 | 13901.5716 | 13661.8893 | 13426.3395 | 13194.8509 | 12967.3534 | 12743.7784 | 12524.0581 | 12308.126 | 12095.9169 | 11887.3667 | 11682.4121 | 11480.9912 | 11283.043 | 11088.5078 | 10897.3266 | 10709.4417
F14_Industrial_Other Industrial_Existing_Space Heating_Natural Gas_Space Heating - Heat Recovery Ventilator_A_Technical Potential | F14 | Industrial | Other Industrial | Existing | Space Heating | Natural Gas | Space Heating - Heat Recovery Ventilator | A | Purchases (Cumulative) | Technical Potential | 0 | 0 | 14903.0944 | 29549.2388 | 43942.8635 | 58088.3223 | 71989.8938 | 85651.7831 | 99078.1226 | 112272.9735 | 125240.3269 | 137984.1053 | 150508.1633 | 162816.2893 | 174912.2063 | 186799.5729 | 198481.985 | 209962.9762 | 221246.0192 | 232334.527 | 243231.8537 | 253941.2954
F1_Industrial_Other Industrial_Existing_Space Heating_Natural Gas_Thermostat - Programmable_A_Technical Potential | F1 | Industrial | Other Industrial | Existing | Space Heating | Natural Gas | Thermostat - Programmable | A | Original Unit Energy Savings (kWh or therms) | Technical Potential | 0 | 0 | 0.0064634 | 0.006448 | 0.0064327 | 0.0064176 | 0.0064027 | 0.0063882 | 0.0063742 | 0.0063608 | 0.006348 | 0.006336 | 0.0063246 | 0.0063139 | 0.0063038 | 0.0062943 | 0.0062853 | 0.0062769 | 0.006269 | 0.0062616 | 0.0062546 | 0.006248
F2_Industrial_Other Industrial_Existing_Space Heating_Natural Gas_Thermostat - Programmable_A_Technical Potential | F2 | Industrial | Other Industrial | Existing | Space Heating | Natural Gas | Thermostat - Programmable | A | Original Unit Summer Peak Savings (kW) | Technical Potential | 0 | 0 | 0 | 0 | 0 | 0 | 0 | 0 | 0 | 0 | 0 | 0 | 0 | 0 | 0 | 0 | 0 | 0 | 0 | 0 | 0 | 0
F3_Industrial_Other Industrial_Existing_Space Heating_Natural Gas_Thermostat - Programmable_A_Technical Potential | F3 | Industrial | Other Industrial | Existing | Space Heating | Natural Gas | Thermostat - Programmable | A | Original Unit Winter Peak Savings (kW) | Technical Potential | 0 | 0 | 0 | 0 | 0 | 0 | 0 | 0 | 0 | 0 | 0 | 0 | 0 | 0 | 0 | 0 | 0 | 0 | 0 | 0 | 0 | 0
F4_Industrial_Other Industrial_Existing_Space Heating_Natural Gas_Thermostat - Programmable_A_Technical Potential | F4 | Industrial | Other Industrial | Existing | Space Heating | Natural Gas | Thermostat - Programmable | A | Standalone Impact on Baseline Energy (%) | Technical Potential | 0% | 0% | 0.03103% | 0.0626% | 0.09472% | 0.1274% | 0.1607% | 0.1945% | 0.229% | 0.264% | 0.2997% | 0.3359% | 0.3729% | 0.4104% | 0.4486% | 0.4875% | 0.5271% | 0.5674% | 0.6084% | 0.6501% | 0.6925% | 0.7357%
F5_Industrial_Other Industrial_Existing_Space Heating_Natural Gas_Thermostat - Programmable_A_Technical Potential | F5 | Industrial | Other Industrial | Existing | Space Heating | Natural Gas | Thermostat - Programmable | A | Standalone Impact on Baseline Summer Peak (%) | Technical Potential | bar: 2019 to 2040
F6_Industrial_Other Industrial_Existing_Space Heating_Natural Gas_Thermostat - Programmable_A_Technical Potential | F6 | Industrial | Other Industrial | Existing | Space Heating | Natural Gas | Thermostat - Programmable | A | Standalone Impact on Baseline Winter Peak (%) | Technical Potential | bar: 2019 to 2040
F7_Industrial_Other Industrial_Existing_Space Heating_Natural Gas_Thermostat - Programmable_A_Technical Potential | F7 | Industrial | Other Industrial | Existing | Space Heating | Natural Gas | Thermostat - Programmable | A | Incremental Energy Savings (MWh or mTherms) | Technical Potential | 0 | 0 | 0.28897 | 0.28332 | 0.27777 | 0.27234 | 0.26702 | 0.26183 | 0.25675 | 0.25179 | 0.24695 | 0.24223 | 0.23763 | 0.23314 | 0.22875 | 0.22447 | 0.22028 | 0.2162 | 0.2122 | 0.20829 | 0.20447 | 0.20074
F8_Industrial_Other Industrial_Existing_Space Heating_Natural Gas_Thermostat - Programmable_A_Technical Potential | F8 | Industrial | Other Industrial | Existing | Space Heating | Natural Gas | Thermostat - Programmable | A | Incremental Summer Peak Savings (MW) | Technical Potential | 0 | 0 | 0 | 0 | 0 | 0 | 0 | 0 | 0 | 0 | 0 | 0 | 0 | 0 | 0 | 0 | 0 | 0 | 0 | 0 | 0 | 0
F9_Industrial_Other Industrial_Existing_Space Heating_Natural Gas_Thermostat - Programmable_A_Technical Potential | F9 | Industrial | Other Industrial | Existing | Space Heating | Natural Gas | Thermostat - Programmable | A | Incremental Winter Peak Savings (MW) | Technical Potential | 0 | 0 | 0 | 0 | 0 | 0 | 0 | 0 | 0 | 0 | 0 | 0 | 0 | 0 | 0 | 0 | 0 | 0 | 0 | 0 | 0 | 0
F10_Industrial_Other Industrial_Existing_Space Heating_Natural Gas_Thermostat - Programmable_A_Technical Potential | F10 | Industrial | Other Industrial | Existing | Space Heating | Natural Gas | Thermostat - Programmable | A | Cumulative Energy Savings (MWh or mTherms) | Technical Potential | 0 | 0 | 0.28897 | 0.5716 | 0.84802 | 1.1184 | 1.3828 | 1.6415 | 1.8946 | 2.1424 | 2.3851 | 2.6228 | 2.8557 | 3.084 | 3.3078 | 3.5273 | 3.7426 | 3.9538 | 4.161 | 4.3643 | 4.5639 | 4.7599
F11_Industrial_Other Industrial_Existing_Space Heating_Natural Gas_Thermostat - Programmable_A_Technical Potential | F11 | Industrial | Other Industrial | Existing | Space Heating | Natural Gas | Thermostat - Programmable | A | Cumulative Summer Peak Savings (MW) | Technical Potential | 0 | 0 | 0 | 0 | 0 | 0 | 0 | 0 | 0 | 0 | 0 | 0 | 0 | 0 | 0 | 0 | 0 | 0 | 0 | 0 | 0 | 0
F12_Industrial_Other Industrial_Existing_Space Heating_Natural Gas_Thermostat - Programmable_A_Technical Potential | F12 | Industrial | Other Industrial | Existing | Space Heating | Natural Gas | Thermostat - Programmable | A | Cumulative Winter Peak Savings (MW) | Technical Potential | 0 | 0 | 0 | 0 | 0 | 0 | 0 | 0 | 0 | 0 | 0 | 0 | 0 | 0 | 0 | 0 | 0 | 0 | 0 | 0 | 0 | 0
F13_Industrial_Other Industrial_Existing_Space Heating_Natural Gas_Thermostat - Programmable_A_Technical Potential | F13 | Industrial | Other Industrial | Existing | Space Heating | Natural Gas | Thermostat - Programmable | A | Purchases (Incremental) | Technical Potential | 0 | 0 | 44709.2831 | 43938.4333 | 43180.8742 | 42436.3763 | 41704.7147 | 40985.6679 | 40279.0184 | 39584.5526 | 38902.0603 | 38231.3351 | 37572.1742 | 36924.3781 | 36287.7508 | 35662.1 | 35047.2362 | 34442.9735 | 33849.1291 | 33265.5234 | 32691.9799 | 32128.3251
F14_Industrial_Other Industrial_Existing_Space Heating_Natural Gas_Thermostat - Programmable_A_Technical Potential | F14 | Industrial | Other Industrial | Existing | Space Heating | Natural Gas | Thermostat - Programmable | A | Purchases (Cumulative) | Technical Potential | 0 | 0 | 44709.2831 | 88647.7164 | 131828.5906 | 174264.9669 | 215969.6815 | 256955.3494 | 297234.3678 | 336818.9204 | 375720.9807 | 413952.3158 | 451524.4899 | 488448.868 | 524736.6188 | 560398.7188 | 595445.955 | 629888.9285 | 663738.0576 | 697003.581 | 729695.561 | 761823.8861
F1_Industrial_Other Industrial_Existing_Space Heating_Natural Gas_ENERGY STAR Connected Thermostat_A_Technical Potential | F1 | Industrial | Other Industrial | Existing | Space Heating | Natural Gas | ENERGY STAR Connected Thermostat | A | Original Unit Energy Savings (kWh or therms) | Technical Potential | 0 | 0 | 0.015624 | 0.015587 | 0.01555 | 0.015514 | 0.015478 | 0.015443 | 0.015409 | 0.015376 | 0.015345 | 0.015316 | 0.015289 | 0.015263 | 0.015238 | 0.015215 | 0.015194 | 0.015173 | 0.015154 | 0.015136 | 0.01512 | 0.015104
F2_Industrial_Other Industrial_Existing_Space Heating_Natural Gas_ENERGY STAR Connected Thermostat_A_Technical Potential | F2 | Industrial | Other Industrial | Existing | Space Heating | Natural Gas | ENERGY STAR Connected Thermostat | A | Original Unit Summer Peak Savings (kW) | Technical Potential | 0 | 0 | 0 | 0 | 0 | 0 | 0 | 0 | 0 | 0 | 0 | 0 | 0 | 0 | 0 | 0 | 0 | 0 | 0 | 0 | 0 | 0
F3_Industrial_Other Industrial_Existing_Space Heating_Natural Gas_ENERGY STAR Connected Thermostat_A_Technical Potential | F3 | Industrial | Other Industrial | Existing | Space Heating | Natural Gas | ENERGY STAR Connected Thermostat | A | Original Unit Winter Peak Savings (kW) | Technical Potential | 0 | 0 | 0 | 0 | 0 | 0 | 0 | 0 | 0 | 0 | 0 | 0 | 0 | 0 | 0 | 0 | 0 | 0 | 0 | 0 | 0 | 0
F4_Industrial_Other Industrial_Existing_Space Heating_Natural Gas_ENERGY STAR Connected Thermostat_A_Technical Potential | F4 | Industrial | Other Industrial | Existing | Space Heating | Natural Gas | ENERGY STAR Connected Thermostat | A | Standalone Impact on Baseline Energy (%) | Technical Potential | 0% | 0% | 0.075% | 0.1513% | 0.229% | 0.308% | 0.3884% | 0.4702% | 0.5535% | 0.6382% | 0.7244% | 0.8121% | 0.9013% | 0.9921% | 1.085% | 1.179% | 1.274% | 1.372% | 1.471% | 1.571% | 1.674% | 1.778%
F5_Industrial_Other Industrial_Existing_Space Heating_Natural Gas_ENERGY STAR Connected Thermostat_A_Technical Potential | F5 | Industrial | Other Industrial | Existing | Space Heating | Natural Gas | ENERGY STAR Connected Thermostat | A | Standalone Impact on Baseline Summer Peak (%) | Technical Potential | bar: 2019 to 2040
F6_Industrial_Other Industrial_Existing_Space Heating_Natural Gas_ENERGY STAR Connected Thermostat_A_Technical Potential | F6 | Industrial | Other Industrial | Existing | Space Heating | Natural Gas | ENERGY STAR Connected Thermostat | A | Standalone Impact on Baseline Winter Peak (%) | Technical Potential | bar: 2019 to 2040
F7_Industrial_Other Industrial_Existing_Space Heating_Natural Gas_ENERGY STAR Connected Thermostat_A_Technical Potential | F7 | Industrial | Other Industrial | Existing | Space Heating | Natural Gas | ENERGY STAR Connected Thermostat | A | Incremental Energy Savings (MWh or mTherms) | Technical Potential | 0 | 0 | 0.69855 | 0.68488 | 0.67147 | 0.65834 | 0.64549 | 0.63293 | 0.62065 | 0.60866 | 0.59697 | 0.58556 | 0.57443 | 0.56357 | 0.55297 | 0.54262 | 0.5325 | 0.52262 | 0.51296 | 0.50352 | 0.49429 | 0.48526
F8_Industrial_Other Industrial_Existing_Space Heating_Natural Gas_ENERGY STAR Connected Thermostat_A_Technical Potential | F8 | Industrial | Other Industrial | Existing | Space Heating | Natural Gas | ENERGY STAR Connected Thermostat | A | Incremental Summer Peak Savings (MW) | Technical Potential | 0 | 0 | 0 | 0 | 0 | 0 | 0 | 0 | 0 | 0 | 0 | 0 | 0 | 0 | 0 | 0 | 0 | 0 | 0 | 0 | 0 | 0
F9_Industrial_Other Industrial_Existing_Space Heating_Natural Gas_ENERGY STAR Connected Thermostat_A_Technical Potential | F9 | Industrial | Other Industrial | Existing | Space Heating | Natural Gas | ENERGY STAR Connected Thermostat | A | Incremental Winter Peak Savings (MW) | Technical Potential | 0 | 0 | 0 | 0 | 0 | 0 | 0 | 0 | 0 | 0 | 0 | 0 | 0 | 0 | 0 | 0 | 0 | 0 | 0 | 0 | 0 | 0
F10_Industrial_Other Industrial_Existing_Space Heating_Natural Gas_ENERGY STAR Connected Thermostat_A_Technical Potential | F10 | Industrial | Other Industrial | Existing | Space Heating | Natural Gas | ENERGY STAR Connected Thermostat | A | Cumulative Energy Savings (MWh or mTherms) | Technical Potential | 0 | 0 | 0.69855 | 1.3818 | 2.05 | 2.7035 | 3.3427 | 3.9681 | 4.58 | 5.179 | 5.7656 | 6.3402 | 6.9032 | 7.4551 | 7.9962 | 8.5267 | 9.0471 | 9.5576 | 10.0585 | 10.5501 | 11.0326 | 11.5064
F11_Industrial_Other Industrial_Existing_Space Heating_Natural Gas_ENERGY STAR Connected Thermostat_A_Technical Potential | F11 | Industrial | Other Industrial | Existing | Space Heating | Natural Gas | ENERGY STAR Connected Thermostat | A | Cumulative Summer Peak Savings (MW) | Technical Potential | 0 | 0 | 0 | 0 | 0 | 0 | 0 | 0 | 0 | 0 | 0 | 0 | 0 | 0 | 0 | 0 | 0 | 0 | 0 | 0 | 0 | 0
F12_Industrial_Other Industrial_Existing_Space Heating_Natural Gas_ENERGY STAR Connected Thermostat_A_Technical Potential | F12 | Industrial | Other Industrial | Existing | Space Heating | Natural Gas | ENERGY STAR Connected Thermostat | A | Cumulative Winter Peak Savings (MW) | Technical Potential | 0 | 0 | 0 | 0 | 0 | 0 | 0 | 0 | 0 | 0 | 0 | 0 | 0 | 0 | 0 | 0 | 0 | 0 | 0 | 0 | 0 | 0
F13_Industrial_Other Industrial_Existing_Space Heating_Natural Gas_ENERGY STAR Connected Thermostat_A_Technical Potential | F13 | Industrial | Other Industrial | Existing | Space Heating | Natural Gas | ENERGY STAR Connected Thermostat | A | Purchases (Incremental) | Technical Potential | 0 | 0 | 44709.2831 | 43938.4333 | 43180.8742 | 42436.3763 | 41704.7147 | 40985.6679 | 40279.0184 | 39584.5526 | 38902.0603 | 38231.3351 | 37572.1742 | 36924.3781 | 36287.7508 | 35662.1 | 35047.2362 | 34442.9735 | 33849.1291 | 33265.5234 | 32691.9799 | 32128.3251
F14_Industrial_Other Industrial_Existing_Space Heating_Natural Gas_ENERGY STAR Connected Thermostat_A_Technical Potential | F14 | Industrial | Other Industrial | Existing | Space Heating | Natural Gas | ENERGY STAR Connected Thermostat | A | Purchases (Cumulative) | Technical Potential | 0 | 0 | 44709.2831 | 88647.7164 | 131828.5906 | 174264.9669 | 215969.6815 | 256955.3494 | 297234.3678 | 336818.9204 | 375720.9807 | 413952.3158 | 451524.4899 | 488448.868 | 524736.6188 | 560398.7188 | 595445.955 | 629888.9285 | 663738.0576 | 697003.581 | 729695.561 | 761823.8861
F1_Industrial_Other Industrial_Existing_Space Heating_Natural Gas_Destratification Fans (HVLS)_A_Technical Potential | F1 | Industrial | Other Industrial | Existing | Space Heating | Natural Gas | Destratification Fans (HVLS) | A | Original Unit Energy Savings (kWh or therms) | Technical Potential | 0 | 0 | 0.015624 | 0.015587 | 0.01555 | 0.015514 | 0.015478 | 0.015443 | 0.015409 | 0.015376 | 0.015345 | 0.015316 | 0.015289 | 0.015263 | 0.015238 | 0.015215 | 0.015194 | 0.015173 | 0.015154 | 0.015136 | 0.01512 | 0.015104
F2_Industrial_Other Industrial_Existing_Space Heating_Natural Gas_Destratification Fans (HVLS)_A_Technical Potential | F2 | Industrial | Other Industrial | Existing | Space Heating | Natural Gas | Destratification Fans (HVLS) | A | Original Unit Summer Peak Savings (kW) | Technical Potential | 0 | 0 | 0 | 0 | 0 | 0 | 0 | 0 | 0 | 0 | 0 | 0 | 0 | 0 | 0 | 0 | 0 | 0 | 0 | 0 | 0 | 0
F3_Industrial_Other Industrial_Existing_Space Heating_Natural Gas_Destratification Fans (HVLS)_A_Technical Potential | F3 | Industrial | Other Industrial | Existing | Space Heating | Natural Gas | Destratification Fans (HVLS) | A | Original Unit Winter Peak Savings (kW) | Technical Potential | 0 | 0 | 0 | 0 | 0 | 0 | 0 | 0 | 0 | 0 | 0 | 0 | 0 | 0 | 0 | 0 | 0 | 0 | 0 | 0 | 0 | 0
F4_Industrial_Other Industrial_Existing_Space Heating_Natural Gas_Destratification Fans (HVLS)_A_Technical Potential | F4 | Industrial | Other Industrial | Existing | Space Heating | Natural Gas | Destratification Fans (HVLS) | A | Standalone Impact on Baseline Energy (%) | Technical Potential | 0% | 0% | 0.075% | 0.1513% | 0.229% | 0.308% | 0.3884% | 0.4702% | 0.5535% | 0.6382% | 0.7244% | 0.8121% | 0.9013% | 0.9921% | 1.085% | 1.179% | 1.274% | 1.372% | 1.471% | 1.571% | 1.674% | 1.778%
F5_Industrial_Other Industrial_Existing_Space Heating_Natural Gas_Destratification Fans (HVLS)_A_Technical Potential | F5 | Industrial | Other Industrial | Existing | Space Heating | Natural Gas | Destratification Fans (HVLS) | A | Standalone Impact on Baseline Summer Peak (%) | Technical Potential | bar: 2019 to 2040
F6_Industrial_Other Industrial_Existing_Space Heating_Natural Gas_Destratification Fans (HVLS)_A_Technical Potential | F6 | Industrial | Other Industrial | Existing | Space Heating | Natural Gas | Destratification Fans (HVLS) | A | Standalone Impact on Baseline Winter Peak (%) | Technical Potential | bar: 2019 to 2040
F7_Industrial_Other Industrial_Existing_Space Heating_Natural Gas_Destratification Fans (HVLS)_A_Technical Potential | F7 | Industrial | Other Industrial | Existing | Space Heating | Natural Gas | Destratification Fans (HVLS) | A | Incremental Energy Savings (MWh or mTherms) | Technical Potential | 0 | 0 | 0.69855 | 0.68488 | 0.67147 | 0.65834 | 0.64549 | 0.63293 | 0.62065 | 0.60866 | 0.59697 | 0.58556 | 0.57443 | 0.56357 | 0.55297 | 0.54262 | 0.5325 | 0.52262 | 0.51296 | 0.50352 | 0.49429 | 0.48526
F8_Industrial_Other Industrial_Existing_Space Heating_Natural Gas_Destratification Fans (HVLS)_A_Technical Potential | F8 | Industrial | Other Industrial | Existing | Space Heating | Natural Gas | Destratification Fans (HVLS) | A | Incremental Summer Peak Savings (MW) | Technical Potential | 0 | 0 | 0 | 0 | 0 | 0 | 0 | 0 | 0 | 0 | 0 | 0 | 0 | 0 | 0 | 0 | 0 | 0 | 0 | 0 | 0 | 0
F9_Industrial_Other Industrial_Existing_Space Heating_Natural Gas_Destratification Fans (HVLS)_A_Technical Potential | F9 | Industrial | Other Industrial | Existing | Space Heating | Natural Gas | Destratification Fans (HVLS) | A | Incremental Winter Peak Savings (MW) | Technical Potential | 0 | 0 | 0 | 0 | 0 | 0 | 0 | 0 | 0 | 0 | 0 | 0 | 0 | 0 | 0 | 0 | 0 | 0 | 0 | 0 | 0 | 0
F10_Industrial_Other Industrial_Existing_Space Heating_Natural Gas_Destratification Fans (HVLS)_A_Technical Potential | F10 | Industrial | Other Industrial | Existing | Space Heating | Natural Gas | Destratification Fans (HVLS) | A | Cumulative Energy Savings (MWh or mTherms) | Technical Potential | 0 | 0 | 0.69855 | 1.3818 | 2.05 | 2.7035 | 3.3427 | 3.9681 | 4.58 | 5.179 | 5.7656 | 6.3402 | 6.9032 | 7.4551 | 7.9962 | 8.5267 | 9.0471 | 9.5576 | 10.0585 | 10.5501 | 11.0326 | 11.5064
F11_Industrial_Other Industrial_Existing_Space Heating_Natural Gas_Destratification Fans (HVLS)_A_Technical Potential | F11 | Industrial | Other Industrial | Existing | Space Heating | Natural Gas | Destratification Fans (HVLS) | A | Cumulative Summer Peak Savings (MW) | Technical Potential | 0 | 0 | 0 | 0 | 0 | 0 | 0 | 0 | 0 | 0 | 0 | 0 | 0 | 0 | 0 | 0 | 0 | 0 | 0 | 0 | 0 | 0
F12_Industrial_Other Industrial_Existing_Space Heating_Natural Gas_Destratification Fans (HVLS)_A_Technical Potential | F12 | Industrial | Other Industrial | Existing | Space Heating | Natural Gas | Destratification Fans (HVLS) | A | Cumulative Winter Peak Savings (MW) | Technical Potential | 0 | 0 | 0 | 0 | 0 | 0 | 0 | 0 | 0 | 0 | 0 | 0 | 0 | 0 | 0 | 0 | 0 | 0 | 0 | 0 | 0 | 0
F13_Industrial_Other Industrial_Existing_Space Heating_Natural Gas_Destratification Fans (HVLS)_A_Technical Potential | F13 | Industrial | Other Industrial | Existing | Space Heating | Natural Gas | Destratification Fans (HVLS) | A | Purchases (Incremental) | Technical Potential | 0 | 0 | 44709.2831 | 43938.4333 | 43180.8742 | 42436.3763 | 41704.7147 | 40985.6679 | 40279.0184 | 39584.5526 | 38902.0603 | 38231.3351 | 37572.1742 | 36924.3781 | 36287.7508 | 35662.1 | 35047.2362 | 34442.9735 | 33849.1291 | 33265.5234 | 32691.9799 | 32128.3251
F14_Industrial_Other Industrial_Existing_Space Heating_Natural Gas_Destratification Fans (HVLS)_A_Technical Potential | F14 | Industrial | Other Industrial | Existing | Space Heating | Natural Gas | Destratification Fans (HVLS) | A | Purchases (Cumulative) | Technical Potential | 0 | 0 | 44709.2831 | 88647.7164 | 131828.5906 | 174264.9669 | 215969.6815 | 256955.3494 | 297234.3678 | 336818.9204 | 375720.9807 | 413952.3158 | 451524.4899 | 488448.868 | 524736.6188 | 560398.7188 | 595445.955 | 629888.9285 | 663738.0576 | 697003.581 | 729695.561 | 761823.8861
F1_Industrial_Other Industrial_Existing_Space Heating_Natural Gas_Gas Boiler - Insulate Steam Lines/Condensate Tank_A_Technical Potential | F1 | Industrial | Other Industrial | Existing | Space Heating | Natural Gas | Gas Boiler - Insulate Steam Lines/Condensate Tank | A | Original Unit Energy Savings (kWh or therms) | Technical Potential | 0 | 0 | 22.1312 | 22.0756 | 22.0212 | 21.9681 | 21.9163 | 21.8661 | 21.8174 | 21.7704 | 21.7251 | 21.6817 | 21.6401 | 21.6005 | 21.5629 | 21.5273 | 21.4938 | 21.4624 | 21.4332 | 21.4062 | 21.3814 | 21.3589
F2_Industrial_Other Industrial_Existing_Space Heating_Natural Gas_Gas Boiler - Insulate Steam Lines/Condensate Tank_A_Technical Potential | F2 | Industrial | Other Industrial | Existing | Space Heating | Natural Gas | Gas Boiler - Insulate Steam Lines/Condensate Tank | A | Original Unit Summer Peak Savings (kW) | Technical Potential | 0 | 0 | 0 | 0 | 0 | 0 | 0 | 0 | 0 | 0 | 0 | 0 | 0 | 0 | 0 | 0 | 0 | 0 | 0 | 0 | 0 | 0
F3_Industrial_Other Industrial_Existing_Space Heating_Natural Gas_Gas Boiler - Insulate Steam Lines/Condensate Tank_A_Technical Potential | F3 | Industrial | Other Industrial | Existing | Space Heating | Natural Gas | Gas Boiler - Insulate Steam Lines/Condensate Tank | A | Original Unit Winter Peak Savings (kW) | Technical Potential | 0 | 0 | 0 | 0 | 0 | 0 | 0 | 0 | 0 | 0 | 0 | 0 | 0 | 0 | 0 | 0 | 0 | 0 | 0 | 0 | 0 | 0
F4_Industrial_Other Industrial_Existing_Space Heating_Natural Gas_Gas Boiler - Insulate Steam Lines/Condensate Tank_A_Technical Potential | F4 | Industrial | Other Industrial | Existing | Space Heating | Natural Gas | Gas Boiler - Insulate Steam Lines/Condensate Tank | A | Standalone Impact on Baseline Energy (%) | Technical Potential | 0% | 0% | 0.006032% | 0.01217% | 0.01841% | 0.02476% | 0.03122% | 0.0378% | 0.04449% | 0.0513% | 0.05822% | 0.06527% | 0.07243% | 0.07972% | 0.08713% | 0.09467% | 0.1023% | 0.1101% | 0.1181% | 0.1262% | 0.1344% | 0.1428%
F5_Industrial_Other Industrial_Existing_Space Heating_Natural Gas_Gas Boiler - Insulate Steam Lines/Condensate Tank_A_Technical Potential | F5 | Industrial | Other Industrial | Existing | Space Heating | Natural Gas | Gas Boiler - Insulate Steam Lines/Condensate Tank | A | Standalone Impact on Baseline Summer Peak (%) | Technical Potential | bar: 2019 to 2040
F6_Industrial_Other Industrial_Existing_Space Heating_Natural Gas_Gas Boiler - Insulate Steam Lines/Condensate Tank_A_Technical Potential | F6 | Industrial | Other Industrial | Existing | Space Heating | Natural Gas | Gas Boiler - Insulate Steam Lines/Condensate Tank | A | Standalone Impact on Baseline Winter Peak (%) | Technical Potential | bar: 2019 to 2040
F7_Industrial_Other Industrial_Existing_Space Heating_Natural Gas_Gas Boiler - Insulate Steam Lines/Condensate Tank_A_Technical Potential | F7 | Industrial | Other Industrial | Existing | Space Heating | Natural Gas | Gas Boiler - Insulate Steam Lines/Condensate Tank | A | Incremental Energy Savings (MWh or mTherms) | Technical Potential | 0 | 0 | 0.056178 | 0.055071 | 0.053988 | 0.052929 | 0.051894 | 0.050882 | 0.049893 | 0.048928 | 0.047984 | 0.047062 | 0.046162 | 0.045283 | 0.044425 | 0.043587 | 0.042769 | 0.04197 | 0.04119 | 0.040429 | 0.039686 | 0.038961
F8_Industrial_Other Industrial_Existing_Space Heating_Natural Gas_Gas Boiler - Insulate Steam Lines/Condensate Tank_A_Technical Potential | F8 | Industrial | Other Industrial | Existing | Space Heating | Natural Gas | Gas Boiler - Insulate Steam Lines/Condensate Tank | A | Incremental Summer Peak Savings (MW) | Technical Potential | 0 | 0 | 0 | 0 | 0 | 0 | 0 | 0 | 0 | 0 | 0 | 0 | 0 | 0 | 0 | 0 | 0 | 0 | 0 | 0 | 0 | 0
F9_Industrial_Other Industrial_Existing_Space Heating_Natural Gas_Gas Boiler - Insulate Steam Lines/Condensate Tank_A_Technical Potential | F9 | Industrial | Other Industrial | Existing | Space Heating | Natural Gas | Gas Boiler - Insulate Steam Lines/Condensate Tank | A | Incremental Winter Peak Savings (MW) | Technical Potential | 0 | 0 | 0 | 0 | 0 | 0 | 0 | 0 | 0 | 0 | 0 | 0 | 0 | 0 | 0 | 0 | 0 | 0 | 0 | 0 | 0 | 0
F10_Industrial_Other Industrial_Existing_Space Heating_Natural Gas_Gas Boiler - Insulate Steam Lines/Condensate Tank_A_Technical Potential | F10 | Industrial | Other Industrial | Existing | Space Heating | Natural Gas | Gas Boiler - Insulate Steam Lines/Condensate Tank | A | Cumulative Energy Savings (MWh or mTherms) | Technical Potential | 0 | 0 | 0.056178 | 0.11111 | 0.16482 | 0.21735 | 0.26873 | 0.319 | 0.36818 | 0.41632 | 0.46344 | 0.50957 | 0.55476 | 0.59902 | 0.64241 | 0.68493 | 0.72664 | 0.76755 | 0.80769 | 0.8471 | 0.88581 | 0.92384
F11_Industrial_Other Industrial_Existing_Space Heating_Natural Gas_Gas Boiler - Insulate Steam Lines/Condensate Tank_A_Technical Potential | F11 | Industrial | Other Industrial | Existing | Space Heating | Natural Gas | Gas Boiler - Insulate Steam Lines/Condensate Tank | A | Cumulative Summer Peak Savings (MW) | Technical Potential | 0 | 0 | 0 | 0 | 0 | 0 | 0 | 0 | 0 | 0 | 0 | 0 | 0 | 0 | 0 | 0 | 0 | 0 | 0 | 0 | 0 | 0
F12_Industrial_Other Industrial_Existing_Space Heating_Natural Gas_Gas Boiler - Insulate Steam Lines/Condensate Tank_A_Technical Potential | F12 | Industrial | Other Industrial | Existing | Space Heating | Natural Gas | Gas Boiler - Insulate Steam Lines/Condensate Tank | A | Cumulative Winter Peak Savings (MW) | Technical Potential | 0 | 0 | 0 | 0 | 0 | 0 | 0 | 0 | 0 | 0 | 0 | 0 | 0 | 0 | 0 | 0 | 0 | 0 | 0 | 0 | 0 | 0
F13_Industrial_Other Industrial_Existing_Space Heating_Natural Gas_Gas Boiler - Insulate Steam Lines/Condensate Tank_A_Technical Potential | F13 | Industrial | Other Industrial | Existing | Space Heating | Natural Gas | Gas Boiler - Insulate Steam Lines/Condensate Tank | A | Purchases (Incremental) | Technical Potential | 0 | 0 | 2.5384 | 2.4946 | 2.4516 | 2.4093 | 2.3678 | 2.327 | 2.2869 | 2.2474 | 2.2087 | 2.1706 | 2.1332 | 2.0964 | 2.0603 | 2.0247 | 1.9898 | 1.9555 | 1.9218 | 1.8887 | 1.8561 | 1.8241
F14_Industrial_Other Industrial_Existing_Space Heating_Natural Gas_Gas Boiler - Insulate Steam Lines/Condensate Tank_A_Technical Potential | F14 | Industrial | Other Industrial | Existing | Space Heating | Natural Gas | Gas Boiler - Insulate Steam Lines/Condensate Tank | A | Purchases (Cumulative) | Technical Potential | 0 | 0 | 2.5384 | 5.033 | 7.4846 | 9.894 | 12.2618 | 14.5888 | 16.8756 | 19.1231 | 21.3318 | 23.5024 | 25.6356 | 27.732 | 29.7922 | 31.8169 | 33.8068 | 35.7623 | 37.6841 | 39.5728 | 41.4289 | 43.253
F1_Industrial_Other Industrial_Existing_Process_Natural Gas_Gas Boiler - Insulate Steam Lines/Condensate Tank_A_Technical Potential | F1 | Industrial | Other Industrial | Existing | Process | Natural Gas | Gas Boiler - Insulate Steam Lines/Condensate Tank | A | Original Unit Energy Savings (kWh or therms) | Technical Potential | 0 | 0 | 16.8499 | 16.8499 | 16.8499 | 16.8499 | 16.8499 | 16.8499 | 16.8499 | 16.8499 | 16.8499 | 16.8499 | 16.8499 | 16.8499 | 16.8499 | 16.8499 | 16.8499 | 16.8499 | 16.8499 | 16.8499 | 16.8499 | 16.8499
F2_Industrial_Other Industrial_Existing_Process_Natural Gas_Gas Boiler - Insulate Steam Lines/Condensate Tank_A_Technical Potential | F2 | Industrial | Other Industrial | Existing | Process | Natural Gas | Gas Boiler - Insulate Steam Lines/Condensate Tank | A | Original Unit Summer Peak Savings (kW) | Technical Potential | 0 | 0 | 0 | 0 | 0 | 0 | 0 | 0 | 0 | 0 | 0 | 0 | 0 | 0 | 0 | 0 | 0 | 0 | 0 | 0 | 0 | 0
F3_Industrial_Other Industrial_Existing_Process_Natural Gas_Gas Boiler - Insulate Steam Lines/Condensate Tank_A_Technical Potential | F3 | Industrial | Other Industrial | Existing | Process | Natural Gas | Gas Boiler - Insulate Steam Lines/Condensate Tank | A | Original Unit Winter Peak Savings (kW) | Technical Potential | 0 | 0 | 0 | 0 | 0 | 0 | 0 | 0 | 0 | 0 | 0 | 0 | 0 | 0 | 0 | 0 | 0 | 0 | 0 | 0 | 0 | 0
F4_Industrial_Other Industrial_Existing_Process_Natural Gas_Gas Boiler - Insulate Steam Lines/Condensate Tank_A_Technical Potential | F4 | Industrial | Other Industrial | Existing | Process | Natural Gas | Gas Boiler - Insulate Steam Lines/Condensate Tank | A | Standalone Impact on Baseline Energy (%) | Technical Potential | 0% | 0% | 0.03219% | 0.06495% | 0.09829% | 0.1322% | 0.1667% | 0.2018% | 0.2376% | 0.2739% | 0.3109% | 0.3486% | 0.3869% | 0.4259% | 0.4656% | 0.5059% | 0.547% | 0.5888% | 0.6313% | 0.6746% | 0.7186% | 0.7634%
F5_Industrial_Other Industrial_Existing_Process_Natural Gas_Gas Boiler - Insulate Steam Lines/Condensate Tank_A_Technical Potential | F5 | Industrial | Other Industrial | Existing | Process | Natural Gas | Gas Boiler - Insulate Steam Lines/Condensate Tank | A | Standalone Impact on Baseline Summer Peak (%) | Technical Potential | bar: 2019 to 2040
F6_Industrial_Other Industrial_Existing_Process_Natural Gas_Gas Boiler - Insulate Steam Lines/Condensate Tank_A_Technical Potential | F6 | Industrial | Other Industrial | Existing | Process | Natural Gas | Gas Boiler - Insulate Steam Lines/Condensate Tank | A | Standalone Impact on Baseline Winter Peak (%) | Technical Potential | bar: 2019 to 2040
F7_Industrial_Other Industrial_Existing_Process_Natural Gas_Gas Boiler - Insulate Steam Lines/Condensate Tank_A_Technical Potential | F7 | Industrial | Other Industrial | Existing | Process | Natural Gas | Gas Boiler - Insulate Steam Lines/Condensate Tank | A | Incremental Energy Savings (MWh or mTherms) | Technical Potential | 0 | 0 | 0.6193 | 0.60862 | 0.59813 | 0.58782 | 0.57768 | 0.56772 | 0.55793 | 0.54831 | 0.53886 | 0.52957 | 0.52044 | 0.51147 | 0.50265 | 0.49398 | 0.48546 | 0.47709 | 0.46887 | 0.46078 | 0.45284 | 0.44503
F8_Industrial_Other Industrial_Existing_Process_Natural Gas_Gas Boiler - Insulate Steam Lines/Condensate Tank_A_Technical Potential | F8 | Industrial | Other Industrial | Existing | Process | Natural Gas | Gas Boiler - Insulate Steam Lines/Condensate Tank | A | Incremental Summer Peak Savings (MW) | Technical Potential | 0 | 0 | 0 | 0 | 0 | 0 | 0 | 0 | 0 | 0 | 0 | 0 | 0 | 0 | 0 | 0 | 0 | 0 | 0 | 0 | 0 | 0
F9_Industrial_Other Industrial_Existing_Process_Natural Gas_Gas Boiler - Insulate Steam Lines/Condensate Tank_A_Technical Potential | F9 | Industrial | Other Industrial | Existing | Process | Natural Gas | Gas Boiler - Insulate Steam Lines/Condensate Tank | A | Incremental Winter Peak Savings (MW) | Technical Potential | 0 | 0 | 0 | 0 | 0 | 0 | 0 | 0 | 0 | 0 | 0 | 0 | 0 | 0 | 0 | 0 | 0 | 0 | 0 | 0 | 0 | 0
F10_Industrial_Other Industrial_Existing_Process_Natural Gas_Gas Boiler - Insulate Steam Lines/Condensate Tank_A_Technical Potential | F10 | Industrial | Other Industrial | Existing | Process | Natural Gas | Gas Boiler - Insulate Steam Lines/Condensate Tank | A | Cumulative Energy Savings (MWh or mTherms) | Technical Potential | 0 | 0 | 0.6193 | 1.2279 | 1.8261 | 2.4139 | 2.9916 | 3.5593 | 4.1172 | 4.6655 | 5.2044 | 5.734 | 6.2544 | 6.7659 | 7.2685 | 7.7625 | 8.248 | 8.725 | 9.1939 | 9.6547 | 10.1075 | 10.5526
F11_Industrial_Other Industrial_Existing_Process_Natural Gas_Gas Boiler - Insulate Steam Lines/Condensate Tank_A_Technical Potential | F11 | Industrial | Other Industrial | Existing | Process | Natural Gas | Gas Boiler - Insulate Steam Lines/Condensate Tank | A | Cumulative Summer Peak Savings (MW) | Technical Potential | 0 | 0 | 0 | 0 | 0 | 0 | 0 | 0 | 0 | 0 | 0 | 0 | 0 | 0 | 0 | 0 | 0 | 0 | 0 | 0 | 0 | 0
F12_Industrial_Other Industrial_Existing_Process_Natural Gas_Gas Boiler - Insulate Steam Lines/Condensate Tank_A_Technical Potential | F12 | Industrial | Other Industrial | Existing | Process | Natural Gas | Gas Boiler - Insulate Steam Lines/Condensate Tank | A | Cumulative Winter Peak Savings (MW) | Technical Potential | 0 | 0 | 0 | 0 | 0 | 0 | 0 | 0 | 0 | 0 | 0 | 0 | 0 | 0 | 0 | 0 | 0 | 0 | 0 | 0 | 0 | 0
F13_Industrial_Other Industrial_Existing_Process_Natural Gas_Gas Boiler - Insulate Steam Lines/Condensate Tank_A_Technical Potential | F13 | Industrial | Other Industrial | Existing | Process | Natural Gas | Gas Boiler - Insulate Steam Lines/Condensate Tank | A | Purchases (Incremental) | Technical Potential | 0 | 0 | 36.7539 | 36.1202 | 35.4975 | 34.8854 | 34.284 | 33.6929 | 33.112 | 32.5411 | 31.98 | 31.4286 | 30.8868 | 30.3542 | 29.8309 | 29.3166 | 28.8111 | 28.3144 | 27.8262 | 27.3464 | 26.8749 | 26.4116
F14_Industrial_Other Industrial_Existing_Process_Natural Gas_Gas Boiler - Insulate Steam Lines/Condensate Tank_A_Technical Potential | F14 | Industrial | Other Industrial | Existing | Process | Natural Gas | Gas Boiler - Insulate Steam Lines/Condensate Tank | A | Purchases (Cumulative) | Technical Potential | 0 | 0 | 36.7539 | 72.8742 | 108.3716 | 143.2571 | 177.541 | 211.2339 | 244.3459 | 276.8869 | 308.8669 | 340.2956 | 371.1823 | 401.5366 | 431.3674 | 460.684 | 489.4951 | 517.8094 | 545.6356 | 572.982 | 599.8569 | 626.2685
F1_Industrial_Other Industrial_Existing_Space Heating_Natural Gas_Gas Boiler - Insulate Hot Water Lines_A_Technical Potential | F1 | Industrial | Other Industrial | Existing | Space Heating | Natural Gas | Gas Boiler - Insulate Hot Water Lines | A | Original Unit Energy Savings (kWh or therms) | Technical Potential | 0 | 0 | 25.0152 | 24.9524 | 24.8909 | 24.8309 | 24.7724 | 24.7156 | 24.6605 | 24.6074 | 24.5562 | 24.5071 | 24.4601 | 24.4154 | 24.3728 | 24.3326 | 24.2948 | 24.2593 | 24.2263 | 24.1957 | 24.1677 | 24.1423
F2_Industrial_Other Industrial_Existing_Space Heating_Natural Gas_Gas Boiler - Insulate Hot Water Lines_A_Technical Potential | F2 | Industrial | Other Industrial | Existing | Space Heating | Natural Gas | Gas Boiler - Insulate Hot Water Lines | A | Original Unit Summer Peak Savings (kW) | Technical Potential | 0 | 0 | 0 | 0 | 0 | 0 | 0 | 0 | 0 | 0 | 0 | 0 | 0 | 0 | 0 | 0 | 0 | 0 | 0 | 0 | 0 | 0
F3_Industrial_Other Industrial_Existing_Space Heating_Natural Gas_Gas Boiler - Insulate Hot Water Lines_A_Technical Potential | F3 | Industrial | Other Industrial | Existing | Space Heating | Natural Gas | Gas Boiler - Insulate Hot Water Lines | A | Original Unit Winter Peak Savings (kW) | Technical Potential | 0 | 0 | 0 | 0 | 0 | 0 | 0 | 0 | 0 | 0 | 0 | 0 | 0 | 0 | 0 | 0 | 0 | 0 | 0 | 0 | 0 | 0
F4_Industrial_Other Industrial_Existing_Space Heating_Natural Gas_Gas Boiler - Insulate Hot Water Lines_A_Technical Potential | F4 | Industrial | Other Industrial | Existing | Space Heating | Natural Gas | Gas Boiler - Insulate Hot Water Lines | A | Standalone Impact on Baseline Energy (%) | Technical Potential | 0% | 0% | 0.01364% | 0.02751% | 0.04162% | 0.05598% | 0.07059% | 0.08545% | 0.1006% | 0.116% | 0.1316% | 0.1475% | 0.1637% | 0.1802% | 0.197% | 0.214% | 0.2314% | 0.249% | 0.267% | 0.2852% | 0.3038% | 0.3228%
F5_Industrial_Other Industrial_Existing_Space Heating_Natural Gas_Gas Boiler - Insulate Hot Water Lines_A_Technical Potential | F5 | Industrial | Other Industrial | Existing | Space Heating | Natural Gas | Gas Boiler - Insulate Hot Water Lines | A | Standalone Impact on Baseline Summer Peak (%) | Technical Potential | bar: 2019 to 2040
F6_Industrial_Other Industrial_Existing_Space Heating_Natural Gas_Gas Boiler - Insulate Hot Water Lines_A_Technical Potential | F6 | Industrial | Other Industrial | Existing | Space Heating | Natural Gas | Gas Boiler - Insulate Hot Water Lines | A | Standalone Impact on Baseline Winter Peak (%) | Technical Potential | bar: 2019 to 2040
F7_Industrial_Other Industrial_Existing_Space Heating_Natural Gas_Gas Boiler - Insulate Hot Water Lines_A_Technical Potential | F7 | Industrial | Other Industrial | Existing | Space Heating | Natural Gas | Gas Boiler - Insulate Hot Water Lines | A | Incremental Energy Savings (MWh or mTherms) | Technical Potential | 0 | 0 | 0.127 | 0.12449 | 0.12205 | 0.11965 | 0.11731 | 0.11503 | 0.11279 | 0.11061 | 0.10847 | 0.10639 | 0.10436 | 0.10237 | 0.10043 | 0.098534 | 0.096685 | 0.094879 | 0.093116 | 0.091395 | 0.089716 | 0.088076
F8_Industrial_Other Industrial_Existing_Space Heating_Natural Gas_Gas Boiler - Insulate Hot Water Lines_A_Technical Potential | F8 | Industrial | Other Industrial | Existing | Space Heating | Natural Gas | Gas Boiler - Insulate Hot Water Lines | A | Incremental Summer Peak Savings (MW) | Technical Potential | 0 | 0 | 0 | 0 | 0 | 0 | 0 | 0 | 0 | 0 | 0 | 0 | 0 | 0 | 0 | 0 | 0 | 0 | 0 | 0 | 0 | 0
F9_Industrial_Other Industrial_Existing_Space Heating_Natural Gas_Gas Boiler - Insulate Hot Water Lines_A_Technical Potential | F9 | Industrial | Other Industrial | Existing | Space Heating | Natural Gas | Gas Boiler - Insulate Hot Water Lines | A | Incremental Winter Peak Savings (MW) | Technical Potential | 0 | 0 | 0 | 0 | 0 | 0 | 0 | 0 | 0 | 0 | 0 | 0 | 0 | 0 | 0 | 0 | 0 | 0 | 0 | 0 | 0 | 0
F10_Industrial_Other Industrial_Existing_Space Heating_Natural Gas_Gas Boiler - Insulate Hot Water Lines_A_Technical Potential | F10 | Industrial | Other Industrial | Existing | Space Heating | Natural Gas | Gas Boiler - Insulate Hot Water Lines | A | Cumulative Energy Savings (MWh or mTherms) | Technical Potential | 0 | 0 | 0.127 | 0.25117 | 0.3726 | 0.49135 | 0.60751 | 0.72114 | 0.83232 | 0.94114 | 1.0477 | 1.152 | 1.2541 | 1.3542 | 1.4522 | 1.5484 | 1.6427 | 1.7351 | 1.8259 | 1.915 | 2.0025 | 2.0884
F11_Industrial_Other Industrial_Existing_Space Heating_Natural Gas_Gas Boiler - Insulate Hot Water Lines_A_Technical Potential | F11 | Industrial | Other Industrial | Existing | Space Heating | Natural Gas | Gas Boiler - Insulate Hot Water Lines | A | Cumulative Summer Peak Savings (MW) | Technical Potential | 0 | 0 | 0 | 0 | 0 | 0 | 0 | 0 | 0 | 0 | 0 | 0 | 0 | 0 | 0 | 0 | 0 | 0 | 0 | 0 | 0 | 0
F12_Industrial_Other Industrial_Existing_Space Heating_Natural Gas_Gas Boiler - Insulate Hot Water Lines_A_Technical Potential | F12 | Industrial | Other Industrial | Existing | Space Heating | Natural Gas | Gas Boiler - Insulate Hot Water Lines | A | Cumulative Winter Peak Savings (MW) | Technical Potential | 0 | 0 | 0 | 0 | 0 | 0 | 0 | 0 | 0 | 0 | 0 | 0 | 0 | 0 | 0 | 0 | 0 | 0 | 0 | 0 | 0 | 0
F13_Industrial_Other Industrial_Existing_Space Heating_Natural Gas_Gas Boiler - Insulate Hot Water Lines_A_Technical Potential | F13 | Industrial | Other Industrial | Existing | Space Heating | Natural Gas | Gas Boiler - Insulate Hot Water Lines | A | Purchases (Incremental) | Technical Potential | 0 | 0 | 5.0768 | 4.9893 | 4.9032 | 4.8187 | 4.7356 | 4.654 | 4.5737 | 4.4949 | 4.4174 | 4.3412 | 4.2664 | 4.1928 | 4.1205 | 4.0495 | 3.9797 | 3.911 | 3.8436 | 3.7773 | 3.7122 | 3.6482
F14_Industrial_Other Industrial_Existing_Space Heating_Natural Gas_Gas Boiler - Insulate Hot Water Lines_A_Technical Potential | F14 | Industrial | Other Industrial | Existing | Space Heating | Natural Gas | Gas Boiler - Insulate Hot Water Lines | A | Purchases (Cumulative) | Technical Potential | 0 | 0 | 5.0768 | 10.066 | 14.9693 | 19.788 | 24.5236 | 29.1776 | 33.7513 | 38.2462 | 42.6635 | 47.0047 | 51.2711 | 55.4639 | 59.5844 | 63.6339 | 67.6135 | 71.5246 | 75.3682 | 79.1455 | 82.8577 | 86.5059
F1_Industrial_Other Industrial_Existing_Process_Natural Gas_Gas Boiler - Insulate Hot Water Lines_A_Technical Potential | F1 | Industrial | Other Industrial | Existing | Process | Natural Gas | Gas Boiler - Insulate Hot Water Lines | A | Original Unit Energy Savings (kWh or therms) | Technical Potential | 0 | 0 | 19.0457 | 19.0457 | 19.0457 | 19.0457 | 19.0457 | 19.0457 | 19.0457 | 19.0457 | 19.0457 | 19.0457 | 19.0457 | 19.0457 | 19.0457 | 19.0457 | 19.0457 | 19.0457 | 19.0457 | 19.0457 | 19.0457 | 19.0457
F2_Industrial_Other Industrial_Existing_Process_Natural Gas_Gas Boiler - Insulate Hot Water Lines_A_Technical Potential | F2 | Industrial | Other Industrial | Existing | Process | Natural Gas | Gas Boiler - Insulate Hot Water Lines | A | Original Unit Summer Peak Savings (kW) | Technical Potential | 0 | 0 | 0 | 0 | 0 | 0 | 0 | 0 | 0 | 0 | 0 | 0 | 0 | 0 | 0 | 0 | 0 | 0 | 0 | 0 | 0 | 0
F3_Industrial_Other Industrial_Existing_Process_Natural Gas_Gas Boiler - Insulate Hot Water Lines_A_Technical Potential | F3 | Industrial | Other Industrial | Existing | Process | Natural Gas | Gas Boiler - Insulate Hot Water Lines | A | Original Unit Winter Peak Savings (kW) | Technical Potential | 0 | 0 | 0 | 0 | 0 | 0 | 0 | 0 | 0 | 0 | 0 | 0 | 0 | 0 | 0 | 0 | 0 | 0 | 0 | 0 | 0 | 0
F4_Industrial_Other Industrial_Existing_Process_Natural Gas_Gas Boiler - Insulate Hot Water Lines_A_Technical Potential | F4 | Industrial | Other Industrial | Existing | Process | Natural Gas | Gas Boiler - Insulate Hot Water Lines | A | Standalone Impact on Baseline Energy (%) | Technical Potential | 0% | 0% | 0.07278% | 0.1468% | 0.2222% | 0.2989% | 0.3769% | 0.4563% | 0.5371% | 0.6193% | 0.7029% | 0.788% | 0.8746% | 0.9628% | 1.052% | 1.144% | 1.237% | 1.331% | 1.427% | 1.525% | 1.624% | 1.726%
F5_Industrial_Other Industrial_Existing_Process_Natural Gas_Gas Boiler - Insulate Hot Water Lines_A_Technical Potential | F5 | Industrial | Other Industrial | Existing | Process | Natural Gas | Gas Boiler - Insulate Hot Water Lines | A | Standalone Impact on Baseline Summer Peak (%) | Technical Potential | bar: 2019 to 2040
F6_Industrial_Other Industrial_Existing_Process_Natural Gas_Gas Boiler - Insulate Hot Water Lines_A_Technical Potential | F6 | Industrial | Other Industrial | Existing | Process | Natural Gas | Gas Boiler - Insulate Hot Water Lines | A | Standalone Impact on Baseline Winter Peak (%) | Technical Potential | bar: 2019 to 2040
F7_Industrial_Other Industrial_Existing_Process_Natural Gas_Gas Boiler - Insulate Hot Water Lines_A_Technical Potential | F7 | Industrial | Other Industrial | Existing | Process | Natural Gas | Gas Boiler - Insulate Hot Water Lines | A | Incremental Energy Savings (MWh or mTherms) | Technical Potential | 0 | 0 | 1.4 | 1.3759 | 1.3521 | 1.3288 | 1.3059 | 1.2834 | 1.2613 | 1.2395 | 1.2182 | 1.1972 | 1.1765 | 1.1562 | 1.1363 | 1.1167 | 1.0975 | 1.0785 | 1.0599 | 1.0417 | 1.0237 | 1.0061
F8_Industrial_Other Industrial_Existing_Process_Natural Gas_Gas Boiler - Insulate Hot Water Lines_A_Technical Potential | F8 | Industrial | Other Industrial | Existing | Process | Natural Gas | Gas Boiler - Insulate Hot Water Lines | A | Incremental Summer Peak Savings (MW) | Technical Potential | 0 | 0 | 0 | 0 | 0 | 0 | 0 | 0 | 0 | 0 | 0 | 0 | 0 | 0 | 0 | 0 | 0 | 0 | 0 | 0 | 0 | 0
F9_Industrial_Other Industrial_Existing_Process_Natural Gas_Gas Boiler - Insulate Hot Water Lines_A_Technical Potential | F9 | Industrial | Other Industrial | Existing | Process | Natural Gas | Gas Boiler - Insulate Hot Water Lines | A | Incremental Winter Peak Savings (MW) | Technical Potential | 0 | 0 | 0 | 0 | 0 | 0 | 0 | 0 | 0 | 0 | 0 | 0 | 0 | 0 | 0 | 0 | 0 | 0 | 0 | 0 | 0 | 0
F10_Industrial_Other Industrial_Existing_Process_Natural Gas_Gas Boiler - Insulate Hot Water Lines_A_Technical Potential | F10 | Industrial | Other Industrial | Existing | Process | Natural Gas | Gas Boiler - Insulate Hot Water Lines | A | Cumulative Energy Savings (MWh or mTherms) | Technical Potential | 0 | 0 | 1.4 | 2.7759 | 4.128 | 5.4569 | 6.7628 | 8.0462 | 9.3075 | 10.547 | 11.7652 | 12.9623 | 14.1389 | 15.2951 | 16.4314 | 17.5481 | 18.6456 | 19.7241 | 20.784 | 21.8257 | 22.8494 | 23.8554
F11_Industrial_Other Industrial_Existing_Process_Natural Gas_Gas Boiler - Insulate Hot Water Lines_A_Technical Potential | F11 | Industrial | Other Industrial | Existing | Process | Natural Gas | Gas Boiler - Insulate Hot Water Lines | A | Cumulative Summer Peak Savings (MW) | Technical Potential | 0 | 0 | 0 | 0 | 0 | 0 | 0 | 0 | 0 | 0 | 0 | 0 | 0 | 0 | 0 | 0 | 0 | 0 | 0 | 0 | 0 | 0
F12_Industrial_Other Industrial_Existing_Process_Natural Gas_Gas Boiler - Insulate Hot Water Lines_A_Technical Potential | F12 | Industrial | Other Industrial | Existing | Process | Natural Gas | Gas Boiler - Insulate Hot Water Lines | A | Cumulative Winter Peak Savings (MW) | Technical Potential | 0 | 0 | 0 | 0 | 0 | 0 | 0 | 0 | 0 | 0 | 0 | 0 | 0 | 0 | 0 | 0 | 0 | 0 | 0 | 0 | 0 | 0
F13_Industrial_Other Industrial_Existing_Process_Natural Gas_Gas Boiler - Insulate Hot Water Lines_A_Technical Potential | F13 | Industrial | Other Industrial | Existing | Process | Natural Gas | Gas Boiler - Insulate Hot Water Lines | A | Purchases (Incremental) | Technical Potential | 0 | 0 | 73.5078 | 72.2405 | 70.9949 | 69.7709 | 68.5679 | 67.3857 | 66.2239 | 65.0821 | 63.96 | 62.8573 | 61.7735 | 60.7085 | 59.6618 | 58.6331 | 57.6222 | 56.6287 | 55.6523 | 54.6928 | 53.7498 | 52.8231
F14_Industrial_Other Industrial_Existing_Process_Natural Gas_Gas Boiler - Insulate Hot Water Lines_A_Technical Potential | F14 | Industrial | Other Industrial | Existing | Process | Natural Gas | Gas Boiler - Insulate Hot Water Lines | A | Purchases (Cumulative) | Technical Potential | 0 | 0 | 73.5078 | 145.7483 | 216.7433 | 286.5141 | 355.0821 | 422.4678 | 488.6917 | 553.7739 | 617.7339 | 680.5911 | 742.3647 | 803.0731 | 862.7349 | 921.368 | 978.9902 | 1035.6189 | 1091.2712 | 1145.964 | 1199.7139 | 1252.537
F1_Industrial_Other Industrial_Existing_Process_Natural Gas_Process - Insulate Heated Process Fluids_A_Technical Potential | F1 | Industrial | Other Industrial | Existing | Process | Natural Gas | Process - Insulate Heated Process Fluids | A | Original Unit Energy Savings (kWh or therms) | Technical Potential | 0 | 0 | 13.6092 | 13.6092 | 13.6092 | 13.6092 | 13.6092 | 13.6092 | 13.6092 | 13.6092 | 13.6092 | 13.6092 | 13.6092 | 13.6092 | 13.6092 | 13.6092 | 13.6092 | 13.6092 | 13.6092 | 13.6092 | 13.6092 | 13.6092
F2_Industrial_Other Industrial_Existing_Process_Natural Gas_Process - Insulate Heated Process Fluids_A_Technical Potential | F2 | Industrial | Other Industrial | Existing | Process | Natural Gas | Process - Insulate Heated Process Fluids | A | Original Unit Summer Peak Savings (kW) | Technical Potential | 0 | 0 | 0 | 0 | 0 | 0 | 0 | 0 | 0 | 0 | 0 | 0 | 0 | 0 | 0 | 0 | 0 | 0 | 0 | 0 | 0 | 0
F3_Industrial_Other Industrial_Existing_Process_Natural Gas_Process - Insulate Heated Process Fluids_A_Technical Potential | F3 | Industrial | Other Industrial | Existing | Process | Natural Gas | Process - Insulate Heated Process Fluids | A | Original Unit Winter Peak Savings (kW) | Technical Potential | 0 | 0 | 0 | 0 | 0 | 0 | 0 | 0 | 0 | 0 | 0 | 0 | 0 | 0 | 0 | 0 | 0 | 0 | 0 | 0 | 0 | 0
F4_Industrial_Other Industrial_Existing_Process_Natural Gas_Process - Insulate Heated Process Fluids_A_Technical Potential | F4 | Industrial | Other Industrial | Existing | Process | Natural Gas | Process - Insulate Heated Process Fluids | A | Standalone Impact on Baseline Energy (%) | Technical Potential | 0% | 0% | 0.05688% | 0.1148% | 0.1737% | 0.2336% | 0.2946% | 0.3509% | 0.398% | 0.4378% | 0.4717% | 0.5009% | 0.5265% | 0.5491% | 0.5695% | 0.5881% | 0.6053% | 0.6214% | 0.6323% | 0.6434% | 0.6547% | 0.6662%
F5_Industrial_Other Industrial_Existing_Process_Natural Gas_Process - Insulate Heated Process Fluids_A_Technical Potential | F5 | Industrial | Other Industrial | Existing | Process | Natural Gas | Process - Insulate Heated Process Fluids | A | Standalone Impact on Baseline Summer Peak (%) | Technical Potential | bar: 2019 to 2040
F6_Industrial_Other Industrial_Existing_Process_Natural Gas_Process - Insulate Heated Process Fluids_A_Technical Potential | F6 | Industrial | Other Industrial | Existing | Process | Natural Gas | Process - Insulate Heated Process Fluids | A | Standalone Impact on Baseline Winter Peak (%) | Technical Potential | bar: 2019 to 2040
F7_Industrial_Other Industrial_Existing_Process_Natural Gas_Process - Insulate Heated Process Fluids_A_Technical Potential | F7 | Industrial | Other Industrial | Existing | Process | Natural Gas | Process - Insulate Heated Process Fluids | A | Incremental Energy Savings (MWh or mTherms) | Technical Potential | 0 | 0 | 1.0942 | 1.0753 | 1.0568 | 1.0385 | 1.0206 | 0.90273 | 0.70974 | 0.558 | 0.4387 | 0.34491 | 0.27117 | 0.2132 | 0.16762 | 0.13178 | 0.10361 | 0.081457 | 0.00054602 | 0.00019164 | 6.4207e-05 | 2.0576e-05
F8_Industrial_Other Industrial_Existing_Process_Natural Gas_Process - Insulate Heated Process Fluids_A_Technical Potential | F8 | Industrial | Other Industrial | Existing | Process | Natural Gas | Process - Insulate Heated Process Fluids | A | Incremental Summer Peak Savings (MW) | Technical Potential | 0 | 0 | 0 | 0 | 0 | 0 | 0 | 0 | 0 | 0 | 0 | 0 | 0 | 0 | 0 | 0 | 0 | 0 | 0 | 0 | 0 | 0
F9_Industrial_Other Industrial_Existing_Process_Natural Gas_Process - Insulate Heated Process Fluids_A_Technical Potential | F9 | Industrial | Other Industrial | Existing | Process | Natural Gas | Process - Insulate Heated Process Fluids | A | Incremental Winter Peak Savings (MW) | Technical Potential | 0 | 0 | 0 | 0 | 0 | 0 | 0 | 0 | 0 | 0 | 0 | 0 | 0 | 0 | 0 | 0 | 0 | 0 | 0 | 0 | 0 | 0
F10_Industrial_Other Industrial_Existing_Process_Natural Gas_Process - Insulate Heated Process Fluids_A_Technical Potential | F10 | Industrial | Other Industrial | Existing | Process | Natural Gas | Process - Insulate Heated Process Fluids | A | Cumulative Energy Savings (MWh or mTherms) | Technical Potential | 0 | 0 | 1.0942 | 2.1695 | 3.2262 | 4.2648 | 5.2854 | 6.1881 | 6.8979 | 7.4559 | 7.8946 | 8.2395 | 8.5107 | 8.7239 | 8.8915 | 9.0233 | 9.1269 | 9.2083 | 9.2089 | 9.2091 | 9.2091 | 9.2091
F11_Industrial_Other Industrial_Existing_Process_Natural Gas_Process - Insulate Heated Process Fluids_A_Technical Potential | F11 | Industrial | Other Industrial | Existing | Process | Natural Gas | Process - Insulate Heated Process Fluids | A | Cumulative Summer Peak Savings (MW) | Technical Potential | 0 | 0 | 0 | 0 | 0 | 0 | 0 | 0 | 0 | 0 | 0 | 0 | 0 | 0 | 0 | 0 | 0 | 0 | 0 | 0 | 0 | 0
F12_Industrial_Other Industrial_Existing_Process_Natural Gas_Process - Insulate Heated Process Fluids_A_Technical Potential | F12 | Industrial | Other Industrial | Existing | Process | Natural Gas | Process - Insulate Heated Process Fluids | A | Cumulative Winter Peak Savings (MW) | Technical Potential | 0 | 0 | 0 | 0 | 0 | 0 | 0 | 0 | 0 | 0 | 0 | 0 | 0 | 0 | 0 | 0 | 0 | 0 | 0 | 0 | 0 | 0
F13_Industrial_Other Industrial_Existing_Process_Natural Gas_Process - Insulate Heated Process Fluids_A_Technical Potential | F13 | Industrial | Other Industrial | Existing | Process | Natural Gas | Process - Insulate Heated Process Fluids | A | Purchases (Incremental) | Technical Potential | 0 | 0 | 80.3989 | 79.0127 | 77.6504 | 76.3116 | 74.9959 | 66.3326 | 52.1511 | 41.0016 | 32.2357 | 25.344 | 19.9256 | 15.6656 | 12.3164 | 9.6833 | 7.613 | 5.9854 | 0.040121 | 0.014082 | 0.0047179 | 0.0015119
F14_Industrial_Other Industrial_Existing_Process_Natural Gas_Process - Insulate Heated Process Fluids_A_Technical Potential | F14 | Industrial | Other Industrial | Existing | Process | Natural Gas | Process - Insulate Heated Process Fluids | A | Purchases (Cumulative) | Technical Potential | 0 | 0 | 80.3989 | 159.4116 | 237.0621 | 313.3737 | 388.3696 | 454.7022 | 506.8533 | 547.8549 | 580.0906 | 605.4346 | 625.3602 | 641.0258 | 653.3423 | 663.0255 | 670.6386 | 676.624 | 676.6641 | 676.6782 | 676.6829 | 676.6844
F1_Industrial_Other Industrial_Existing_Process_Natural Gas_Process Heat Recovery_A_Technical Potential | F1 | Industrial | Other Industrial | Existing | Process | Natural Gas | Process Heat Recovery | A | Original Unit Energy Savings (kWh or therms) | Technical Potential | 0 | 0 | 0.033147 | 0.033147 | 0.033147 | 0.033147 | 0.033147 | 0.033147 | 0.033147 | 0.033147 | 0.033147 | 0.033147 | 0.033147 | 0.033147 | 0.033147 | 0.033147 | 0.033147 | 0.033147 | 0.033147 | 0.033147 | 0.033147 | 0.033147
F2_Industrial_Other Industrial_Existing_Process_Natural Gas_Process Heat Recovery_A_Technical Potential | F2 | Industrial | Other Industrial | Existing | Process | Natural Gas | Process Heat Recovery | A | Original Unit Summer Peak Savings (kW) | Technical Potential | 0 | 0 | 0 | 0 | 0 | 0 | 0 | 0 | 0 | 0 | 0 | 0 | 0 | 0 | 0 | 0 | 0 | 0 | 0 | 0 | 0 | 0
F3_Industrial_Other Industrial_Existing_Process_Natural Gas_Process Heat Recovery_A_Technical Potential | F3 | Industrial | Other Industrial | Existing | Process | Natural Gas | Process Heat Recovery | A | Original Unit Winter Peak Savings (kW) | Technical Potential | 0 | 0 | 0 | 0 | 0 | 0 | 0 | 0 | 0 | 0 | 0 | 0 | 0 | 0 | 0 | 0 | 0 | 0 | 0 | 0 | 0 | 0
F4_Industrial_Other Industrial_Existing_Process_Natural Gas_Process Heat Recovery_A_Technical Potential | F4 | Industrial | Other Industrial | Existing | Process | Natural Gas | Process Heat Recovery | A | Standalone Impact on Baseline Energy (%) | Technical Potential | 0% | 0% | 0.004987% | 0.01006% | 0.01523% | 0.02048% | 0.02583% | 0.03077% | 0.0349% | 0.03839% | 0.04136% | 0.04392% | 0.04616% | 0.04815% | 0.04994% | 0.05156% | 0.05307% | 0.05448% | 0.05544% | 0.05642% | 0.05741% | 0.05842%
F5_Industrial_Other Industrial_Existing_Process_Natural Gas_Process Heat Recovery_A_Technical Potential | F5 | Industrial | Other Industrial | Existing | Process | Natural Gas | Process Heat Recovery | A | Standalone Impact on Baseline Summer Peak (%) | Technical Potential | bar: 2019 to 2040
F6_Industrial_Other Industrial_Existing_Process_Natural Gas_Process Heat Recovery_A_Technical Potential | F6 | Industrial | Other Industrial | Existing | Process | Natural Gas | Process Heat Recovery | A | Standalone Impact on Baseline Winter Peak (%) | Technical Potential | bar: 2019 to 2040
F7_Industrial_Other Industrial_Existing_Process_Natural Gas_Process Heat Recovery_A_Technical Potential | F7 | Industrial | Other Industrial | Existing | Process | Natural Gas | Process Heat Recovery | A | Incremental Energy Savings (MWh or mTherms) | Technical Potential | 0 | 0 | 0.095939 | 0.094285 | 0.092659 | 0.091062 | 0.089492 | 0.079154 | 0.062231 | 0.048927 | 0.038466 | 0.030243 | 0.023777 | 0.018694 | 0.014697 | 0.011555 | 0.0090845 | 0.0071423 | 4.7876e-05 | 1.6804e-05 | 5.6298e-06 | 1.8042e-06
F8_Industrial_Other Industrial_Existing_Process_Natural Gas_Process Heat Recovery_A_Technical Potential | F8 | Industrial | Other Industrial | Existing | Process | Natural Gas | Process Heat Recovery | A | Incremental Summer Peak Savings (MW) | Technical Potential | 0 | 0 | 0 | 0 | 0 | 0 | 0 | 0 | 0 | 0 | 0 | 0 | 0 | 0 | 0 | 0 | 0 | 0 | 0 | 0 | 0 | 0
F9_Industrial_Other Industrial_Existing_Process_Natural Gas_Process Heat Recovery_A_Technical Potential | F9 | Industrial | Other Industrial | Existing | Process | Natural Gas | Process Heat Recovery | A | Incremental Winter Peak Savings (MW) | Technical Potential | 0 | 0 | 0 | 0 | 0 | 0 | 0 | 0 | 0 | 0 | 0 | 0 | 0 | 0 | 0 | 0 | 0 | 0 | 0 | 0 | 0 | 0
F10_Industrial_Other Industrial_Existing_Process_Natural Gas_Process Heat Recovery_A_Technical Potential | F10 | Industrial | Other Industrial | Existing | Process | Natural Gas | Process Heat Recovery | A | Cumulative Energy Savings (MWh or mTherms) | Technical Potential | 0 | 0 | 0.095939 | 0.19022 | 0.28288 | 0.37394 | 0.46344 | 0.54259 | 0.60482 | 0.65375 | 0.69221 | 0.72246 | 0.74623 | 0.76493 | 0.77962 | 0.79118 | 0.80026 | 0.80741 | 0.80745 | 0.80747 | 0.80748 | 0.80748
F11_Industrial_Other Industrial_Existing_Process_Natural Gas_Process Heat Recovery_A_Technical Potential | F11 | Industrial | Other Industrial | Existing | Process | Natural Gas | Process Heat Recovery | A | Cumulative Summer Peak Savings (MW) | Technical Potential | 0 | 0 | 0 | 0 | 0 | 0 | 0 | 0 | 0 | 0 | 0 | 0 | 0 | 0 | 0 | 0 | 0 | 0 | 0 | 0 | 0 | 0
F12_Industrial_Other Industrial_Existing_Process_Natural Gas_Process Heat Recovery_A_Technical Potential | F12 | Industrial | Other Industrial | Existing | Process | Natural Gas | Process Heat Recovery | A | Cumulative Winter Peak Savings (MW) | Technical Potential | 0 | 0 | 0 | 0 | 0 | 0 | 0 | 0 | 0 | 0 | 0 | 0 | 0 | 0 | 0 | 0 | 0 | 0 | 0 | 0 | 0 | 0
F13_Industrial_Other Industrial_Existing_Process_Natural Gas_Process Heat Recovery_A_Technical Potential | F13 | Industrial | Other Industrial | Existing | Process | Natural Gas | Process Heat Recovery | A | Purchases (Incremental) | Technical Potential | 0 | 0 | 2894.3606 | 2844.4579 | 2795.4155 | 2747.2187 | 2699.8528 | 2387.9733 | 1877.4411 | 1476.0571 | 1160.4863 | 912.3823 | 717.3213 | 563.9629 | 443.3915 | 348.5975 | 274.0697 | 215.4755 | 1.4444 | 0.50695 | 0.16984 | 0.054429
F14_Industrial_Other Industrial_Existing_Process_Natural Gas_Process Heat Recovery_A_Technical Potential | F14 | Industrial | Other Industrial | Existing | Process | Natural Gas | Process Heat Recovery | A | Purchases (Cumulative) | Technical Potential | 0 | 0 | 2894.3606 | 5738.8185 | 8534.234 | 11281.4526 | 13981.3054 | 16369.2787 | 18246.7198 | 19722.7769 | 20883.2631 | 21795.6455 | 22512.9667 | 23076.9296 | 23520.3212 | 23868.9187 | 24142.9884 | 24358.464 | 24359.9083 | 24360.4153 | 24360.5851 | 24360.6396
F1_Industrial_Other Industrial_Existing_Space Heating_Natural Gas_Building Automation System_A_Technical Potential | F1 | Industrial | Other Industrial | Existing | Space Heating | Natural Gas | Building Automation System | A | Original Unit Energy Savings (kWh or therms) | Technical Potential | 0 | 0 | 0.015624 | 0.015587 | 0.01555 | 0.015514 | 0.015478 | 0.015443 | 0.015409 | 0.015376 | 0.015345 | 0.015316 | 0.015289 | 0.015263 | 0.015238 | 0.015215 | 0.015194 | 0.015173 | 0.015154 | 0.015136 | 0.01512 | 0.015104
F2_Industrial_Other Industrial_Existing_Space Heating_Natural Gas_Building Automation System_A_Technical Potential | F2 | Industrial | Other Industrial | Existing | Space Heating | Natural Gas | Building Automation System | A | Original Unit Summer Peak Savings (kW) | Technical Potential | 0 | 0 | 0 | 0 | 0 | 0 | 0 | 0 | 0 | 0 | 0 | 0 | 0 | 0 | 0 | 0 | 0 | 0 | 0 | 0 | 0 | 0
F3_Industrial_Other Industrial_Existing_Space Heating_Natural Gas_Building Automation System_A_Technical Potential | F3 | Industrial | Other Industrial | Existing | Space Heating | Natural Gas | Building Automation System | A | Original Unit Winter Peak Savings (kW) | Technical Potential | 0 | 0 | 0 | 0 | 0 | 0 | 0 | 0 | 0 | 0 | 0 | 0 | 0 | 0 | 0 | 0 | 0 | 0 | 0 | 0 | 0 | 0
F4_Industrial_Other Industrial_Existing_Space Heating_Natural Gas_Building Automation System_A_Technical Potential | F4 | Industrial | Other Industrial | Existing | Space Heating | Natural Gas | Building Automation System | A | Standalone Impact on Baseline Energy (%) | Technical Potential | 0% | 0% | 0.01539% | 0.04641% | 0.1018% | 0.1925% | 0.3307% | 0.5296% | 0.8015% | 1.156% | 1.598% | 2.122% | 2.717% | 3.357% | 4.011% | 4.643% | 5.218% | 5.717% | 6.129% | 6.453% | 6.704% | 6.912%
F5_Industrial_Other Industrial_Existing_Space Heating_Natural Gas_Building Automation System_A_Technical Potential | F5 | Industrial | Other Industrial | Existing | Space Heating | Natural Gas | Building Automation System | A | Standalone Impact on Baseline Summer Peak (%) | Technical Potential | bar: 2019 to 2040
F6_Industrial_Other Industrial_Existing_Space Heating_Natural Gas_Building Automation System_A_Technical Potential | F6 | Industrial | Other Industrial | Existing | Space Heating | Natural Gas | Building Automation System | A | Standalone Impact on Baseline Winter Peak (%) | Technical Potential | bar: 2019 to 2040
F7_Industrial_Other Industrial_Existing_Space Heating_Natural Gas_Building Automation System_A_Technical Potential | F7 | Industrial | Other Industrial | Existing | Space Heating | Natural Gas | Building Automation System | A | Incremental Energy Savings (MWh or mTherms) | Technical Potential | 0 | 0 | 0.14331 | 0.28086 | 0.48891 | 0.77973 | 1.1604 | 1.6296 | 2.1738 | 2.7635 | 3.3523 | 3.8777 | 4.2678 | 4.4543 | 4.3888 | 4.0597 | 3.5028 | 2.8431 | 2.1339 | 1.4501 | 0.90949 | 0.58231
F8_Industrial_Other Industrial_Existing_Space Heating_Natural Gas_Building Automation System_A_Technical Potential | F8 | Industrial | Other Industrial | Existing | Space Heating | Natural Gas | Building Automation System | A | Incremental Summer Peak Savings (MW) | Technical Potential | 0 | 0 | 0 | 0 | 0 | 0 | 0 | 0 | 0 | 0 | 0 | 0 | 0 | 0 | 0 | 0 | 0 | 0 | 0 | 0 | 0 | 0
F9_Industrial_Other Industrial_Existing_Space Heating_Natural Gas_Building Automation System_A_Technical Potential | F9 | Industrial | Other Industrial | Existing | Space Heating | Natural Gas | Building Automation System | A | Incremental Winter Peak Savings (MW) | Technical Potential | 0 | 0 | 0 | 0 | 0 | 0 | 0 | 0 | 0 | 0 | 0 | 0 | 0 | 0 | 0 | 0 | 0 | 0 | 0 | 0 | 0 | 0
F10_Industrial_Other Industrial_Existing_Space Heating_Natural Gas_Building Automation System_A_Technical Potential | F10 | Industrial | Other Industrial | Existing | Space Heating | Natural Gas | Building Automation System | A | Cumulative Energy Savings (MWh or mTherms) | Technical Potential | 0 | 0 | 0.14331 | 0.42383 | 0.91173 | 1.6893 | 2.8458 | 4.469 | 6.633 | 9.3826 | 12.716 | 16.5695 | 20.8076 | 25.2267 | 29.5751 | 33.5902 | 37.0452 | 39.8387 | 41.9224 | 43.3228 | 44.184 | 44.7201
F11_Industrial_Other Industrial_Existing_Space Heating_Natural Gas_Building Automation System_A_Technical Potential | F11 | Industrial | Other Industrial | Existing | Space Heating | Natural Gas | Building Automation System | A | Cumulative Summer Peak Savings (MW) | Technical Potential | 0 | 0 | 0 | 0 | 0 | 0 | 0 | 0 | 0 | 0 | 0 | 0 | 0 | 0 | 0 | 0 | 0 | 0 | 0 | 0 | 0 | 0
F12_Industrial_Other Industrial_Existing_Space Heating_Natural Gas_Building Automation System_A_Technical Potential | F12 | Industrial | Other Industrial | Existing | Space Heating | Natural Gas | Building Automation System | A | Cumulative Winter Peak Savings (MW) | Technical Potential | 0 | 0 | 0 | 0 | 0 | 0 | 0 | 0 | 0 | 0 | 0 | 0 | 0 | 0 | 0 | 0 | 0 | 0 | 0 | 0 | 0 | 0
F13_Industrial_Other Industrial_Existing_Space Heating_Natural Gas_Building Automation System_A_Technical Potential | F13 | Industrial | Other Industrial | Existing | Space Heating | Natural Gas | Building Automation System | A | Purchases (Incremental) | Technical Potential | 0 | 0 | 9172.1884 | 18018.4891 | 31441.0461 | 50261.392 | 74974.432 | 105528.0379 | 141072.1616 | 179727.3615 | 218459.1538 | 253173.5956 | 279147.0052 | 291839.8587 | 288005.5231 | 266812.8495 | 230543.5455 | 187369.7758 | 140812.3771 | 95804.7075 | 60153.2431 | 38553.9901
F14_Industrial_Other Industrial_Existing_Space Heating_Natural Gas_Building Automation System_A_Technical Potential | F14 | Industrial | Other Industrial | Existing | Space Heating | Natural Gas | Building Automation System | A | Purchases (Cumulative) | Technical Potential | 0 | 0 | 9172.1884 | 27190.6775 | 58631.7236 | 108893.1155 | 183867.5475 | 289395.5854 | 430467.747 | 610195.1085 | 828654.2623 | 1081827.8578 | 1360974.863 | 1652814.7217 | 1940820.2448 | 2207633.0943 | 2438176.6397 | 2625546.4155 | 2766358.7926 | 2862163.5001 | 2922316.7432 | 2960870.7333
F1_Industrial_Other Industrial_Existing_Space Heating_Natural Gas_Steam System Efficiency Improvements_A_Technical Potential | F1 | Industrial | Other Industrial | Existing | Space Heating | Natural Gas | Steam System Efficiency Improvements | A | Original Unit Energy Savings (kWh or therms) | Technical Potential | 0 | 0 | 0.13953 | 0.13917 | 0.13883 | 0.1385 | 0.13817 | 0.13785 | 0.13755 | 0.13725 | 0.13697 | 0.13669 | 0.13643 | 0.13618 | 0.13594 | 0.13572 | 0.13551 | 0.13531 | 0.13512 | 0.13495 | 0.1348 | 0.13466
F2_Industrial_Other Industrial_Existing_Space Heating_Natural Gas_Steam System Efficiency Improvements_A_Technical Potential | F2 | Industrial | Other Industrial | Existing | Space Heating | Natural Gas | Steam System Efficiency Improvements | A | Original Unit Summer Peak Savings (kW) | Technical Potential | 0 | 0 | 0 | 0 | 0 | 0 | 0 | 0 | 0 | 0 | 0 | 0 | 0 | 0 | 0 | 0 | 0 | 0 | 0 | 0 | 0 | 0
F3_Industrial_Other Industrial_Existing_Space Heating_Natural Gas_Steam System Efficiency Improvements_A_Technical Potential | F3 | Industrial | Other Industrial | Existing | Space Heating | Natural Gas | Steam System Efficiency Improvements | A | Original Unit Winter Peak Savings (kW) | Technical Potential | 0 | 0 | 0 | 0 | 0 | 0 | 0 | 0 | 0 | 0 | 0 | 0 | 0 | 0 | 0 | 0 | 0 | 0 | 0 | 0 | 0 | 0
F4_Industrial_Other Industrial_Existing_Space Heating_Natural Gas_Steam System Efficiency Improvements_A_Technical Potential | F4 | Industrial | Other Industrial | Existing | Space Heating | Natural Gas | Steam System Efficiency Improvements | A | Standalone Impact on Baseline Energy (%) | Technical Potential | 0% | 0% | 0.0009738% | 0.002937% | 0.006444% | 0.01218% | 0.02092% | 0.0335% | 0.05071% | 0.07314% | 0.1011% | 0.1342% | 0.1718% | 0.2123% | 0.2536% | 0.2935% | 0.3298% | 0.3613% | 0.3873% | 0.4078% | 0.4236% | 0.4367%
F5_Industrial_Other Industrial_Existing_Space Heating_Natural Gas_Steam System Efficiency Improvements_A_Technical Potential | F5 | Industrial | Other Industrial | Existing | Space Heating | Natural Gas | Steam System Efficiency Improvements | A | Standalone Impact on Baseline Summer Peak (%) | Technical Potential | bar: 2019 to 2040
F6_Industrial_Other Industrial_Existing_Space Heating_Natural Gas_Steam System Efficiency Improvements_A_Technical Potential | F6 | Industrial | Other Industrial | Existing | Space Heating | Natural Gas | Steam System Efficiency Improvements | A | Standalone Impact on Baseline Winter Peak (%) | Technical Potential | bar: 2019 to 2040
F7_Industrial_Other Industrial_Existing_Space Heating_Natural Gas_Steam System Efficiency Improvements_A_Technical Potential | F7 | Industrial | Other Industrial | Existing | Space Heating | Natural Gas | Steam System Efficiency Improvements | A | Incremental Energy Savings (MWh or mTherms) | Technical Potential | 0 | 0 | 0.0090697 | 0.017773 | 0.030935 | 0.049334 | 0.073417 | 0.1031 | 0.13752 | 0.17482 | 0.21206 | 0.24526 | 0.2699 | 0.28166 | 0.27748 | 0.25663 | 0.2214 | 0.17968 | 0.13485 | 0.091631 | 0.057466 | 0.036793
F8_Industrial_Other Industrial_Existing_Space Heating_Natural Gas_Steam System Efficiency Improvements_A_Technical Potential | F8 | Industrial | Other Industrial | Existing | Space Heating | Natural Gas | Steam System Efficiency Improvements | A | Incremental Summer Peak Savings (MW) | Technical Potential | 0 | 0 | 0 | 0 | 0 | 0 | 0 | 0 | 0 | 0 | 0 | 0 | 0 | 0 | 0 | 0 | 0 | 0 | 0 | 0 | 0 | 0
F9_Industrial_Other Industrial_Existing_Space Heating_Natural Gas_Steam System Efficiency Improvements_A_Technical Potential | F9 | Industrial | Other Industrial | Existing | Space Heating | Natural Gas | Steam System Efficiency Improvements | A | Incremental Winter Peak Savings (MW) | Technical Potential | 0 | 0 | 0 | 0 | 0 | 0 | 0 | 0 | 0 | 0 | 0 | 0 | 0 | 0 | 0 | 0 | 0 | 0 | 0 | 0 | 0 | 0
F10_Industrial_Other Industrial_Existing_Space Heating_Natural Gas_Steam System Efficiency Improvements_A_Technical Potential | F10 | Industrial | Other Industrial | Existing | Space Heating | Natural Gas | Steam System Efficiency Improvements | A | Cumulative Energy Savings (MWh or mTherms) | Technical Potential | 0 | 0 | 0.0090697 | 0.026819 | 0.057689 | 0.10688 | 0.18005 | 0.28274 | 0.41962 | 0.59354 | 0.80436 | 1.048 | 1.3159 | 1.5952 | 1.8699 | 2.1234 | 2.3415 | 2.5178 | 2.6492 | 2.7375 | 2.7918 | 2.8256
F11_Industrial_Other Industrial_Existing_Space Heating_Natural Gas_Steam System Efficiency Improvements_A_Technical Potential | F11 | Industrial | Other Industrial | Existing | Space Heating | Natural Gas | Steam System Efficiency Improvements | A | Cumulative Summer Peak Savings (MW) | Technical Potential | 0 | 0 | 0 | 0 | 0 | 0 | 0 | 0 | 0 | 0 | 0 | 0 | 0 | 0 | 0 | 0 | 0 | 0 | 0 | 0 | 0 | 0
F12_Industrial_Other Industrial_Existing_Space Heating_Natural Gas_Steam System Efficiency Improvements_A_Technical Potential | F12 | Industrial | Other Industrial | Existing | Space Heating | Natural Gas | Steam System Efficiency Improvements | A | Cumulative Winter Peak Savings (MW) | Technical Potential | 0 | 0 | 0 | 0 | 0 | 0 | 0 | 0 | 0 | 0 | 0 | 0 | 0 | 0 | 0 | 0 | 0 | 0 | 0 | 0 | 0 | 0
F13_Industrial_Other Industrial_Existing_Space Heating_Natural Gas_Steam System Efficiency Improvements_A_Technical Potential | F13 | Industrial | Other Industrial | Existing | Space Heating | Natural Gas | Steam System Efficiency Improvements | A | Purchases (Incremental) | Technical Potential | 0 | 0 | 65.0044 | 127.6992 | 222.8265 | 356.2086 | 531.353 | 747.8901 | 999.7957 | 1273.7498 | 1548.2467 | 1794.2722 | 1978.349 | 2068.3048 | 2041.1304 | 1890.9353 | 1633.8903 | 1327.9125 | 997.9545 | 678.9797 | 426.3134 | 273.2368
F14_Industrial_Other Industrial_Existing_Space Heating_Natural Gas_Steam System Efficiency Improvements_A_Technical Potential | F14 | Industrial | Other Industrial | Existing | Space Heating | Natural Gas | Steam System Efficiency Improvements | A | Purchases (Cumulative) | Technical Potential | 0 | 0 | 65.0044 | 192.7037 | 415.5302 | 771.7388 | 1303.0918 | 2050.9819 | 3050.7776 | 4324.5274 | 5872.7741 | 7667.0464 | 9645.3953 | 11713.7001 | 13754.8305 | 15645.7658 | 17279.6561 | 18607.5686 | 19605.5231 | 20284.5028 | 20710.8162 | 20984.0531
F1_Industrial_Other Industrial_Existing_Process_Natural Gas_Steam System Efficiency Improvements_A_Technical Potential | F1 | Industrial | Other Industrial | Existing | Process | Natural Gas | Steam System Efficiency Improvements | A | Original Unit Energy Savings (kWh or therms) | Technical Potential | 0 | 0 | 0.10623 | 0.10623 | 0.10623 | 0.10623 | 0.10623 | 0.10623 | 0.10623 | 0.10623 | 0.10623 | 0.10623 | 0.10623 | 0.10623 | 0.10623 | 0.10623 | 0.10623 | 0.10623 | 0.10623 | 0.10623 | 0.10623 | 0.10623
F2_Industrial_Other Industrial_Existing_Process_Natural Gas_Steam System Efficiency Improvements_A_Technical Potential | F2 | Industrial | Other Industrial | Existing | Process | Natural Gas | Steam System Efficiency Improvements | A | Original Unit Summer Peak Savings (kW) | Technical Potential | 0 | 0 | 0 | 0 | 0 | 0 | 0 | 0 | 0 | 0 | 0 | 0 | 0 | 0 | 0 | 0 | 0 | 0 | 0 | 0 | 0 | 0
F3_Industrial_Other Industrial_Existing_Process_Natural Gas_Steam System Efficiency Improvements_A_Technical Potential | F3 | Industrial | Other Industrial | Existing | Process | Natural Gas | Steam System Efficiency Improvements | A | Original Unit Winter Peak Savings (kW) | Technical Potential | 0 | 0 | 0 | 0 | 0 | 0 | 0 | 0 | 0 | 0 | 0 | 0 | 0 | 0 | 0 | 0 | 0 | 0 | 0 | 0 | 0 | 0
F4_Industrial_Other Industrial_Existing_Process_Natural Gas_Steam System Efficiency Improvements_A_Technical Potential | F4 | Industrial | Other Industrial | Existing | Process | Natural Gas | Steam System Efficiency Improvements | A | Standalone Impact on Baseline Energy (%) | Technical Potential | 0% | 0% | 6.246e-05% | 0.0001884% | 0.0004134% | 0.0007812% | 0.001342% | 0.00215% | 0.003254% | 0.004693% | 0.006485% | 0.008615% | 0.01103% | 0.01363% | 0.01628% | 0.01885% | 0.02118% | 0.02321% | 0.02488% | 0.0262% | 0.02722% | 0.02806%
F5_Industrial_Other Industrial_Existing_Process_Natural Gas_Steam System Efficiency Improvements_A_Technical Potential | F5 | Industrial | Other Industrial | Existing | Process | Natural Gas | Steam System Efficiency Improvements | A | Standalone Impact on Baseline Summer Peak (%) | Technical Potential | bar: 2019 to 2040
F6_Industrial_Other Industrial_Existing_Process_Natural Gas_Steam System Efficiency Improvements_A_Technical Potential | F6 | Industrial | Other Industrial | Existing | Process | Natural Gas | Steam System Efficiency Improvements | A | Standalone Impact on Baseline Winter Peak (%) | Technical Potential | bar: 2019 to 2040
F7_Industrial_Other Industrial_Existing_Process_Natural Gas_Steam System Efficiency Improvements_A_Technical Potential | F7 | Industrial | Other Industrial | Existing | Process | Natural Gas | Steam System Efficiency Improvements | A | Incremental Energy Savings (MWh or mTherms) | Technical Potential | 0 | 0 | 0.0012015 | 0.0023603 | 0.0041185 | 0.0065838 | 0.009821 | 0.013823 | 0.018479 | 0.023543 | 0.028616 | 0.033164 | 0.036566 | 0.038228 | 0.037726 | 0.03495 | 0.030199 | 0.024544 | 0.018445 | 0.01255 | 0.0078795 | 0.0050502
F8_Industrial_Other Industrial_Existing_Process_Natural Gas_Steam System Efficiency Improvements_A_Technical Potential | F8 | Industrial | Other Industrial | Existing | Process | Natural Gas | Steam System Efficiency Improvements | A | Incremental Summer Peak Savings (MW) | Technical Potential | 0 | 0 | 0 | 0 | 0 | 0 | 0 | 0 | 0 | 0 | 0 | 0 | 0 | 0 | 0 | 0 | 0 | 0 | 0 | 0 | 0 | 0
F9_Industrial_Other Industrial_Existing_Process_Natural Gas_Steam System Efficiency Improvements_A_Technical Potential | F9 | Industrial | Other Industrial | Existing | Process | Natural Gas | Steam System Efficiency Improvements | A | Incremental Winter Peak Savings (MW) | Technical Potential | 0 | 0 | 0 | 0 | 0 | 0 | 0 | 0 | 0 | 0 | 0 | 0 | 0 | 0 | 0 | 0 | 0 | 0 | 0 | 0 | 0 | 0
F10_Industrial_Other Industrial_Existing_Process_Natural Gas_Steam System Efficiency Improvements_A_Technical Potential | F10 | Industrial | Other Industrial | Existing | Process | Natural Gas | Steam System Efficiency Improvements | A | Cumulative Energy Savings (MWh or mTherms) | Technical Potential | 0 | 0 | 0.0012015 | 0.0035617 | 0.0076802 | 0.014264 | 0.024085 | 0.037908 | 0.056388 | 0.07993 | 0.10855 | 0.14171 | 0.17828 | 0.2165 | 0.25423 | 0.28918 | 0.31938 | 0.34392 | 0.36237 | 0.37492 | 0.3828 | 0.38785
F11_Industrial_Other Industrial_Existing_Process_Natural Gas_Steam System Efficiency Improvements_A_Technical Potential | F11 | Industrial | Other Industrial | Existing | Process | Natural Gas | Steam System Efficiency Improvements | A | Cumulative Summer Peak Savings (MW) | Technical Potential | 0 | 0 | 0 | 0 | 0 | 0 | 0 | 0 | 0 | 0 | 0 | 0 | 0 | 0 | 0 | 0 | 0 | 0 | 0 | 0 | 0 | 0
F12_Industrial_Other Industrial_Existing_Process_Natural Gas_Steam System Efficiency Improvements_A_Technical Potential | F12 | Industrial | Other Industrial | Existing | Process | Natural Gas | Steam System Efficiency Improvements | A | Cumulative Winter Peak Savings (MW) | Technical Potential | 0 | 0 | 0 | 0 | 0 | 0 | 0 | 0 | 0 | 0 | 0 | 0 | 0 | 0 | 0 | 0 | 0 | 0 | 0 | 0 | 0 | 0
F13_Industrial_Other Industrial_Existing_Process_Natural Gas_Steam System Efficiency Improvements_A_Technical Potential | F13 | Industrial | Other Industrial | Existing | Process | Natural Gas | Steam System Efficiency Improvements | A | Purchases (Incremental) | Technical Potential | 0 | 0 | 11.3102 | 22.2185 | 38.7699 | 61.9772 | 92.4507 | 130.1263 | 173.9557 | 221.6213 | 269.3813 | 312.1876 | 344.2153 | 359.8669 | 355.1387 | 329.0061 | 284.2826 | 231.0451 | 173.6353 | 118.1365 | 74.1748 | 47.5408
F14_Industrial_Other Industrial_Existing_Process_Natural Gas_Steam System Efficiency Improvements_A_Technical Potential | F14 | Industrial | Other Industrial | Existing | Process | Natural Gas | Steam System Efficiency Improvements | A | Purchases (Cumulative) | Technical Potential | 0 | 0 | 11.3102 | 33.5287 | 72.2986 | 134.2758 | 226.7265 | 356.8528 | 530.8085 | 752.4298 | 1021.8111 | 1333.9987 | 1678.214 | 2038.0809 | 2393.2196 | 2722.2257 | 3006.5083 | 3237.5534 | 3411.1887 | 3529.3252 | 3603.5 | 3651.0408
F1_Industrial_Other Industrial_Existing_Space Heating_Natural Gas_Strategic Energy Management_A_Technical Potential | F1 | Industrial | Other Industrial | Existing | Space Heating | Natural Gas | Strategic Energy Management | A | Original Unit Energy Savings (kWh or therms) | Technical Potential | 0 | 0 | 3.1682 | 3.1606 | 3.1531 | 3.1457 | 3.1384 | 3.1313 | 3.1245 | 3.1179 | 3.1116 | 3.1057 | 3.1001 | 3.0949 | 3.0899 | 3.0853 | 3.0809 | 3.0767 | 3.0729 | 3.0692 | 3.0658 | 3.0626
F2_Industrial_Other Industrial_Existing_Space Heating_Natural Gas_Strategic Energy Management_A_Technical Potential | F2 | Industrial | Other Industrial | Existing | Space Heating | Natural Gas | Strategic Energy Management | A | Original Unit Summer Peak Savings (kW) | Technical Potential | 0 | 0 | 0 | 0 | 0 | 0 | 0 | 0 | 0 | 0 | 0 | 0 | 0 | 0 | 0 | 0 | 0 | 0 | 0 | 0 | 0 | 0
F3_Industrial_Other Industrial_Existing_Space Heating_Natural Gas_Strategic Energy Management_A_Technical Potential | F3 | Industrial | Other Industrial | Existing | Space Heating | Natural Gas | Strategic Energy Management | A | Original Unit Winter Peak Savings (kW) | Technical Potential | 0 | 0 | 0 | 0 | 0 | 0 | 0 | 0 | 0 | 0 | 0 | 0 | 0 | 0 | 0 | 0 | 0 | 0 | 0 | 0 | 0 | 0
F4_Industrial_Other Industrial_Existing_Space Heating_Natural Gas_Strategic Energy Management_A_Technical Potential | F4 | Industrial | Other Industrial | Existing | Space Heating | Natural Gas | Strategic Energy Management | A | Standalone Impact on Baseline Energy (%) | Technical Potential | 0% | 0% | 0.09675% | 0.1952% | 0.2954% | 0.3973% | 0.501% | 0.6066% | 0.714% | 0.8232% | 0.9344% | 1.048% | 1.163% | 1.28% | 1.399% | 1.52% | 1.644% | 1.769% | 1.897% | 2.027% | 2.159% | 2.294%
F5_Industrial_Other Industrial_Existing_Space Heating_Natural Gas_Strategic Energy Management_A_Technical Potential | F5 | Industrial | Other Industrial | Existing | Space Heating | Natural Gas | Strategic Energy Management | A | Standalone Impact on Baseline Summer Peak (%) | Technical Potential | bar: 2019 to 2040
F6_Industrial_Other Industrial_Existing_Space Heating_Natural Gas_Strategic Energy Management_A_Technical Potential | F6 | Industrial | Other Industrial | Existing | Space Heating | Natural Gas | Strategic Energy Management | A | Standalone Impact on Baseline Winter Peak (%) | Technical Potential | bar: 2019 to 2040
F7_Industrial_Other Industrial_Existing_Space Heating_Natural Gas_Strategic Energy Management_A_Technical Potential | F7 | Industrial | Other Industrial | Existing | Space Heating | Natural Gas | Strategic Energy Management | A | Incremental Energy Savings (MWh or mTherms) | Technical Potential | 0 | 0 | 0.90113 | 0.88349 | 0.86619 | 0.84926 | 0.83268 | 0.81648 | 0.80064 | 0.78518 | 0.77009 | 0.75537 | 0.74102 | 0.72701 | 0.71333 | 0.69997 | 0.68693 | 0.67418 | 0.66172 | 0.64954 | 0.63763 | 0.62598
F8_Industrial_Other Industrial_Existing_Space Heating_Natural Gas_Strategic Energy Management_A_Technical Potential | F8 | Industrial | Other Industrial | Existing | Space Heating | Natural Gas | Strategic Energy Management | A | Incremental Summer Peak Savings (MW) | Technical Potential | 0 | 0 | 0 | 0 | 0 | 0 | 0 | 0 | 0 | 0 | 0 | 0 | 0 | 0 | 0 | 0 | 0 | 0 | 0 | 0 | 0 | 0
F9_Industrial_Other Industrial_Existing_Space Heating_Natural Gas_Strategic Energy Management_A_Technical Potential | F9 | Industrial | Other Industrial | Existing | Space Heating | Natural Gas | Strategic Energy Management | A | Incremental Winter Peak Savings (MW) | Technical Potential | 0 | 0 | 0 | 0 | 0 | 0 | 0 | 0 | 0 | 0 | 0 | 0 | 0 | 0 | 0 | 0 | 0 | 0 | 0 | 0 | 0 | 0
F10_Industrial_Other Industrial_Existing_Space Heating_Natural Gas_Strategic Energy Management_A_Technical Potential | F10 | Industrial | Other Industrial | Existing | Space Heating | Natural Gas | Strategic Energy Management | A | Cumulative Energy Savings (MWh or mTherms) | Technical Potential | 0 | 0 | 0.90113 | 1.7825 | 2.6444 | 3.4875 | 4.3121 | 5.1188 | 5.9082 | 6.681 | 7.4376 | 8.1789 | 8.9052 | 9.6171 | 10.3151 | 10.9995 | 11.6708 | 12.3293 | 12.9755 | 13.6096 | 14.2321 | 14.8432
F11_Industrial_Other Industrial_Existing_Space Heating_Natural Gas_Strategic Energy Management_A_Technical Potential | F11 | Industrial | Other Industrial | Existing | Space Heating | Natural Gas | Strategic Energy Management | A | Cumulative Summer Peak Savings (MW) | Technical Potential | 0 | 0 | 0 | 0 | 0 | 0 | 0 | 0 | 0 | 0 | 0 | 0 | 0 | 0 | 0 | 0 | 0 | 0 | 0 | 0 | 0 | 0
F12_Industrial_Other Industrial_Existing_Space Heating_Natural Gas_Strategic Energy Management_A_Technical Potential | F12 | Industrial | Other Industrial | Existing | Space Heating | Natural Gas | Strategic Energy Management | A | Cumulative Winter Peak Savings (MW) | Technical Potential | 0 | 0 | 0 | 0 | 0 | 0 | 0 | 0 | 0 | 0 | 0 | 0 | 0 | 0 | 0 | 0 | 0 | 0 | 0 | 0 | 0 | 0
F13_Industrial_Other Industrial_Existing_Space Heating_Natural Gas_Strategic Energy Management_A_Technical Potential | F13 | Industrial | Other Industrial | Existing | Space Heating | Natural Gas | Strategic Energy Management | A | Purchases (Incremental) | Technical Potential | 0 | 0 | 284.4342 | 279.5302 | 274.7107 | 269.9743 | 265.3196 | 260.7451 | 256.2495 | 251.8314 | 247.4895 | 243.2224 | 239.0289 | 234.9077 | 230.8576 | 226.8773 | 222.9656 | 219.1214 | 215.3434 | 211.6306 | 207.9818 | 204.3959
F14_Industrial_Other Industrial_Existing_Space Heating_Natural Gas_Strategic Energy Management_A_Technical Potential | F14 | Industrial | Other Industrial | Existing | Space Heating | Natural Gas | Strategic Energy Management | A | Purchases (Cumulative) | Technical Potential | 0 | 0 | 284.4342 | 563.9644 | 838.6751 | 1108.6494 | 1373.969 | 1634.7141 | 1890.9635 | 2142.7949 | 2390.2844 | 2633.5068 | 2872.5358 | 3107.4435 | 3338.3011 | 3565.1784 | 3788.144 | 4007.2654 | 4222.6089 | 4434.2395 | 4642.2213 | 4846.6172
F1_Industrial_Other Industrial_Existing_Process_Natural Gas_Strategic Energy Management_A_Technical Potential | F1 | Industrial | Other Industrial | Existing | Process | Natural Gas | Strategic Energy Management | A | Original Unit Energy Savings (kWh or therms) | Technical Potential | 0 | 0 | 1.4066 | 1.4066 | 1.4066 | 1.4066 | 1.4066 | 1.4066 | 1.4066 | 1.4066 | 1.4066 | 1.4066 | 1.4066 | 1.4066 | 1.4066 | 1.4066 | 1.4066 | 1.4066 | 1.4066 | 1.4066 | 1.4066 | 1.4066
F2_Industrial_Other Industrial_Existing_Process_Natural Gas_Strategic Energy Management_A_Technical Potential | F2 | Industrial | Other Industrial | Existing | Process | Natural Gas | Strategic Energy Management | A | Original Unit Summer Peak Savings (kW) | Technical Potential | 0 | 0 | 0 | 0 | 0 | 0 | 0 | 0 | 0 | 0 | 0 | 0 | 0 | 0 | 0 | 0 | 0 | 0 | 0 | 0 | 0 | 0
F3_Industrial_Other Industrial_Existing_Process_Natural Gas_Strategic Energy Management_A_Technical Potential | F3 | Industrial | Other Industrial | Existing | Process | Natural Gas | Strategic Energy Management | A | Original Unit Winter Peak Savings (kW) | Technical Potential | 0 | 0 | 0 | 0 | 0 | 0 | 0 | 0 | 0 | 0 | 0 | 0 | 0 | 0 | 0 | 0 | 0 | 0 | 0 | 0 | 0 | 0
F4_Industrial_Other Industrial_Existing_Process_Natural Gas_Strategic Energy Management_A_Technical Potential | F4 | Industrial | Other Industrial | Existing | Process | Natural Gas | Strategic Energy Management | A | Standalone Impact on Baseline Energy (%) | Technical Potential | 0% | 0% | 0.09675% | 0.1952% | 0.2954% | 0.3973% | 0.501% | 0.6066% | 0.714% | 0.8232% | 0.9344% | 1.048% | 1.163% | 1.28% | 1.399% | 1.52% | 1.644% | 1.769% | 1.897% | 2.027% | 2.159% | 2.294%
F5_Industrial_Other Industrial_Existing_Process_Natural Gas_Strategic Energy Management_A_Technical Potential | F5 | Industrial | Other Industrial | Existing | Process | Natural Gas | Strategic Energy Management | A | Standalone Impact on Baseline Summer Peak (%) | Technical Potential | bar: 2019 to 2040
F6_Industrial_Other Industrial_Existing_Process_Natural Gas_Strategic Energy Management_A_Technical Potential | F6 | Industrial | Other Industrial | Existing | Process | Natural Gas | Strategic Energy Management | A | Standalone Impact on Baseline Winter Peak (%) | Technical Potential | bar: 2019 to 2040
F7_Industrial_Other Industrial_Existing_Process_Natural Gas_Strategic Energy Management_A_Technical Potential | F7 | Industrial | Other Industrial | Existing | Process | Natural Gas | Strategic Energy Management | A | Incremental Energy Savings (MWh or mTherms) | Technical Potential | 0 | 0 | 1.8611 | 1.829 | 1.7975 | 1.7665 | 1.736 | 1.7061 | 1.6767 | 1.6478 | 1.6193 | 1.5914 | 1.564 | 1.537 | 1.5105 | 1.4845 | 1.4589 | 1.4337 | 1.409 | 1.3847 | 1.3608 | 1.3374
F8_Industrial_Other Industrial_Existing_Process_Natural Gas_Strategic Energy Management_A_Technical Potential | F8 | Industrial | Other Industrial | Existing | Process | Natural Gas | Strategic Energy Management | A | Incremental Summer Peak Savings (MW) | Technical Potential | 0 | 0 | 0 | 0 | 0 | 0 | 0 | 0 | 0 | 0 | 0 | 0 | 0 | 0 | 0 | 0 | 0 | 0 | 0 | 0 | 0 | 0
F9_Industrial_Other Industrial_Existing_Process_Natural Gas_Strategic Energy Management_A_Technical Potential | F9 | Industrial | Other Industrial | Existing | Process | Natural Gas | Strategic Energy Management | A | Incremental Winter Peak Savings (MW) | Technical Potential | 0 | 0 | 0 | 0 | 0 | 0 | 0 | 0 | 0 | 0 | 0 | 0 | 0 | 0 | 0 | 0 | 0 | 0 | 0 | 0 | 0 | 0
F10_Industrial_Other Industrial_Existing_Process_Natural Gas_Strategic Energy Management_A_Technical Potential | F10 | Industrial | Other Industrial | Existing | Process | Natural Gas | Strategic Energy Management | A | Cumulative Energy Savings (MWh or mTherms) | Technical Potential | 0 | 0 | 1.8611 | 3.6901 | 5.4875 | 7.254 | 8.99 | 10.6961 | 12.3727 | 14.0205 | 15.6398 | 17.2312 | 18.7952 | 20.3322 | 21.8428 | 23.3272 | 24.7861 | 26.2199 | 27.6289 | 29.0136 | 30.3744 | 31.7118
F11_Industrial_Other Industrial_Existing_Process_Natural Gas_Strategic Energy Management_A_Technical Potential | F11 | Industrial | Other Industrial | Existing | Process | Natural Gas | Strategic Energy Management | A | Cumulative Summer Peak Savings (MW) | Technical Potential | 0 | 0 | 0 | 0 | 0 | 0 | 0 | 0 | 0 | 0 | 0 | 0 | 0 | 0 | 0 | 0 | 0 | 0 | 0 | 0 | 0 | 0
F12_Industrial_Other Industrial_Existing_Process_Natural Gas_Strategic Energy Management_A_Technical Potential | F12 | Industrial | Other Industrial | Existing | Process | Natural Gas | Strategic Energy Management | A | Cumulative Winter Peak Savings (MW) | Technical Potential | 0 | 0 | 0 | 0 | 0 | 0 | 0 | 0 | 0 | 0 | 0 | 0 | 0 | 0 | 0 | 0 | 0 | 0 | 0 | 0 | 0 | 0
F13_Industrial_Other Industrial_Existing_Process_Natural Gas_Strategic Energy Management_A_Technical Potential | F13 | Industrial | Other Industrial | Existing | Process | Natural Gas | Strategic Energy Management | A | Purchases (Incremental) | Technical Potential | 0 | 0 | 1323.1412 | 1300.3284 | 1277.909 | 1255.876 | 1234.223 | 1212.9433 | 1192.0305 | 1171.4782 | 1151.2803 | 1131.4307 | 1111.9232 | 1092.7522 | 1073.9116 | 1055.3959 | 1037.1994 | 1019.3167 | 1001.7422 | 984.4708 | 967.4972 | 950.8162
F14_Industrial_Other Industrial_Existing_Process_Natural Gas_Strategic Energy Management_A_Technical Potential | F14 | Industrial | Other Industrial | Existing | Process | Natural Gas | Strategic Energy Management | A | Purchases (Cumulative) | Technical Potential | 0 | 0 | 1323.1412 | 2623.4696 | 3901.3786 | 5157.2546 | 6391.4776 | 7604.4209 | 8796.4514 | 9967.9296 | 11119.2099 | 12250.6406 | 13362.5639 | 14455.316 | 15529.2276 | 16584.6235 | 17621.8229 | 18641.1396 | 19642.8818 | 20627.3526 | 21594.8498 | 22545.666
F1_Industrial_Other Industrial_Existing_Miscellaneous_Natural Gas_Strategic Energy Management_A_Technical Potential | F1 | Industrial | Other Industrial | Existing | Miscellaneous | Natural Gas | Strategic Energy Management | A | Original Unit Energy Savings (kWh or therms) | Technical Potential | 0 | 0 | 0.89787 | 0.89787 | 0.89787 | 0.89787 | 0.89787 | 0.89787 | 0.89787 | 0.89787 | 0.89787 | 0.89787 | 0.89787 | 0.89787 | 0.89787 | 0.89787 | 0.89787 | 0.89787 | 0.89787 | 0.89787 | 0.89787 | 0.89787
F2_Industrial_Other Industrial_Existing_Miscellaneous_Natural Gas_Strategic Energy Management_A_Technical Potential | F2 | Industrial | Other Industrial | Existing | Miscellaneous | Natural Gas | Strategic Energy Management | A | Original Unit Summer Peak Savings (kW) | Technical Potential | 0 | 0 | 0 | 0 | 0 | 0 | 0 | 0 | 0 | 0 | 0 | 0 | 0 | 0 | 0 | 0 | 0 | 0 | 0 | 0 | 0 | 0
F3_Industrial_Other Industrial_Existing_Miscellaneous_Natural Gas_Strategic Energy Management_A_Technical Potential | F3 | Industrial | Other Industrial | Existing | Miscellaneous | Natural Gas | Strategic Energy Management | A | Original Unit Winter Peak Savings (kW) | Technical Potential | 0 | 0 | 0 | 0 | 0 | 0 | 0 | 0 | 0 | 0 | 0 | 0 | 0 | 0 | 0 | 0 | 0 | 0 | 0 | 0 | 0 | 0
F4_Industrial_Other Industrial_Existing_Miscellaneous_Natural Gas_Strategic Energy Management_A_Technical Potential | F4 | Industrial | Other Industrial | Existing | Miscellaneous | Natural Gas | Strategic Energy Management | A | Standalone Impact on Baseline Energy (%) | Technical Potential | 0% | 0% | 0.09675% | 0.1952% | 0.2954% | 0.3973% | 0.501% | 0.6066% | 0.714% | 0.8232% | 0.9344% | 1.048% | 1.163% | 1.28% | 1.399% | 1.52% | 1.644% | 1.769% | 1.897% | 2.027% | 2.159% | 2.294%
F5_Industrial_Other Industrial_Existing_Miscellaneous_Natural Gas_Strategic Energy Management_A_Technical Potential | F5 | Industrial | Other Industrial | Existing | Miscellaneous | Natural Gas | Strategic Energy Management | A | Standalone Impact on Baseline Summer Peak (%) | Technical Potential | bar: 2019 to 2040
F6_Industrial_Other Industrial_Existing_Miscellaneous_Natural Gas_Strategic Energy Management_A_Technical Potential | F6 | Industrial | Other Industrial | Existing | Miscellaneous | Natural Gas | Strategic Energy Management | A | Standalone Impact on Baseline Winter Peak (%) | Technical Potential | bar: 2019 to 2040
F7_Industrial_Other Industrial_Existing_Miscellaneous_Natural Gas_Strategic Energy Management_A_Technical Potential | F7 | Industrial | Other Industrial | Existing | Miscellaneous | Natural Gas | Strategic Energy Management | A | Incremental Energy Savings (MWh or mTherms) | Technical Potential | 0 | 0 | 0.297 | 0.29188 | 0.28685 | 0.2819 | 0.27704 | 0.27227 | 0.26757 | 0.26296 | 0.25843 | 0.25397 | 0.24959 | 0.24529 | 0.24106 | 0.2369 | 0.23282 | 0.2288 | 0.22486 | 0.22098 | 0.21717 | 0.21343
F8_Industrial_Other Industrial_Existing_Miscellaneous_Natural Gas_Strategic Energy Management_A_Technical Potential | F8 | Industrial | Other Industrial | Existing | Miscellaneous | Natural Gas | Strategic Energy Management | A | Incremental Summer Peak Savings (MW) | Technical Potential | 0 | 0 | 0 | 0 | 0 | 0 | 0 | 0 | 0 | 0 | 0 | 0 | 0 | 0 | 0 | 0 | 0 | 0 | 0 | 0 | 0 | 0
F9_Industrial_Other Industrial_Existing_Miscellaneous_Natural Gas_Strategic Energy Management_A_Technical Potential | F9 | Industrial | Other Industrial | Existing | Miscellaneous | Natural Gas | Strategic Energy Management | A | Incremental Winter Peak Savings (MW) | Technical Potential | 0 | 0 | 0 | 0 | 0 | 0 | 0 | 0 | 0 | 0 | 0 | 0 | 0 | 0 | 0 | 0 | 0 | 0 | 0 | 0 | 0 | 0
F10_Industrial_Other Industrial_Existing_Miscellaneous_Natural Gas_Strategic Energy Management_A_Technical Potential | F10 | Industrial | Other Industrial | Existing | Miscellaneous | Natural Gas | Strategic Energy Management | A | Cumulative Energy Savings (MWh or mTherms) | Technical Potential | 0 | 0 | 0.297 | 0.58888 | 0.87573 | 1.1576 | 1.4347 | 1.7069 | 1.9745 | 2.2375 | 2.4959 | 2.7499 | 2.9995 | 3.2448 | 3.4858 | 3.7227 | 3.9555 | 4.1843 | 4.4092 | 4.6302 | 4.8473 | 5.0608
F11_Industrial_Other Industrial_Existing_Miscellaneous_Natural Gas_Strategic Energy Management_A_Technical Potential | F11 | Industrial | Other Industrial | Existing | Miscellaneous | Natural Gas | Strategic Energy Management | A | Cumulative Summer Peak Savings (MW) | Technical Potential | 0 | 0 | 0 | 0 | 0 | 0 | 0 | 0 | 0 | 0 | 0 | 0 | 0 | 0 | 0 | 0 | 0 | 0 | 0 | 0 | 0 | 0
F12_Industrial_Other Industrial_Existing_Miscellaneous_Natural Gas_Strategic Energy Management_A_Technical Potential | F12 | Industrial | Other Industrial | Existing | Miscellaneous | Natural Gas | Strategic Energy Management | A | Cumulative Winter Peak Savings (MW) | Technical Potential | 0 | 0 | 0 | 0 | 0 | 0 | 0 | 0 | 0 | 0 | 0 | 0 | 0 | 0 | 0 | 0 | 0 | 0 | 0 | 0 | 0 | 0
F13_Industrial_Other Industrial_Existing_Miscellaneous_Natural Gas_Strategic Energy Management_A_Technical Potential | F13 | Industrial | Other Industrial | Existing | Miscellaneous | Natural Gas | Strategic Energy Management | A | Purchases (Incremental) | Technical Potential | 0 | 0 | 330.7853 | 325.0821 | 319.4772 | 313.969 | 308.5558 | 303.2358 | 298.0076 | 292.8696 | 287.8201 | 282.8577 | 277.9808 | 273.188 | 268.4779 | 263.849 | 259.2999 | 254.8292 | 250.4356 | 246.1177 | 241.8743 | 237.704
F14_Industrial_Other Industrial_Existing_Miscellaneous_Natural Gas_Strategic Energy Management_A_Technical Potential | F14 | Industrial | Other Industrial | Existing | Miscellaneous | Natural Gas | Strategic Energy Management | A | Purchases (Cumulative) | Technical Potential | 0 | 0 | 330.7853 | 655.8674 | 975.3446 | 1289.3136 | 1597.8694 | 1901.1052 | 2199.1128 | 2491.9824 | 2779.8025 | 3062.6602 | 3340.641 | 3613.829 | 3882.3069 | 4146.1559 | 4405.4557 | 4660.2849 | 4910.7205 | 5156.8382 | 5398.7124 | 5636.4165
F1_Industrial_Other Industrial_Existing_Space Heating_Natural Gas_Commissioning_A_Technical Potential | F1 | Industrial | Other Industrial | Existing | Space Heating | Natural Gas | Commissioning | A | Original Unit Energy Savings (kWh or therms) | Technical Potential | 0 | 0 | 3.8012 | 3.7922 | 3.7832 | 3.7743 | 3.7656 | 3.757 | 3.7488 | 3.7409 | 3.7334 | 3.7263 | 3.7196 | 3.7133 | 3.7074 | 3.7018 | 3.6965 | 3.6916 | 3.6869 | 3.6825 | 3.6784 | 3.6746
F2_Industrial_Other Industrial_Existing_Space Heating_Natural Gas_Commissioning_A_Technical Potential | F2 | Industrial | Other Industrial | Existing | Space Heating | Natural Gas | Commissioning | A | Original Unit Summer Peak Savings (kW) | Technical Potential | 0 | 0 | 0 | 0 | 0 | 0 | 0 | 0 | 0 | 0 | 0 | 0 | 0 | 0 | 0 | 0 | 0 | 0 | 0 | 0 | 0 | 0
F3_Industrial_Other Industrial_Existing_Space Heating_Natural Gas_Commissioning_A_Technical Potential | F3 | Industrial | Other Industrial | Existing | Space Heating | Natural Gas | Commissioning | A | Original Unit Winter Peak Savings (kW) | Technical Potential | 0 | 0 | 0 | 0 | 0 | 0 | 0 | 0 | 0 | 0 | 0 | 0 | 0 | 0 | 0 | 0 | 0 | 0 | 0 | 0 | 0 | 0
F4_Industrial_Other Industrial_Existing_Space Heating_Natural Gas_Commissioning_A_Technical Potential | F4 | Industrial | Other Industrial | Existing | Space Heating | Natural Gas | Commissioning | A | Standalone Impact on Baseline Energy (%) | Technical Potential | bar: 2019 to 2040
F5_Industrial_Other Industrial_Existing_Space Heating_Natural Gas_Commissioning_A_Technical Potential | F5 | Industrial | Other Industrial | Existing | Space Heating | Natural Gas | Commissioning | A | Standalone Impact on Baseline Summer Peak (%) | Technical Potential | bar: 2019 to 2040
F6_Industrial_Other Industrial_Existing_Space Heating_Natural Gas_Commissioning_A_Technical Potential | F6 | Industrial | Other Industrial | Existing | Space Heating | Natural Gas | Commissioning | A | Standalone Impact on Baseline Winter Peak (%) | Technical Potential | bar: 2019 to 2040
F7_Industrial_Other Industrial_Existing_Space Heating_Natural Gas_Commissioning_A_Technical Potential | F7 | Industrial | Other Industrial | Existing | Space Heating | Natural Gas | Commissioning | A | Incremental Energy Savings (MWh or mTherms) | Technical Potential | 0 | 0 | 0 | 0 | 0 | 0 | 0 | 0 | 0 | 0 | 0 | 0 | 0 | 0 | 0 | 0 | 0 | 0 | 0 | 0 | 0 | 0
F8_Industrial_Other Industrial_Existing_Space Heating_Natural Gas_Commissioning_A_Technical Potential | F8 | Industrial | Other Industrial | Existing | Space Heating | Natural Gas | Commissioning | A | Incremental Summer Peak Savings (MW) | Technical Potential | 0 | 0 | 0 | 0 | 0 | 0 | 0 | 0 | 0 | 0 | 0 | 0 | 0 | 0 | 0 | 0 | 0 | 0 | 0 | 0 | 0 | 0
F9_Industrial_Other Industrial_Existing_Space Heating_Natural Gas_Commissioning_A_Technical Potential | F9 | Industrial | Other Industrial | Existing | Space Heating | Natural Gas | Commissioning | A | Incremental Winter Peak Savings (MW) | Technical Potential | 0 | 0 | 0 | 0 | 0 | 0 | 0 | 0 | 0 | 0 | 0 | 0 | 0 | 0 | 0 | 0 | 0 | 0 | 0 | 0 | 0 | 0
F10_Industrial_Other Industrial_Existing_Space Heating_Natural Gas_Commissioning_A_Technical Potential | F10 | Industrial | Other Industrial | Existing | Space Heating | Natural Gas | Commissioning | A | Cumulative Energy Savings (MWh or mTherms) | Technical Potential | 0 | 0 | 0 | 0 | 0 | 0 | 0 | 0 | 0 | 0 | 0 | 0 | 0 | 0 | 0 | 0 | 0 | 0 | 0 | 0 | 0 | 0
F11_Industrial_Other Industrial_Existing_Space Heating_Natural Gas_Commissioning_A_Technical Potential | F11 | Industrial | Other Industrial | Existing | Space Heating | Natural Gas | Commissioning | A | Cumulative Summer Peak Savings (MW) | Technical Potential | 0 | 0 | 0 | 0 | 0 | 0 | 0 | 0 | 0 | 0 | 0 | 0 | 0 | 0 | 0 | 0 | 0 | 0 | 0 | 0 | 0 | 0
F12_Industrial_Other Industrial_Existing_Space Heating_Natural Gas_Commissioning_A_Technical Potential | F12 | Industrial | Other Industrial | Existing | Space Heating | Natural Gas | Commissioning | A | Cumulative Winter Peak Savings (MW) | Technical Potential | 0 | 0 | 0 | 0 | 0 | 0 | 0 | 0 | 0 | 0 | 0 | 0 | 0 | 0 | 0 | 0 | 0 | 0 | 0 | 0 | 0 | 0
F13_Industrial_Other Industrial_Existing_Space Heating_Natural Gas_Commissioning_A_Technical Potential | F13 | Industrial | Other Industrial | Existing | Space Heating | Natural Gas | Commissioning | A | Purchases (Incremental) | Technical Potential | 0 | 0 | 0 | 0 | 0 | 0 | 0 | 0 | 0 | 0 | 0 | 0 | 0 | 0 | 0 | 0 | 0 | 0 | 0 | 0 | 0 | 0
F14_Industrial_Other Industrial_Existing_Space Heating_Natural Gas_Commissioning_A_Technical Potential | F14 | Industrial | Other Industrial | Existing | Space Heating | Natural Gas | Commissioning | A | Purchases (Cumulative) | Technical Potential | 0 | 0 | 0 | 0 | 0 | 0 | 0 | 0 | 0 | 0 | 0 | 0 | 0 | 0 | 0 | 0 | 0 | 0 | 0 | 0 | 0 | 0
F1_Industrial_Other Industrial_Existing_Process_Natural Gas_Commissioning_A_Technical Potential | F1 | Industrial | Other Industrial | Existing | Process | Natural Gas | Commissioning | A | Original Unit Energy Savings (kWh or therms) | Technical Potential | 0 | 0 | 7.8506 | 7.8506 | 7.8506 | 7.8506 | 7.8506 | 7.8506 | 7.8506 | 7.8506 | 7.8506 | 7.8506 | 7.8506 | 7.8506 | 7.8506 | 7.8506 | 7.8506 | 7.8506 | 7.8506 | 7.8506 | 7.8506 | 7.8506
F2_Industrial_Other Industrial_Existing_Process_Natural Gas_Commissioning_A_Technical Potential | F2 | Industrial | Other Industrial | Existing | Process | Natural Gas | Commissioning | A | Original Unit Summer Peak Savings (kW) | Technical Potential | 0 | 0 | 0 | 0 | 0 | 0 | 0 | 0 | 0 | 0 | 0 | 0 | 0 | 0 | 0 | 0 | 0 | 0 | 0 | 0 | 0 | 0
F3_Industrial_Other Industrial_Existing_Process_Natural Gas_Commissioning_A_Technical Potential | F3 | Industrial | Other Industrial | Existing | Process | Natural Gas | Commissioning | A | Original Unit Winter Peak Savings (kW) | Technical Potential | 0 | 0 | 0 | 0 | 0 | 0 | 0 | 0 | 0 | 0 | 0 | 0 | 0 | 0 | 0 | 0 | 0 | 0 | 0 | 0 | 0 | 0
F4_Industrial_Other Industrial_Existing_Process_Natural Gas_Commissioning_A_Technical Potential | F4 | Industrial | Other Industrial | Existing | Process | Natural Gas | Commissioning | A | Standalone Impact on Baseline Energy (%) | Technical Potential | bar: 2019 to 2040
F5_Industrial_Other Industrial_Existing_Process_Natural Gas_Commissioning_A_Technical Potential | F5 | Industrial | Other Industrial | Existing | Process | Natural Gas | Commissioning | A | Standalone Impact on Baseline Summer Peak (%) | Technical Potential | bar: 2019 to 2040
F6_Industrial_Other Industrial_Existing_Process_Natural Gas_Commissioning_A_Technical Potential | F6 | Industrial | Other Industrial | Existing | Process | Natural Gas | Commissioning | A | Standalone Impact on Baseline Winter Peak (%) | Technical Potential | bar: 2019 to 2040
F7_Industrial_Other Industrial_Existing_Process_Natural Gas_Commissioning_A_Technical Potential | F7 | Industrial | Other Industrial | Existing | Process | Natural Gas | Commissioning | A | Incremental Energy Savings (MWh or mTherms) | Technical Potential | 0 | 0 | 0 | 0 | 0 | 0 | 0 | 0 | 0 | 0 | 0 | 0 | 0 | 0 | 0 | 0 | 0 | 0 | 0 | 0 | 0 | 0
F8_Industrial_Other Industrial_Existing_Process_Natural Gas_Commissioning_A_Technical Potential | F8 | Industrial | Other Industrial | Existing | Process | Natural Gas | Commissioning | A | Incremental Summer Peak Savings (MW) | Technical Potential | 0 | 0 | 0 | 0 | 0 | 0 | 0 | 0 | 0 | 0 | 0 | 0 | 0 | 0 | 0 | 0 | 0 | 0 | 0 | 0 | 0 | 0
F9_Industrial_Other Industrial_Existing_Process_Natural Gas_Commissioning_A_Technical Potential | F9 | Industrial | Other Industrial | Existing | Process | Natural Gas | Commissioning | A | Incremental Winter Peak Savings (MW) | Technical Potential | 0 | 0 | 0 | 0 | 0 | 0 | 0 | 0 | 0 | 0 | 0 | 0 | 0 | 0 | 0 | 0 | 0 | 0 | 0 | 0 | 0 | 0
F10_Industrial_Other Industrial_Existing_Process_Natural Gas_Commissioning_A_Technical Potential | F10 | Industrial | Other Industrial | Existing | Process | Natural Gas | Commissioning | A | Cumulative Energy Savings (MWh or mTherms) | Technical Potential | 0 | 0 | 0 | 0 | 0 | 0 | 0 | 0 | 0 | 0 | 0 | 0 | 0 | 0 | 0 | 0 | 0 | 0 | 0 | 0 | 0 | 0
F11_Industrial_Other Industrial_Existing_Process_Natural Gas_Commissioning_A_Technical Potential | F11 | Industrial | Other Industrial | Existing | Process | Natural Gas | Commissioning | A | Cumulative Summer Peak Savings (MW) | Technical Potential | 0 | 0 | 0 | 0 | 0 | 0 | 0 | 0 | 0 | 0 | 0 | 0 | 0 | 0 | 0 | 0 | 0 | 0 | 0 | 0 | 0 | 0
F12_Industrial_Other Industrial_Existing_Process_Natural Gas_Commissioning_A_Technical Potential | F12 | Industrial | Other Industrial | Existing | Process | Natural Gas | Commissioning | A | Cumulative Winter Peak Savings (MW) | Technical Potential | 0 | 0 | 0 | 0 | 0 | 0 | 0 | 0 | 0 | 0 | 0 | 0 | 0 | 0 | 0 | 0 | 0 | 0 | 0 | 0 | 0 | 0
F13_Industrial_Other Industrial_Existing_Process_Natural Gas_Commissioning_A_Technical Potential | F13 | Industrial | Other Industrial | Existing | Process | Natural Gas | Commissioning | A | Purchases (Incremental) | Technical Potential | 0 | 0 | 0 | 0 | 0 | 0 | 0 | 0 | 0 | 0 | 0 | 0 | 0 | 0 | 0 | 0 | 0 | 0 | 0 | 0 | 0 | 0
F14_Industrial_Other Industrial_Existing_Process_Natural Gas_Commissioning_A_Technical Potential | F14 | Industrial | Other Industrial | Existing | Process | Natural Gas | Commissioning | A | Purchases (Cumulative) | Technical Potential | 0 | 0 | 0 | 0 | 0 | 0 | 0 | 0 | 0 | 0 | 0 | 0 | 0 | 0 | 0 | 0 | 0 | 0 | 0 | 0 | 0 | 0
F1_Industrial_Other Industrial_Existing_Space Heating_Natural Gas_Retrocommissioning_A_Technical Potential | F1 | Industrial | Other Industrial | Existing | Space Heating | Natural Gas | Retrocommissioning | A | Original Unit Energy Savings (kWh or therms) | Technical Potential | 0 | 0 | 0.52796 | 0.52671 | 0.52546 | 0.52422 | 0.52301 | 0.52183 | 0.52068 | 0.51958 | 0.51854 | 0.51756 | 0.51663 | 0.51575 | 0.51493 | 0.51415 | 0.51342 | 0.51273 | 0.51208 | 0.51148 | 0.51091 | 0.51037
F2_Industrial_Other Industrial_Existing_Space Heating_Natural Gas_Retrocommissioning_A_Technical Potential | F2 | Industrial | Other Industrial | Existing | Space Heating | Natural Gas | Retrocommissioning | A | Original Unit Summer Peak Savings (kW) | Technical Potential | 0 | 0 | 0 | 0 | 0 | 0 | 0 | 0 | 0 | 0 | 0 | 0 | 0 | 0 | 0 | 0 | 0 | 0 | 0 | 0 | 0 | 0
F3_Industrial_Other Industrial_Existing_Space Heating_Natural Gas_Retrocommissioning_A_Technical Potential | F3 | Industrial | Other Industrial | Existing | Space Heating | Natural Gas | Retrocommissioning | A | Original Unit Winter Peak Savings (kW) | Technical Potential | 0 | 0 | 0 | 0 | 0 | 0 | 0 | 0 | 0 | 0 | 0 | 0 | 0 | 0 | 0 | 0 | 0 | 0 | 0 | 0 | 0 | 0
F4_Industrial_Other Industrial_Existing_Space Heating_Natural Gas_Retrocommissioning_A_Technical Potential | F4 | Industrial | Other Industrial | Existing | Space Heating | Natural Gas | Retrocommissioning | A | Standalone Impact on Baseline Energy (%) | Technical Potential | 0% | 0% | 0.01458% | 0.02942% | 0.04452% | 0.05989% | 0.07552% | 0.09143% | 0.1076% | 0.1241% | 0.1409% | 0.1579% | 0.1753% | 0.1929% | 0.2109% | 0.2292% | 0.2478% | 0.2667% | 0.286% | 0.3056% | 0.3255% | 0.3458%
F5_Industrial_Other Industrial_Existing_Space Heating_Natural Gas_Retrocommissioning_A_Technical Potential | F5 | Industrial | Other Industrial | Existing | Space Heating | Natural Gas | Retrocommissioning | A | Standalone Impact on Baseline Summer Peak (%) | Technical Potential | bar: 2019 to 2040
F6_Industrial_Other Industrial_Existing_Space Heating_Natural Gas_Retrocommissioning_A_Technical Potential | F6 | Industrial | Other Industrial | Existing | Space Heating | Natural Gas | Retrocommissioning | A | Standalone Impact on Baseline Winter Peak (%) | Technical Potential | bar: 2019 to 2040
F7_Industrial_Other Industrial_Existing_Space Heating_Natural Gas_Retrocommissioning_A_Technical Potential | F7 | Industrial | Other Industrial | Existing | Space Heating | Natural Gas | Retrocommissioning | A | Incremental Energy Savings (MWh or mTherms) | Technical Potential | 0 | 0 | 0.13583 | 0.13317 | 0.13057 | 0.12801 | 0.12552 | 0.12307 | 0.12069 | 0.11835 | 0.11608 | 0.11386 | 0.1117 | 0.10959 | 0.10752 | 0.10551 | 0.10355 | 0.10162 | 0.099745 | 0.097909 | 0.096114 | 0.094358
F8_Industrial_Other Industrial_Existing_Space Heating_Natural Gas_Retrocommissioning_A_Technical Potential | F8 | Industrial | Other Industrial | Existing | Space Heating | Natural Gas | Retrocommissioning | A | Incremental Summer Peak Savings (MW) | Technical Potential | 0 | 0 | 0 | 0 | 0 | 0 | 0 | 0 | 0 | 0 | 0 | 0 | 0 | 0 | 0 | 0 | 0 | 0 | 0 | 0 | 0 | 0
F9_Industrial_Other Industrial_Existing_Space Heating_Natural Gas_Retrocommissioning_A_Technical Potential | F9 | Industrial | Other Industrial | Existing | Space Heating | Natural Gas | Retrocommissioning | A | Incremental Winter Peak Savings (MW) | Technical Potential | 0 | 0 | 0 | 0 | 0 | 0 | 0 | 0 | 0 | 0 | 0 | 0 | 0 | 0 | 0 | 0 | 0 | 0 | 0 | 0 | 0 | 0
F10_Industrial_Other Industrial_Existing_Space Heating_Natural Gas_Retrocommissioning_A_Technical Potential | F10 | Industrial | Other Industrial | Existing | Space Heating | Natural Gas | Retrocommissioning | A | Cumulative Energy Savings (MWh or mTherms) | Technical Potential | 0 | 0 | 0.13583 | 0.26868 | 0.39861 | 0.52569 | 0.64999 | 0.77159 | 0.89059 | 1.0071 | 1.1211 | 1.2329 | 1.3423 | 1.4496 | 1.5549 | 1.658 | 1.7592 | 1.8585 | 1.9559 | 2.0515 | 2.1453 | 2.2374
F11_Industrial_Other Industrial_Existing_Space Heating_Natural Gas_Retrocommissioning_A_Technical Potential | F11 | Industrial | Other Industrial | Existing | Space Heating | Natural Gas | Retrocommissioning | A | Cumulative Summer Peak Savings (MW) | Technical Potential | 0 | 0 | 0 | 0 | 0 | 0 | 0 | 0 | 0 | 0 | 0 | 0 | 0 | 0 | 0 | 0 | 0 | 0 | 0 | 0 | 0 | 0
F12_Industrial_Other Industrial_Existing_Space Heating_Natural Gas_Retrocommissioning_A_Technical Potential | F12 | Industrial | Other Industrial | Existing | Space Heating | Natural Gas | Retrocommissioning | A | Cumulative Winter Peak Savings (MW) | Technical Potential | 0 | 0 | 0 | 0 | 0 | 0 | 0 | 0 | 0 | 0 | 0 | 0 | 0 | 0 | 0 | 0 | 0 | 0 | 0 | 0 | 0 | 0
F13_Industrial_Other Industrial_Existing_Space Heating_Natural Gas_Retrocommissioning_A_Technical Potential | F13 | Industrial | Other Industrial | Existing | Space Heating | Natural Gas | Retrocommissioning | A | Purchases (Incremental) | Technical Potential | 0 | 0 | 257.2775 | 252.8416 | 248.4823 | 244.1981 | 239.9878 | 235.8501 | 231.7837 | 227.7874 | 223.8601 | 220.0004 | 216.2073 | 212.4796 | 208.8161 | 205.2159 | 201.6777 | 198.2005 | 194.7832 | 191.4249 | 188.1245 | 184.8809
F14_Industrial_Other Industrial_Existing_Space Heating_Natural Gas_Retrocommissioning_A_Technical Potential | F14 | Industrial | Other Industrial | Existing | Space Heating | Natural Gas | Retrocommissioning | A | Purchases (Cumulative) | Technical Potential | 0 | 0 | 257.2775 | 510.1191 | 758.6014 | 1002.7995 | 1242.7873 | 1478.6374 | 1710.4211 | 1938.2085 | 2162.0686 | 2382.069 | 2598.2763 | 2810.7559 | 3019.572 | 3224.7879 | 3426.4656 | 3624.666 | 3819.4492 | 4010.8741 | 4198.9986 | 4383.8795
F1_Industrial_Other Industrial_Existing_Process_Natural Gas_Retrocommissioning_A_Technical Potential | F1 | Industrial | Other Industrial | Existing | Process | Natural Gas | Retrocommissioning | A | Original Unit Energy Savings (kWh or therms) | Technical Potential | 0 | 0 | 0 | 0 | 0 | 0 | 0 | 0 | 0 | 0 | 0 | 0 | 0 | 0 | 0 | 0 | 0 | 0 | 0 | 0 | 0 | 0
F2_Industrial_Other Industrial_Existing_Process_Natural Gas_Retrocommissioning_A_Technical Potential | F2 | Industrial | Other Industrial | Existing | Process | Natural Gas | Retrocommissioning | A | Original Unit Summer Peak Savings (kW) | Technical Potential | 0 | 0 | 0 | 0 | 0 | 0 | 0 | 0 | 0 | 0 | 0 | 0 | 0 | 0 | 0 | 0 | 0 | 0 | 0 | 0 | 0 | 0
F3_Industrial_Other Industrial_Existing_Process_Natural Gas_Retrocommissioning_A_Technical Potential | F3 | Industrial | Other Industrial | Existing | Process | Natural Gas | Retrocommissioning | A | Original Unit Winter Peak Savings (kW) | Technical Potential | 0 | 0 | 0 | 0 | 0 | 0 | 0 | 0 | 0 | 0 | 0 | 0 | 0 | 0 | 0 | 0 | 0 | 0 | 0 | 0 | 0 | 0
F4_Industrial_Other Industrial_Existing_Process_Natural Gas_Retrocommissioning_A_Technical Potential | F4 | Industrial | Other Industrial | Existing | Process | Natural Gas | Retrocommissioning | A | Standalone Impact on Baseline Energy (%) | Technical Potential | bar: 2019 to 2040
F5_Industrial_Other Industrial_Existing_Process_Natural Gas_Retrocommissioning_A_Technical Potential | F5 | Industrial | Other Industrial | Existing | Process | Natural Gas | Retrocommissioning | A | Standalone Impact on Baseline Summer Peak (%) | Technical Potential | bar: 2019 to 2040
F6_Industrial_Other Industrial_Existing_Process_Natural Gas_Retrocommissioning_A_Technical Potential | F6 | Industrial | Other Industrial | Existing | Process | Natural Gas | Retrocommissioning | A | Standalone Impact on Baseline Winter Peak (%) | Technical Potential | bar: 2019 to 2040
F7_Industrial_Other Industrial_Existing_Process_Natural Gas_Retrocommissioning_A_Technical Potential | F7 | Industrial | Other Industrial | Existing | Process | Natural Gas | Retrocommissioning | A | Incremental Energy Savings (MWh or mTherms) | Technical Potential | 0 | 0 | 0 | 0 | 0 | 0 | 0 | 0 | 0 | 0 | 0 | 0 | 0 | 0 | 0 | 0 | 0 | 0 | 0 | 0 | 0 | 0
F8_Industrial_Other Industrial_Existing_Process_Natural Gas_Retrocommissioning_A_Technical Potential | F8 | Industrial | Other Industrial | Existing | Process | Natural Gas | Retrocommissioning | A | Incremental Summer Peak Savings (MW) | Technical Potential | 0 | 0 | 0 | 0 | 0 | 0 | 0 | 0 | 0 | 0 | 0 | 0 | 0 | 0 | 0 | 0 | 0 | 0 | 0 | 0 | 0 | 0
F9_Industrial_Other Industrial_Existing_Process_Natural Gas_Retrocommissioning_A_Technical Potential | F9 | Industrial | Other Industrial | Existing | Process | Natural Gas | Retrocommissioning | A | Incremental Winter Peak Savings (MW) | Technical Potential | 0 | 0 | 0 | 0 | 0 | 0 | 0 | 0 | 0 | 0 | 0 | 0 | 0 | 0 | 0 | 0 | 0 | 0 | 0 | 0 | 0 | 0
F10_Industrial_Other Industrial_Existing_Process_Natural Gas_Retrocommissioning_A_Technical Potential | F10 | Industrial | Other Industrial | Existing | Process | Natural Gas | Retrocommissioning | A | Cumulative Energy Savings (MWh or mTherms) | Technical Potential | 0 | 0 | 0 | 0 | 0 | 0 | 0 | 0 | 0 | 0 | 0 | 0 | 0 | 0 | 0 | 0 | 0 | 0 | 0 | 0 | 0 | 0
F11_Industrial_Other Industrial_Existing_Process_Natural Gas_Retrocommissioning_A_Technical Potential | F11 | Industrial | Other Industrial | Existing | Process | Natural Gas | Retrocommissioning | A | Cumulative Summer Peak Savings (MW) | Technical Potential | 0 | 0 | 0 | 0 | 0 | 0 | 0 | 0 | 0 | 0 | 0 | 0 | 0 | 0 | 0 | 0 | 0 | 0 | 0 | 0 | 0 | 0
F12_Industrial_Other Industrial_Existing_Process_Natural Gas_Retrocommissioning_A_Technical Potential | F12 | Industrial | Other Industrial | Existing | Process | Natural Gas | Retrocommissioning | A | Cumulative Winter Peak Savings (MW) | Technical Potential | 0 | 0 | 0 | 0 | 0 | 0 | 0 | 0 | 0 | 0 | 0 | 0 | 0 | 0 | 0 | 0 | 0 | 0 | 0 | 0 | 0 | 0
F13_Industrial_Other Industrial_Existing_Process_Natural Gas_Retrocommissioning_A_Technical Potential | F13 | Industrial | Other Industrial | Existing | Process | Natural Gas | Retrocommissioning | A | Purchases (Incremental) | Technical Potential | 0 | 0 | 257.2775 | 252.8416 | 248.4823 | 244.1981 | 239.9878 | 235.8501 | 231.7837 | 227.7874 | 223.8601 | 220.0004 | 216.2073 | 212.4796 | 208.8161 | 205.2159 | 201.6777 | 198.2005 | 194.7832 | 191.4249 | 188.1245 | 184.8809
F14_Industrial_Other Industrial_Existing_Process_Natural Gas_Retrocommissioning_A_Technical Potential | F14 | Industrial | Other Industrial | Existing | Process | Natural Gas | Retrocommissioning | A | Purchases (Cumulative) | Technical Potential | 0 | 0 | 257.2775 | 510.1191 | 758.6014 | 1002.7995 | 1242.7873 | 1478.6374 | 1710.4211 | 1938.2085 | 2162.0686 | 2382.069 | 2598.2763 | 2810.7559 | 3019.572 | 3224.7879 | 3426.4656 | 3624.666 | 3819.4492 | 4010.8741 | 4198.9986 | 4383.8795
F1_Industrial_Other Industrial_New_Space Heating_Natural Gas_Insulation - Roof/Ceiling_A_Technical Potential | F1 | Industrial | Other Industrial | New | Space Heating | Natural Gas | Insulation - Roof/Ceiling | A | Original Unit Energy Savings (kWh or therms) | Technical Potential | 0 | 0 | 0.078976 | 0.078976 | 0.078976 | 0.078976 | 0.078976 | 0.078976 | 0.078976 | 0.078976 | 0.078976 | 0.078976 | 0.078976 | 0.078976 | 0.078976 | 0.078976 | 0.078976 | 0.078976 | 0.078976 | 0.078976 | 0.078976 | 0.078976
F2_Industrial_Other Industrial_New_Space Heating_Natural Gas_Insulation - Roof/Ceiling_A_Technical Potential | F2 | Industrial | Other Industrial | New | Space Heating | Natural Gas | Insulation - Roof/Ceiling | A | Original Unit Summer Peak Savings (kW) | Technical Potential | 0 | 0 | 0 | 0 | 0 | 0 | 0 | 0 | 0 | 0 | 0 | 0 | 0 | 0 | 0 | 0 | 0 | 0 | 0 | 0 | 0 | 0
F3_Industrial_Other Industrial_New_Space Heating_Natural Gas_Insulation - Roof/Ceiling_A_Technical Potential | F3 | Industrial | Other Industrial | New | Space Heating | Natural Gas | Insulation - Roof/Ceiling | A | Original Unit Winter Peak Savings (kW) | Technical Potential | 0 | 0 | 0 | 0 | 0 | 0 | 0 | 0 | 0 | 0 | 0 | 0 | 0 | 0 | 0 | 0 | 0 | 0 | 0 | 0 | 0 | 0
F4_Industrial_Other Industrial_New_Space Heating_Natural Gas_Insulation - Roof/Ceiling_A_Technical Potential | F4 | Industrial | Other Industrial | New | Space Heating | Natural Gas | Insulation - Roof/Ceiling | A | Standalone Impact on Baseline Energy (%) | Technical Potential | bar: 2019 to 2040
F5_Industrial_Other Industrial_New_Space Heating_Natural Gas_Insulation - Roof/Ceiling_A_Technical Potential | F5 | Industrial | Other Industrial | New | Space Heating | Natural Gas | Insulation - Roof/Ceiling | A | Standalone Impact on Baseline Summer Peak (%) | Technical Potential | bar: 2019 to 2040
F6_Industrial_Other Industrial_New_Space Heating_Natural Gas_Insulation - Roof/Ceiling_A_Technical Potential | F6 | Industrial | Other Industrial | New | Space Heating | Natural Gas | Insulation - Roof/Ceiling | A | Standalone Impact on Baseline Winter Peak (%) | Technical Potential | bar: 2019 to 2040
F7_Industrial_Other Industrial_New_Space Heating_Natural Gas_Insulation - Roof/Ceiling_A_Technical Potential | F7 | Industrial | Other Industrial | New | Space Heating | Natural Gas | Insulation - Roof/Ceiling | A | Incremental Energy Savings (MWh or mTherms) | Technical Potential | 0 | 0 | 0 | 0 | 0 | 0 | 0 | 0 | 0 | 0 | 0 | 0 | 0 | 0 | 0 | 0 | 0 | 0 | 0 | 0 | 0 | 0
F8_Industrial_Other Industrial_New_Space Heating_Natural Gas_Insulation - Roof/Ceiling_A_Technical Potential | F8 | Industrial | Other Industrial | New | Space Heating | Natural Gas | Insulation - Roof/Ceiling | A | Incremental Summer Peak Savings (MW) | Technical Potential | 0 | 0 | 0 | 0 | 0 | 0 | 0 | 0 | 0 | 0 | 0 | 0 | 0 | 0 | 0 | 0 | 0 | 0 | 0 | 0 | 0 | 0
F9_Industrial_Other Industrial_New_Space Heating_Natural Gas_Insulation - Roof/Ceiling_A_Technical Potential | F9 | Industrial | Other Industrial | New | Space Heating | Natural Gas | Insulation - Roof/Ceiling | A | Incremental Winter Peak Savings (MW) | Technical Potential | 0 | 0 | 0 | 0 | 0 | 0 | 0 | 0 | 0 | 0 | 0 | 0 | 0 | 0 | 0 | 0 | 0 | 0 | 0 | 0 | 0 | 0
F10_Industrial_Other Industrial_New_Space Heating_Natural Gas_Insulation - Roof/Ceiling_A_Technical Potential | F10 | Industrial | Other Industrial | New | Space Heating | Natural Gas | Insulation - Roof/Ceiling | A | Cumulative Energy Savings (MWh or mTherms) | Technical Potential | 0 | 0 | 0 | 0 | 0 | 0 | 0 | 0 | 0 | 0 | 0 | 0 | 0 | 0 | 0 | 0 | 0 | 0 | 0 | 0 | 0 | 0
F11_Industrial_Other Industrial_New_Space Heating_Natural Gas_Insulation - Roof/Ceiling_A_Technical Potential | F11 | Industrial | Other Industrial | New | Space Heating | Natural Gas | Insulation - Roof/Ceiling | A | Cumulative Summer Peak Savings (MW) | Technical Potential | 0 | 0 | 0 | 0 | 0 | 0 | 0 | 0 | 0 | 0 | 0 | 0 | 0 | 0 | 0 | 0 | 0 | 0 | 0 | 0 | 0 | 0
F12_Industrial_Other Industrial_New_Space Heating_Natural Gas_Insulation - Roof/Ceiling_A_Technical Potential | F12 | Industrial | Other Industrial | New | Space Heating | Natural Gas | Insulation - Roof/Ceiling | A | Cumulative Winter Peak Savings (MW) | Technical Potential | 0 | 0 | 0 | 0 | 0 | 0 | 0 | 0 | 0 | 0 | 0 | 0 | 0 | 0 | 0 | 0 | 0 | 0 | 0 | 0 | 0 | 0
F13_Industrial_Other Industrial_New_Space Heating_Natural Gas_Insulation - Roof/Ceiling_A_Technical Potential | F13 | Industrial | Other Industrial | New | Space Heating | Natural Gas | Insulation - Roof/Ceiling | A | Purchases (Incremental) | Technical Potential | 0 | 0 | 0 | 0 | 0 | 0 | 0 | 0 | 0 | 0 | 0 | 0 | 0 | 0 | 0 | 0 | 0 | 0 | 0 | 0 | 0 | 0
F14_Industrial_Other Industrial_New_Space Heating_Natural Gas_Insulation - Roof/Ceiling_A_Technical Potential | F14 | Industrial | Other Industrial | New | Space Heating | Natural Gas | Insulation - Roof/Ceiling | A | Purchases (Cumulative) | Technical Potential | 0 | 0 | 0 | 0 | 0 | 0 | 0 | 0 | 0 | 0 | 0 | 0 | 0 | 0 | 0 | 0 | 0 | 0 | 0 | 0 | 0 | 0
F1_Industrial_Other Industrial_New_Space Heating_Natural Gas_Insulation - Wall Cavity_A_Technical Potential | F1 | Industrial | Other Industrial | New | Space Heating | Natural Gas | Insulation - Wall Cavity | A | Original Unit Energy Savings (kWh or therms) | Technical Potential | 0 | 0 | 0.017277 | 0.017277 | 0.017277 | 0.017277 | 0.017277 | 0.017277 | 0.017277 | 0.017277 | 0.017277 | 0.017277 | 0.017277 | 0.017277 | 0.017277 | 0.017277 | 0.017277 | 0.017277 | 0.017277 | 0.017277 | 0.017277 | 0.017277
F2_Industrial_Other Industrial_New_Space Heating_Natural Gas_Insulation - Wall Cavity_A_Technical Potential | F2 | Industrial | Other Industrial | New | Space Heating | Natural Gas | Insulation - Wall Cavity | A | Original Unit Summer Peak Savings (kW) | Technical Potential | 0 | 0 | 0 | 0 | 0 | 0 | 0 | 0 | 0 | 0 | 0 | 0 | 0 | 0 | 0 | 0 | 0 | 0 | 0 | 0 | 0 | 0
F3_Industrial_Other Industrial_New_Space Heating_Natural Gas_Insulation - Wall Cavity_A_Technical Potential | F3 | Industrial | Other Industrial | New | Space Heating | Natural Gas | Insulation - Wall Cavity | A | Original Unit Winter Peak Savings (kW) | Technical Potential | 0 | 0 | 0 | 0 | 0 | 0 | 0 | 0 | 0 | 0 | 0 | 0 | 0 | 0 | 0 | 0 | 0 | 0 | 0 | 0 | 0 | 0
F4_Industrial_Other Industrial_New_Space Heating_Natural Gas_Insulation - Wall Cavity_A_Technical Potential | F4 | Industrial | Other Industrial | New | Space Heating | Natural Gas | Insulation - Wall Cavity | A | Standalone Impact on Baseline Energy (%) | Technical Potential | bar: 2019 to 2040
F5_Industrial_Other Industrial_New_Space Heating_Natural Gas_Insulation - Wall Cavity_A_Technical Potential | F5 | Industrial | Other Industrial | New | Space Heating | Natural Gas | Insulation - Wall Cavity | A | Standalone Impact on Baseline Summer Peak (%) | Technical Potential | bar: 2019 to 2040
F6_Industrial_Other Industrial_New_Space Heating_Natural Gas_Insulation - Wall Cavity_A_Technical Potential | F6 | Industrial | Other Industrial | New | Space Heating | Natural Gas | Insulation - Wall Cavity | A | Standalone Impact on Baseline Winter Peak (%) | Technical Potential | bar: 2019 to 2040
F7_Industrial_Other Industrial_New_Space Heating_Natural Gas_Insulation - Wall Cavity_A_Technical Potential | F7 | Industrial | Other Industrial | New | Space Heating | Natural Gas | Insulation - Wall Cavity | A | Incremental Energy Savings (MWh or mTherms) | Technical Potential | 0 | 0 | 0 | 0 | 0 | 0 | 0 | 0 | 0 | 0 | 0 | 0 | 0 | 0 | 0 | 0 | 0 | 0 | 0 | 0 | 0 | 0
F8_Industrial_Other Industrial_New_Space Heating_Natural Gas_Insulation - Wall Cavity_A_Technical Potential | F8 | Industrial | Other Industrial | New | Space Heating | Natural Gas | Insulation - Wall Cavity | A | Incremental Summer Peak Savings (MW) | Technical Potential | 0 | 0 | 0 | 0 | 0 | 0 | 0 | 0 | 0 | 0 | 0 | 0 | 0 | 0 | 0 | 0 | 0 | 0 | 0 | 0 | 0 | 0
F9_Industrial_Other Industrial_New_Space Heating_Natural Gas_Insulation - Wall Cavity_A_Technical Potential | F9 | Industrial | Other Industrial | New | Space Heating | Natural Gas | Insulation - Wall Cavity | A | Incremental Winter Peak Savings (MW) | Technical Potential | 0 | 0 | 0 | 0 | 0 | 0 | 0 | 0 | 0 | 0 | 0 | 0 | 0 | 0 | 0 | 0 | 0 | 0 | 0 | 0 | 0 | 0
F10_Industrial_Other Industrial_New_Space Heating_Natural Gas_Insulation - Wall Cavity_A_Technical Potential | F10 | Industrial | Other Industrial | New | Space Heating | Natural Gas | Insulation - Wall Cavity | A | Cumulative Energy Savings (MWh or mTherms) | Technical Potential | 0 | 0 | 0 | 0 | 0 | 0 | 0 | 0 | 0 | 0 | 0 | 0 | 0 | 0 | 0 | 0 | 0 | 0 | 0 | 0 | 0 | 0
F11_Industrial_Other Industrial_New_Space Heating_Natural Gas_Insulation - Wall Cavity_A_Technical Potential | F11 | Industrial | Other Industrial | New | Space Heating | Natural Gas | Insulation - Wall Cavity | A | Cumulative Summer Peak Savings (MW) | Technical Potential | 0 | 0 | 0 | 0 | 0 | 0 | 0 | 0 | 0 | 0 | 0 | 0 | 0 | 0 | 0 | 0 | 0 | 0 | 0 | 0 | 0 | 0
F12_Industrial_Other Industrial_New_Space Heating_Natural Gas_Insulation - Wall Cavity_A_Technical Potential | F12 | Industrial | Other Industrial | New | Space Heating | Natural Gas | Insulation - Wall Cavity | A | Cumulative Winter Peak Savings (MW) | Technical Potential | 0 | 0 | 0 | 0 | 0 | 0 | 0 | 0 | 0 | 0 | 0 | 0 | 0 | 0 | 0 | 0 | 0 | 0 | 0 | 0 | 0 | 0
F13_Industrial_Other Industrial_New_Space Heating_Natural Gas_Insulation - Wall Cavity_A_Technical Potential | F13 | Industrial | Other Industrial | New | Space Heating | Natural Gas | Insulation - Wall Cavity | A | Purchases (Incremental) | Technical Potential | 0 | 0 | 0 | 0 | 0 | 0 | 0 | 0 | 0 | 0 | 0 | 0 | 0 | 0 | 0 | 0 | 0 | 0 | 0 | 0 | 0 | 0
F14_Industrial_Other Industrial_New_Space Heating_Natural Gas_Insulation - Wall Cavity_A_Technical Potential | F14 | Industrial | Other Industrial | New | Space Heating | Natural Gas | Insulation - Wall Cavity | A | Purchases (Cumulative) | Technical Potential | 0 | 0 | 0 | 0 | 0 | 0 | 0 | 0 | 0 | 0 | 0 | 0 | 0 | 0 | 0 | 0 | 0 | 0 | 0 | 0 | 0 | 0
F1_Industrial_Other Industrial_New_Space Heating_Natural Gas_Insulation - Ducting_A_Technical Potential | F1 | Industrial | Other Industrial | New | Space Heating | Natural Gas | Insulation - Ducting | A | Original Unit Energy Savings (kWh or therms) | Technical Potential | 0 | 0 | 0.0012737 | 0.0012737 | 0.0012737 | 0.0012737 | 0.0012737 | 0.0012737 | 0.0012737 | 0.0012737 | 0.0012737 | 0.0012737 | 0.0012737 | 0.0012737 | 0.0012737 | 0.0012737 | 0.0012737 | 0.0012737 | 0.0012737 | 0.0012737 | 0.0012737 | 0.0012737
F2_Industrial_Other Industrial_New_Space Heating_Natural Gas_Insulation - Ducting_A_Technical Potential | F2 | Industrial | Other Industrial | New | Space Heating | Natural Gas | Insulation - Ducting | A | Original Unit Summer Peak Savings (kW) | Technical Potential | 0 | 0 | 0 | 0 | 0 | 0 | 0 | 0 | 0 | 0 | 0 | 0 | 0 | 0 | 0 | 0 | 0 | 0 | 0 | 0 | 0 | 0
F3_Industrial_Other Industrial_New_Space Heating_Natural Gas_Insulation - Ducting_A_Technical Potential | F3 | Industrial | Other Industrial | New | Space Heating | Natural Gas | Insulation - Ducting | A | Original Unit Winter Peak Savings (kW) | Technical Potential | 0 | 0 | 0 | 0 | 0 | 0 | 0 | 0 | 0 | 0 | 0 | 0 | 0 | 0 | 0 | 0 | 0 | 0 | 0 | 0 | 0 | 0
F4_Industrial_Other Industrial_New_Space Heating_Natural Gas_Insulation - Ducting_A_Technical Potential | F4 | Industrial | Other Industrial | New | Space Heating | Natural Gas | Insulation - Ducting | A | Standalone Impact on Baseline Energy (%) | Technical Potential | bar: 2019 to 2040
F5_Industrial_Other Industrial_New_Space Heating_Natural Gas_Insulation - Ducting_A_Technical Potential | F5 | Industrial | Other Industrial | New | Space Heating | Natural Gas | Insulation - Ducting | A | Standalone Impact on Baseline Summer Peak (%) | Technical Potential | bar: 2019 to 2040
F6_Industrial_Other Industrial_New_Space Heating_Natural Gas_Insulation - Ducting_A_Technical Potential | F6 | Industrial | Other Industrial | New | Space Heating | Natural Gas | Insulation - Ducting | A | Standalone Impact on Baseline Winter Peak (%) | Technical Potential | bar: 2019 to 2040
F7_Industrial_Other Industrial_New_Space Heating_Natural Gas_Insulation - Ducting_A_Technical Potential | F7 | Industrial | Other Industrial | New | Space Heating | Natural Gas | Insulation - Ducting | A | Incremental Energy Savings (MWh or mTherms) | Technical Potential | 0 | 0 | 0 | 0 | 0 | 0 | 0 | 0 | 0 | 0 | 0 | 0 | 0 | 0 | 0 | 0 | 0 | 0 | 0 | 0 | 0 | 0
F8_Industrial_Other Industrial_New_Space Heating_Natural Gas_Insulation - Ducting_A_Technical Potential | F8 | Industrial | Other Industrial | New | Space Heating | Natural Gas | Insulation - Ducting | A | Incremental Summer Peak Savings (MW) | Technical Potential | 0 | 0 | 0 | 0 | 0 | 0 | 0 | 0 | 0 | 0 | 0 | 0 | 0 | 0 | 0 | 0 | 0 | 0 | 0 | 0 | 0 | 0
F9_Industrial_Other Industrial_New_Space Heating_Natural Gas_Insulation - Ducting_A_Technical Potential | F9 | Industrial | Other Industrial | New | Space Heating | Natural Gas | Insulation - Ducting | A | Incremental Winter Peak Savings (MW) | Technical Potential | 0 | 0 | 0 | 0 | 0 | 0 | 0 | 0 | 0 | 0 | 0 | 0 | 0 | 0 | 0 | 0 | 0 | 0 | 0 | 0 | 0 | 0
F10_Industrial_Other Industrial_New_Space Heating_Natural Gas_Insulation - Ducting_A_Technical Potential | F10 | Industrial | Other Industrial | New | Space Heating | Natural Gas | Insulation - Ducting | A | Cumulative Energy Savings (MWh or mTherms) | Technical Potential | 0 | 0 | 0 | 0 | 0 | 0 | 0 | 0 | 0 | 0 | 0 | 0 | 0 | 0 | 0 | 0 | 0 | 0 | 0 | 0 | 0 | 0
F11_Industrial_Other Industrial_New_Space Heating_Natural Gas_Insulation - Ducting_A_Technical Potential | F11 | Industrial | Other Industrial | New | Space Heating | Natural Gas | Insulation - Ducting | A | Cumulative Summer Peak Savings (MW) | Technical Potential | 0 | 0 | 0 | 0 | 0 | 0 | 0 | 0 | 0 | 0 | 0 | 0 | 0 | 0 | 0 | 0 | 0 | 0 | 0 | 0 | 0 | 0
F12_Industrial_Other Industrial_New_Space Heating_Natural Gas_Insulation - Ducting_A_Technical Potential | F12 | Industrial | Other Industrial | New | Space Heating | Natural Gas | Insulation - Ducting | A | Cumulative Winter Peak Savings (MW) | Technical Potential | 0 | 0 | 0 | 0 | 0 | 0 | 0 | 0 | 0 | 0 | 0 | 0 | 0 | 0 | 0 | 0 | 0 | 0 | 0 | 0 | 0 | 0
F13_Industrial_Other Industrial_New_Space Heating_Natural Gas_Insulation - Ducting_A_Technical Potential | F13 | Industrial | Other Industrial | New | Space Heating | Natural Gas | Insulation - Ducting | A | Purchases (Incremental) | Technical Potential | 0 | 0 | 0 | 0 | 0 | 0 | 0 | 0 | 0 | 0 | 0 | 0 | 0 | 0 | 0 | 0 | 0 | 0 | 0 | 0 | 0 | 0
F14_Industrial_Other Industrial_New_Space Heating_Natural Gas_Insulation - Ducting_A_Technical Potential | F14 | Industrial | Other Industrial | New | Space Heating | Natural Gas | Insulation - Ducting | A | Purchases (Cumulative) | Technical Potential | 0 | 0 | 0 | 0 | 0 | 0 | 0 | 0 | 0 | 0 | 0 | 0 | 0 | 0 | 0 | 0 | 0 | 0 | 0 | 0 | 0 | 0
F1_Industrial_Other Industrial_New_Space Heating_Natural Gas_HVAC - Duct Repair and Sealing_A_Technical Potential | F1 | Industrial | Other Industrial | New | Space Heating | Natural Gas | HVAC - Duct Repair and Sealing | A | Original Unit Energy Savings (kWh or therms) | Technical Potential | 0 | 0 | 0.0036023 | 0.0036023 | 0.0036023 | 0.0036023 | 0.0036023 | 0.0036023 | 0.0036023 | 0.0036023 | 0.0036023 | 0.0036023 | 0.0036023 | 0.0036023 | 0.0036023 | 0.0036023 | 0.0036023 | 0.0036023 | 0.0036023 | 0.0036023 | 0.0036023 | 0.0036023
F2_Industrial_Other Industrial_New_Space Heating_Natural Gas_HVAC - Duct Repair and Sealing_A_Technical Potential | F2 | Industrial | Other Industrial | New | Space Heating | Natural Gas | HVAC - Duct Repair and Sealing | A | Original Unit Summer Peak Savings (kW) | Technical Potential | 0 | 0 | 0 | 0 | 0 | 0 | 0 | 0 | 0 | 0 | 0 | 0 | 0 | 0 | 0 | 0 | 0 | 0 | 0 | 0 | 0 | 0
F3_Industrial_Other Industrial_New_Space Heating_Natural Gas_HVAC - Duct Repair and Sealing_A_Technical Potential | F3 | Industrial | Other Industrial | New | Space Heating | Natural Gas | HVAC - Duct Repair and Sealing | A | Original Unit Winter Peak Savings (kW) | Technical Potential | 0 | 0 | 0 | 0 | 0 | 0 | 0 | 0 | 0 | 0 | 0 | 0 | 0 | 0 | 0 | 0 | 0 | 0 | 0 | 0 | 0 | 0
F4_Industrial_Other Industrial_New_Space Heating_Natural Gas_HVAC - Duct Repair and Sealing_A_Technical Potential | F4 | Industrial | Other Industrial | New | Space Heating | Natural Gas | HVAC - Duct Repair and Sealing | A | Standalone Impact on Baseline Energy (%) | Technical Potential | bar: 2019 to 2040
F5_Industrial_Other Industrial_New_Space Heating_Natural Gas_HVAC - Duct Repair and Sealing_A_Technical Potential | F5 | Industrial | Other Industrial | New | Space Heating | Natural Gas | HVAC - Duct Repair and Sealing | A | Standalone Impact on Baseline Summer Peak (%) | Technical Potential | bar: 2019 to 2040
F6_Industrial_Other Industrial_New_Space Heating_Natural Gas_HVAC - Duct Repair and Sealing_A_Technical Potential | F6 | Industrial | Other Industrial | New | Space Heating | Natural Gas | HVAC - Duct Repair and Sealing | A | Standalone Impact on Baseline Winter Peak (%) | Technical Potential | bar: 2019 to 2040
F7_Industrial_Other Industrial_New_Space Heating_Natural Gas_HVAC - Duct Repair and Sealing_A_Technical Potential | F7 | Industrial | Other Industrial | New | Space Heating | Natural Gas | HVAC - Duct Repair and Sealing | A | Incremental Energy Savings (MWh or mTherms) | Technical Potential | 0 | 0 | 0 | 0 | 0 | 0 | 0 | 0 | 0 | 0 | 0 | 0 | 0 | 0 | 0 | 0 | 0 | 0 | 0 | 0 | 0 | 0
F8_Industrial_Other Industrial_New_Space Heating_Natural Gas_HVAC - Duct Repair and Sealing_A_Technical Potential | F8 | Industrial | Other Industrial | New | Space Heating | Natural Gas | HVAC - Duct Repair and Sealing | A | Incremental Summer Peak Savings (MW) | Technical Potential | 0 | 0 | 0 | 0 | 0 | 0 | 0 | 0 | 0 | 0 | 0 | 0 | 0 | 0 | 0 | 0 | 0 | 0 | 0 | 0 | 0 | 0
F9_Industrial_Other Industrial_New_Space Heating_Natural Gas_HVAC - Duct Repair and Sealing_A_Technical Potential | F9 | Industrial | Other Industrial | New | Space Heating | Natural Gas | HVAC - Duct Repair and Sealing | A | Incremental Winter Peak Savings (MW) | Technical Potential | 0 | 0 | 0 | 0 | 0 | 0 | 0 | 0 | 0 | 0 | 0 | 0 | 0 | 0 | 0 | 0 | 0 | 0 | 0 | 0 | 0 | 0
F10_Industrial_Other Industrial_New_Space Heating_Natural Gas_HVAC - Duct Repair and Sealing_A_Technical Potential | F10 | Industrial | Other Industrial | New | Space Heating | Natural Gas | HVAC - Duct Repair and Sealing | A | Cumulative Energy Savings (MWh or mTherms) | Technical Potential | 0 | 0 | 0 | 0 | 0 | 0 | 0 | 0 | 0 | 0 | 0 | 0 | 0 | 0 | 0 | 0 | 0 | 0 | 0 | 0 | 0 | 0
F11_Industrial_Other Industrial_New_Space Heating_Natural Gas_HVAC - Duct Repair and Sealing_A_Technical Potential | F11 | Industrial | Other Industrial | New | Space Heating | Natural Gas | HVAC - Duct Repair and Sealing | A | Cumulative Summer Peak Savings (MW) | Technical Potential | 0 | 0 | 0 | 0 | 0 | 0 | 0 | 0 | 0 | 0 | 0 | 0 | 0 | 0 | 0 | 0 | 0 | 0 | 0 | 0 | 0 | 0
F12_Industrial_Other Industrial_New_Space Heating_Natural Gas_HVAC - Duct Repair and Sealing_A_Technical Potential | F12 | Industrial | Other Industrial | New | Space Heating | Natural Gas | HVAC - Duct Repair and Sealing | A | Cumulative Winter Peak Savings (MW) | Technical Potential | 0 | 0 | 0 | 0 | 0 | 0 | 0 | 0 | 0 | 0 | 0 | 0 | 0 | 0 | 0 | 0 | 0 | 0 | 0 | 0 | 0 | 0
F13_Industrial_Other Industrial_New_Space Heating_Natural Gas_HVAC - Duct Repair and Sealing_A_Technical Potential | F13 | Industrial | Other Industrial | New | Space Heating | Natural Gas | HVAC - Duct Repair and Sealing | A | Purchases (Incremental) | Technical Potential | 0 | 0 | 0 | 0 | 0 | 0 | 0 | 0 | 0 | 0 | 0 | 0 | 0 | 0 | 0 | 0 | 0 | 0 | 0 | 0 | 0 | 0
F14_Industrial_Other Industrial_New_Space Heating_Natural Gas_HVAC - Duct Repair and Sealing_A_Technical Potential | F14 | Industrial | Other Industrial | New | Space Heating | Natural Gas | HVAC - Duct Repair and Sealing | A | Purchases (Cumulative) | Technical Potential | 0 | 0 | 0 | 0 | 0 | 0 | 0 | 0 | 0 | 0 | 0 | 0 | 0 | 0 | 0 | 0 | 0 | 0 | 0 | 0 | 0 | 0
F1_Industrial_Other Industrial_New_Space Heating_Natural Gas_Windows - High Efficiency_A_Technical Potential | F1 | Industrial | Other Industrial | New | Space Heating | Natural Gas | Windows - High Efficiency | A | Original Unit Energy Savings (kWh or therms) | Technical Potential | 0 | 0 | 0.0073878 | 0.0073878 | 0.0073878 | 0.0073878 | 0.0073878 | 0.0073878 | 0.0073878 | 0.0073878 | 0.0073878 | 0.0073878 | 0.0073878 | 0.0073878 | 0.0073878 | 0.0073878 | 0.0073878 | 0.0073878 | 0.0073878 | 0.0073878 | 0.0073878 | 0.0073878
F2_Industrial_Other Industrial_New_Space Heating_Natural Gas_Windows - High Efficiency_A_Technical Potential | F2 | Industrial | Other Industrial | New | Space Heating | Natural Gas | Windows - High Efficiency | A | Original Unit Summer Peak Savings (kW) | Technical Potential | 0 | 0 | 0 | 0 | 0 | 0 | 0 | 0 | 0 | 0 | 0 | 0 | 0 | 0 | 0 | 0 | 0 | 0 | 0 | 0 | 0 | 0
F3_Industrial_Other Industrial_New_Space Heating_Natural Gas_Windows - High Efficiency_A_Technical Potential | F3 | Industrial | Other Industrial | New | Space Heating | Natural Gas | Windows - High Efficiency | A | Original Unit Winter Peak Savings (kW) | Technical Potential | 0 | 0 | 0 | 0 | 0 | 0 | 0 | 0 | 0 | 0 | 0 | 0 | 0 | 0 | 0 | 0 | 0 | 0 | 0 | 0 | 0 | 0
F4_Industrial_Other Industrial_New_Space Heating_Natural Gas_Windows - High Efficiency_A_Technical Potential | F4 | Industrial | Other Industrial | New | Space Heating | Natural Gas | Windows - High Efficiency | A | Standalone Impact on Baseline Energy (%) | Technical Potential | bar: 2019 to 2040
F5_Industrial_Other Industrial_New_Space Heating_Natural Gas_Windows - High Efficiency_A_Technical Potential | F5 | Industrial | Other Industrial | New | Space Heating | Natural Gas | Windows - High Efficiency | A | Standalone Impact on Baseline Summer Peak (%) | Technical Potential | bar: 2019 to 2040
F6_Industrial_Other Industrial_New_Space Heating_Natural Gas_Windows - High Efficiency_A_Technical Potential | F6 | Industrial | Other Industrial | New | Space Heating | Natural Gas | Windows - High Efficiency | A | Standalone Impact on Baseline Winter Peak (%) | Technical Potential | bar: 2019 to 2040
F7_Industrial_Other Industrial_New_Space Heating_Natural Gas_Windows - High Efficiency_A_Technical Potential | F7 | Industrial | Other Industrial | New | Space Heating | Natural Gas | Windows - High Efficiency | A | Incremental Energy Savings (MWh or mTherms) | Technical Potential | 0 | 0 | 0 | 0 | 0 | 0 | 0 | 0 | 0 | 0 | 0 | 0 | 0 | 0 | 0 | 0 | 0 | 0 | 0 | 0 | 0 | 0
F8_Industrial_Other Industrial_New_Space Heating_Natural Gas_Windows - High Efficiency_A_Technical Potential | F8 | Industrial | Other Industrial | New | Space Heating | Natural Gas | Windows - High Efficiency | A | Incremental Summer Peak Savings (MW) | Technical Potential | 0 | 0 | 0 | 0 | 0 | 0 | 0 | 0 | 0 | 0 | 0 | 0 | 0 | 0 | 0 | 0 | 0 | 0 | 0 | 0 | 0 | 0
F9_Industrial_Other Industrial_New_Space Heating_Natural Gas_Windows - High Efficiency_A_Technical Potential | F9 | Industrial | Other Industrial | New | Space Heating | Natural Gas | Windows - High Efficiency | A | Incremental Winter Peak Savings (MW) | Technical Potential | 0 | 0 | 0 | 0 | 0 | 0 | 0 | 0 | 0 | 0 | 0 | 0 | 0 | 0 | 0 | 0 | 0 | 0 | 0 | 0 | 0 | 0
F10_Industrial_Other Industrial_New_Space Heating_Natural Gas_Windows - High Efficiency_A_Technical Potential | F10 | Industrial | Other Industrial | New | Space Heating | Natural Gas | Windows - High Efficiency | A | Cumulative Energy Savings (MWh or mTherms) | Technical Potential | 0 | 0 | 0 | 0 | 0 | 0 | 0 | 0 | 0 | 0 | 0 | 0 | 0 | 0 | 0 | 0 | 0 | 0 | 0 | 0 | 0 | 0
F11_Industrial_Other Industrial_New_Space Heating_Natural Gas_Windows - High Efficiency_A_Technical Potential | F11 | Industrial | Other Industrial | New | Space Heating | Natural Gas | Windows - High Efficiency | A | Cumulative Summer Peak Savings (MW) | Technical Potential | 0 | 0 | 0 | 0 | 0 | 0 | 0 | 0 | 0 | 0 | 0 | 0 | 0 | 0 | 0 | 0 | 0 | 0 | 0 | 0 | 0 | 0
F12_Industrial_Other Industrial_New_Space Heating_Natural Gas_Windows - High Efficiency_A_Technical Potential | F12 | Industrial | Other Industrial | New | Space Heating | Natural Gas | Windows - High Efficiency | A | Cumulative Winter Peak Savings (MW) | Technical Potential | 0 | 0 | 0 | 0 | 0 | 0 | 0 | 0 | 0 | 0 | 0 | 0 | 0 | 0 | 0 | 0 | 0 | 0 | 0 | 0 | 0 | 0
F13_Industrial_Other Industrial_New_Space Heating_Natural Gas_Windows - High Efficiency_A_Technical Potential | F13 | Industrial | Other Industrial | New | Space Heating | Natural Gas | Windows - High Efficiency | A | Purchases (Incremental) | Technical Potential | 0 | 0 | 0 | 0 | 0 | 0 | 0 | 0 | 0 | 0 | 0 | 0 | 0 | 0 | 0 | 0 | 0 | 0 | 0 | 0 | 0 | 0
F14_Industrial_Other Industrial_New_Space Heating_Natural Gas_Windows - High Efficiency_A_Technical Potential | F14 | Industrial | Other Industrial | New | Space Heating | Natural Gas | Windows - High Efficiency | A | Purchases (Cumulative) | Technical Potential | 0 | 0 | 0 | 0 | 0 | 0 | 0 | 0 | 0 | 0 | 0 | 0 | 0 | 0 | 0 | 0 | 0 | 0 | 0 | 0 | 0 | 0
F1_Industrial_Other Industrial_New_Space Heating_Natural Gas_Gas Boiler - Maintenance_A_Technical Potential | F1 | Industrial | Other Industrial | New | Space Heating | Natural Gas | Gas Boiler - Maintenance | A | Original Unit Energy Savings (kWh or therms) | Technical Potential | 0 | 0 | 1.9512 | 1.9512 | 1.9512 | 1.9512 | 1.9512 | 1.9512 | 1.9512 | 1.9512 | 1.9512 | 1.9512 | 1.9512 | 1.9512 | 1.9512 | 1.9512 | 1.9512 | 1.9512 | 1.9512 | 1.9512 | 1.9512 | 1.9512
F2_Industrial_Other Industrial_New_Space Heating_Natural Gas_Gas Boiler - Maintenance_A_Technical Potential | F2 | Industrial | Other Industrial | New | Space Heating | Natural Gas | Gas Boiler - Maintenance | A | Original Unit Summer Peak Savings (kW) | Technical Potential | 0 | 0 | 0 | 0 | 0 | 0 | 0 | 0 | 0 | 0 | 0 | 0 | 0 | 0 | 0 | 0 | 0 | 0 | 0 | 0 | 0 | 0
F3_Industrial_Other Industrial_New_Space Heating_Natural Gas_Gas Boiler - Maintenance_A_Technical Potential | F3 | Industrial | Other Industrial | New | Space Heating | Natural Gas | Gas Boiler - Maintenance | A | Original Unit Winter Peak Savings (kW) | Technical Potential | 0 | 0 | 0 | 0 | 0 | 0 | 0 | 0 | 0 | 0 | 0 | 0 | 0 | 0 | 0 | 0 | 0 | 0 | 0 | 0 | 0 | 0
F4_Industrial_Other Industrial_New_Space Heating_Natural Gas_Gas Boiler - Maintenance_A_Technical Potential | F4 | Industrial | Other Industrial | New | Space Heating | Natural Gas | Gas Boiler - Maintenance | A | Standalone Impact on Baseline Energy (%) | Technical Potential | 0% | 0% | 0.002473% | 0.003151% | 0.00341% | 0.002745% | 0.002412% | 0.002124% | 0.001879% | 0.001663% | 0.001532% | 0.001404% | 0.001298% | 0.001193% | 0.001131% | 0.001064% | 0.001004% | 0.0009424% | 0.0009057% | 0.0008643% | 0.0008274% | 0.0007937%
F5_Industrial_Other Industrial_New_Space Heating_Natural Gas_Gas Boiler - Maintenance_A_Technical Potential | F5 | Industrial | Other Industrial | New | Space Heating | Natural Gas | Gas Boiler - Maintenance | A | Standalone Impact on Baseline Summer Peak (%) | Technical Potential | bar: 2019 to 2040
F6_Industrial_Other Industrial_New_Space Heating_Natural Gas_Gas Boiler - Maintenance_A_Technical Potential | F6 | Industrial | Other Industrial | New | Space Heating | Natural Gas | Gas Boiler - Maintenance | A | Standalone Impact on Baseline Winter Peak (%) | Technical Potential | bar: 2019 to 2040
F7_Industrial_Other Industrial_New_Space Heating_Natural Gas_Gas Boiler - Maintenance_A_Technical Potential | F7 | Industrial | Other Industrial | New | Space Heating | Natural Gas | Gas Boiler - Maintenance | A | Incremental Energy Savings (MWh or mTherms) | Technical Potential | 0 | 0 | 0.0012121 | 0.0014827 | 0.0014636 | 0.0015215 | 0.0015344 | 0.0015301 | 0.0015215 | 0.0015344 | 0.0015301 | 0.0027335 | 0.0030171 | 0.0029936 | 0.0054671 | 0.0060341 | 0.0059873 | 0.010934 | 0.012068 | 0.011975 | 0.022178 | 0.024188
F8_Industrial_Other Industrial_New_Space Heating_Natural Gas_Gas Boiler - Maintenance_A_Technical Potential | F8 | Industrial | Other Industrial | New | Space Heating | Natural Gas | Gas Boiler - Maintenance | A | Incremental Summer Peak Savings (MW) | Technical Potential | 0 | 0 | 0 | 0 | 0 | 0 | 0 | 0 | 0 | 0 | 0 | 0 | 0 | 0 | 0 | 0 | 0 | 0 | 0 | 0 | 0 | 0
F9_Industrial_Other Industrial_New_Space Heating_Natural Gas_Gas Boiler - Maintenance_A_Technical Potential | F9 | Industrial | Other Industrial | New | Space Heating | Natural Gas | Gas Boiler - Maintenance | A | Incremental Winter Peak Savings (MW) | Technical Potential | 0 | 0 | 0 | 0 | 0 | 0 | 0 | 0 | 0 | 0 | 0 | 0 | 0 | 0 | 0 | 0 | 0 | 0 | 0 | 0 | 0 | 0
F10_Industrial_Other Industrial_New_Space Heating_Natural Gas_Gas Boiler - Maintenance_A_Technical Potential | F10 | Industrial | Other Industrial | New | Space Heating | Natural Gas | Gas Boiler - Maintenance | A | Cumulative Energy Savings (MWh or mTherms) | Technical Potential | 0 | 0 | 0.0012121 | 0.0026947 | 0.0041583 | 0.0044677 | 0.0045195 | 0.0045859 | 0.0045859 | 0.0045859 | 0.0045859 | 0.0045859 | 0.0045859 | 0.0045859 | 0.0045859 | 0.0045859 | 0.0045859 | 0.0045859 | 0.0045859 | 0.0045859 | 0.0045859 | 0.0045859
F11_Industrial_Other Industrial_New_Space Heating_Natural Gas_Gas Boiler - Maintenance_A_Technical Potential | F11 | Industrial | Other Industrial | New | Space Heating | Natural Gas | Gas Boiler - Maintenance | A | Cumulative Summer Peak Savings (MW) | Technical Potential | 0 | 0 | 0 | 0 | 0 | 0 | 0 | 0 | 0 | 0 | 0 | 0 | 0 | 0 | 0 | 0 | 0 | 0 | 0 | 0 | 0 | 0
F12_Industrial_Other Industrial_New_Space Heating_Natural Gas_Gas Boiler - Maintenance_A_Technical Potential | F12 | Industrial | Other Industrial | New | Space Heating | Natural Gas | Gas Boiler - Maintenance | A | Cumulative Winter Peak Savings (MW) | Technical Potential | 0 | 0 | 0 | 0 | 0 | 0 | 0 | 0 | 0 | 0 | 0 | 0 | 0 | 0 | 0 | 0 | 0 | 0 | 0 | 0 | 0 | 0
F13_Industrial_Other Industrial_New_Space Heating_Natural Gas_Gas Boiler - Maintenance_A_Technical Potential | F13 | Industrial | Other Industrial | New | Space Heating | Natural Gas | Gas Boiler - Maintenance | A | Purchases (Incremental) | Technical Potential | 0 | 0 | 0.62119 | 0.75986 | 0.75009 | 0.77975 | 0.78638 | 0.78415 | 0.77975 | 0.78638 | 0.78415 | 1.4009 | 1.5462 | 1.5342 | 2.8019 | 3.0925 | 3.0685 | 5.6037 | 6.185 | 6.1369 | 11.3661 | 12.3964
F14_Industrial_Other Industrial_New_Space Heating_Natural Gas_Gas Boiler - Maintenance_A_Technical Potential | F14 | Industrial | Other Industrial | New | Space Heating | Natural Gas | Gas Boiler - Maintenance | A | Purchases (Cumulative) | Technical Potential | 0 | 0 | 0.62119 | 1.381 | 2.1311 | 2.2897 | 2.3162 | 2.3503 | 2.3503 | 2.3503 | 2.3503 | 2.3503 | 2.3503 | 2.3503 | 2.3503 | 2.3503 | 2.3503 | 2.3503 | 2.3503 | 2.3503 | 2.3503 | 2.3503
F1_Industrial_Other Industrial_New_Process_Natural Gas_Gas Boiler - Maintenance_A_Technical Potential | F1 | Industrial | Other Industrial | New | Process | Natural Gas | Gas Boiler - Maintenance | A | Original Unit Energy Savings (kWh or therms) | Technical Potential | 0 | 0 | 1.5559 | 1.5559 | 1.5559 | 1.5559 | 1.5559 | 1.5559 | 1.5559 | 1.5559 | 1.5559 | 1.5559 | 1.5559 | 1.5559 | 1.5559 | 1.5559 | 1.5559 | 1.5559 | 1.5559 | 1.5559 | 1.5559 | 1.5559
F2_Industrial_Other Industrial_New_Process_Natural Gas_Gas Boiler - Maintenance_A_Technical Potential | F2 | Industrial | Other Industrial | New | Process | Natural Gas | Gas Boiler - Maintenance | A | Original Unit Summer Peak Savings (kW) | Technical Potential | 0 | 0 | 0 | 0 | 0 | 0 | 0 | 0 | 0 | 0 | 0 | 0 | 0 | 0 | 0 | 0 | 0 | 0 | 0 | 0 | 0 | 0
F3_Industrial_Other Industrial_New_Process_Natural Gas_Gas Boiler - Maintenance_A_Technical Potential | F3 | Industrial | Other Industrial | New | Process | Natural Gas | Gas Boiler - Maintenance | A | Original Unit Winter Peak Savings (kW) | Technical Potential | 0 | 0 | 0 | 0 | 0 | 0 | 0 | 0 | 0 | 0 | 0 | 0 | 0 | 0 | 0 | 0 | 0 | 0 | 0 | 0 | 0 | 0
F4_Industrial_Other Industrial_New_Process_Natural Gas_Gas Boiler - Maintenance_A_Technical Potential | F4 | Industrial | Other Industrial | New | Process | Natural Gas | Gas Boiler - Maintenance | A | Standalone Impact on Baseline Energy (%) | Technical Potential | 0% | 0% | 0.01315% | 0.01675% | 0.01813% | 0.01459% | 0.01283% | 0.01129% | 0.00999% | 0.008841% | 0.008144% | 0.007467% | 0.0069% | 0.006343% | 0.006013% | 0.005655% | 0.005338% | 0.005011% | 0.004816% | 0.004595% | 0.0044% | 0.00422%
F5_Industrial_Other Industrial_New_Process_Natural Gas_Gas Boiler - Maintenance_A_Technical Potential | F5 | Industrial | Other Industrial | New | Process | Natural Gas | Gas Boiler - Maintenance | A | Standalone Impact on Baseline Summer Peak (%) | Technical Potential | bar: 2019 to 2040
F6_Industrial_Other Industrial_New_Process_Natural Gas_Gas Boiler - Maintenance_A_Technical Potential | F6 | Industrial | Other Industrial | New | Process | Natural Gas | Gas Boiler - Maintenance | A | Standalone Impact on Baseline Winter Peak (%) | Technical Potential | bar: 2019 to 2040
F7_Industrial_Other Industrial_New_Process_Natural Gas_Gas Boiler - Maintenance_A_Technical Potential | F7 | Industrial | Other Industrial | New | Process | Natural Gas | Gas Boiler - Maintenance | A | Incremental Energy Savings (MWh or mTherms) | Technical Potential | 0 | 0 | 0.013994 | 0.017118 | 0.016898 | 0.017566 | 0.017715 | 0.017665 | 0.017566 | 0.017715 | 0.017665 | 0.03156 | 0.034833 | 0.034563 | 0.06312 | 0.069667 | 0.069126 | 0.12624 | 0.13933 | 0.13825 | 0.25605 | 0.27927
F8_Industrial_Other Industrial_New_Process_Natural Gas_Gas Boiler - Maintenance_A_Technical Potential | F8 | Industrial | Other Industrial | New | Process | Natural Gas | Gas Boiler - Maintenance | A | Incremental Summer Peak Savings (MW) | Technical Potential | 0 | 0 | 0 | 0 | 0 | 0 | 0 | 0 | 0 | 0 | 0 | 0 | 0 | 0 | 0 | 0 | 0 | 0 | 0 | 0 | 0 | 0
F9_Industrial_Other Industrial_New_Process_Natural Gas_Gas Boiler - Maintenance_A_Technical Potential | F9 | Industrial | Other Industrial | New | Process | Natural Gas | Gas Boiler - Maintenance | A | Incremental Winter Peak Savings (MW) | Technical Potential | 0 | 0 | 0 | 0 | 0 | 0 | 0 | 0 | 0 | 0 | 0 | 0 | 0 | 0 | 0 | 0 | 0 | 0 | 0 | 0 | 0 | 0
F10_Industrial_Other Industrial_New_Process_Natural Gas_Gas Boiler - Maintenance_A_Technical Potential | F10 | Industrial | Other Industrial | New | Process | Natural Gas | Gas Boiler - Maintenance | A | Cumulative Energy Savings (MWh or mTherms) | Technical Potential | 0 | 0 | 0.013994 | 0.031112 | 0.04801 | 0.051582 | 0.052179 | 0.052947 | 0.052947 | 0.052947 | 0.052947 | 0.052947 | 0.052947 | 0.052947 | 0.052947 | 0.052947 | 0.052947 | 0.052947 | 0.052947 | 0.052947 | 0.052947 | 0.052947
F11_Industrial_Other Industrial_New_Process_Natural Gas_Gas Boiler - Maintenance_A_Technical Potential | F11 | Industrial | Other Industrial | New | Process | Natural Gas | Gas Boiler - Maintenance | A | Cumulative Summer Peak Savings (MW) | Technical Potential | 0 | 0 | 0 | 0 | 0 | 0 | 0 | 0 | 0 | 0 | 0 | 0 | 0 | 0 | 0 | 0 | 0 | 0 | 0 | 0 | 0 | 0
F12_Industrial_Other Industrial_New_Process_Natural Gas_Gas Boiler - Maintenance_A_Technical Potential | F12 | Industrial | Other Industrial | New | Process | Natural Gas | Gas Boiler - Maintenance | A | Cumulative Winter Peak Savings (MW) | Technical Potential | 0 | 0 | 0 | 0 | 0 | 0 | 0 | 0 | 0 | 0 | 0 | 0 | 0 | 0 | 0 | 0 | 0 | 0 | 0 | 0 | 0 | 0
F13_Industrial_Other Industrial_New_Process_Natural Gas_Gas Boiler - Maintenance_A_Technical Potential | F13 | Industrial | Other Industrial | New | Process | Natural Gas | Gas Boiler - Maintenance | A | Purchases (Incremental) | Technical Potential | 0 | 0 | 8.9943 | 11.0022 | 10.8606 | 11.2902 | 11.3862 | 11.3539 | 11.2902 | 11.3862 | 11.3539 | 20.2845 | 22.3883 | 22.2145 | 40.5689 | 44.7766 | 44.429 | 81.1378 | 89.5533 | 88.8581 | 164.5715 | 179.4906
F14_Industrial_Other Industrial_New_Process_Natural Gas_Gas Boiler - Maintenance_A_Technical Potential | F14 | Industrial | Other Industrial | New | Process | Natural Gas | Gas Boiler - Maintenance | A | Purchases (Cumulative) | Technical Potential | 0 | 0 | 8.9943 | 19.9964 | 30.8571 | 33.153 | 33.537 | 34.0302 | 34.0302 | 34.0302 | 34.0302 | 34.0302 | 34.0302 | 34.0302 | 34.0302 | 34.0302 | 34.0302 | 34.0302 | 34.0302 | 34.0302 | 34.0302 | 34.0302
F1_Industrial_Other Industrial_New_Space Heating_Natural Gas_Gas Furnace - Maintenance_A_Technical Potential | F1 | Industrial | Other Industrial | New | Space Heating | Natural Gas | Gas Furnace - Maintenance | A | Original Unit Energy Savings (kWh or therms) | Technical Potential | 0 | 0 | 0.0083129 | 0.0083129 | 0.0083129 | 0.0083129 | 0.0083129 | 0.0083129 | 0.0083129 | 0.0083129 | 0.0083129 | 0.0083129 | 0.0083129 | 0.0083129 | 0.0083129 | 0.0083129 | 0.0083129 | 0.0083129 | 0.0083129 | 0.0083129 | 0.0083129 | 0.0083129
F2_Industrial_Other Industrial_New_Space Heating_Natural Gas_Gas Furnace - Maintenance_A_Technical Potential | F2 | Industrial | Other Industrial | New | Space Heating | Natural Gas | Gas Furnace - Maintenance | A | Original Unit Summer Peak Savings (kW) | Technical Potential | 0 | 0 | 0 | 0 | 0 | 0 | 0 | 0 | 0 | 0 | 0 | 0 | 0 | 0 | 0 | 0 | 0 | 0 | 0 | 0 | 0 | 0
F3_Industrial_Other Industrial_New_Space Heating_Natural Gas_Gas Furnace - Maintenance_A_Technical Potential | F3 | Industrial | Other Industrial | New | Space Heating | Natural Gas | Gas Furnace - Maintenance | A | Original Unit Winter Peak Savings (kW) | Technical Potential | 0 | 0 | 0 | 0 | 0 | 0 | 0 | 0 | 0 | 0 | 0 | 0 | 0 | 0 | 0 | 0 | 0 | 0 | 0 | 0 | 0 | 0
F4_Industrial_Other Industrial_New_Space Heating_Natural Gas_Gas Furnace - Maintenance_A_Technical Potential | F4 | Industrial | Other Industrial | New | Space Heating | Natural Gas | Gas Furnace - Maintenance | A | Standalone Impact on Baseline Energy (%) | Technical Potential | 0% | 0% | 7.115e-05% | 9.064e-05% | 9.809e-05% | 7.895e-05% | 6.939e-05% | 6.11e-05% | 5.404e-05% | 4.783e-05% | 4.406e-05% | 4.04e-05% | 3.733e-05% | 3.431e-05% | 3.253e-05% | 3.059e-05% | 2.888e-05% | 2.711e-05% | 2.605e-05% | 2.486e-05% | 2.38e-05% | 2.283e-05%
F5_Industrial_Other Industrial_New_Space Heating_Natural Gas_Gas Furnace - Maintenance_A_Technical Potential | F5 | Industrial | Other Industrial | New | Space Heating | Natural Gas | Gas Furnace - Maintenance | A | Standalone Impact on Baseline Summer Peak (%) | Technical Potential | bar: 2019 to 2040
F6_Industrial_Other Industrial_New_Space Heating_Natural Gas_Gas Furnace - Maintenance_A_Technical Potential | F6 | Industrial | Other Industrial | New | Space Heating | Natural Gas | Gas Furnace - Maintenance | A | Standalone Impact on Baseline Winter Peak (%) | Technical Potential | bar: 2019 to 2040
F7_Industrial_Other Industrial_New_Space Heating_Natural Gas_Gas Furnace - Maintenance_A_Technical Potential | F7 | Industrial | Other Industrial | New | Space Heating | Natural Gas | Gas Furnace - Maintenance | A | Incremental Energy Savings (MWh or mTherms) | Technical Potential | 0 | 0 | 3.4866e-05 | 4.265e-05 | 4.2101e-05 | 4.3766e-05 | 4.4138e-05 | 4.4013e-05 | 4.3766e-05 | 4.4138e-05 | 4.4013e-05 | 7.8632e-05 | 8.6788e-05 | 8.6114e-05 | 0.00015726 | 0.00017358 | 0.00017223 | 0.00031453 | 0.00034715 | 0.00034446 | 0.00063796 | 0.00069579
F8_Industrial_Other Industrial_New_Space Heating_Natural Gas_Gas Furnace - Maintenance_A_Technical Potential | F8 | Industrial | Other Industrial | New | Space Heating | Natural Gas | Gas Furnace - Maintenance | A | Incremental Summer Peak Savings (MW) | Technical Potential | 0 | 0 | 0 | 0 | 0 | 0 | 0 | 0 | 0 | 0 | 0 | 0 | 0 | 0 | 0 | 0 | 0 | 0 | 0 | 0 | 0 | 0
F9_Industrial_Other Industrial_New_Space Heating_Natural Gas_Gas Furnace - Maintenance_A_Technical Potential | F9 | Industrial | Other Industrial | New | Space Heating | Natural Gas | Gas Furnace - Maintenance | A | Incremental Winter Peak Savings (MW) | Technical Potential | 0 | 0 | 0 | 0 | 0 | 0 | 0 | 0 | 0 | 0 | 0 | 0 | 0 | 0 | 0 | 0 | 0 | 0 | 0 | 0 | 0 | 0
F10_Industrial_Other Industrial_New_Space Heating_Natural Gas_Gas Furnace - Maintenance_A_Technical Potential | F10 | Industrial | Other Industrial | New | Space Heating | Natural Gas | Gas Furnace - Maintenance | A | Cumulative Energy Savings (MWh or mTherms) | Technical Potential | 0 | 0 | 3.4866e-05 | 7.7516e-05 | 0.00011962 | 0.00012852 | 0.00013001 | 0.00013192 | 0.00013192 | 0.00013192 | 0.00013192 | 0.00013192 | 0.00013192 | 0.00013192 | 0.00013192 | 0.00013192 | 0.00013192 | 0.00013192 | 0.00013192 | 0.00013192 | 0.00013192 | 0.00013192
F11_Industrial_Other Industrial_New_Space Heating_Natural Gas_Gas Furnace - Maintenance_A_Technical Potential | F11 | Industrial | Other Industrial | New | Space Heating | Natural Gas | Gas Furnace - Maintenance | A | Cumulative Summer Peak Savings (MW) | Technical Potential | 0 | 0 | 0 | 0 | 0 | 0 | 0 | 0 | 0 | 0 | 0 | 0 | 0 | 0 | 0 | 0 | 0 | 0 | 0 | 0 | 0 | 0
F12_Industrial_Other Industrial_New_Space Heating_Natural Gas_Gas Furnace - Maintenance_A_Technical Potential | F12 | Industrial | Other Industrial | New | Space Heating | Natural Gas | Gas Furnace - Maintenance | A | Cumulative Winter Peak Savings (MW) | Technical Potential | 0 | 0 | 0 | 0 | 0 | 0 | 0 | 0 | 0 | 0 | 0 | 0 | 0 | 0 | 0 | 0 | 0 | 0 | 0 | 0 | 0 | 0
F13_Industrial_Other Industrial_New_Space Heating_Natural Gas_Gas Furnace - Maintenance_A_Technical Potential | F13 | Industrial | Other Industrial | New | Space Heating | Natural Gas | Gas Furnace - Maintenance | A | Purchases (Incremental) | Technical Potential | 0 | 0 | 4.1942 | 5.1305 | 5.0645 | 5.2648 | 5.3096 | 5.2945 | 5.2648 | 5.3096 | 5.2945 | 9.459 | 10.4401 | 10.3591 | 18.9181 | 20.8802 | 20.7181 | 37.8362 | 41.7604 | 41.4363 | 76.7429 | 83.7
F14_Industrial_Other Industrial_New_Space Heating_Natural Gas_Gas Furnace - Maintenance_A_Technical Potential | F14 | Industrial | Other Industrial | New | Space Heating | Natural Gas | Gas Furnace - Maintenance | A | Purchases (Cumulative) | Technical Potential | 0 | 0 | 4.1942 | 9.3247 | 14.3893 | 15.4599 | 15.6389 | 15.869 | 15.869 | 15.869 | 15.869 | 15.869 | 15.869 | 15.869 | 15.869 | 15.869 | 15.869 | 15.869 | 15.869 | 15.869 | 15.869 | 15.869
F1_Industrial_Other Industrial_New_Space Heating_Natural Gas_Gas Boiler - Hot Water Reset_A_Technical Potential | F1 | Industrial | Other Industrial | New | Space Heating | Natural Gas | Gas Boiler - Hot Water Reset | A | Original Unit Energy Savings (kWh or therms) | Technical Potential | 0 | 0 | 7.0954 | 7.0954 | 7.0954 | 7.0954 | 7.0954 | 7.0954 | 7.0954 | 7.0954 | 7.0954 | 7.0954 | 7.0954 | 7.0954 | 7.0954 | 7.0954 | 7.0954 | 7.0954 | 7.0954 | 7.0954 | 7.0954 | 7.0954
F2_Industrial_Other Industrial_New_Space Heating_Natural Gas_Gas Boiler - Hot Water Reset_A_Technical Potential | F2 | Industrial | Other Industrial | New | Space Heating | Natural Gas | Gas Boiler - Hot Water Reset | A | Original Unit Summer Peak Savings (kW) | Technical Potential | 0 | 0 | 0 | 0 | 0 | 0 | 0 | 0 | 0 | 0 | 0 | 0 | 0 | 0 | 0 | 0 | 0 | 0 | 0 | 0 | 0 | 0
F3_Industrial_Other Industrial_New_Space Heating_Natural Gas_Gas Boiler - Hot Water Reset_A_Technical Potential | F3 | Industrial | Other Industrial | New | Space Heating | Natural Gas | Gas Boiler - Hot Water Reset | A | Original Unit Winter Peak Savings (kW) | Technical Potential | 0 | 0 | 0 | 0 | 0 | 0 | 0 | 0 | 0 | 0 | 0 | 0 | 0 | 0 | 0 | 0 | 0 | 0 | 0 | 0 | 0 | 0
F4_Industrial_Other Industrial_New_Space Heating_Natural Gas_Gas Boiler - Hot Water Reset_A_Technical Potential | F4 | Industrial | Other Industrial | New | Space Heating | Natural Gas | Gas Boiler - Hot Water Reset | A | Standalone Impact on Baseline Energy (%) | Technical Potential | 0% | 0% | 0.008742% | 0.01574% | 0.02418% | 0.03336% | 0.04638% | 0.06058% | 0.07589% | 0.08996% | 0.1043% | 0.1141% | 0.1198% | 0.1195% | 0.1188% | 0.1144% | 0.1091% | 0.1028% | 0.0988% | 0.09428% | 0.09026% | 0.08658%
F5_Industrial_Other Industrial_New_Space Heating_Natural Gas_Gas Boiler - Hot Water Reset_A_Technical Potential | F5 | Industrial | Other Industrial | New | Space Heating | Natural Gas | Gas Boiler - Hot Water Reset | A | Standalone Impact on Baseline Summer Peak (%) | Technical Potential | bar: 2019 to 2040
F6_Industrial_Other Industrial_New_Space Heating_Natural Gas_Gas Boiler - Hot Water Reset_A_Technical Potential | F6 | Industrial | Other Industrial | New | Space Heating | Natural Gas | Gas Boiler - Hot Water Reset | A | Standalone Impact on Baseline Winter Peak (%) | Technical Potential | bar: 2019 to 2040
F7_Industrial_Other Industrial_New_Space Heating_Natural Gas_Gas Boiler - Hot Water Reset_A_Technical Potential | F7 | Industrial | Other Industrial | New | Space Heating | Natural Gas | Gas Boiler - Hot Water Reset | A | Incremental Energy Savings (MWh or mTherms) | Technical Potential | 0 | 0 | 0.004284 | 0.0091799 | 0.016018 | 0.02482 | 0.032587 | 0.043903 | 0.054449 | 0.062848 | 0.064298 | 0.060282 | 0.050477 | 0.036346 | 0.022262 | 0.011396 | 0.0051081 | 0.0019788 | 0.004284 | 0.0091799 | 0.016018 | 0.02482
F8_Industrial_Other Industrial_New_Space Heating_Natural Gas_Gas Boiler - Hot Water Reset_A_Technical Potential | F8 | Industrial | Other Industrial | New | Space Heating | Natural Gas | Gas Boiler - Hot Water Reset | A | Incremental Summer Peak Savings (MW) | Technical Potential | 0 | 0 | 0 | 0 | 0 | 0 | 0 | 0 | 0 | 0 | 0 | 0 | 0 | 0 | 0 | 0 | 0 | 0 | 0 | 0 | 0 | 0
F9_Industrial_Other Industrial_New_Space Heating_Natural Gas_Gas Boiler - Hot Water Reset_A_Technical Potential | F9 | Industrial | Other Industrial | New | Space Heating | Natural Gas | Gas Boiler - Hot Water Reset | A | Incremental Winter Peak Savings (MW) | Technical Potential | 0 | 0 | 0 | 0 | 0 | 0 | 0 | 0 | 0 | 0 | 0 | 0 | 0 | 0 | 0 | 0 | 0 | 0 | 0 | 0 | 0 | 0
F10_Industrial_Other Industrial_New_Space Heating_Natural Gas_Gas Boiler - Hot Water Reset_A_Technical Potential | F10 | Industrial | Other Industrial | New | Space Heating | Natural Gas | Gas Boiler - Hot Water Reset | A | Cumulative Energy Savings (MWh or mTherms) | Technical Potential | 0 | 0 | 0.004284 | 0.013464 | 0.029482 | 0.054303 | 0.08689 | 0.13079 | 0.18524 | 0.24809 | 0.31239 | 0.37267 | 0.42315 | 0.45949 | 0.48176 | 0.49315 | 0.49826 | 0.50024 | 0.50024 | 0.50024 | 0.50024 | 0.50024
F11_Industrial_Other Industrial_New_Space Heating_Natural Gas_Gas Boiler - Hot Water Reset_A_Technical Potential | F11 | Industrial | Other Industrial | New | Space Heating | Natural Gas | Gas Boiler - Hot Water Reset | A | Cumulative Summer Peak Savings (MW) | Technical Potential | 0 | 0 | 0 | 0 | 0 | 0 | 0 | 0 | 0 | 0 | 0 | 0 | 0 | 0 | 0 | 0 | 0 | 0 | 0 | 0 | 0 | 0
F12_Industrial_Other Industrial_New_Space Heating_Natural Gas_Gas Boiler - Hot Water Reset_A_Technical Potential | F12 | Industrial | Other Industrial | New | Space Heating | Natural Gas | Gas Boiler - Hot Water Reset | A | Cumulative Winter Peak Savings (MW) | Technical Potential | 0 | 0 | 0 | 0 | 0 | 0 | 0 | 0 | 0 | 0 | 0 | 0 | 0 | 0 | 0 | 0 | 0 | 0 | 0 | 0 | 0 | 0
F13_Industrial_Other Industrial_New_Space Heating_Natural Gas_Gas Boiler - Hot Water Reset_A_Technical Potential | F13 | Industrial | Other Industrial | New | Space Heating | Natural Gas | Gas Boiler - Hot Water Reset | A | Purchases (Incremental) | Technical Potential | 0 | 0 | 0.60378 | 1.2938 | 2.2576 | 3.4981 | 4.5928 | 6.1875 | 7.6739 | 8.8576 | 9.0619 | 8.496 | 7.1141 | 5.1224 | 3.1375 | 1.6062 | 0.71992 | 0.27888 | 0.60378 | 1.2938 | 2.2576 | 3.4981
F14_Industrial_Other Industrial_New_Space Heating_Natural Gas_Gas Boiler - Hot Water Reset_A_Technical Potential | F14 | Industrial | Other Industrial | New | Space Heating | Natural Gas | Gas Boiler - Hot Water Reset | A | Purchases (Cumulative) | Technical Potential | 0 | 0 | 0.60378 | 1.8976 | 4.1551 | 7.6533 | 12.246 | 18.4336 | 26.1075 | 34.9651 | 44.0271 | 52.5231 | 59.6372 | 64.7596 | 67.8972 | 69.5033 | 70.2233 | 70.5021 | 70.5021 | 70.5021 | 70.5021 | 70.5021
F1_Industrial_Other Industrial_New_Process_Natural Gas_Gas Boiler - Hot Water Reset_A_Technical Potential | F1 | Industrial | Other Industrial | New | Process | Natural Gas | Gas Boiler - Hot Water Reset | A | Original Unit Energy Savings (kWh or therms) | Technical Potential | 0 | 0 | 2.8289 | 2.8289 | 2.8289 | 2.8289 | 2.8289 | 2.8289 | 2.8289 | 2.8289 | 2.8289 | 2.8289 | 2.8289 | 2.8289 | 2.8289 | 2.8289 | 2.8289 | 2.8289 | 2.8289 | 2.8289 | 2.8289 | 2.8289
F2_Industrial_Other Industrial_New_Process_Natural Gas_Gas Boiler - Hot Water Reset_A_Technical Potential | F2 | Industrial | Other Industrial | New | Process | Natural Gas | Gas Boiler - Hot Water Reset | A | Original Unit Summer Peak Savings (kW) | Technical Potential | 0 | 0 | 0 | 0 | 0 | 0 | 0 | 0 | 0 | 0 | 0 | 0 | 0 | 0 | 0 | 0 | 0 | 0 | 0 | 0 | 0 | 0
F3_Industrial_Other Industrial_New_Process_Natural Gas_Gas Boiler - Hot Water Reset_A_Technical Potential | F3 | Industrial | Other Industrial | New | Process | Natural Gas | Gas Boiler - Hot Water Reset | A | Original Unit Winter Peak Savings (kW) | Technical Potential | 0 | 0 | 0 | 0 | 0 | 0 | 0 | 0 | 0 | 0 | 0 | 0 | 0 | 0 | 0 | 0 | 0 | 0 | 0 | 0 | 0 | 0
F4_Industrial_Other Industrial_New_Process_Natural Gas_Gas Boiler - Hot Water Reset_A_Technical Potential | F4 | Industrial | Other Industrial | New | Process | Natural Gas | Gas Boiler - Hot Water Reset | A | Standalone Impact on Baseline Energy (%) | Technical Potential | 0% | 0% | 0.02324% | 0.04186% | 0.06427% | 0.08869% | 0.1233% | 0.161% | 0.2018% | 0.2391% | 0.2774% | 0.3034% | 0.3184% | 0.3177% | 0.3158% | 0.3041% | 0.29% | 0.2733% | 0.2627% | 0.2506% | 0.24% | 0.2302%
F5_Industrial_Other Industrial_New_Process_Natural Gas_Gas Boiler - Hot Water Reset_A_Technical Potential | F5 | Industrial | Other Industrial | New | Process | Natural Gas | Gas Boiler - Hot Water Reset | A | Standalone Impact on Baseline Summer Peak (%) | Technical Potential | bar: 2019 to 2040
F6_Industrial_Other Industrial_New_Process_Natural Gas_Gas Boiler - Hot Water Reset_A_Technical Potential | F6 | Industrial | Other Industrial | New | Process | Natural Gas | Gas Boiler - Hot Water Reset | A | Standalone Impact on Baseline Winter Peak (%) | Technical Potential | bar: 2019 to 2040
F7_Industrial_Other Industrial_New_Process_Natural Gas_Gas Boiler - Hot Water Reset_A_Technical Potential | F7 | Industrial | Other Industrial | New | Process | Natural Gas | Gas Boiler - Hot Water Reset | A | Incremental Energy Savings (MWh or mTherms) | Technical Potential | 0 | 0 | 0.024731 | 0.052993 | 0.09247 | 0.14328 | 0.18812 | 0.25344 | 0.31432 | 0.36281 | 0.37117 | 0.34799 | 0.29139 | 0.20981 | 0.12851 | 0.065789 | 0.029488 | 0.011423 | 0.024731 | 0.052993 | 0.09247 | 0.14328
F8_Industrial_Other Industrial_New_Process_Natural Gas_Gas Boiler - Hot Water Reset_A_Technical Potential | F8 | Industrial | Other Industrial | New | Process | Natural Gas | Gas Boiler - Hot Water Reset | A | Incremental Summer Peak Savings (MW) | Technical Potential | 0 | 0 | 0 | 0 | 0 | 0 | 0 | 0 | 0 | 0 | 0 | 0 | 0 | 0 | 0 | 0 | 0 | 0 | 0 | 0 | 0 | 0
F9_Industrial_Other Industrial_New_Process_Natural Gas_Gas Boiler - Hot Water Reset_A_Technical Potential | F9 | Industrial | Other Industrial | New | Process | Natural Gas | Gas Boiler - Hot Water Reset | A | Incremental Winter Peak Savings (MW) | Technical Potential | 0 | 0 | 0 | 0 | 0 | 0 | 0 | 0 | 0 | 0 | 0 | 0 | 0 | 0 | 0 | 0 | 0 | 0 | 0 | 0 | 0 | 0
F10_Industrial_Other Industrial_New_Process_Natural Gas_Gas Boiler - Hot Water Reset_A_Technical Potential | F10 | Industrial | Other Industrial | New | Process | Natural Gas | Gas Boiler - Hot Water Reset | A | Cumulative Energy Savings (MWh or mTherms) | Technical Potential | 0 | 0 | 0.024731 | 0.077723 | 0.17019 | 0.31348 | 0.50159 | 0.75503 | 1.0694 | 1.4322 | 1.8033 | 2.1513 | 2.4427 | 2.6525 | 2.781 | 2.8468 | 2.8763 | 2.8877 | 2.8877 | 2.8877 | 2.8877 | 2.8877
F11_Industrial_Other Industrial_New_Process_Natural Gas_Gas Boiler - Hot Water Reset_A_Technical Potential | F11 | Industrial | Other Industrial | New | Process | Natural Gas | Gas Boiler - Hot Water Reset | A | Cumulative Summer Peak Savings (MW) | Technical Potential | 0 | 0 | 0 | 0 | 0 | 0 | 0 | 0 | 0 | 0 | 0 | 0 | 0 | 0 | 0 | 0 | 0 | 0 | 0 | 0 | 0 | 0
F12_Industrial_Other Industrial_New_Process_Natural Gas_Gas Boiler - Hot Water Reset_A_Technical Potential | F12 | Industrial | Other Industrial | New | Process | Natural Gas | Gas Boiler - Hot Water Reset | A | Cumulative Winter Peak Savings (MW) | Technical Potential | 0 | 0 | 0 | 0 | 0 | 0 | 0 | 0 | 0 | 0 | 0 | 0 | 0 | 0 | 0 | 0 | 0 | 0 | 0 | 0 | 0 | 0
F13_Industrial_Other Industrial_New_Process_Natural Gas_Gas Boiler - Hot Water Reset_A_Technical Potential | F13 | Industrial | Other Industrial | New | Process | Natural Gas | Gas Boiler - Hot Water Reset | A | Purchases (Incremental) | Technical Potential | 0 | 0 | 8.7422 | 18.7329 | 32.6879 | 50.65 | 66.4998 | 89.5907 | 111.1121 | 128.2516 | 131.2094 | 123.0157 | 103.0062 | 74.1688 | 45.4291 | 23.2563 | 10.4239 | 4.038 | 8.7422 | 18.7329 | 32.6879 | 50.65
F14_Industrial_Other Industrial_New_Process_Natural Gas_Gas Boiler - Hot Water Reset_A_Technical Potential | F14 | Industrial | Other Industrial | New | Process | Natural Gas | Gas Boiler - Hot Water Reset | A | Purchases (Cumulative) | Technical Potential | 0 | 0 | 8.7422 | 27.4751 | 60.163 | 110.813 | 177.3129 | 266.9036 | 378.0157 | 506.2673 | 637.4767 | 760.4925 | 863.4987 | 937.6675 | 983.0967 | 1006.3529 | 1016.7768 | 1020.8148 | 1020.8148 | 1020.8148 | 1020.8148 | 1020.8148
F1_Industrial_Other Industrial_New_Space Heating_Natural Gas_Steam Trap Maintenance_A_Technical Potential | F1 | Industrial | Other Industrial | New | Space Heating | Natural Gas | Steam Trap Maintenance | A | Original Unit Energy Savings (kWh or therms) | Technical Potential | 0 | 0 | 2.5066 | 2.5066 | 2.5066 | 2.5066 | 2.5066 | 2.5066 | 2.5066 | 2.5066 | 2.5066 | 2.5066 | 2.5066 | 2.5066 | 2.5066 | 2.5066 | 2.5066 | 2.5066 | 2.5066 | 2.5066 | 2.5066 | 2.5066
F2_Industrial_Other Industrial_New_Space Heating_Natural Gas_Steam Trap Maintenance_A_Technical Potential | F2 | Industrial | Other Industrial | New | Space Heating | Natural Gas | Steam Trap Maintenance | A | Original Unit Summer Peak Savings (kW) | Technical Potential | 0 | 0 | 0 | 0 | 0 | 0 | 0 | 0 | 0 | 0 | 0 | 0 | 0 | 0 | 0 | 0 | 0 | 0 | 0 | 0 | 0 | 0
F3_Industrial_Other Industrial_New_Space Heating_Natural Gas_Steam Trap Maintenance_A_Technical Potential | F3 | Industrial | Other Industrial | New | Space Heating | Natural Gas | Steam Trap Maintenance | A | Original Unit Winter Peak Savings (kW) | Technical Potential | 0 | 0 | 0 | 0 | 0 | 0 | 0 | 0 | 0 | 0 | 0 | 0 | 0 | 0 | 0 | 0 | 0 | 0 | 0 | 0 | 0 | 0
F4_Industrial_Other Industrial_New_Space Heating_Natural Gas_Steam Trap Maintenance_A_Technical Potential | F4 | Industrial | Other Industrial | New | Space Heating | Natural Gas | Steam Trap Maintenance | A | Standalone Impact on Baseline Energy (%) | Technical Potential | bar: 2019 to 2040
F5_Industrial_Other Industrial_New_Space Heating_Natural Gas_Steam Trap Maintenance_A_Technical Potential | F5 | Industrial | Other Industrial | New | Space Heating | Natural Gas | Steam Trap Maintenance | A | Standalone Impact on Baseline Summer Peak (%) | Technical Potential | bar: 2019 to 2040
F6_Industrial_Other Industrial_New_Space Heating_Natural Gas_Steam Trap Maintenance_A_Technical Potential | F6 | Industrial | Other Industrial | New | Space Heating | Natural Gas | Steam Trap Maintenance | A | Standalone Impact on Baseline Winter Peak (%) | Technical Potential | bar: 2019 to 2040
F7_Industrial_Other Industrial_New_Space Heating_Natural Gas_Steam Trap Maintenance_A_Technical Potential | F7 | Industrial | Other Industrial | New | Space Heating | Natural Gas | Steam Trap Maintenance | A | Incremental Energy Savings (MWh or mTherms) | Technical Potential | 0 | 0 | 0 | 0 | 0 | 0 | 0 | 0 | 0 | 0 | 0 | 0 | 0 | 0 | 0 | 0 | 0 | 0 | 0 | 0 | 0 | 0
F8_Industrial_Other Industrial_New_Space Heating_Natural Gas_Steam Trap Maintenance_A_Technical Potential | F8 | Industrial | Other Industrial | New | Space Heating | Natural Gas | Steam Trap Maintenance | A | Incremental Summer Peak Savings (MW) | Technical Potential | 0 | 0 | 0 | 0 | 0 | 0 | 0 | 0 | 0 | 0 | 0 | 0 | 0 | 0 | 0 | 0 | 0 | 0 | 0 | 0 | 0 | 0
F9_Industrial_Other Industrial_New_Space Heating_Natural Gas_Steam Trap Maintenance_A_Technical Potential | F9 | Industrial | Other Industrial | New | Space Heating | Natural Gas | Steam Trap Maintenance | A | Incremental Winter Peak Savings (MW) | Technical Potential | 0 | 0 | 0 | 0 | 0 | 0 | 0 | 0 | 0 | 0 | 0 | 0 | 0 | 0 | 0 | 0 | 0 | 0 | 0 | 0 | 0 | 0
F10_Industrial_Other Industrial_New_Space Heating_Natural Gas_Steam Trap Maintenance_A_Technical Potential | F10 | Industrial | Other Industrial | New | Space Heating | Natural Gas | Steam Trap Maintenance | A | Cumulative Energy Savings (MWh or mTherms) | Technical Potential | 0 | 0 | 0 | 0 | 0 | 0 | 0 | 0 | 0 | 0 | 0 | 0 | 0 | 0 | 0 | 0 | 0 | 0 | 0 | 0 | 0 | 0
F11_Industrial_Other Industrial_New_Space Heating_Natural Gas_Steam Trap Maintenance_A_Technical Potential | F11 | Industrial | Other Industrial | New | Space Heating | Natural Gas | Steam Trap Maintenance | A | Cumulative Summer Peak Savings (MW) | Technical Potential | 0 | 0 | 0 | 0 | 0 | 0 | 0 | 0 | 0 | 0 | 0 | 0 | 0 | 0 | 0 | 0 | 0 | 0 | 0 | 0 | 0 | 0
F12_Industrial_Other Industrial_New_Space Heating_Natural Gas_Steam Trap Maintenance_A_Technical Potential | F12 | Industrial | Other Industrial | New | Space Heating | Natural Gas | Steam Trap Maintenance | A | Cumulative Winter Peak Savings (MW) | Technical Potential | 0 | 0 | 0 | 0 | 0 | 0 | 0 | 0 | 0 | 0 | 0 | 0 | 0 | 0 | 0 | 0 | 0 | 0 | 0 | 0 | 0 | 0
F13_Industrial_Other Industrial_New_Space Heating_Natural Gas_Steam Trap Maintenance_A_Technical Potential | F13 | Industrial | Other Industrial | New | Space Heating | Natural Gas | Steam Trap Maintenance | A | Purchases (Incremental) | Technical Potential | 0 | 0 | 0 | 0 | 0 | 0 | 0 | 0 | 0 | 0 | 0 | 0 | 0 | 0 | 0 | 0 | 0 | 0 | 0 | 0 | 0 | 0
F14_Industrial_Other Industrial_New_Space Heating_Natural Gas_Steam Trap Maintenance_A_Technical Potential | F14 | Industrial | Other Industrial | New | Space Heating | Natural Gas | Steam Trap Maintenance | A | Purchases (Cumulative) | Technical Potential | 0 | 0 | 0 | 0 | 0 | 0 | 0 | 0 | 0 | 0 | 0 | 0 | 0 | 0 | 0 | 0 | 0 | 0 | 0 | 0 | 0 | 0
F1_Industrial_Other Industrial_New_Process_Natural Gas_Steam Trap Maintenance_A_Technical Potential | F1 | Industrial | Other Industrial | New | Process | Natural Gas | Steam Trap Maintenance | A | Original Unit Energy Savings (kWh or therms) | Technical Potential | 0 | 0 | 1.9988 | 1.9988 | 1.9988 | 1.9988 | 1.9988 | 1.9988 | 1.9988 | 1.9988 | 1.9988 | 1.9988 | 1.9988 | 1.9988 | 1.9988 | 1.9988 | 1.9988 | 1.9988 | 1.9988 | 1.9988 | 1.9988 | 1.9988
F2_Industrial_Other Industrial_New_Process_Natural Gas_Steam Trap Maintenance_A_Technical Potential | F2 | Industrial | Other Industrial | New | Process | Natural Gas | Steam Trap Maintenance | A | Original Unit Summer Peak Savings (kW) | Technical Potential | 0 | 0 | 0 | 0 | 0 | 0 | 0 | 0 | 0 | 0 | 0 | 0 | 0 | 0 | 0 | 0 | 0 | 0 | 0 | 0 | 0 | 0
F3_Industrial_Other Industrial_New_Process_Natural Gas_Steam Trap Maintenance_A_Technical Potential | F3 | Industrial | Other Industrial | New | Process | Natural Gas | Steam Trap Maintenance | A | Original Unit Winter Peak Savings (kW) | Technical Potential | 0 | 0 | 0 | 0 | 0 | 0 | 0 | 0 | 0 | 0 | 0 | 0 | 0 | 0 | 0 | 0 | 0 | 0 | 0 | 0 | 0 | 0
F4_Industrial_Other Industrial_New_Process_Natural Gas_Steam Trap Maintenance_A_Technical Potential | F4 | Industrial | Other Industrial | New | Process | Natural Gas | Steam Trap Maintenance | A | Standalone Impact on Baseline Energy (%) | Technical Potential | bar: 2019 to 2040
F5_Industrial_Other Industrial_New_Process_Natural Gas_Steam Trap Maintenance_A_Technical Potential | F5 | Industrial | Other Industrial | New | Process | Natural Gas | Steam Trap Maintenance | A | Standalone Impact on Baseline Summer Peak (%) | Technical Potential | bar: 2019 to 2040
F6_Industrial_Other Industrial_New_Process_Natural Gas_Steam Trap Maintenance_A_Technical Potential | F6 | Industrial | Other Industrial | New | Process | Natural Gas | Steam Trap Maintenance | A | Standalone Impact on Baseline Winter Peak (%) | Technical Potential | bar: 2019 to 2040
F7_Industrial_Other Industrial_New_Process_Natural Gas_Steam Trap Maintenance_A_Technical Potential | F7 | Industrial | Other Industrial | New | Process | Natural Gas | Steam Trap Maintenance | A | Incremental Energy Savings (MWh or mTherms) | Technical Potential | 0 | 0 | 0 | 0 | 0 | 0 | 0 | 0 | 0 | 0 | 0 | 0 | 0 | 0 | 0 | 0 | 0 | 0 | 0 | 0 | 0 | 0
F8_Industrial_Other Industrial_New_Process_Natural Gas_Steam Trap Maintenance_A_Technical Potential | F8 | Industrial | Other Industrial | New | Process | Natural Gas | Steam Trap Maintenance | A | Incremental Summer Peak Savings (MW) | Technical Potential | 0 | 0 | 0 | 0 | 0 | 0 | 0 | 0 | 0 | 0 | 0 | 0 | 0 | 0 | 0 | 0 | 0 | 0 | 0 | 0 | 0 | 0
F9_Industrial_Other Industrial_New_Process_Natural Gas_Steam Trap Maintenance_A_Technical Potential | F9 | Industrial | Other Industrial | New | Process | Natural Gas | Steam Trap Maintenance | A | Incremental Winter Peak Savings (MW) | Technical Potential | 0 | 0 | 0 | 0 | 0 | 0 | 0 | 0 | 0 | 0 | 0 | 0 | 0 | 0 | 0 | 0 | 0 | 0 | 0 | 0 | 0 | 0
F10_Industrial_Other Industrial_New_Process_Natural Gas_Steam Trap Maintenance_A_Technical Potential | F10 | Industrial | Other Industrial | New | Process | Natural Gas | Steam Trap Maintenance | A | Cumulative Energy Savings (MWh or mTherms) | Technical Potential | 0 | 0 | 0 | 0 | 0 | 0 | 0 | 0 | 0 | 0 | 0 | 0 | 0 | 0 | 0 | 0 | 0 | 0 | 0 | 0 | 0 | 0
F11_Industrial_Other Industrial_New_Process_Natural Gas_Steam Trap Maintenance_A_Technical Potential | F11 | Industrial | Other Industrial | New | Process | Natural Gas | Steam Trap Maintenance | A | Cumulative Summer Peak Savings (MW) | Technical Potential | 0 | 0 | 0 | 0 | 0 | 0 | 0 | 0 | 0 | 0 | 0 | 0 | 0 | 0 | 0 | 0 | 0 | 0 | 0 | 0 | 0 | 0
F12_Industrial_Other Industrial_New_Process_Natural Gas_Steam Trap Maintenance_A_Technical Potential | F12 | Industrial | Other Industrial | New | Process | Natural Gas | Steam Trap Maintenance | A | Cumulative Winter Peak Savings (MW) | Technical Potential | 0 | 0 | 0 | 0 | 0 | 0 | 0 | 0 | 0 | 0 | 0 | 0 | 0 | 0 | 0 | 0 | 0 | 0 | 0 | 0 | 0 | 0
F13_Industrial_Other Industrial_New_Process_Natural Gas_Steam Trap Maintenance_A_Technical Potential | F13 | Industrial | Other Industrial | New | Process | Natural Gas | Steam Trap Maintenance | A | Purchases (Incremental) | Technical Potential | 0 | 0 | 0 | 0 | 0 | 0 | 0 | 0 | 0 | 0 | 0 | 0 | 0 | 0 | 0 | 0 | 0 | 0 | 0 | 0 | 0 | 0
F14_Industrial_Other Industrial_New_Process_Natural Gas_Steam Trap Maintenance_A_Technical Potential | F14 | Industrial | Other Industrial | New | Process | Natural Gas | Steam Trap Maintenance | A | Purchases (Cumulative) | Technical Potential | 0 | 0 | 0 | 0 | 0 | 0 | 0 | 0 | 0 | 0 | 0 | 0 | 0 | 0 | 0 | 0 | 0 | 0 | 0 | 0 | 0 | 0
F1_Industrial_Other Industrial_New_Space Heating_Natural Gas_Gas Boiler - High Turndown_A_Technical Potential | F1 | Industrial | Other Industrial | New | Space Heating | Natural Gas | Gas Boiler - High Turndown | A | Original Unit Energy Savings (kWh or therms) | Technical Potential | 0 | 0 | 2.6608 | 2.6608 | 2.6608 | 2.6608 | 2.6608 | 2.6608 | 2.6608 | 2.6608 | 2.6608 | 2.6608 | 2.6608 | 2.6608 | 2.6608 | 2.6608 | 2.6608 | 2.6608 | 2.6608 | 2.6608 | 2.6608 | 2.6608
F2_Industrial_Other Industrial_New_Space Heating_Natural Gas_Gas Boiler - High Turndown_A_Technical Potential | F2 | Industrial | Other Industrial | New | Space Heating | Natural Gas | Gas Boiler - High Turndown | A | Original Unit Summer Peak Savings (kW) | Technical Potential | 0 | 0 | 0 | 0 | 0 | 0 | 0 | 0 | 0 | 0 | 0 | 0 | 0 | 0 | 0 | 0 | 0 | 0 | 0 | 0 | 0 | 0
F3_Industrial_Other Industrial_New_Space Heating_Natural Gas_Gas Boiler - High Turndown_A_Technical Potential | F3 | Industrial | Other Industrial | New | Space Heating | Natural Gas | Gas Boiler - High Turndown | A | Original Unit Winter Peak Savings (kW) | Technical Potential | 0 | 0 | 0 | 0 | 0 | 0 | 0 | 0 | 0 | 0 | 0 | 0 | 0 | 0 | 0 | 0 | 0 | 0 | 0 | 0 | 0 | 0
F4_Industrial_Other Industrial_New_Space Heating_Natural Gas_Gas Boiler - High Turndown_A_Technical Potential | F4 | Industrial | Other Industrial | New | Space Heating | Natural Gas | Gas Boiler - High Turndown | A | Standalone Impact on Baseline Energy (%) | Technical Potential | 0% | 0% | 0.005003% | 0.00787% | 0.01052% | 0.01289% | 0.0162% | 0.01856% | 0.02002% | 0.0206% | 0.02128% | 0.02136% | 0.02121% | 0.02068% | 0.02055% | 0.02008% | 0.01956% | 0.01836% | 0.01764% | 0.01684% | 0.01612% | 0.01546%
F5_Industrial_Other Industrial_New_Space Heating_Natural Gas_Gas Boiler - High Turndown_A_Technical Potential | F5 | Industrial | Other Industrial | New | Space Heating | Natural Gas | Gas Boiler - High Turndown | A | Standalone Impact on Baseline Summer Peak (%) | Technical Potential | bar: 2019 to 2040
F6_Industrial_Other Industrial_New_Space Heating_Natural Gas_Gas Boiler - High Turndown_A_Technical Potential | F6 | Industrial | Other Industrial | New | Space Heating | Natural Gas | Gas Boiler - High Turndown | A | Standalone Impact on Baseline Winter Peak (%) | Technical Potential | bar: 2019 to 2040
F7_Industrial_Other Industrial_New_Space Heating_Natural Gas_Gas Boiler - High Turndown_A_Technical Potential | F7 | Industrial | Other Industrial | New | Space Heating | Natural Gas | Gas Boiler - High Turndown | A | Incremental Energy Savings (MWh or mTherms) | Technical Potential | 0 | 0 | 0.0024518 | 0.0042788 | 0.0061014 | 0.0081442 | 0.0093744 | 0.0097223 | 0.0087932 | 0.0079482 | 0.006903 | 0.0060233 | 0.005214 | 0.0045382 | 0.0038298 | 0.0032575 | 0.0027609 | 0.0024518 | 0.0042788 | 0.0061014 | 0.0081442 | 0.0093744
F8_Industrial_Other Industrial_New_Space Heating_Natural Gas_Gas Boiler - High Turndown_A_Technical Potential | F8 | Industrial | Other Industrial | New | Space Heating | Natural Gas | Gas Boiler - High Turndown | A | Incremental Summer Peak Savings (MW) | Technical Potential | 0 | 0 | 0 | 0 | 0 | 0 | 0 | 0 | 0 | 0 | 0 | 0 | 0 | 0 | 0 | 0 | 0 | 0 | 0 | 0 | 0 | 0
F9_Industrial_Other Industrial_New_Space Heating_Natural Gas_Gas Boiler - High Turndown_A_Technical Potential | F9 | Industrial | Other Industrial | New | Space Heating | Natural Gas | Gas Boiler - High Turndown | A | Incremental Winter Peak Savings (MW) | Technical Potential | 0 | 0 | 0 | 0 | 0 | 0 | 0 | 0 | 0 | 0 | 0 | 0 | 0 | 0 | 0 | 0 | 0 | 0 | 0 | 0 | 0 | 0
F10_Industrial_Other Industrial_New_Space Heating_Natural Gas_Gas Boiler - High Turndown_A_Technical Potential | F10 | Industrial | Other Industrial | New | Space Heating | Natural Gas | Gas Boiler - High Turndown | A | Cumulative Energy Savings (MWh or mTherms) | Technical Potential | 0 | 0 | 0.0024518 | 0.0067306 | 0.012832 | 0.020976 | 0.030351 | 0.040073 | 0.048866 | 0.056814 | 0.063717 | 0.069741 | 0.074955 | 0.079493 | 0.083323 | 0.08658 | 0.089341 | 0.089341 | 0.089341 | 0.089341 | 0.089341 | 0.089341
F11_Industrial_Other Industrial_New_Space Heating_Natural Gas_Gas Boiler - High Turndown_A_Technical Potential | F11 | Industrial | Other Industrial | New | Space Heating | Natural Gas | Gas Boiler - High Turndown | A | Cumulative Summer Peak Savings (MW) | Technical Potential | 0 | 0 | 0 | 0 | 0 | 0 | 0 | 0 | 0 | 0 | 0 | 0 | 0 | 0 | 0 | 0 | 0 | 0 | 0 | 0 | 0 | 0
F12_Industrial_Other Industrial_New_Space Heating_Natural Gas_Gas Boiler - High Turndown_A_Technical Potential | F12 | Industrial | Other Industrial | New | Space Heating | Natural Gas | Gas Boiler - High Turndown | A | Cumulative Winter Peak Savings (MW) | Technical Potential | 0 | 0 | 0 | 0 | 0 | 0 | 0 | 0 | 0 | 0 | 0 | 0 | 0 | 0 | 0 | 0 | 0 | 0 | 0 | 0 | 0 | 0
F13_Industrial_Other Industrial_New_Space Heating_Natural Gas_Gas Boiler - High Turndown_A_Technical Potential | F13 | Industrial | Other Industrial | New | Space Heating | Natural Gas | Gas Boiler - High Turndown | A | Purchases (Incremental) | Technical Potential | 0 | 0 | 0.92146 | 1.6081 | 2.2931 | 3.0608 | 3.5232 | 3.654 | 3.3048 | 2.9872 | 2.5944 | 2.2637 | 1.9596 | 1.7056 | 1.4393 | 1.2243 | 1.0376 | 0.92146 | 1.6081 | 2.2931 | 3.0608 | 3.5232
F14_Industrial_Other Industrial_New_Space Heating_Natural Gas_Gas Boiler - High Turndown_A_Technical Potential | F14 | Industrial | Other Industrial | New | Space Heating | Natural Gas | Gas Boiler - High Turndown | A | Purchases (Cumulative) | Technical Potential | 0 | 0 | 0.92146 | 2.5296 | 4.8227 | 7.8835 | 11.4067 | 15.0607 | 18.3655 | 21.3527 | 23.947 | 26.2107 | 28.1703 | 29.8759 | 31.3153 | 32.5396 | 33.5772 | 33.5772 | 33.5772 | 33.5772 | 33.5772 | 33.5772
F1_Industrial_Other Industrial_New_Process_Natural Gas_Gas Boiler - High Turndown_A_Technical Potential | F1 | Industrial | Other Industrial | New | Process | Natural Gas | Gas Boiler - High Turndown | A | Original Unit Energy Savings (kWh or therms) | Technical Potential | 0 | 0 | 2.1216 | 2.1216 | 2.1216 | 2.1216 | 2.1216 | 2.1216 | 2.1216 | 2.1216 | 2.1216 | 2.1216 | 2.1216 | 2.1216 | 2.1216 | 2.1216 | 2.1216 | 2.1216 | 2.1216 | 2.1216 | 2.1216 | 2.1216
F2_Industrial_Other Industrial_New_Process_Natural Gas_Gas Boiler - High Turndown_A_Technical Potential | F2 | Industrial | Other Industrial | New | Process | Natural Gas | Gas Boiler - High Turndown | A | Original Unit Summer Peak Savings (kW) | Technical Potential | 0 | 0 | 0 | 0 | 0 | 0 | 0 | 0 | 0 | 0 | 0 | 0 | 0 | 0 | 0 | 0 | 0 | 0 | 0 | 0 | 0 | 0
F3_Industrial_Other Industrial_New_Process_Natural Gas_Gas Boiler - High Turndown_A_Technical Potential | F3 | Industrial | Other Industrial | New | Process | Natural Gas | Gas Boiler - High Turndown | A | Original Unit Winter Peak Savings (kW) | Technical Potential | 0 | 0 | 0 | 0 | 0 | 0 | 0 | 0 | 0 | 0 | 0 | 0 | 0 | 0 | 0 | 0 | 0 | 0 | 0 | 0 | 0 | 0
F4_Industrial_Other Industrial_New_Process_Natural Gas_Gas Boiler - High Turndown_A_Technical Potential | F4 | Industrial | Other Industrial | New | Process | Natural Gas | Gas Boiler - High Turndown | A | Standalone Impact on Baseline Energy (%) | Technical Potential | 0% | 0% | 0.0266% | 0.04185% | 0.05595% | 0.06852% | 0.08613% | 0.09869% | 0.1064% | 0.1095% | 0.1132% | 0.1136% | 0.1128% | 0.1099% | 0.1092% | 0.1068% | 0.104% | 0.09762% | 0.09382% | 0.08952% | 0.08571% | 0.08222%
F5_Industrial_Other Industrial_New_Process_Natural Gas_Gas Boiler - High Turndown_A_Technical Potential | F5 | Industrial | Other Industrial | New | Process | Natural Gas | Gas Boiler - High Turndown | A | Standalone Impact on Baseline Summer Peak (%) | Technical Potential | bar: 2019 to 2040
F6_Industrial_Other Industrial_New_Process_Natural Gas_Gas Boiler - High Turndown_A_Technical Potential | F6 | Industrial | Other Industrial | New | Process | Natural Gas | Gas Boiler - High Turndown | A | Standalone Impact on Baseline Winter Peak (%) | Technical Potential | bar: 2019 to 2040
F7_Industrial_Other Industrial_New_Process_Natural Gas_Gas Boiler - High Turndown_A_Technical Potential | F7 | Industrial | Other Industrial | New | Process | Natural Gas | Gas Boiler - High Turndown | A | Incremental Energy Savings (MWh or mTherms) | Technical Potential | 0 | 0 | 0.028307 | 0.049401 | 0.070443 | 0.094028 | 0.10823 | 0.11225 | 0.10152 | 0.091766 | 0.079698 | 0.069542 | 0.060198 | 0.052395 | 0.044217 | 0.03761 | 0.031876 | 0.028307 | 0.049401 | 0.070443 | 0.094028 | 0.10823
F8_Industrial_Other Industrial_New_Process_Natural Gas_Gas Boiler - High Turndown_A_Technical Potential | F8 | Industrial | Other Industrial | New | Process | Natural Gas | Gas Boiler - High Turndown | A | Incremental Summer Peak Savings (MW) | Technical Potential | 0 | 0 | 0 | 0 | 0 | 0 | 0 | 0 | 0 | 0 | 0 | 0 | 0 | 0 | 0 | 0 | 0 | 0 | 0 | 0 | 0 | 0
F9_Industrial_Other Industrial_New_Process_Natural Gas_Gas Boiler - High Turndown_A_Technical Potential | F9 | Industrial | Other Industrial | New | Process | Natural Gas | Gas Boiler - High Turndown | A | Incremental Winter Peak Savings (MW) | Technical Potential | 0 | 0 | 0 | 0 | 0 | 0 | 0 | 0 | 0 | 0 | 0 | 0 | 0 | 0 | 0 | 0 | 0 | 0 | 0 | 0 | 0 | 0
F10_Industrial_Other Industrial_New_Process_Natural Gas_Gas Boiler - High Turndown_A_Technical Potential | F10 | Industrial | Other Industrial | New | Process | Natural Gas | Gas Boiler - High Turndown | A | Cumulative Energy Savings (MWh or mTherms) | Technical Potential | 0 | 0 | 0.028307 | 0.077708 | 0.14815 | 0.24218 | 0.35041 | 0.46266 | 0.56418 | 0.65595 | 0.73565 | 0.80519 | 0.86539 | 0.91778 | 0.962 | 0.99961 | 1.0315 | 1.0315 | 1.0315 | 1.0315 | 1.0315 | 1.0315
F11_Industrial_Other Industrial_New_Process_Natural Gas_Gas Boiler - High Turndown_A_Technical Potential | F11 | Industrial | Other Industrial | New | Process | Natural Gas | Gas Boiler - High Turndown | A | Cumulative Summer Peak Savings (MW) | Technical Potential | 0 | 0 | 0 | 0 | 0 | 0 | 0 | 0 | 0 | 0 | 0 | 0 | 0 | 0 | 0 | 0 | 0 | 0 | 0 | 0 | 0 | 0
F12_Industrial_Other Industrial_New_Process_Natural Gas_Gas Boiler - High Turndown_A_Technical Potential | F12 | Industrial | Other Industrial | New | Process | Natural Gas | Gas Boiler - High Turndown | A | Cumulative Winter Peak Savings (MW) | Technical Potential | 0 | 0 | 0 | 0 | 0 | 0 | 0 | 0 | 0 | 0 | 0 | 0 | 0 | 0 | 0 | 0 | 0 | 0 | 0 | 0 | 0 | 0
F13_Industrial_Other Industrial_New_Process_Natural Gas_Gas Boiler - High Turndown_A_Technical Potential | F13 | Industrial | Other Industrial | New | Process | Natural Gas | Gas Boiler - High Turndown | A | Purchases (Incremental) | Technical Potential | 0 | 0 | 13.342 | 23.2843 | 33.2022 | 44.3186 | 51.0133 | 52.9065 | 47.8503 | 43.2522 | 37.5642 | 32.7771 | 28.3734 | 24.6955 | 20.8406 | 17.7267 | 15.024 | 13.342 | 23.2843 | 33.2022 | 44.3186 | 51.0133
F14_Industrial_Other Industrial_New_Process_Natural Gas_Gas Boiler - High Turndown_A_Technical Potential | F14 | Industrial | Other Industrial | New | Process | Natural Gas | Gas Boiler - High Turndown | A | Purchases (Cumulative) | Technical Potential | 0 | 0 | 13.342 | 36.6263 | 69.8284 | 114.147 | 165.1603 | 218.0669 | 265.9172 | 309.1694 | 346.7336 | 379.5107 | 407.8841 | 432.5796 | 453.4203 | 471.1469 | 486.171 | 486.171 | 486.171 | 486.171 | 486.171 | 486.171
F1_Industrial_Other Industrial_New_Space Heating_Natural Gas_Gas Boiler - Burner Control Optimization_A_Technical Potential | F1 | Industrial | Other Industrial | New | Space Heating | Natural Gas | Gas Boiler - Burner Control Optimization | A | Original Unit Energy Savings (kWh or therms) | Technical Potential | 0 | 0 | 0.77162 | 0.77162 | 0.77162 | 0.77162 | 0.77162 | 0.77162 | 0.77162 | 0.77162 | 0.77162 | 0.77162 | 0.77162 | 0.77162 | 0.77162 | 0.77162 | 0.77162 | 0.77162 | 0.77162 | 0.77162 | 0.77162 | 0.77162
F2_Industrial_Other Industrial_New_Space Heating_Natural Gas_Gas Boiler - Burner Control Optimization_A_Technical Potential | F2 | Industrial | Other Industrial | New | Space Heating | Natural Gas | Gas Boiler - Burner Control Optimization | A | Original Unit Summer Peak Savings (kW) | Technical Potential | 0 | 0 | 0 | 0 | 0 | 0 | 0 | 0 | 0 | 0 | 0 | 0 | 0 | 0 | 0 | 0 | 0 | 0 | 0 | 0 | 0 | 0
F3_Industrial_Other Industrial_New_Space Heating_Natural Gas_Gas Boiler - Burner Control Optimization_A_Technical Potential | F3 | Industrial | Other Industrial | New | Space Heating | Natural Gas | Gas Boiler - Burner Control Optimization | A | Original Unit Winter Peak Savings (kW) | Technical Potential | 0 | 0 | 0 | 0 | 0 | 0 | 0 | 0 | 0 | 0 | 0 | 0 | 0 | 0 | 0 | 0 | 0 | 0 | 0 | 0 | 0 | 0
F4_Industrial_Other Industrial_New_Space Heating_Natural Gas_Gas Boiler - Burner Control Optimization_A_Technical Potential | F4 | Industrial | Other Industrial | New | Space Heating | Natural Gas | Gas Boiler - Burner Control Optimization | A | Standalone Impact on Baseline Energy (%) | Technical Potential | 0% | 0% | 0.0003914% | 0.0008395% | 0.001819% | 0.003516% | 0.006405% | 0.01025% | 0.01503% | 0.02027% | 0.02617% | 0.03149% | 0.0361% | 0.03931% | 0.04231% | 0.04371% | 0.04415% | 0.04347% | 0.04313% | 0.04201% | 0.04071% | 0.03931%
F5_Industrial_Other Industrial_New_Space Heating_Natural Gas_Gas Boiler - Burner Control Optimization_A_Technical Potential | F5 | Industrial | Other Industrial | New | Space Heating | Natural Gas | Gas Boiler - Burner Control Optimization | A | Standalone Impact on Baseline Summer Peak (%) | Technical Potential | bar: 2019 to 2040
F6_Industrial_Other Industrial_New_Space Heating_Natural Gas_Gas Boiler - Burner Control Optimization_A_Technical Potential | F6 | Industrial | Other Industrial | New | Space Heating | Natural Gas | Gas Boiler - Burner Control Optimization | A | Standalone Impact on Baseline Winter Peak (%) | Technical Potential | bar: 2019 to 2040
F7_Industrial_Other Industrial_New_Space Heating_Natural Gas_Gas Boiler - Burner Control Optimization_A_Technical Potential | F7 | Industrial | Other Industrial | New | Space Heating | Natural Gas | Gas Boiler - Burner Control Optimization | A | Incremental Energy Savings (MWh or mTherms) | Technical Potential | 0 | 0 | 0.0001918 | 0.00052616 | 0.0015006 | 0.0035052 | 0.0062761 | 0.010125 | 0.014569 | 0.019205 | 0.022453 | 0.024489 | 0.024732 | 0.023544 | 0.020453 | 0.016914 | 0.013204 | 0.009846 | 0.0068297 | 0.0045546 | 0.0028957 | 0.002044
F8_Industrial_Other Industrial_New_Space Heating_Natural Gas_Gas Boiler - Burner Control Optimization_A_Technical Potential | F8 | Industrial | Other Industrial | New | Space Heating | Natural Gas | Gas Boiler - Burner Control Optimization | A | Incremental Summer Peak Savings (MW) | Technical Potential | 0 | 0 | 0 | 0 | 0 | 0 | 0 | 0 | 0 | 0 | 0 | 0 | 0 | 0 | 0 | 0 | 0 | 0 | 0 | 0 | 0 | 0
F9_Industrial_Other Industrial_New_Space Heating_Natural Gas_Gas Boiler - Burner Control Optimization_A_Technical Potential | F9 | Industrial | Other Industrial | New | Space Heating | Natural Gas | Gas Boiler - Burner Control Optimization | A | Incremental Winter Peak Savings (MW) | Technical Potential | 0 | 0 | 0 | 0 | 0 | 0 | 0 | 0 | 0 | 0 | 0 | 0 | 0 | 0 | 0 | 0 | 0 | 0 | 0 | 0 | 0 | 0
F10_Industrial_Other Industrial_New_Space Heating_Natural Gas_Gas Boiler - Burner Control Optimization_A_Technical Potential | F10 | Industrial | Other Industrial | New | Space Heating | Natural Gas | Gas Boiler - Burner Control Optimization | A | Cumulative Energy Savings (MWh or mTherms) | Technical Potential | 0 | 0 | 0.0001918 | 0.00071796 | 0.0022185 | 0.0057237 | 0.012 | 0.022125 | 0.036694 | 0.055898 | 0.078351 | 0.10284 | 0.12757 | 0.15112 | 0.17157 | 0.18848 | 0.20169 | 0.21153 | 0.21836 | 0.22292 | 0.22562 | 0.22714
F11_Industrial_Other Industrial_New_Space Heating_Natural Gas_Gas Boiler - Burner Control Optimization_A_Technical Potential | F11 | Industrial | Other Industrial | New | Space Heating | Natural Gas | Gas Boiler - Burner Control Optimization | A | Cumulative Summer Peak Savings (MW) | Technical Potential | 0 | 0 | 0 | 0 | 0 | 0 | 0 | 0 | 0 | 0 | 0 | 0 | 0 | 0 | 0 | 0 | 0 | 0 | 0 | 0 | 0 | 0
F12_Industrial_Other Industrial_New_Space Heating_Natural Gas_Gas Boiler - Burner Control Optimization_A_Technical Potential | F12 | Industrial | Other Industrial | New | Space Heating | Natural Gas | Gas Boiler - Burner Control Optimization | A | Cumulative Winter Peak Savings (MW) | Technical Potential | 0 | 0 | 0 | 0 | 0 | 0 | 0 | 0 | 0 | 0 | 0 | 0 | 0 | 0 | 0 | 0 | 0 | 0 | 0 | 0 | 0 | 0
F13_Industrial_Other Industrial_New_Space Heating_Natural Gas_Gas Boiler - Burner Control Optimization_A_Technical Potential | F13 | Industrial | Other Industrial | New | Space Heating | Natural Gas | Gas Boiler - Burner Control Optimization | A | Purchases (Incremental) | Technical Potential | 0 | 0 | 0.24857 | 0.68189 | 1.9447 | 4.5426 | 8.1337 | 13.122 | 18.8808 | 24.8886 | 29.0978 | 31.7371 | 32.052 | 30.5127 | 26.5071 | 21.9201 | 17.1114 | 12.7601 | 8.8512 | 5.9026 | 3.7528 | 2.6489
F14_Industrial_Other Industrial_New_Space Heating_Natural Gas_Gas Boiler - Burner Control Optimization_A_Technical Potential | F14 | Industrial | Other Industrial | New | Space Heating | Natural Gas | Gas Boiler - Burner Control Optimization | A | Purchases (Cumulative) | Technical Potential | 0 | 0 | 0.24857 | 0.93046 | 2.8751 | 7.4177 | 15.5514 | 28.6734 | 47.5542 | 72.4427 | 101.5406 | 133.2777 | 165.3297 | 195.8423 | 222.3494 | 244.2695 | 261.381 | 274.1411 | 282.9922 | 288.8949 | 292.3991 | 294.3661
F1_Industrial_Other Industrial_New_Process_Natural Gas_Gas Boiler - Burner Control Optimization_A_Technical Potential | F1 | Industrial | Other Industrial | New | Process | Natural Gas | Gas Boiler - Burner Control Optimization | A | Original Unit Energy Savings (kWh or therms) | Technical Potential | 0 | 0 | 0.61528 | 0.61528 | 0.61528 | 0.61528 | 0.61528 | 0.61528 | 0.61528 | 0.61528 | 0.61528 | 0.61528 | 0.61528 | 0.61528 | 0.61528 | 0.61528 | 0.61528 | 0.61528 | 0.61528 | 0.61528 | 0.61528 | 0.61528
F2_Industrial_Other Industrial_New_Process_Natural Gas_Gas Boiler - Burner Control Optimization_A_Technical Potential | F2 | Industrial | Other Industrial | New | Process | Natural Gas | Gas Boiler - Burner Control Optimization | A | Original Unit Summer Peak Savings (kW) | Technical Potential | 0 | 0 | 0 | 0 | 0 | 0 | 0 | 0 | 0 | 0 | 0 | 0 | 0 | 0 | 0 | 0 | 0 | 0 | 0 | 0 | 0 | 0
F3_Industrial_Other Industrial_New_Process_Natural Gas_Gas Boiler - Burner Control Optimization_A_Technical Potential | F3 | Industrial | Other Industrial | New | Process | Natural Gas | Gas Boiler - Burner Control Optimization | A | Original Unit Winter Peak Savings (kW) | Technical Potential | 0 | 0 | 0 | 0 | 0 | 0 | 0 | 0 | 0 | 0 | 0 | 0 | 0 | 0 | 0 | 0 | 0 | 0 | 0 | 0 | 0 | 0
F4_Industrial_Other Industrial_New_Process_Natural Gas_Gas Boiler - Burner Control Optimization_A_Technical Potential | F4 | Industrial | Other Industrial | New | Process | Natural Gas | Gas Boiler - Burner Control Optimization | A | Standalone Impact on Baseline Energy (%) | Technical Potential | 0% | 0% | 0.002081% | 0.004464% | 0.009673% | 0.0187% | 0.03405% | 0.05449% | 0.07993% | 0.1078% | 0.1391% | 0.1674% | 0.192% | 0.209% | 0.2249% | 0.2324% | 0.2348% | 0.2311% | 0.2293% | 0.2234% | 0.2165% | 0.209%
F5_Industrial_Other Industrial_New_Process_Natural Gas_Gas Boiler - Burner Control Optimization_A_Technical Potential | F5 | Industrial | Other Industrial | New | Process | Natural Gas | Gas Boiler - Burner Control Optimization | A | Standalone Impact on Baseline Summer Peak (%) | Technical Potential | bar: 2019 to 2040
F6_Industrial_Other Industrial_New_Process_Natural Gas_Gas Boiler - Burner Control Optimization_A_Technical Potential | F6 | Industrial | Other Industrial | New | Process | Natural Gas | Gas Boiler - Burner Control Optimization | A | Standalone Impact on Baseline Winter Peak (%) | Technical Potential | bar: 2019 to 2040
F7_Industrial_Other Industrial_New_Process_Natural Gas_Gas Boiler - Burner Control Optimization_A_Technical Potential | F7 | Industrial | Other Industrial | New | Process | Natural Gas | Gas Boiler - Burner Control Optimization | A | Incremental Energy Savings (MWh or mTherms) | Technical Potential | 0 | 0 | 0.0022144 | 0.0060748 | 0.017325 | 0.040469 | 0.072461 | 0.1169 | 0.1682 | 0.22173 | 0.25922 | 0.28274 | 0.28554 | 0.27183 | 0.23614 | 0.19528 | 0.15244 | 0.11368 | 0.078853 | 0.052585 | 0.033433 | 0.023599
F8_Industrial_Other Industrial_New_Process_Natural Gas_Gas Boiler - Burner Control Optimization_A_Technical Potential | F8 | Industrial | Other Industrial | New | Process | Natural Gas | Gas Boiler - Burner Control Optimization | A | Incremental Summer Peak Savings (MW) | Technical Potential | 0 | 0 | 0 | 0 | 0 | 0 | 0 | 0 | 0 | 0 | 0 | 0 | 0 | 0 | 0 | 0 | 0 | 0 | 0 | 0 | 0 | 0
F9_Industrial_Other Industrial_New_Process_Natural Gas_Gas Boiler - Burner Control Optimization_A_Technical Potential | F9 | Industrial | Other Industrial | New | Process | Natural Gas | Gas Boiler - Burner Control Optimization | A | Incremental Winter Peak Savings (MW) | Technical Potential | 0 | 0 | 0 | 0 | 0 | 0 | 0 | 0 | 0 | 0 | 0 | 0 | 0 | 0 | 0 | 0 | 0 | 0 | 0 | 0 | 0 | 0
F10_Industrial_Other Industrial_New_Process_Natural Gas_Gas Boiler - Burner Control Optimization_A_Technical Potential | F10 | Industrial | Other Industrial | New | Process | Natural Gas | Gas Boiler - Burner Control Optimization | A | Cumulative Energy Savings (MWh or mTherms) | Technical Potential | 0 | 0 | 0.0022144 | 0.0082892 | 0.025614 | 0.066083 | 0.13854 | 0.25544 | 0.42365 | 0.64537 | 0.9046 | 1.1873 | 1.4729 | 1.7447 | 1.9809 | 2.1761 | 2.3286 | 2.4423 | 2.5211 | 2.5737 | 2.6049 | 2.6224
F11_Industrial_Other Industrial_New_Process_Natural Gas_Gas Boiler - Burner Control Optimization_A_Technical Potential | F11 | Industrial | Other Industrial | New | Process | Natural Gas | Gas Boiler - Burner Control Optimization | A | Cumulative Summer Peak Savings (MW) | Technical Potential | 0 | 0 | 0 | 0 | 0 | 0 | 0 | 0 | 0 | 0 | 0 | 0 | 0 | 0 | 0 | 0 | 0 | 0 | 0 | 0 | 0 | 0
F12_Industrial_Other Industrial_New_Process_Natural Gas_Gas Boiler - Burner Control Optimization_A_Technical Potential | F12 | Industrial | Other Industrial | New | Process | Natural Gas | Gas Boiler - Burner Control Optimization | A | Cumulative Winter Peak Savings (MW) | Technical Potential | 0 | 0 | 0 | 0 | 0 | 0 | 0 | 0 | 0 | 0 | 0 | 0 | 0 | 0 | 0 | 0 | 0 | 0 | 0 | 0 | 0 | 0
F13_Industrial_Other Industrial_New_Process_Natural Gas_Gas Boiler - Burner Control Optimization_A_Technical Potential | F13 | Industrial | Other Industrial | New | Process | Natural Gas | Gas Boiler - Burner Control Optimization | A | Purchases (Incremental) | Technical Potential | 0 | 0 | 3.5991 | 9.8732 | 28.1573 | 65.7732 | 117.7694 | 189.9956 | 273.3787 | 360.3666 | 421.3134 | 459.5281 | 464.087 | 441.7989 | 383.8011 | 317.386 | 247.7601 | 184.7564 | 128.1576 | 85.4652 | 54.3377 | 38.3542
F14_Industrial_Other Industrial_New_Process_Natural Gas_Gas Boiler - Burner Control Optimization_A_Technical Potential | F14 | Industrial | Other Industrial | New | Process | Natural Gas | Gas Boiler - Burner Control Optimization | A | Purchases (Cumulative) | Technical Potential | 0 | 0 | 3.5991 | 13.4723 | 41.6296 | 107.4028 | 225.1722 | 415.1678 | 688.5465 | 1048.9131 | 1470.2264 | 1929.7546 | 2393.8415 | 2835.6404 | 3219.4415 | 3536.8275 | 3784.5876 | 3969.344 | 4097.5016 | 4182.9668 | 4233.7054 | 4262.1864
F1_Industrial_Other Industrial_New_Space Heating_Natural Gas_HVAC - Demand Controlled Ventilation_A_Technical Potential | F1 | Industrial | Other Industrial | New | Space Heating | Natural Gas | HVAC - Demand Controlled Ventilation | A | Original Unit Energy Savings (kWh or therms) | Technical Potential | 0 | 0 | 0.067787 | 0.067787 | 0.067787 | 0.067787 | 0.067787 | 0.067787 | 0.067787 | 0.067787 | 0.067787 | 0.067787 | 0.067787 | 0.067787 | 0.067787 | 0.067787 | 0.067787 | 0.067787 | 0.067787 | 0.067787 | 0.067787 | 0.067787
F2_Industrial_Other Industrial_New_Space Heating_Natural Gas_HVAC - Demand Controlled Ventilation_A_Technical Potential | F2 | Industrial | Other Industrial | New | Space Heating | Natural Gas | HVAC - Demand Controlled Ventilation | A | Original Unit Summer Peak Savings (kW) | Technical Potential | 0 | 0 | 0 | 0 | 0 | 0 | 0 | 0 | 0 | 0 | 0 | 0 | 0 | 0 | 0 | 0 | 0 | 0 | 0 | 0 | 0 | 0
F3_Industrial_Other Industrial_New_Space Heating_Natural Gas_HVAC - Demand Controlled Ventilation_A_Technical Potential | F3 | Industrial | Other Industrial | New | Space Heating | Natural Gas | HVAC - Demand Controlled Ventilation | A | Original Unit Winter Peak Savings (kW) | Technical Potential | 0 | 0 | 0 | 0 | 0 | 0 | 0 | 0 | 0 | 0 | 0 | 0 | 0 | 0 | 0 | 0 | 0 | 0 | 0 | 0 | 0 | 0
F4_Industrial_Other Industrial_New_Space Heating_Natural Gas_HVAC - Demand Controlled Ventilation_A_Technical Potential | F4 | Industrial | Other Industrial | New | Space Heating | Natural Gas | HVAC - Demand Controlled Ventilation | A | Standalone Impact on Baseline Energy (%) | Technical Potential | 0% | 0% | 0.04659% | 0.07329% | 0.09798% | 0.12% | 0.1508% | 0.1775% | 0.2036% | 0.2268% | 0.2555% | 0.2808% | 0.3061% | 0.328% | 0.3575% | 0.3828% | 0.4079% | 0.4248% | 0.447% | 0.4624% | 0.4756% | 0.4877%
F5_Industrial_Other Industrial_New_Space Heating_Natural Gas_HVAC - Demand Controlled Ventilation_A_Technical Potential | F5 | Industrial | Other Industrial | New | Space Heating | Natural Gas | HVAC - Demand Controlled Ventilation | A | Standalone Impact on Baseline Summer Peak (%) | Technical Potential | bar: 2019 to 2040
F6_Industrial_Other Industrial_New_Space Heating_Natural Gas_HVAC - Demand Controlled Ventilation_A_Technical Potential | F6 | Industrial | Other Industrial | New | Space Heating | Natural Gas | HVAC - Demand Controlled Ventilation | A | Standalone Impact on Baseline Winter Peak (%) | Technical Potential | bar: 2019 to 2040
F7_Industrial_Other Industrial_New_Space Heating_Natural Gas_HVAC - Demand Controlled Ventilation_A_Technical Potential | F7 | Industrial | Other Industrial | New | Space Heating | Natural Gas | HVAC - Demand Controlled Ventilation | A | Incremental Energy Savings (MWh or mTherms) | Technical Potential | 0 | 0 | 0.02283 | 0.039843 | 0.056814 | 0.075836 | 0.087292 | 0.10059 | 0.11372 | 0.12849 | 0.13949 | 0.15214 | 0.16463 | 0.17911 | 0.18894 | 0.20089 | 0.21282 | 0.22672 | 0.2359 | 0.24721 | 0.25821 | 0.26918
F8_Industrial_Other Industrial_New_Space Heating_Natural Gas_HVAC - Demand Controlled Ventilation_A_Technical Potential | F8 | Industrial | Other Industrial | New | Space Heating | Natural Gas | HVAC - Demand Controlled Ventilation | A | Incremental Summer Peak Savings (MW) | Technical Potential | 0 | 0 | 0 | 0 | 0 | 0 | 0 | 0 | 0 | 0 | 0 | 0 | 0 | 0 | 0 | 0 | 0 | 0 | 0 | 0 | 0 | 0
F9_Industrial_Other Industrial_New_Space Heating_Natural Gas_HVAC - Demand Controlled Ventilation_A_Technical Potential | F9 | Industrial | Other Industrial | New | Space Heating | Natural Gas | HVAC - Demand Controlled Ventilation | A | Incremental Winter Peak Savings (MW) | Technical Potential | 0 | 0 | 0 | 0 | 0 | 0 | 0 | 0 | 0 | 0 | 0 | 0 | 0 | 0 | 0 | 0 | 0 | 0 | 0 | 0 | 0 | 0
F10_Industrial_Other Industrial_New_Space Heating_Natural Gas_HVAC - Demand Controlled Ventilation_A_Technical Potential | F10 | Industrial | Other Industrial | New | Space Heating | Natural Gas | HVAC - Demand Controlled Ventilation | A | Cumulative Energy Savings (MWh or mTherms) | Technical Potential | 0 | 0 | 0.02283 | 0.062673 | 0.11949 | 0.19532 | 0.28261 | 0.3832 | 0.49693 | 0.62542 | 0.76491 | 0.91705 | 1.0817 | 1.2608 | 1.4497 | 1.6506 | 1.8634 | 2.0673 | 2.2634 | 2.4538 | 2.6362 | 2.8181
F11_Industrial_Other Industrial_New_Space Heating_Natural Gas_HVAC - Demand Controlled Ventilation_A_Technical Potential | F11 | Industrial | Other Industrial | New | Space Heating | Natural Gas | HVAC - Demand Controlled Ventilation | A | Cumulative Summer Peak Savings (MW) | Technical Potential | 0 | 0 | 0 | 0 | 0 | 0 | 0 | 0 | 0 | 0 | 0 | 0 | 0 | 0 | 0 | 0 | 0 | 0 | 0 | 0 | 0 | 0
F12_Industrial_Other Industrial_New_Space Heating_Natural Gas_HVAC - Demand Controlled Ventilation_A_Technical Potential | F12 | Industrial | Other Industrial | New | Space Heating | Natural Gas | HVAC - Demand Controlled Ventilation | A | Cumulative Winter Peak Savings (MW) | Technical Potential | 0 | 0 | 0 | 0 | 0 | 0 | 0 | 0 | 0 | 0 | 0 | 0 | 0 | 0 | 0 | 0 | 0 | 0 | 0 | 0 | 0 | 0
F13_Industrial_Other Industrial_New_Space Heating_Natural Gas_HVAC - Demand Controlled Ventilation_A_Technical Potential | F13 | Industrial | Other Industrial | New | Space Heating | Natural Gas | HVAC - Demand Controlled Ventilation | A | Purchases (Incremental) | Technical Potential | 0 | 0 | 336.7927 | 587.7669 | 838.1248 | 1118.7368 | 1287.7328 | 1483.9145 | 1677.6239 | 1895.517 | 2057.8026 | 2244.4533 | 2428.6284 | 2642.2768 | 2787.2807 | 2963.5128 | 3139.6114 | 3344.6141 | 3480.0244 | 3646.8819 | 3809.195 | 3971.0287
F14_Industrial_Other Industrial_New_Space Heating_Natural Gas_HVAC - Demand Controlled Ventilation_A_Technical Potential | F14 | Industrial | Other Industrial | New | Space Heating | Natural Gas | HVAC - Demand Controlled Ventilation | A | Purchases (Cumulative) | Technical Potential | 0 | 0 | 336.7927 | 924.5595 | 1762.6843 | 2881.4211 | 4169.1538 | 5653.0684 | 7330.6923 | 9226.2093 | 11284.0119 | 13528.4652 | 15957.0936 | 18599.3704 | 21386.6511 | 24350.1639 | 27489.7753 | 30497.5968 | 33389.8543 | 36198.6115 | 38889.0697 | 41572.3656
F1_Industrial_Other Industrial_New_Space Heating_Natural Gas_Gas Boiler - Stack Economizer_A_Technical Potential | F1 | Industrial | Other Industrial | New | Space Heating | Natural Gas | Gas Boiler - Stack Economizer | A | Original Unit Energy Savings (kWh or therms) | Technical Potential | 0 | 0 | 1.9424 | 1.9424 | 1.9424 | 1.9424 | 1.9424 | 1.9424 | 1.9424 | 1.9424 | 1.9424 | 1.9424 | 1.9424 | 1.9424 | 1.9424 | 1.9424 | 1.9424 | 1.9424 | 1.9424 | 1.9424 | 1.9424 | 1.9424
F2_Industrial_Other Industrial_New_Space Heating_Natural Gas_Gas Boiler - Stack Economizer_A_Technical Potential | F2 | Industrial | Other Industrial | New | Space Heating | Natural Gas | Gas Boiler - Stack Economizer | A | Original Unit Summer Peak Savings (kW) | Technical Potential | 0 | 0 | 0 | 0 | 0 | 0 | 0 | 0 | 0 | 0 | 0 | 0 | 0 | 0 | 0 | 0 | 0 | 0 | 0 | 0 | 0 | 0
F3_Industrial_Other Industrial_New_Space Heating_Natural Gas_Gas Boiler - Stack Economizer_A_Technical Potential | F3 | Industrial | Other Industrial | New | Space Heating | Natural Gas | Gas Boiler - Stack Economizer | A | Original Unit Winter Peak Savings (kW) | Technical Potential | 0 | 0 | 0 | 0 | 0 | 0 | 0 | 0 | 0 | 0 | 0 | 0 | 0 | 0 | 0 | 0 | 0 | 0 | 0 | 0 | 0 | 0
F4_Industrial_Other Industrial_New_Space Heating_Natural Gas_Gas Boiler - Stack Economizer_A_Technical Potential | F4 | Industrial | Other Industrial | New | Space Heating | Natural Gas | Gas Boiler - Stack Economizer | A | Standalone Impact on Baseline Energy (%) | Technical Potential | 0% | 0% | 0.00974% | 0.01532% | 0.02048% | 0.02509% | 0.03153% | 0.03613% | 0.03897% | 0.0401% | 0.04143% | 0.04157% | 0.04129% | 0.04025% | 0.04% | 0.03909% | 0.03807% | 0.03574% | 0.03435% | 0.03278% | 0.03138% | 0.0301%
F5_Industrial_Other Industrial_New_Space Heating_Natural Gas_Gas Boiler - Stack Economizer_A_Technical Potential | F5 | Industrial | Other Industrial | New | Space Heating | Natural Gas | Gas Boiler - Stack Economizer | A | Standalone Impact on Baseline Summer Peak (%) | Technical Potential | bar: 2019 to 2040
F6_Industrial_Other Industrial_New_Space Heating_Natural Gas_Gas Boiler - Stack Economizer_A_Technical Potential | F6 | Industrial | Other Industrial | New | Space Heating | Natural Gas | Gas Boiler - Stack Economizer | A | Standalone Impact on Baseline Winter Peak (%) | Technical Potential | bar: 2019 to 2040
F7_Industrial_Other Industrial_New_Space Heating_Natural Gas_Gas Boiler - Stack Economizer_A_Technical Potential | F7 | Industrial | Other Industrial | New | Space Heating | Natural Gas | Gas Boiler - Stack Economizer | A | Incremental Energy Savings (MWh or mTherms) | Technical Potential | 0 | 0 | 0.0047728 | 0.0083294 | 0.011877 | 0.015854 | 0.018249 | 0.018926 | 0.017117 | 0.015473 | 0.013438 | 0.011725 | 0.01015 | 0.0088343 | 0.0074553 | 0.0063413 | 0.0053745 | 0.0047728 | 0.0083294 | 0.011877 | 0.015854 | 0.018249
F8_Industrial_Other Industrial_New_Space Heating_Natural Gas_Gas Boiler - Stack Economizer_A_Technical Potential | F8 | Industrial | Other Industrial | New | Space Heating | Natural Gas | Gas Boiler - Stack Economizer | A | Incremental Summer Peak Savings (MW) | Technical Potential | 0 | 0 | 0 | 0 | 0 | 0 | 0 | 0 | 0 | 0 | 0 | 0 | 0 | 0 | 0 | 0 | 0 | 0 | 0 | 0 | 0 | 0
F9_Industrial_Other Industrial_New_Space Heating_Natural Gas_Gas Boiler - Stack Economizer_A_Technical Potential | F9 | Industrial | Other Industrial | New | Space Heating | Natural Gas | Gas Boiler - Stack Economizer | A | Incremental Winter Peak Savings (MW) | Technical Potential | 0 | 0 | 0 | 0 | 0 | 0 | 0 | 0 | 0 | 0 | 0 | 0 | 0 | 0 | 0 | 0 | 0 | 0 | 0 | 0 | 0 | 0
F10_Industrial_Other Industrial_New_Space Heating_Natural Gas_Gas Boiler - Stack Economizer_A_Technical Potential | F10 | Industrial | Other Industrial | New | Space Heating | Natural Gas | Gas Boiler - Stack Economizer | A | Cumulative Energy Savings (MWh or mTherms) | Technical Potential | 0 | 0 | 0.0047728 | 0.013102 | 0.02498 | 0.040834 | 0.059083 | 0.078009 | 0.095126 | 0.1106 | 0.12404 | 0.13576 | 0.14591 | 0.15475 | 0.1622 | 0.16854 | 0.17392 | 0.17392 | 0.17392 | 0.17392 | 0.17392 | 0.17392
F11_Industrial_Other Industrial_New_Space Heating_Natural Gas_Gas Boiler - Stack Economizer_A_Technical Potential | F11 | Industrial | Other Industrial | New | Space Heating | Natural Gas | Gas Boiler - Stack Economizer | A | Cumulative Summer Peak Savings (MW) | Technical Potential | 0 | 0 | 0 | 0 | 0 | 0 | 0 | 0 | 0 | 0 | 0 | 0 | 0 | 0 | 0 | 0 | 0 | 0 | 0 | 0 | 0 | 0
F12_Industrial_Other Industrial_New_Space Heating_Natural Gas_Gas Boiler - Stack Economizer_A_Technical Potential | F12 | Industrial | Other Industrial | New | Space Heating | Natural Gas | Gas Boiler - Stack Economizer | A | Cumulative Winter Peak Savings (MW) | Technical Potential | 0 | 0 | 0 | 0 | 0 | 0 | 0 | 0 | 0 | 0 | 0 | 0 | 0 | 0 | 0 | 0 | 0 | 0 | 0 | 0 | 0 | 0
F13_Industrial_Other Industrial_New_Space Heating_Natural Gas_Gas Boiler - Stack Economizer_A_Technical Potential | F13 | Industrial | Other Industrial | New | Space Heating | Natural Gas | Gas Boiler - Stack Economizer | A | Purchases (Incremental) | Technical Potential | 0 | 0 | 2.4572 | 4.2883 | 6.1149 | 8.1622 | 9.3952 | 9.7439 | 8.8127 | 7.9659 | 6.9183 | 6.0366 | 5.2256 | 4.5482 | 3.8383 | 3.2648 | 2.767 | 2.4572 | 4.2883 | 6.1149 | 8.1622 | 9.3952
F14_Industrial_Other Industrial_New_Space Heating_Natural Gas_Gas Boiler - Stack Economizer_A_Technical Potential | F14 | Industrial | Other Industrial | New | Space Heating | Natural Gas | Gas Boiler - Stack Economizer | A | Purchases (Cumulative) | Technical Potential | 0 | 0 | 2.4572 | 6.7455 | 12.8605 | 21.0227 | 30.4179 | 40.1619 | 48.9746 | 56.9404 | 63.8587 | 69.8953 | 75.1209 | 79.6692 | 83.5074 | 86.7722 | 89.5392 | 89.5392 | 89.5392 | 89.5392 | 89.5392 | 89.5392
F1_Industrial_Other Industrial_New_Process_Natural Gas_Gas Boiler - Stack Economizer_A_Technical Potential | F1 | Industrial | Other Industrial | New | Process | Natural Gas | Gas Boiler - Stack Economizer | A | Original Unit Energy Savings (kWh or therms) | Technical Potential | 0 | 0 | 2.0368 | 2.0368 | 2.0368 | 2.0368 | 2.0368 | 2.0368 | 2.0368 | 2.0368 | 2.0368 | 2.0368 | 2.0368 | 2.0368 | 2.0368 | 2.0368 | 2.0368 | 2.0368 | 2.0368 | 2.0368 | 2.0368 | 2.0368
F2_Industrial_Other Industrial_New_Process_Natural Gas_Gas Boiler - Stack Economizer_A_Technical Potential | F2 | Industrial | Other Industrial | New | Process | Natural Gas | Gas Boiler - Stack Economizer | A | Original Unit Summer Peak Savings (kW) | Technical Potential | 0 | 0 | 0 | 0 | 0 | 0 | 0 | 0 | 0 | 0 | 0 | 0 | 0 | 0 | 0 | 0 | 0 | 0 | 0 | 0 | 0 | 0
F3_Industrial_Other Industrial_New_Process_Natural Gas_Gas Boiler - Stack Economizer_A_Technical Potential | F3 | Industrial | Other Industrial | New | Process | Natural Gas | Gas Boiler - Stack Economizer | A | Original Unit Winter Peak Savings (kW) | Technical Potential | 0 | 0 | 0 | 0 | 0 | 0 | 0 | 0 | 0 | 0 | 0 | 0 | 0 | 0 | 0 | 0 | 0 | 0 | 0 | 0 | 0 | 0
F4_Industrial_Other Industrial_New_Process_Natural Gas_Gas Boiler - Stack Economizer_A_Technical Potential | F4 | Industrial | Other Industrial | New | Process | Natural Gas | Gas Boiler - Stack Economizer | A | Standalone Impact on Baseline Energy (%) | Technical Potential | 0% | 0% | 0.0681% | 0.1071% | 0.1432% | 0.1754% | 0.2205% | 0.2526% | 0.2725% | 0.2804% | 0.2897% | 0.2907% | 0.2887% | 0.2815% | 0.2797% | 0.2733% | 0.2662% | 0.2499% | 0.2402% | 0.2292% | 0.2194% | 0.2105%
F5_Industrial_Other Industrial_New_Process_Natural Gas_Gas Boiler - Stack Economizer_A_Technical Potential | F5 | Industrial | Other Industrial | New | Process | Natural Gas | Gas Boiler - Stack Economizer | A | Standalone Impact on Baseline Summer Peak (%) | Technical Potential | bar: 2019 to 2040
F6_Industrial_Other Industrial_New_Process_Natural Gas_Gas Boiler - Stack Economizer_A_Technical Potential | F6 | Industrial | Other Industrial | New | Process | Natural Gas | Gas Boiler - Stack Economizer | A | Standalone Impact on Baseline Winter Peak (%) | Technical Potential | bar: 2019 to 2040
F7_Industrial_Other Industrial_New_Process_Natural Gas_Gas Boiler - Stack Economizer_A_Technical Potential | F7 | Industrial | Other Industrial | New | Process | Natural Gas | Gas Boiler - Stack Economizer | A | Incremental Energy Savings (MWh or mTherms) | Technical Potential | 0 | 0 | 0.072466 | 0.12647 | 0.18034 | 0.24071 | 0.27707 | 0.28736 | 0.2599 | 0.23492 | 0.20403 | 0.17803 | 0.15411 | 0.13413 | 0.11319 | 0.096281 | 0.081602 | 0.072466 | 0.12647 | 0.18034 | 0.24071 | 0.27707
F8_Industrial_Other Industrial_New_Process_Natural Gas_Gas Boiler - Stack Economizer_A_Technical Potential | F8 | Industrial | Other Industrial | New | Process | Natural Gas | Gas Boiler - Stack Economizer | A | Incremental Summer Peak Savings (MW) | Technical Potential | 0 | 0 | 0 | 0 | 0 | 0 | 0 | 0 | 0 | 0 | 0 | 0 | 0 | 0 | 0 | 0 | 0 | 0 | 0 | 0 | 0 | 0
F9_Industrial_Other Industrial_New_Process_Natural Gas_Gas Boiler - Stack Economizer_A_Technical Potential | F9 | Industrial | Other Industrial | New | Process | Natural Gas | Gas Boiler - Stack Economizer | A | Incremental Winter Peak Savings (MW) | Technical Potential | 0 | 0 | 0 | 0 | 0 | 0 | 0 | 0 | 0 | 0 | 0 | 0 | 0 | 0 | 0 | 0 | 0 | 0 | 0 | 0 | 0 | 0
F10_Industrial_Other Industrial_New_Process_Natural Gas_Gas Boiler - Stack Economizer_A_Technical Potential | F10 | Industrial | Other Industrial | New | Process | Natural Gas | Gas Boiler - Stack Economizer | A | Cumulative Energy Savings (MWh or mTherms) | Technical Potential | 0 | 0 | 0.072466 | 0.19893 | 0.37927 | 0.61998 | 0.89706 | 1.1844 | 1.4443 | 1.6792 | 1.8833 | 2.0613 | 2.2154 | 2.3495 | 2.4627 | 2.559 | 2.6406 | 2.6406 | 2.6406 | 2.6406 | 2.6406 | 2.6406
F11_Industrial_Other Industrial_New_Process_Natural Gas_Gas Boiler - Stack Economizer_A_Technical Potential | F11 | Industrial | Other Industrial | New | Process | Natural Gas | Gas Boiler - Stack Economizer | A | Cumulative Summer Peak Savings (MW) | Technical Potential | 0 | 0 | 0 | 0 | 0 | 0 | 0 | 0 | 0 | 0 | 0 | 0 | 0 | 0 | 0 | 0 | 0 | 0 | 0 | 0 | 0 | 0
F12_Industrial_Other Industrial_New_Process_Natural Gas_Gas Boiler - Stack Economizer_A_Technical Potential | F12 | Industrial | Other Industrial | New | Process | Natural Gas | Gas Boiler - Stack Economizer | A | Cumulative Winter Peak Savings (MW) | Technical Potential | 0 | 0 | 0 | 0 | 0 | 0 | 0 | 0 | 0 | 0 | 0 | 0 | 0 | 0 | 0 | 0 | 0 | 0 | 0 | 0 | 0 | 0
F13_Industrial_Other Industrial_New_Process_Natural Gas_Gas Boiler - Stack Economizer_A_Technical Potential | F13 | Industrial | Other Industrial | New | Process | Natural Gas | Gas Boiler - Stack Economizer | A | Purchases (Incremental) | Technical Potential | 0 | 0 | 35.5786 | 62.0914 | 88.5391 | 118.1829 | 136.0355 | 141.0841 | 127.6009 | 115.3391 | 100.1712 | 87.4057 | 75.6624 | 65.8548 | 55.575 | 47.2711 | 40.0641 | 35.5786 | 62.0914 | 88.5391 | 118.1829 | 136.0355
F14_Industrial_Other Industrial_New_Process_Natural Gas_Gas Boiler - Stack Economizer_A_Technical Potential | F14 | Industrial | Other Industrial | New | Process | Natural Gas | Gas Boiler - Stack Economizer | A | Purchases (Cumulative) | Technical Potential | 0 | 0 | 35.5786 | 97.6701 | 186.2092 | 304.3921 | 440.4276 | 581.5116 | 709.1125 | 824.4517 | 924.6228 | 1012.0285 | 1087.6909 | 1153.5457 | 1209.1207 | 1256.3918 | 1296.4559 | 1296.4559 | 1296.4559 | 1296.4559 | 1296.4559 | 1296.4559
F1_Industrial_Other Industrial_New_Space Heating_Natural Gas_Gas Furnace Tube Inserts_A_Technical Potential | F1 | Industrial | Other Industrial | New | Space Heating | Natural Gas | Gas Furnace Tube Inserts | A | Original Unit Energy Savings (kWh or therms) | Technical Potential | 0 | 0 | 0.077933 | 0.077933 | 0.077933 | 0.077933 | 0.077933 | 0.077933 | 0.077933 | 0.077933 | 0.077933 | 0.077933 | 0.077933 | 0.077933 | 0.077933 | 0.077933 | 0.077933 | 0.077933 | 0.077933 | 0.077933 | 0.077933 | 0.077933
F2_Industrial_Other Industrial_New_Space Heating_Natural Gas_Gas Furnace Tube Inserts_A_Technical Potential | F2 | Industrial | Other Industrial | New | Space Heating | Natural Gas | Gas Furnace Tube Inserts | A | Original Unit Summer Peak Savings (kW) | Technical Potential | 0 | 0 | 0 | 0 | 0 | 0 | 0 | 0 | 0 | 0 | 0 | 0 | 0 | 0 | 0 | 0 | 0 | 0 | 0 | 0 | 0 | 0
F3_Industrial_Other Industrial_New_Space Heating_Natural Gas_Gas Furnace Tube Inserts_A_Technical Potential | F3 | Industrial | Other Industrial | New | Space Heating | Natural Gas | Gas Furnace Tube Inserts | A | Original Unit Winter Peak Savings (kW) | Technical Potential | 0 | 0 | 0 | 0 | 0 | 0 | 0 | 0 | 0 | 0 | 0 | 0 | 0 | 0 | 0 | 0 | 0 | 0 | 0 | 0 | 0 | 0
F4_Industrial_Other Industrial_New_Space Heating_Natural Gas_Gas Furnace Tube Inserts_A_Technical Potential | F4 | Industrial | Other Industrial | New | Space Heating | Natural Gas | Gas Furnace Tube Inserts | A | Standalone Impact on Baseline Energy (%) | Technical Potential | bar: 2019 to 2040
F5_Industrial_Other Industrial_New_Space Heating_Natural Gas_Gas Furnace Tube Inserts_A_Technical Potential | F5 | Industrial | Other Industrial | New | Space Heating | Natural Gas | Gas Furnace Tube Inserts | A | Standalone Impact on Baseline Summer Peak (%) | Technical Potential | bar: 2019 to 2040
F6_Industrial_Other Industrial_New_Space Heating_Natural Gas_Gas Furnace Tube Inserts_A_Technical Potential | F6 | Industrial | Other Industrial | New | Space Heating | Natural Gas | Gas Furnace Tube Inserts | A | Standalone Impact on Baseline Winter Peak (%) | Technical Potential | bar: 2019 to 2040
F7_Industrial_Other Industrial_New_Space Heating_Natural Gas_Gas Furnace Tube Inserts_A_Technical Potential | F7 | Industrial | Other Industrial | New | Space Heating | Natural Gas | Gas Furnace Tube Inserts | A | Incremental Energy Savings (MWh or mTherms) | Technical Potential | 0 | 0 | 0 | 0 | 0 | 0 | 0 | 0 | 0 | 0 | 0 | 0 | 0 | 0 | 0 | 0 | 0 | 0 | 0 | 0 | 0 | 0
F8_Industrial_Other Industrial_New_Space Heating_Natural Gas_Gas Furnace Tube Inserts_A_Technical Potential | F8 | Industrial | Other Industrial | New | Space Heating | Natural Gas | Gas Furnace Tube Inserts | A | Incremental Summer Peak Savings (MW) | Technical Potential | 0 | 0 | 0 | 0 | 0 | 0 | 0 | 0 | 0 | 0 | 0 | 0 | 0 | 0 | 0 | 0 | 0 | 0 | 0 | 0 | 0 | 0
F9_Industrial_Other Industrial_New_Space Heating_Natural Gas_Gas Furnace Tube Inserts_A_Technical Potential | F9 | Industrial | Other Industrial | New | Space Heating | Natural Gas | Gas Furnace Tube Inserts | A | Incremental Winter Peak Savings (MW) | Technical Potential | 0 | 0 | 0 | 0 | 0 | 0 | 0 | 0 | 0 | 0 | 0 | 0 | 0 | 0 | 0 | 0 | 0 | 0 | 0 | 0 | 0 | 0
F10_Industrial_Other Industrial_New_Space Heating_Natural Gas_Gas Furnace Tube Inserts_A_Technical Potential | F10 | Industrial | Other Industrial | New | Space Heating | Natural Gas | Gas Furnace Tube Inserts | A | Cumulative Energy Savings (MWh or mTherms) | Technical Potential | 0 | 0 | 0 | 0 | 0 | 0 | 0 | 0 | 0 | 0 | 0 | 0 | 0 | 0 | 0 | 0 | 0 | 0 | 0 | 0 | 0 | 0
F11_Industrial_Other Industrial_New_Space Heating_Natural Gas_Gas Furnace Tube Inserts_A_Technical Potential | F11 | Industrial | Other Industrial | New | Space Heating | Natural Gas | Gas Furnace Tube Inserts | A | Cumulative Summer Peak Savings (MW) | Technical Potential | 0 | 0 | 0 | 0 | 0 | 0 | 0 | 0 | 0 | 0 | 0 | 0 | 0 | 0 | 0 | 0 | 0 | 0 | 0 | 0 | 0 | 0
F12_Industrial_Other Industrial_New_Space Heating_Natural Gas_Gas Furnace Tube Inserts_A_Technical Potential | F12 | Industrial | Other Industrial | New | Space Heating | Natural Gas | Gas Furnace Tube Inserts | A | Cumulative Winter Peak Savings (MW) | Technical Potential | 0 | 0 | 0 | 0 | 0 | 0 | 0 | 0 | 0 | 0 | 0 | 0 | 0 | 0 | 0 | 0 | 0 | 0 | 0 | 0 | 0 | 0
F13_Industrial_Other Industrial_New_Space Heating_Natural Gas_Gas Furnace Tube Inserts_A_Technical Potential | F13 | Industrial | Other Industrial | New | Space Heating | Natural Gas | Gas Furnace Tube Inserts | A | Purchases (Incremental) | Technical Potential | 0 | 0 | 0 | 0 | 0 | 0 | 0 | 0 | 0 | 0 | 0 | 0 | 0 | 0 | 0 | 0 | 0 | 0 | 0 | 0 | 0 | 0
F14_Industrial_Other Industrial_New_Space Heating_Natural Gas_Gas Furnace Tube Inserts_A_Technical Potential | F14 | Industrial | Other Industrial | New | Space Heating | Natural Gas | Gas Furnace Tube Inserts | A | Purchases (Cumulative) | Technical Potential | 0 | 0 | 0 | 0 | 0 | 0 | 0 | 0 | 0 | 0 | 0 | 0 | 0 | 0 | 0 | 0 | 0 | 0 | 0 | 0 | 0 | 0
F1_Industrial_Other Industrial_New_Space Heating_Natural Gas_Space Heating - Heat Recovery Ventilator_A_Technical Potential | F1 | Industrial | Other Industrial | New | Space Heating | Natural Gas | Space Heating - Heat Recovery Ventilator | A | Original Unit Energy Savings (kWh or therms) | Technical Potential | 0 | 0 | 0.012707 | 0.012707 | 0.012707 | 0.012707 | 0.012707 | 0.012707 | 0.012707 | 0.012707 | 0.012707 | 0.012707 | 0.012707 | 0.012707 | 0.012707 | 0.012707 | 0.012707 | 0.012707 | 0.012707 | 0.012707 | 0.012707 | 0.012707
F2_Industrial_Other Industrial_New_Space Heating_Natural Gas_Space Heating - Heat Recovery Ventilator_A_Technical Potential | F2 | Industrial | Other Industrial | New | Space Heating | Natural Gas | Space Heating - Heat Recovery Ventilator | A | Original Unit Summer Peak Savings (kW) | Technical Potential | 0 | 0 | 0 | 0 | 0 | 0 | 0 | 0 | 0 | 0 | 0 | 0 | 0 | 0 | 0 | 0 | 0 | 0 | 0 | 0 | 0 | 0
F3_Industrial_Other Industrial_New_Space Heating_Natural Gas_Space Heating - Heat Recovery Ventilator_A_Technical Potential | F3 | Industrial | Other Industrial | New | Space Heating | Natural Gas | Space Heating - Heat Recovery Ventilator | A | Original Unit Winter Peak Savings (kW) | Technical Potential | 0 | 0 | 0 | 0 | 0 | 0 | 0 | 0 | 0 | 0 | 0 | 0 | 0 | 0 | 0 | 0 | 0 | 0 | 0 | 0 | 0 | 0
F4_Industrial_Other Industrial_New_Space Heating_Natural Gas_Space Heating - Heat Recovery Ventilator_A_Technical Potential | F4 | Industrial | Other Industrial | New | Space Heating | Natural Gas | Space Heating - Heat Recovery Ventilator | A | Standalone Impact on Baseline Energy (%) | Technical Potential | 0% | 0% | 0.02138% | 0.03363% | 0.04496% | 0.05506% | 0.06921% | 0.08144% | 0.09341% | 0.1041% | 0.1172% | 0.1289% | 0.1405% | 0.1505% | 0.164% | 0.1757% | 0.1872% | 0.1949% | 0.2051% | 0.2122% | 0.2183% | 0.2238%
F5_Industrial_Other Industrial_New_Space Heating_Natural Gas_Space Heating - Heat Recovery Ventilator_A_Technical Potential | F5 | Industrial | Other Industrial | New | Space Heating | Natural Gas | Space Heating - Heat Recovery Ventilator | A | Standalone Impact on Baseline Summer Peak (%) | Technical Potential | bar: 2019 to 2040
F6_Industrial_Other Industrial_New_Space Heating_Natural Gas_Space Heating - Heat Recovery Ventilator_A_Technical Potential | F6 | Industrial | Other Industrial | New | Space Heating | Natural Gas | Space Heating - Heat Recovery Ventilator | A | Standalone Impact on Baseline Winter Peak (%) | Technical Potential | bar: 2019 to 2040
F7_Industrial_Other Industrial_New_Space Heating_Natural Gas_Space Heating - Heat Recovery Ventilator_A_Technical Potential | F7 | Industrial | Other Industrial | New | Space Heating | Natural Gas | Space Heating - Heat Recovery Ventilator | A | Incremental Energy Savings (MWh or mTherms) | Technical Potential | 0 | 0 | 0.010476 | 0.018282 | 0.026069 | 0.034797 | 0.040054 | 0.046156 | 0.052181 | 0.058958 | 0.064006 | 0.069811 | 0.07554 | 0.082185 | 0.086696 | 0.092177 | 0.097654 | 0.10403 | 0.10824 | 0.11343 | 0.11848 | 0.12351
F8_Industrial_Other Industrial_New_Space Heating_Natural Gas_Space Heating - Heat Recovery Ventilator_A_Technical Potential | F8 | Industrial | Other Industrial | New | Space Heating | Natural Gas | Space Heating - Heat Recovery Ventilator | A | Incremental Summer Peak Savings (MW) | Technical Potential | 0 | 0 | 0 | 0 | 0 | 0 | 0 | 0 | 0 | 0 | 0 | 0 | 0 | 0 | 0 | 0 | 0 | 0 | 0 | 0 | 0 | 0
F9_Industrial_Other Industrial_New_Space Heating_Natural Gas_Space Heating - Heat Recovery Ventilator_A_Technical Potential | F9 | Industrial | Other Industrial | New | Space Heating | Natural Gas | Space Heating - Heat Recovery Ventilator | A | Incremental Winter Peak Savings (MW) | Technical Potential | 0 | 0 | 0 | 0 | 0 | 0 | 0 | 0 | 0 | 0 | 0 | 0 | 0 | 0 | 0 | 0 | 0 | 0 | 0 | 0 | 0 | 0
F10_Industrial_Other Industrial_New_Space Heating_Natural Gas_Space Heating - Heat Recovery Ventilator_A_Technical Potential | F10 | Industrial | Other Industrial | New | Space Heating | Natural Gas | Space Heating - Heat Recovery Ventilator | A | Cumulative Energy Savings (MWh or mTherms) | Technical Potential | 0 | 0 | 0.010476 | 0.028757 | 0.054826 | 0.089624 | 0.12968 | 0.17583 | 0.22801 | 0.28697 | 0.35098 | 0.42079 | 0.49633 | 0.57851 | 0.66521 | 0.75739 | 0.85504 | 0.9486 | 1.0386 | 1.1259 | 1.2096 | 1.2931
F11_Industrial_Other Industrial_New_Space Heating_Natural Gas_Space Heating - Heat Recovery Ventilator_A_Technical Potential | F11 | Industrial | Other Industrial | New | Space Heating | Natural Gas | Space Heating - Heat Recovery Ventilator | A | Cumulative Summer Peak Savings (MW) | Technical Potential | 0 | 0 | 0 | 0 | 0 | 0 | 0 | 0 | 0 | 0 | 0 | 0 | 0 | 0 | 0 | 0 | 0 | 0 | 0 | 0 | 0 | 0
F12_Industrial_Other Industrial_New_Space Heating_Natural Gas_Space Heating - Heat Recovery Ventilator_A_Technical Potential | F12 | Industrial | Other Industrial | New | Space Heating | Natural Gas | Space Heating - Heat Recovery Ventilator | A | Cumulative Winter Peak Savings (MW) | Technical Potential | 0 | 0 | 0 | 0 | 0 | 0 | 0 | 0 | 0 | 0 | 0 | 0 | 0 | 0 | 0 | 0 | 0 | 0 | 0 | 0 | 0 | 0
F13_Industrial_Other Industrial_New_Space Heating_Natural Gas_Space Heating - Heat Recovery Ventilator_A_Technical Potential | F13 | Industrial | Other Industrial | New | Space Heating | Natural Gas | Space Heating - Heat Recovery Ventilator | A | Purchases (Incremental) | Technical Potential | 0 | 0 | 824.3763 | 1438.6926 | 2051.5003 | 2738.3617 | 3152.0177 | 3632.217 | 4106.3646 | 4639.7073 | 5036.9381 | 5493.8079 | 5944.6183 | 6467.571 | 6822.501 | 7253.869 | 7684.9103 | 8186.7008 | 8518.1482 | 8926.5697 | 9323.8678 | 9719.9923
F14_Industrial_Other Industrial_New_Space Heating_Natural Gas_Space Heating - Heat Recovery Ventilator_A_Technical Potential | F14 | Industrial | Other Industrial | New | Space Heating | Natural Gas | Space Heating - Heat Recovery Ventilator | A | Purchases (Cumulative) | Technical Potential | 0 | 0 | 824.3763 | 2263.0689 | 4314.5692 | 7052.9309 | 10204.9486 | 13837.1655 | 17943.5301 | 22583.2374 | 27620.1755 | 33113.9834 | 39058.6017 | 45526.1727 | 52348.6737 | 59602.5426 | 67287.4529 | 74649.7774 | 81729.233 | 88604.3025 | 95189.8086 | 101757.7833
F1_Industrial_Other Industrial_New_Space Heating_Natural Gas_Thermostat - Programmable_A_Technical Potential | F1 | Industrial | Other Industrial | New | Space Heating | Natural Gas | Thermostat - Programmable | A | Original Unit Energy Savings (kWh or therms) | Technical Potential | 0 | 0 | 0.0061474 | 0.0061474 | 0.0061474 | 0.0061474 | 0.0061474 | 0.0061474 | 0.0061474 | 0.0061474 | 0.0061474 | 0.0061474 | 0.0061474 | 0.0061474 | 0.0061474 | 0.0061474 | 0.0061474 | 0.0061474 | 0.0061474 | 0.0061474 | 0.0061474 | 0.0061474
F2_Industrial_Other Industrial_New_Space Heating_Natural Gas_Thermostat - Programmable_A_Technical Potential | F2 | Industrial | Other Industrial | New | Space Heating | Natural Gas | Thermostat - Programmable | A | Original Unit Summer Peak Savings (kW) | Technical Potential | 0 | 0 | 0 | 0 | 0 | 0 | 0 | 0 | 0 | 0 | 0 | 0 | 0 | 0 | 0 | 0 | 0 | 0 | 0 | 0 | 0 | 0
F3_Industrial_Other Industrial_New_Space Heating_Natural Gas_Thermostat - Programmable_A_Technical Potential | F3 | Industrial | Other Industrial | New | Space Heating | Natural Gas | Thermostat - Programmable | A | Original Unit Winter Peak Savings (kW) | Technical Potential | 0 | 0 | 0 | 0 | 0 | 0 | 0 | 0 | 0 | 0 | 0 | 0 | 0 | 0 | 0 | 0 | 0 | 0 | 0 | 0 | 0 | 0
F4_Industrial_Other Industrial_New_Space Heating_Natural Gas_Thermostat - Programmable_A_Technical Potential | F4 | Industrial | Other Industrial | New | Space Heating | Natural Gas | Thermostat - Programmable | A | Standalone Impact on Baseline Energy (%) | Technical Potential | 0% | 0% | 0.03103% | 0.0488% | 0.06525% | 0.07991% | 0.1004% | 0.1182% | 0.1356% | 0.151% | 0.1701% | 0.187% | 0.2039% | 0.2144% | 0.2278% | 0.2365% | 0.2432% | 0.2474% | 0.2555% | 0.2606% | 0.2651% | 0.2692%
F5_Industrial_Other Industrial_New_Space Heating_Natural Gas_Thermostat - Programmable_A_Technical Potential | F5 | Industrial | Other Industrial | New | Space Heating | Natural Gas | Thermostat - Programmable | A | Standalone Impact on Baseline Summer Peak (%) | Technical Potential | bar: 2019 to 2040
F6_Industrial_Other Industrial_New_Space Heating_Natural Gas_Thermostat - Programmable_A_Technical Potential | F6 | Industrial | Other Industrial | New | Space Heating | Natural Gas | Thermostat - Programmable | A | Standalone Impact on Baseline Winter Peak (%) | Technical Potential | bar: 2019 to 2040
F7_Industrial_Other Industrial_New_Space Heating_Natural Gas_Thermostat - Programmable_A_Technical Potential | F7 | Industrial | Other Industrial | New | Space Heating | Natural Gas | Thermostat - Programmable | A | Incremental Energy Savings (MWh or mTherms) | Technical Potential | 0 | 0 | 0.015203 | 0.026533 | 0.037834 | 0.050502 | 0.05813 | 0.066986 | 0.075731 | 0.085567 | 0.092892 | 0.10132 | 0.10963 | 0.11928 | 0.12582 | 0.13378 | 0.14173 | 0.15098 | 0.15709 | 0.16463 | 0.17195 | 0.17926
F8_Industrial_Other Industrial_New_Space Heating_Natural Gas_Thermostat - Programmable_A_Technical Potential | F8 | Industrial | Other Industrial | New | Space Heating | Natural Gas | Thermostat - Programmable | A | Incremental Summer Peak Savings (MW) | Technical Potential | 0 | 0 | 0 | 0 | 0 | 0 | 0 | 0 | 0 | 0 | 0 | 0 | 0 | 0 | 0 | 0 | 0 | 0 | 0 | 0 | 0 | 0
F9_Industrial_Other Industrial_New_Space Heating_Natural Gas_Thermostat - Programmable_A_Technical Potential | F9 | Industrial | Other Industrial | New | Space Heating | Natural Gas | Thermostat - Programmable | A | Incremental Winter Peak Savings (MW) | Technical Potential | 0 | 0 | 0 | 0 | 0 | 0 | 0 | 0 | 0 | 0 | 0 | 0 | 0 | 0 | 0 | 0 | 0 | 0 | 0 | 0 | 0 | 0
F10_Industrial_Other Industrial_New_Space Heating_Natural Gas_Thermostat - Programmable_A_Technical Potential | F10 | Industrial | Other Industrial | New | Space Heating | Natural Gas | Thermostat - Programmable | A | Cumulative Energy Savings (MWh or mTherms) | Technical Potential | 0 | 0 | 0.015203 | 0.041736 | 0.07957 | 0.13007 | 0.1882 | 0.25519 | 0.33092 | 0.41649 | 0.50938 | 0.6107 | 0.72033 | 0.8244 | 0.92369 | 1.0196 | 1.1109 | 1.2037 | 1.2938 | 1.3827 | 1.4691 | 1.5555
F11_Industrial_Other Industrial_New_Space Heating_Natural Gas_Thermostat - Programmable_A_Technical Potential | F11 | Industrial | Other Industrial | New | Space Heating | Natural Gas | Thermostat - Programmable | A | Cumulative Summer Peak Savings (MW) | Technical Potential | 0 | 0 | 0 | 0 | 0 | 0 | 0 | 0 | 0 | 0 | 0 | 0 | 0 | 0 | 0 | 0 | 0 | 0 | 0 | 0 | 0 | 0
F12_Industrial_Other Industrial_New_Space Heating_Natural Gas_Thermostat - Programmable_A_Technical Potential | F12 | Industrial | Other Industrial | New | Space Heating | Natural Gas | Thermostat - Programmable | A | Cumulative Winter Peak Savings (MW) | Technical Potential | 0 | 0 | 0 | 0 | 0 | 0 | 0 | 0 | 0 | 0 | 0 | 0 | 0 | 0 | 0 | 0 | 0 | 0 | 0 | 0 | 0 | 0
F13_Industrial_Other Industrial_New_Space Heating_Natural Gas_Thermostat - Programmable_A_Technical Potential | F13 | Industrial | Other Industrial | New | Space Heating | Natural Gas | Thermostat - Programmable | A | Purchases (Incremental) | Technical Potential | 0 | 0 | 2473.129 | 4316.0778 | 6154.5008 | 8215.0851 | 9456.053 | 10896.6509 | 12319.0937 | 13919.122 | 15110.8142 | 16481.4238 | 17833.855 | 19402.713 | 20467.5029 | 21761.6069 | 23054.7309 | 24560.1025 | 25554.4446 | 26779.7092 | 27971.6035 | 29159.9769
F14_Industrial_Other Industrial_New_Space Heating_Natural Gas_Thermostat - Programmable_A_Technical Potential | F14 | Industrial | Other Industrial | New | Space Heating | Natural Gas | Thermostat - Programmable | A | Purchases (Cumulative) | Technical Potential | 0 | 0 | 2473.129 | 6789.2068 | 12943.7076 | 21158.7927 | 30614.8457 | 41511.4966 | 53830.5903 | 67749.7123 | 82860.5265 | 99341.9502 | 117175.8052 | 134105.3891 | 150256.8142 | 165863.9203 | 180703.5661 | 195807.6156 | 210465.4093 | 224926.0248 | 238978.5063 | 253027.6691
F1_Industrial_Other Industrial_New_Space Heating_Natural Gas_ENERGY STAR Connected Thermostat_A_Technical Potential | F1 | Industrial | Other Industrial | New | Space Heating | Natural Gas | ENERGY STAR Connected Thermostat | A | Original Unit Energy Savings (kWh or therms) | Technical Potential | 0 | 0 | 0.01486 | 0.01486 | 0.01486 | 0.01486 | 0.01486 | 0.01486 | 0.01486 | 0.01486 | 0.01486 | 0.01486 | 0.01486 | 0.01486 | 0.01486 | 0.01486 | 0.01486 | 0.01486 | 0.01486 | 0.01486 | 0.01486 | 0.01486
F2_Industrial_Other Industrial_New_Space Heating_Natural Gas_ENERGY STAR Connected Thermostat_A_Technical Potential | F2 | Industrial | Other Industrial | New | Space Heating | Natural Gas | ENERGY STAR Connected Thermostat | A | Original Unit Summer Peak Savings (kW) | Technical Potential | 0 | 0 | 0 | 0 | 0 | 0 | 0 | 0 | 0 | 0 | 0 | 0 | 0 | 0 | 0 | 0 | 0 | 0 | 0 | 0 | 0 | 0
F3_Industrial_Other Industrial_New_Space Heating_Natural Gas_ENERGY STAR Connected Thermostat_A_Technical Potential | F3 | Industrial | Other Industrial | New | Space Heating | Natural Gas | ENERGY STAR Connected Thermostat | A | Original Unit Winter Peak Savings (kW) | Technical Potential | 0 | 0 | 0 | 0 | 0 | 0 | 0 | 0 | 0 | 0 | 0 | 0 | 0 | 0 | 0 | 0 | 0 | 0 | 0 | 0 | 0 | 0
F4_Industrial_Other Industrial_New_Space Heating_Natural Gas_ENERGY STAR Connected Thermostat_A_Technical Potential | F4 | Industrial | Other Industrial | New | Space Heating | Natural Gas | ENERGY STAR Connected Thermostat | A | Standalone Impact on Baseline Energy (%) | Technical Potential | 0% | 0% | 0.075% | 0.118% | 0.1577% | 0.1932% | 0.2428% | 0.2687% | 0.2864% | 0.2953% | 0.3062% | 0.3127% | 0.3182% | 0.3199% | 0.3272% | 0.3307% | 0.3335% | 0.3261% | 0.3188% | 0.3046% | 0.2916% | 0.2798%
F5_Industrial_Other Industrial_New_Space Heating_Natural Gas_ENERGY STAR Connected Thermostat_A_Technical Potential | F5 | Industrial | Other Industrial | New | Space Heating | Natural Gas | ENERGY STAR Connected Thermostat | A | Standalone Impact on Baseline Summer Peak (%) | Technical Potential | bar: 2019 to 2040
F6_Industrial_Other Industrial_New_Space Heating_Natural Gas_ENERGY STAR Connected Thermostat_A_Technical Potential | F6 | Industrial | Other Industrial | New | Space Heating | Natural Gas | ENERGY STAR Connected Thermostat | A | Standalone Impact on Baseline Winter Peak (%) | Technical Potential | bar: 2019 to 2040
F7_Industrial_Other Industrial_New_Space Heating_Natural Gas_ENERGY STAR Connected Thermostat_A_Technical Potential | F7 | Industrial | Other Industrial | New | Space Heating | Natural Gas | ENERGY STAR Connected Thermostat | A | Incremental Energy Savings (MWh or mTherms) | Technical Potential | 0 | 0 | 0.036752 | 0.064139 | 0.091459 | 0.12208 | 0.14052 | 0.16193 | 0.18307 | 0.20684 | 0.22455 | 0.24492 | 0.26502 | 0.28833 | 0.30416 | 0.32339 | 0.3426 | 0.36497 | 0.37975 | 0.39796 | 0.44547 | 0.48313
F8_Industrial_Other Industrial_New_Space Heating_Natural Gas_ENERGY STAR Connected Thermostat_A_Technical Potential | F8 | Industrial | Other Industrial | New | Space Heating | Natural Gas | ENERGY STAR Connected Thermostat | A | Incremental Summer Peak Savings (MW) | Technical Potential | 0 | 0 | 0 | 0 | 0 | 0 | 0 | 0 | 0 | 0 | 0 | 0 | 0 | 0 | 0 | 0 | 0 | 0 | 0 | 0 | 0 | 0
F9_Industrial_Other Industrial_New_Space Heating_Natural Gas_ENERGY STAR Connected Thermostat_A_Technical Potential | F9 | Industrial | Other Industrial | New | Space Heating | Natural Gas | ENERGY STAR Connected Thermostat | A | Incremental Winter Peak Savings (MW) | Technical Potential | 0 | 0 | 0 | 0 | 0 | 0 | 0 | 0 | 0 | 0 | 0 | 0 | 0 | 0 | 0 | 0 | 0 | 0 | 0 | 0 | 0 | 0
F10_Industrial_Other Industrial_New_Space Heating_Natural Gas_ENERGY STAR Connected Thermostat_A_Technical Potential | F10 | Industrial | Other Industrial | New | Space Heating | Natural Gas | ENERGY STAR Connected Thermostat | A | Cumulative Energy Savings (MWh or mTherms) | Technical Potential | 0 | 0 | 0.036752 | 0.10089 | 0.19235 | 0.31443 | 0.45495 | 0.58013 | 0.69906 | 0.81444 | 0.91692 | 1.0213 | 1.1244 | 1.2297 | 1.327 | 1.4258 | 1.5235 | 1.5867 | 1.614 | 1.6163 | 1.6163 | 1.6163
F11_Industrial_Other Industrial_New_Space Heating_Natural Gas_ENERGY STAR Connected Thermostat_A_Technical Potential | F11 | Industrial | Other Industrial | New | Space Heating | Natural Gas | ENERGY STAR Connected Thermostat | A | Cumulative Summer Peak Savings (MW) | Technical Potential | 0 | 0 | 0 | 0 | 0 | 0 | 0 | 0 | 0 | 0 | 0 | 0 | 0 | 0 | 0 | 0 | 0 | 0 | 0 | 0 | 0 | 0
F12_Industrial_Other Industrial_New_Space Heating_Natural Gas_ENERGY STAR Connected Thermostat_A_Technical Potential | F12 | Industrial | Other Industrial | New | Space Heating | Natural Gas | ENERGY STAR Connected Thermostat | A | Cumulative Winter Peak Savings (MW) | Technical Potential | 0 | 0 | 0 | 0 | 0 | 0 | 0 | 0 | 0 | 0 | 0 | 0 | 0 | 0 | 0 | 0 | 0 | 0 | 0 | 0 | 0 | 0
F13_Industrial_Other Industrial_New_Space Heating_Natural Gas_ENERGY STAR Connected Thermostat_A_Technical Potential | F13 | Industrial | Other Industrial | New | Space Heating | Natural Gas | ENERGY STAR Connected Thermostat | A | Purchases (Incremental) | Technical Potential | 0 | 0 | 2473.129 | 4316.0778 | 6154.5008 | 8215.0851 | 9456.053 | 10896.6509 | 12319.0937 | 13919.122 | 15110.8142 | 16481.4238 | 17833.855 | 19402.713 | 20467.5029 | 21761.6069 | 23054.7309 | 24560.1025 | 25554.4446 | 26779.7092 | 29976.692 | 32510.7839
F14_Industrial_Other Industrial_New_Space Heating_Natural Gas_ENERGY STAR Connected Thermostat_A_Technical Potential | F14 | Industrial | Other Industrial | New | Space Heating | Natural Gas | ENERGY STAR Connected Thermostat | A | Purchases (Cumulative) | Technical Potential | 0 | 0 | 2473.129 | 6789.2068 | 12943.7076 | 21158.7927 | 30614.8457 | 39038.3676 | 47041.3835 | 54806.0047 | 61701.7337 | 68727.1045 | 75664.3085 | 82747.9278 | 89296.3087 | 95947.1015 | 102520.4086 | 106773.5271 | 108609.181 | 108766.8865 | 108766.8865 | 108766.8865
F1_Industrial_Other Industrial_New_Space Heating_Natural Gas_Destratification Fans (HVLS)_A_Technical Potential | F1 | Industrial | Other Industrial | New | Space Heating | Natural Gas | Destratification Fans (HVLS) | A | Original Unit Energy Savings (kWh or therms) | Technical Potential | 0 | 0 | 0.01486 | 0.01486 | 0.01486 | 0.01486 | 0.01486 | 0.01486 | 0.01486 | 0.01486 | 0.01486 | 0.01486 | 0.01486 | 0.01486 | 0.01486 | 0.01486 | 0.01486 | 0.01486 | 0.01486 | 0.01486 | 0.01486 | 0.01486
F2_Industrial_Other Industrial_New_Space Heating_Natural Gas_Destratification Fans (HVLS)_A_Technical Potential | F2 | Industrial | Other Industrial | New | Space Heating | Natural Gas | Destratification Fans (HVLS) | A | Original Unit Summer Peak Savings (kW) | Technical Potential | 0 | 0 | 0 | 0 | 0 | 0 | 0 | 0 | 0 | 0 | 0 | 0 | 0 | 0 | 0 | 0 | 0 | 0 | 0 | 0 | 0 | 0
F3_Industrial_Other Industrial_New_Space Heating_Natural Gas_Destratification Fans (HVLS)_A_Technical Potential | F3 | Industrial | Other Industrial | New | Space Heating | Natural Gas | Destratification Fans (HVLS) | A | Original Unit Winter Peak Savings (kW) | Technical Potential | 0 | 0 | 0 | 0 | 0 | 0 | 0 | 0 | 0 | 0 | 0 | 0 | 0 | 0 | 0 | 0 | 0 | 0 | 0 | 0 | 0 | 0
F4_Industrial_Other Industrial_New_Space Heating_Natural Gas_Destratification Fans (HVLS)_A_Technical Potential | F4 | Industrial | Other Industrial | New | Space Heating | Natural Gas | Destratification Fans (HVLS) | A | Standalone Impact on Baseline Energy (%) | Technical Potential | 0% | 0% | 0.075% | 0.118% | 0.1577% | 0.1932% | 0.2428% | 0.2857% | 0.3277% | 0.3651% | 0.4113% | 0.4521% | 0.4824% | 0.5017% | 0.528% | 0.5433% | 0.5571% | 0.5647% | 0.5815% | 0.591% | 0.6003% | 0.6084%
F5_Industrial_Other Industrial_New_Space Heating_Natural Gas_Destratification Fans (HVLS)_A_Technical Potential | F5 | Industrial | Other Industrial | New | Space Heating | Natural Gas | Destratification Fans (HVLS) | A | Standalone Impact on Baseline Summer Peak (%) | Technical Potential | bar: 2019 to 2040
F6_Industrial_Other Industrial_New_Space Heating_Natural Gas_Destratification Fans (HVLS)_A_Technical Potential | F6 | Industrial | Other Industrial | New | Space Heating | Natural Gas | Destratification Fans (HVLS) | A | Standalone Impact on Baseline Winter Peak (%) | Technical Potential | bar: 2019 to 2040
F7_Industrial_Other Industrial_New_Space Heating_Natural Gas_Destratification Fans (HVLS)_A_Technical Potential | F7 | Industrial | Other Industrial | New | Space Heating | Natural Gas | Destratification Fans (HVLS) | A | Incremental Energy Savings (MWh or mTherms) | Technical Potential | 0 | 0 | 0.036752 | 0.064139 | 0.091459 | 0.12208 | 0.14052 | 0.16193 | 0.18307 | 0.20684 | 0.22455 | 0.24492 | 0.26502 | 0.28833 | 0.30416 | 0.32339 | 0.3426 | 0.36497 | 0.37975 | 0.39796 | 0.41567 | 0.43333
F8_Industrial_Other Industrial_New_Space Heating_Natural Gas_Destratification Fans (HVLS)_A_Technical Potential | F8 | Industrial | Other Industrial | New | Space Heating | Natural Gas | Destratification Fans (HVLS) | A | Incremental Summer Peak Savings (MW) | Technical Potential | 0 | 0 | 0 | 0 | 0 | 0 | 0 | 0 | 0 | 0 | 0 | 0 | 0 | 0 | 0 | 0 | 0 | 0 | 0 | 0 | 0 | 0
F9_Industrial_Other Industrial_New_Space Heating_Natural Gas_Destratification Fans (HVLS)_A_Technical Potential | F9 | Industrial | Other Industrial | New | Space Heating | Natural Gas | Destratification Fans (HVLS) | A | Incremental Winter Peak Savings (MW) | Technical Potential | 0 | 0 | 0 | 0 | 0 | 0 | 0 | 0 | 0 | 0 | 0 | 0 | 0 | 0 | 0 | 0 | 0 | 0 | 0 | 0 | 0 | 0
F10_Industrial_Other Industrial_New_Space Heating_Natural Gas_Destratification Fans (HVLS)_A_Technical Potential | F10 | Industrial | Other Industrial | New | Space Heating | Natural Gas | Destratification Fans (HVLS) | A | Cumulative Energy Savings (MWh or mTherms) | Technical Potential | 0 | 0 | 0.036752 | 0.10089 | 0.19235 | 0.31443 | 0.45495 | 0.61688 | 0.79995 | 1.0068 | 1.2313 | 1.4763 | 1.7045 | 1.9287 | 2.1414 | 2.3427 | 2.5448 | 2.7479 | 2.9445 | 3.1357 | 3.3268 | 3.5152
F11_Industrial_Other Industrial_New_Space Heating_Natural Gas_Destratification Fans (HVLS)_A_Technical Potential | F11 | Industrial | Other Industrial | New | Space Heating | Natural Gas | Destratification Fans (HVLS) | A | Cumulative Summer Peak Savings (MW) | Technical Potential | 0 | 0 | 0 | 0 | 0 | 0 | 0 | 0 | 0 | 0 | 0 | 0 | 0 | 0 | 0 | 0 | 0 | 0 | 0 | 0 | 0 | 0
F12_Industrial_Other Industrial_New_Space Heating_Natural Gas_Destratification Fans (HVLS)_A_Technical Potential | F12 | Industrial | Other Industrial | New | Space Heating | Natural Gas | Destratification Fans (HVLS) | A | Cumulative Winter Peak Savings (MW) | Technical Potential | 0 | 0 | 0 | 0 | 0 | 0 | 0 | 0 | 0 | 0 | 0 | 0 | 0 | 0 | 0 | 0 | 0 | 0 | 0 | 0 | 0 | 0
F13_Industrial_Other Industrial_New_Space Heating_Natural Gas_Destratification Fans (HVLS)_A_Technical Potential | F13 | Industrial | Other Industrial | New | Space Heating | Natural Gas | Destratification Fans (HVLS) | A | Purchases (Incremental) | Technical Potential | 0 | 0 | 2473.129 | 4316.0778 | 6154.5008 | 8215.0851 | 9456.053 | 10896.6509 | 12319.0937 | 13919.122 | 15110.8142 | 16481.4238 | 17833.855 | 19402.713 | 20467.5029 | 21761.6069 | 23054.7309 | 24560.1025 | 25554.4446 | 26779.7092 | 27971.6035 | 29159.9769
F14_Industrial_Other Industrial_New_Space Heating_Natural Gas_Destratification Fans (HVLS)_A_Technical Potential | F14 | Industrial | Other Industrial | New | Space Heating | Natural Gas | Destratification Fans (HVLS) | A | Purchases (Cumulative) | Technical Potential | 0 | 0 | 2473.129 | 6789.2068 | 12943.7076 | 21158.7927 | 30614.8457 | 41511.4966 | 53830.5903 | 67749.7123 | 82860.5265 | 99341.9502 | 114702.6762 | 129789.3113 | 144102.3134 | 157648.8352 | 171247.5131 | 184910.9647 | 198146.3156 | 211006.9028 | 223867.6922 | 236546.2453
F1_Industrial_Other Industrial_New_Space Heating_Natural Gas_Gas Boiler - Insulate Steam Lines/Condensate Tank_A_Technical Potential | F1 | Industrial | Other Industrial | New | Space Heating | Natural Gas | Gas Boiler - Insulate Steam Lines/Condensate Tank | A | Original Unit Energy Savings (kWh or therms) | Technical Potential | 0 | 0 | 21.1315 | 21.1315 | 21.1315 | 21.1315 | 21.1315 | 21.1315 | 21.1315 | 21.1315 | 21.1315 | 21.1315 | 21.1315 | 21.1315 | 21.1315 | 21.1315 | 21.1315 | 21.1315 | 21.1315 | 21.1315 | 21.1315 | 21.1315
F2_Industrial_Other Industrial_New_Space Heating_Natural Gas_Gas Boiler - Insulate Steam Lines/Condensate Tank_A_Technical Potential | F2 | Industrial | Other Industrial | New | Space Heating | Natural Gas | Gas Boiler - Insulate Steam Lines/Condensate Tank | A | Original Unit Summer Peak Savings (kW) | Technical Potential | 0 | 0 | 0 | 0 | 0 | 0 | 0 | 0 | 0 | 0 | 0 | 0 | 0 | 0 | 0 | 0 | 0 | 0 | 0 | 0 | 0 | 0
F3_Industrial_Other Industrial_New_Space Heating_Natural Gas_Gas Boiler - Insulate Steam Lines/Condensate Tank_A_Technical Potential | F3 | Industrial | Other Industrial | New | Space Heating | Natural Gas | Gas Boiler - Insulate Steam Lines/Condensate Tank | A | Original Unit Winter Peak Savings (kW) | Technical Potential | 0 | 0 | 0 | 0 | 0 | 0 | 0 | 0 | 0 | 0 | 0 | 0 | 0 | 0 | 0 | 0 | 0 | 0 | 0 | 0 | 0 | 0
F4_Industrial_Other Industrial_New_Space Heating_Natural Gas_Gas Boiler - Insulate Steam Lines/Condensate Tank_A_Technical Potential | F4 | Industrial | Other Industrial | New | Space Heating | Natural Gas | Gas Boiler - Insulate Steam Lines/Condensate Tank | A | Standalone Impact on Baseline Energy (%) | Technical Potential | 0% | 0% | 0.006055% | 0.009525% | 0.01273% | 0.0156% | 0.0196% | 0.02307% | 0.02646% | 0.02947% | 0.0332% | 0.0365% | 0.03978% | 0.04262% | 0.04646% | 0.04975% | 0.05302% | 0.05582% | 0.05971% | 0.06303% | 0.0664% | 0.06975%
F5_Industrial_Other Industrial_New_Space Heating_Natural Gas_Gas Boiler - Insulate Steam Lines/Condensate Tank_A_Technical Potential | F5 | Industrial | Other Industrial | New | Space Heating | Natural Gas | Gas Boiler - Insulate Steam Lines/Condensate Tank | A | Standalone Impact on Baseline Summer Peak (%) | Technical Potential | bar: 2019 to 2040
F6_Industrial_Other Industrial_New_Space Heating_Natural Gas_Gas Boiler - Insulate Steam Lines/Condensate Tank_A_Technical Potential | F6 | Industrial | Other Industrial | New | Space Heating | Natural Gas | Gas Boiler - Insulate Steam Lines/Condensate Tank | A | Standalone Impact on Baseline Winter Peak (%) | Technical Potential | bar: 2019 to 2040
F7_Industrial_Other Industrial_New_Space Heating_Natural Gas_Gas Boiler - Insulate Steam Lines/Condensate Tank_A_Technical Potential | F7 | Industrial | Other Industrial | New | Space Heating | Natural Gas | Gas Boiler - Insulate Steam Lines/Condensate Tank | A | Incremental Energy Savings (MWh or mTherms) | Technical Potential | 0 | 0 | 0.0029671 | 0.0051782 | 0.0073839 | 0.0098561 | 0.011345 | 0.013073 | 0.01478 | 0.0167 | 0.018129 | 0.019774 | 0.021396 | 0.023278 | 0.024556 | 0.026109 | 0.02766 | 0.029466 | 0.030659 | 0.032129 | 0.033559 | 0.034985
F8_Industrial_Other Industrial_New_Space Heating_Natural Gas_Gas Boiler - Insulate Steam Lines/Condensate Tank_A_Technical Potential | F8 | Industrial | Other Industrial | New | Space Heating | Natural Gas | Gas Boiler - Insulate Steam Lines/Condensate Tank | A | Incremental Summer Peak Savings (MW) | Technical Potential | 0 | 0 | 0 | 0 | 0 | 0 | 0 | 0 | 0 | 0 | 0 | 0 | 0 | 0 | 0 | 0 | 0 | 0 | 0 | 0 | 0 | 0
F9_Industrial_Other Industrial_New_Space Heating_Natural Gas_Gas Boiler - Insulate Steam Lines/Condensate Tank_A_Technical Potential | F9 | Industrial | Other Industrial | New | Space Heating | Natural Gas | Gas Boiler - Insulate Steam Lines/Condensate Tank | A | Incremental Winter Peak Savings (MW) | Technical Potential | 0 | 0 | 0 | 0 | 0 | 0 | 0 | 0 | 0 | 0 | 0 | 0 | 0 | 0 | 0 | 0 | 0 | 0 | 0 | 0 | 0 | 0
F10_Industrial_Other Industrial_New_Space Heating_Natural Gas_Gas Boiler - Insulate Steam Lines/Condensate Tank_A_Technical Potential | F10 | Industrial | Other Industrial | New | Space Heating | Natural Gas | Gas Boiler - Insulate Steam Lines/Condensate Tank | A | Cumulative Energy Savings (MWh or mTherms) | Technical Potential | 0 | 0 | 0.0029671 | 0.0081454 | 0.015529 | 0.025385 | 0.03673 | 0.049804 | 0.064583 | 0.081283 | 0.099412 | 0.11919 | 0.14058 | 0.16386 | 0.18842 | 0.21452 | 0.24218 | 0.27165 | 0.30231 | 0.33444 | 0.368 | 0.40298
F11_Industrial_Other Industrial_New_Space Heating_Natural Gas_Gas Boiler - Insulate Steam Lines/Condensate Tank_A_Technical Potential | F11 | Industrial | Other Industrial | New | Space Heating | Natural Gas | Gas Boiler - Insulate Steam Lines/Condensate Tank | A | Cumulative Summer Peak Savings (MW) | Technical Potential | 0 | 0 | 0 | 0 | 0 | 0 | 0 | 0 | 0 | 0 | 0 | 0 | 0 | 0 | 0 | 0 | 0 | 0 | 0 | 0 | 0 | 0
F12_Industrial_Other Industrial_New_Space Heating_Natural Gas_Gas Boiler - Insulate Steam Lines/Condensate Tank_A_Technical Potential | F12 | Industrial | Other Industrial | New | Space Heating | Natural Gas | Gas Boiler - Insulate Steam Lines/Condensate Tank | A | Cumulative Winter Peak Savings (MW) | Technical Potential | 0 | 0 | 0 | 0 | 0 | 0 | 0 | 0 | 0 | 0 | 0 | 0 | 0 | 0 | 0 | 0 | 0 | 0 | 0 | 0 | 0 | 0
F13_Industrial_Other Industrial_New_Space Heating_Natural Gas_Gas Boiler - Insulate Steam Lines/Condensate Tank_A_Technical Potential | F13 | Industrial | Other Industrial | New | Space Heating | Natural Gas | Gas Boiler - Insulate Steam Lines/Condensate Tank | A | Purchases (Incremental) | Technical Potential | 0 | 0 | 0.14041 | 0.24505 | 0.34943 | 0.46642 | 0.53687 | 0.61866 | 0.69942 | 0.79027 | 0.85792 | 0.93574 | 1.0125 | 1.1016 | 1.1621 | 1.2355 | 1.3089 | 1.3944 | 1.4509 | 1.5204 | 1.5881 | 1.6556
F14_Industrial_Other Industrial_New_Space Heating_Natural Gas_Gas Boiler - Insulate Steam Lines/Condensate Tank_A_Technical Potential | F14 | Industrial | Other Industrial | New | Space Heating | Natural Gas | Gas Boiler - Insulate Steam Lines/Condensate Tank | A | Purchases (Cumulative) | Technical Potential | 0 | 0 | 0.14041 | 0.38546 | 0.73489 | 1.2013 | 1.7382 | 2.3568 | 3.0563 | 3.8465 | 4.7045 | 5.6402 | 6.6527 | 7.7543 | 8.9164 | 10.1519 | 11.4608 | 12.8553 | 14.3061 | 15.8266 | 17.4147 | 19.0702
F1_Industrial_Other Industrial_New_Process_Natural Gas_Gas Boiler - Insulate Steam Lines/Condensate Tank_A_Technical Potential | F1 | Industrial | Other Industrial | New | Process | Natural Gas | Gas Boiler - Insulate Steam Lines/Condensate Tank | A | Original Unit Energy Savings (kWh or therms) | Technical Potential | 0 | 0 | 16.8499 | 16.8499 | 16.8499 | 16.8499 | 16.8499 | 16.8499 | 16.8499 | 16.8499 | 16.8499 | 16.8499 | 16.8499 | 16.8499 | 16.8499 | 16.8499 | 16.8499 | 16.8499 | 16.8499 | 16.8499 | 16.8499 | 16.8499
F2_Industrial_Other Industrial_New_Process_Natural Gas_Gas Boiler - Insulate Steam Lines/Condensate Tank_A_Technical Potential | F2 | Industrial | Other Industrial | New | Process | Natural Gas | Gas Boiler - Insulate Steam Lines/Condensate Tank | A | Original Unit Summer Peak Savings (kW) | Technical Potential | 0 | 0 | 0 | 0 | 0 | 0 | 0 | 0 | 0 | 0 | 0 | 0 | 0 | 0 | 0 | 0 | 0 | 0 | 0 | 0 | 0 | 0
F3_Industrial_Other Industrial_New_Process_Natural Gas_Gas Boiler - Insulate Steam Lines/Condensate Tank_A_Technical Potential | F3 | Industrial | Other Industrial | New | Process | Natural Gas | Gas Boiler - Insulate Steam Lines/Condensate Tank | A | Original Unit Winter Peak Savings (kW) | Technical Potential | 0 | 0 | 0 | 0 | 0 | 0 | 0 | 0 | 0 | 0 | 0 | 0 | 0 | 0 | 0 | 0 | 0 | 0 | 0 | 0 | 0 | 0
F4_Industrial_Other Industrial_New_Process_Natural Gas_Gas Boiler - Insulate Steam Lines/Condensate Tank_A_Technical Potential | F4 | Industrial | Other Industrial | New | Process | Natural Gas | Gas Boiler - Insulate Steam Lines/Condensate Tank | A | Standalone Impact on Baseline Energy (%) | Technical Potential | 0% | 0% | 0.03219% | 0.05064% | 0.06771% | 0.08292% | 0.1042% | 0.1226% | 0.1407% | 0.1567% | 0.1765% | 0.1941% | 0.2115% | 0.2266% | 0.247% | 0.2645% | 0.2819% | 0.2968% | 0.3175% | 0.3351% | 0.353% | 0.3708%
F5_Industrial_Other Industrial_New_Process_Natural Gas_Gas Boiler - Insulate Steam Lines/Condensate Tank_A_Technical Potential | F5 | Industrial | Other Industrial | New | Process | Natural Gas | Gas Boiler - Insulate Steam Lines/Condensate Tank | A | Standalone Impact on Baseline Summer Peak (%) | Technical Potential | bar: 2019 to 2040
F6_Industrial_Other Industrial_New_Process_Natural Gas_Gas Boiler - Insulate Steam Lines/Condensate Tank_A_Technical Potential | F6 | Industrial | Other Industrial | New | Process | Natural Gas | Gas Boiler - Insulate Steam Lines/Condensate Tank | A | Standalone Impact on Baseline Winter Peak (%) | Technical Potential | bar: 2019 to 2040
F7_Industrial_Other Industrial_New_Process_Natural Gas_Gas Boiler - Insulate Steam Lines/Condensate Tank_A_Technical Potential | F7 | Industrial | Other Industrial | New | Process | Natural Gas | Gas Boiler - Insulate Steam Lines/Condensate Tank | A | Incremental Energy Savings (MWh or mTherms) | Technical Potential | 0 | 0 | 0.034257 | 0.059785 | 0.08525 | 0.11379 | 0.13098 | 0.15094 | 0.17064 | 0.1928 | 0.20931 | 0.2283 | 0.24703 | 0.26876 | 0.28351 | 0.30144 | 0.31935 | 0.3402 | 0.35397 | 0.37095 | 0.38745 | 0.40392
F8_Industrial_Other Industrial_New_Process_Natural Gas_Gas Boiler - Insulate Steam Lines/Condensate Tank_A_Technical Potential | F8 | Industrial | Other Industrial | New | Process | Natural Gas | Gas Boiler - Insulate Steam Lines/Condensate Tank | A | Incremental Summer Peak Savings (MW) | Technical Potential | 0 | 0 | 0 | 0 | 0 | 0 | 0 | 0 | 0 | 0 | 0 | 0 | 0 | 0 | 0 | 0 | 0 | 0 | 0 | 0 | 0 | 0
F9_Industrial_Other Industrial_New_Process_Natural Gas_Gas Boiler - Insulate Steam Lines/Condensate Tank_A_Technical Potential | F9 | Industrial | Other Industrial | New | Process | Natural Gas | Gas Boiler - Insulate Steam Lines/Condensate Tank | A | Incremental Winter Peak Savings (MW) | Technical Potential | 0 | 0 | 0 | 0 | 0 | 0 | 0 | 0 | 0 | 0 | 0 | 0 | 0 | 0 | 0 | 0 | 0 | 0 | 0 | 0 | 0 | 0
F10_Industrial_Other Industrial_New_Process_Natural Gas_Gas Boiler - Insulate Steam Lines/Condensate Tank_A_Technical Potential | F10 | Industrial | Other Industrial | New | Process | Natural Gas | Gas Boiler - Insulate Steam Lines/Condensate Tank | A | Cumulative Energy Savings (MWh or mTherms) | Technical Potential | 0 | 0 | 0.034257 | 0.094042 | 0.17929 | 0.29309 | 0.42407 | 0.57501 | 0.74565 | 0.93845 | 1.1478 | 1.3761 | 1.6231 | 1.8918 | 2.1754 | 2.4768 | 2.7961 | 3.1363 | 3.4903 | 3.8613 | 4.2487 | 4.6526
F11_Industrial_Other Industrial_New_Process_Natural Gas_Gas Boiler - Insulate Steam Lines/Condensate Tank_A_Technical Potential | F11 | Industrial | Other Industrial | New | Process | Natural Gas | Gas Boiler - Insulate Steam Lines/Condensate Tank | A | Cumulative Summer Peak Savings (MW) | Technical Potential | 0 | 0 | 0 | 0 | 0 | 0 | 0 | 0 | 0 | 0 | 0 | 0 | 0 | 0 | 0 | 0 | 0 | 0 | 0 | 0 | 0 | 0
F12_Industrial_Other Industrial_New_Process_Natural Gas_Gas Boiler - Insulate Steam Lines/Condensate Tank_A_Technical Potential | F12 | Industrial | Other Industrial | New | Process | Natural Gas | Gas Boiler - Insulate Steam Lines/Condensate Tank | A | Cumulative Winter Peak Savings (MW) | Technical Potential | 0 | 0 | 0 | 0 | 0 | 0 | 0 | 0 | 0 | 0 | 0 | 0 | 0 | 0 | 0 | 0 | 0 | 0 | 0 | 0 | 0 | 0
F13_Industrial_Other Industrial_New_Process_Natural Gas_Gas Boiler - Insulate Steam Lines/Condensate Tank_A_Technical Potential | F13 | Industrial | Other Industrial | New | Process | Natural Gas | Gas Boiler - Insulate Steam Lines/Condensate Tank | A | Purchases (Incremental) | Technical Potential | 0 | 0 | 2.0331 | 3.5481 | 5.0594 | 6.7533 | 7.7735 | 8.9578 | 10.1271 | 11.4424 | 12.4221 | 13.5488 | 14.6606 | 15.9503 | 16.8256 | 17.8894 | 18.9525 | 20.19 | 21.0074 | 22.0147 | 22.9945 | 23.9714
F14_Industrial_Other Industrial_New_Process_Natural Gas_Gas Boiler - Insulate Steam Lines/Condensate Tank_A_Technical Potential | F14 | Industrial | Other Industrial | New | Process | Natural Gas | Gas Boiler - Insulate Steam Lines/Condensate Tank | A | Purchases (Cumulative) | Technical Potential | 0 | 0 | 2.0331 | 5.5812 | 10.6406 | 17.3939 | 25.1674 | 34.1251 | 44.2522 | 55.6946 | 68.1167 | 81.6655 | 96.3261 | 112.2764 | 129.102 | 146.9914 | 165.9439 | 186.1339 | 207.1413 | 229.156 | 252.1504 | 276.1218
F1_Industrial_Other Industrial_New_Space Heating_Natural Gas_Gas Boiler - Insulate Hot Water Lines_A_Technical Potential | F1 | Industrial | Other Industrial | New | Space Heating | Natural Gas | Gas Boiler - Insulate Hot Water Lines | A | Original Unit Energy Savings (kWh or therms) | Technical Potential | 0 | 0 | 23.8852 | 23.8852 | 23.8852 | 23.8852 | 23.8852 | 23.8852 | 23.8852 | 23.8852 | 23.8852 | 23.8852 | 23.8852 | 23.8852 | 23.8852 | 23.8852 | 23.8852 | 23.8852 | 23.8852 | 23.8852 | 23.8852 | 23.8852
F2_Industrial_Other Industrial_New_Space Heating_Natural Gas_Gas Boiler - Insulate Hot Water Lines_A_Technical Potential | F2 | Industrial | Other Industrial | New | Space Heating | Natural Gas | Gas Boiler - Insulate Hot Water Lines | A | Original Unit Summer Peak Savings (kW) | Technical Potential | 0 | 0 | 0 | 0 | 0 | 0 | 0 | 0 | 0 | 0 | 0 | 0 | 0 | 0 | 0 | 0 | 0 | 0 | 0 | 0 | 0 | 0
F3_Industrial_Other Industrial_New_Space Heating_Natural Gas_Gas Boiler - Insulate Hot Water Lines_A_Technical Potential | F3 | Industrial | Other Industrial | New | Space Heating | Natural Gas | Gas Boiler - Insulate Hot Water Lines | A | Original Unit Winter Peak Savings (kW) | Technical Potential | 0 | 0 | 0 | 0 | 0 | 0 | 0 | 0 | 0 | 0 | 0 | 0 | 0 | 0 | 0 | 0 | 0 | 0 | 0 | 0 | 0 | 0
F4_Industrial_Other Industrial_New_Space Heating_Natural Gas_Gas Boiler - Insulate Hot Water Lines_A_Technical Potential | F4 | Industrial | Other Industrial | New | Space Heating | Natural Gas | Gas Boiler - Insulate Hot Water Lines | A | Standalone Impact on Baseline Energy (%) | Technical Potential | 0% | 0% | 0.006844% | 0.01077% | 0.01439% | 0.01763% | 0.02216% | 0.02607% | 0.02991% | 0.03331% | 0.03753% | 0.04125% | 0.04497% | 0.04818% | 0.05251% | 0.05624% | 0.05993% | 0.0631% | 0.06749% | 0.07124% | 0.07505% | 0.07884%
F5_Industrial_Other Industrial_New_Space Heating_Natural Gas_Gas Boiler - Insulate Hot Water Lines_A_Technical Potential | F5 | Industrial | Other Industrial | New | Space Heating | Natural Gas | Gas Boiler - Insulate Hot Water Lines | A | Standalone Impact on Baseline Summer Peak (%) | Technical Potential | bar: 2019 to 2040
F6_Industrial_Other Industrial_New_Space Heating_Natural Gas_Gas Boiler - Insulate Hot Water Lines_A_Technical Potential | F6 | Industrial | Other Industrial | New | Space Heating | Natural Gas | Gas Boiler - Insulate Hot Water Lines | A | Standalone Impact on Baseline Winter Peak (%) | Technical Potential | bar: 2019 to 2040
F7_Industrial_Other Industrial_New_Space Heating_Natural Gas_Gas Boiler - Insulate Hot Water Lines_A_Technical Potential | F7 | Industrial | Other Industrial | New | Space Heating | Natural Gas | Gas Boiler - Insulate Hot Water Lines | A | Incremental Energy Savings (MWh or mTherms) | Technical Potential | 0 | 0 | 0.0033538 | 0.005853 | 0.0083461 | 0.01114 | 0.012823 | 0.014777 | 0.016706 | 0.018876 | 0.020492 | 0.02235 | 0.024184 | 0.026312 | 0.027756 | 0.029511 | 0.031264 | 0.033306 | 0.034654 | 0.036316 | 0.037932 | 0.039544
F8_Industrial_Other Industrial_New_Space Heating_Natural Gas_Gas Boiler - Insulate Hot Water Lines_A_Technical Potential | F8 | Industrial | Other Industrial | New | Space Heating | Natural Gas | Gas Boiler - Insulate Hot Water Lines | A | Incremental Summer Peak Savings (MW) | Technical Potential | 0 | 0 | 0 | 0 | 0 | 0 | 0 | 0 | 0 | 0 | 0 | 0 | 0 | 0 | 0 | 0 | 0 | 0 | 0 | 0 | 0 | 0
F9_Industrial_Other Industrial_New_Space Heating_Natural Gas_Gas Boiler - Insulate Hot Water Lines_A_Technical Potential | F9 | Industrial | Other Industrial | New | Space Heating | Natural Gas | Gas Boiler - Insulate Hot Water Lines | A | Incremental Winter Peak Savings (MW) | Technical Potential | 0 | 0 | 0 | 0 | 0 | 0 | 0 | 0 | 0 | 0 | 0 | 0 | 0 | 0 | 0 | 0 | 0 | 0 | 0 | 0 | 0 | 0
F10_Industrial_Other Industrial_New_Space Heating_Natural Gas_Gas Boiler - Insulate Hot Water Lines_A_Technical Potential | F10 | Industrial | Other Industrial | New | Space Heating | Natural Gas | Gas Boiler - Insulate Hot Water Lines | A | Cumulative Energy Savings (MWh or mTherms) | Technical Potential | 0 | 0 | 0.0033538 | 0.0092068 | 0.017553 | 0.028693 | 0.041517 | 0.056294 | 0.073 | 0.091875 | 0.11237 | 0.13472 | 0.1589 | 0.18521 | 0.21297 | 0.24248 | 0.27375 | 0.30705 | 0.34171 | 0.37802 | 0.41595 | 0.4555
F11_Industrial_Other Industrial_New_Space Heating_Natural Gas_Gas Boiler - Insulate Hot Water Lines_A_Technical Potential | F11 | Industrial | Other Industrial | New | Space Heating | Natural Gas | Gas Boiler - Insulate Hot Water Lines | A | Cumulative Summer Peak Savings (MW) | Technical Potential | 0 | 0 | 0 | 0 | 0 | 0 | 0 | 0 | 0 | 0 | 0 | 0 | 0 | 0 | 0 | 0 | 0 | 0 | 0 | 0 | 0 | 0
F12_Industrial_Other Industrial_New_Space Heating_Natural Gas_Gas Boiler - Insulate Hot Water Lines_A_Technical Potential | F12 | Industrial | Other Industrial | New | Space Heating | Natural Gas | Gas Boiler - Insulate Hot Water Lines | A | Cumulative Winter Peak Savings (MW) | Technical Potential | 0 | 0 | 0 | 0 | 0 | 0 | 0 | 0 | 0 | 0 | 0 | 0 | 0 | 0 | 0 | 0 | 0 | 0 | 0 | 0 | 0 | 0
F13_Industrial_Other Industrial_New_Space Heating_Natural Gas_Gas Boiler - Insulate Hot Water Lines_A_Technical Potential | F13 | Industrial | Other Industrial | New | Space Heating | Natural Gas | Gas Boiler - Insulate Hot Water Lines | A | Purchases (Incremental) | Technical Potential | 0 | 0 | 0.14041 | 0.24505 | 0.34943 | 0.46642 | 0.53687 | 0.61866 | 0.69942 | 0.79027 | 0.85792 | 0.93574 | 1.0125 | 1.1016 | 1.1621 | 1.2355 | 1.3089 | 1.3944 | 1.4509 | 1.5204 | 1.5881 | 1.6556
F14_Industrial_Other Industrial_New_Space Heating_Natural Gas_Gas Boiler - Insulate Hot Water Lines_A_Technical Potential | F14 | Industrial | Other Industrial | New | Space Heating | Natural Gas | Gas Boiler - Insulate Hot Water Lines | A | Purchases (Cumulative) | Technical Potential | 0 | 0 | 0.14041 | 0.38546 | 0.73489 | 1.2013 | 1.7382 | 2.3568 | 3.0563 | 3.8465 | 4.7045 | 5.6402 | 6.6527 | 7.7543 | 8.9164 | 10.1519 | 11.4608 | 12.8553 | 14.3061 | 15.8266 | 17.4147 | 19.0702
F1_Industrial_Other Industrial_New_Process_Natural Gas_Gas Boiler - Insulate Hot Water Lines_A_Technical Potential | F1 | Industrial | Other Industrial | New | Process | Natural Gas | Gas Boiler - Insulate Hot Water Lines | A | Original Unit Energy Savings (kWh or therms) | Technical Potential | 0 | 0 | 19.0457 | 19.0457 | 19.0457 | 19.0457 | 19.0457 | 19.0457 | 19.0457 | 19.0457 | 19.0457 | 19.0457 | 19.0457 | 19.0457 | 19.0457 | 19.0457 | 19.0457 | 19.0457 | 19.0457 | 19.0457 | 19.0457 | 19.0457
F2_Industrial_Other Industrial_New_Process_Natural Gas_Gas Boiler - Insulate Hot Water Lines_A_Technical Potential | F2 | Industrial | Other Industrial | New | Process | Natural Gas | Gas Boiler - Insulate Hot Water Lines | A | Original Unit Summer Peak Savings (kW) | Technical Potential | 0 | 0 | 0 | 0 | 0 | 0 | 0 | 0 | 0 | 0 | 0 | 0 | 0 | 0 | 0 | 0 | 0 | 0 | 0 | 0 | 0 | 0
F3_Industrial_Other Industrial_New_Process_Natural Gas_Gas Boiler - Insulate Hot Water Lines_A_Technical Potential | F3 | Industrial | Other Industrial | New | Process | Natural Gas | Gas Boiler - Insulate Hot Water Lines | A | Original Unit Winter Peak Savings (kW) | Technical Potential | 0 | 0 | 0 | 0 | 0 | 0 | 0 | 0 | 0 | 0 | 0 | 0 | 0 | 0 | 0 | 0 | 0 | 0 | 0 | 0 | 0 | 0
F4_Industrial_Other Industrial_New_Process_Natural Gas_Gas Boiler - Insulate Hot Water Lines_A_Technical Potential | F4 | Industrial | Other Industrial | New | Process | Natural Gas | Gas Boiler - Insulate Hot Water Lines | A | Standalone Impact on Baseline Energy (%) | Technical Potential | 0% | 0% | 0.03639% | 0.05724% | 0.07653% | 0.09373% | 0.1178% | 0.1386% | 0.159% | 0.1771% | 0.1995% | 0.2193% | 0.2391% | 0.2562% | 0.2792% | 0.299% | 0.3186% | 0.3355% | 0.3588% | 0.3788% | 0.399% | 0.4192%
F5_Industrial_Other Industrial_New_Process_Natural Gas_Gas Boiler - Insulate Hot Water Lines_A_Technical Potential | F5 | Industrial | Other Industrial | New | Process | Natural Gas | Gas Boiler - Insulate Hot Water Lines | A | Standalone Impact on Baseline Summer Peak (%) | Technical Potential | bar: 2019 to 2040
F6_Industrial_Other Industrial_New_Process_Natural Gas_Gas Boiler - Insulate Hot Water Lines_A_Technical Potential | F6 | Industrial | Other Industrial | New | Process | Natural Gas | Gas Boiler - Insulate Hot Water Lines | A | Standalone Impact on Baseline Winter Peak (%) | Technical Potential | bar: 2019 to 2040
F7_Industrial_Other Industrial_New_Process_Natural Gas_Gas Boiler - Insulate Hot Water Lines_A_Technical Potential | F7 | Industrial | Other Industrial | New | Process | Natural Gas | Gas Boiler - Insulate Hot Water Lines | A | Incremental Energy Savings (MWh or mTherms) | Technical Potential | 0 | 0 | 0.038721 | 0.067576 | 0.09636 | 0.12862 | 0.14805 | 0.17061 | 0.19288 | 0.21793 | 0.23659 | 0.25805 | 0.27922 | 0.30378 | 0.32046 | 0.34072 | 0.36096 | 0.38453 | 0.4001 | 0.41928 | 0.43795 | 0.45655
F8_Industrial_Other Industrial_New_Process_Natural Gas_Gas Boiler - Insulate Hot Water Lines_A_Technical Potential | F8 | Industrial | Other Industrial | New | Process | Natural Gas | Gas Boiler - Insulate Hot Water Lines | A | Incremental Summer Peak Savings (MW) | Technical Potential | 0 | 0 | 0 | 0 | 0 | 0 | 0 | 0 | 0 | 0 | 0 | 0 | 0 | 0 | 0 | 0 | 0 | 0 | 0 | 0 | 0 | 0
F9_Industrial_Other Industrial_New_Process_Natural Gas_Gas Boiler - Insulate Hot Water Lines_A_Technical Potential | F9 | Industrial | Other Industrial | New | Process | Natural Gas | Gas Boiler - Insulate Hot Water Lines | A | Incremental Winter Peak Savings (MW) | Technical Potential | 0 | 0 | 0 | 0 | 0 | 0 | 0 | 0 | 0 | 0 | 0 | 0 | 0 | 0 | 0 | 0 | 0 | 0 | 0 | 0 | 0 | 0
F10_Industrial_Other Industrial_New_Process_Natural Gas_Gas Boiler - Insulate Hot Water Lines_A_Technical Potential | F10 | Industrial | Other Industrial | New | Process | Natural Gas | Gas Boiler - Insulate Hot Water Lines | A | Cumulative Energy Savings (MWh or mTherms) | Technical Potential | 0 | 0 | 0.038721 | 0.1063 | 0.20266 | 0.33128 | 0.47933 | 0.64994 | 0.84281 | 1.0607 | 1.2973 | 1.5554 | 1.8346 | 2.1384 | 2.4588 | 2.7996 | 3.1605 | 3.5451 | 3.9452 | 4.3644 | 4.8024 | 5.2589
F11_Industrial_Other Industrial_New_Process_Natural Gas_Gas Boiler - Insulate Hot Water Lines_A_Technical Potential | F11 | Industrial | Other Industrial | New | Process | Natural Gas | Gas Boiler - Insulate Hot Water Lines | A | Cumulative Summer Peak Savings (MW) | Technical Potential | 0 | 0 | 0 | 0 | 0 | 0 | 0 | 0 | 0 | 0 | 0 | 0 | 0 | 0 | 0 | 0 | 0 | 0 | 0 | 0 | 0 | 0
F12_Industrial_Other Industrial_New_Process_Natural Gas_Gas Boiler - Insulate Hot Water Lines_A_Technical Potential | F12 | Industrial | Other Industrial | New | Process | Natural Gas | Gas Boiler - Insulate Hot Water Lines | A | Cumulative Winter Peak Savings (MW) | Technical Potential | 0 | 0 | 0 | 0 | 0 | 0 | 0 | 0 | 0 | 0 | 0 | 0 | 0 | 0 | 0 | 0 | 0 | 0 | 0 | 0 | 0 | 0
F13_Industrial_Other Industrial_New_Process_Natural Gas_Gas Boiler - Insulate Hot Water Lines_A_Technical Potential | F13 | Industrial | Other Industrial | New | Process | Natural Gas | Gas Boiler - Insulate Hot Water Lines | A | Purchases (Incremental) | Technical Potential | 0 | 0 | 2.0331 | 3.5481 | 5.0594 | 6.7533 | 7.7735 | 8.9578 | 10.1271 | 11.4424 | 12.4221 | 13.5488 | 14.6606 | 15.9503 | 16.8256 | 17.8894 | 18.9525 | 20.19 | 21.0074 | 22.0147 | 22.9945 | 23.9714
F14_Industrial_Other Industrial_New_Process_Natural Gas_Gas Boiler - Insulate Hot Water Lines_A_Technical Potential | F14 | Industrial | Other Industrial | New | Process | Natural Gas | Gas Boiler - Insulate Hot Water Lines | A | Purchases (Cumulative) | Technical Potential | 0 | 0 | 2.0331 | 5.5812 | 10.6406 | 17.3939 | 25.1674 | 34.1251 | 44.2522 | 55.6946 | 68.1167 | 81.6655 | 96.3261 | 112.2764 | 129.102 | 146.9914 | 165.9439 | 186.1339 | 207.1413 | 229.156 | 252.1504 | 276.1218
F1_Industrial_Other Industrial_New_Process_Natural Gas_Process - Insulate Heated Process Fluids_A_Technical Potential | F1 | Industrial | Other Industrial | New | Process | Natural Gas | Process - Insulate Heated Process Fluids | A | Original Unit Energy Savings (kWh or therms) | Technical Potential | 0 | 0 | 13.6092 | 13.6092 | 13.6092 | 13.6092 | 13.6092 | 13.6092 | 13.6092 | 13.6092 | 13.6092 | 13.6092 | 13.6092 | 13.6092 | 13.6092 | 13.6092 | 13.6092 | 13.6092 | 13.6092 | 13.6092 | 13.6092 | 13.6092
F2_Industrial_Other Industrial_New_Process_Natural Gas_Process - Insulate Heated Process Fluids_A_Technical Potential | F2 | Industrial | Other Industrial | New | Process | Natural Gas | Process - Insulate Heated Process Fluids | A | Original Unit Summer Peak Savings (kW) | Technical Potential | 0 | 0 | 0 | 0 | 0 | 0 | 0 | 0 | 0 | 0 | 0 | 0 | 0 | 0 | 0 | 0 | 0 | 0 | 0 | 0 | 0 | 0
F3_Industrial_Other Industrial_New_Process_Natural Gas_Process - Insulate Heated Process Fluids_A_Technical Potential | F3 | Industrial | Other Industrial | New | Process | Natural Gas | Process - Insulate Heated Process Fluids | A | Original Unit Winter Peak Savings (kW) | Technical Potential | 0 | 0 | 0 | 0 | 0 | 0 | 0 | 0 | 0 | 0 | 0 | 0 | 0 | 0 | 0 | 0 | 0 | 0 | 0 | 0 | 0 | 0
F4_Industrial_Other Industrial_New_Process_Natural Gas_Process - Insulate Heated Process Fluids_A_Technical Potential | F4 | Industrial | Other Industrial | New | Process | Natural Gas | Process - Insulate Heated Process Fluids | A | Standalone Impact on Baseline Energy (%) | Technical Potential | 0% | 0% | 0.05688% | 0.08947% | 0.1196% | 0.1465% | 0.1842% | 0.211% | 0.2276% | 0.2342% | 0.2419% | 0.2428% | 0.2412% | 0.2351% | 0.2336% | 0.2283% | 0.2223% | 0.2142% | 0.2059% | 0.1965% | 0.1881% | 0.1805%
F5_Industrial_Other Industrial_New_Process_Natural Gas_Process - Insulate Heated Process Fluids_A_Technical Potential | F5 | Industrial | Other Industrial | New | Process | Natural Gas | Process - Insulate Heated Process Fluids | A | Standalone Impact on Baseline Summer Peak (%) | Technical Potential | bar: 2019 to 2040
F6_Industrial_Other Industrial_New_Process_Natural Gas_Process - Insulate Heated Process Fluids_A_Technical Potential | F6 | Industrial | Other Industrial | New | Process | Natural Gas | Process - Insulate Heated Process Fluids | A | Standalone Impact on Baseline Winter Peak (%) | Technical Potential | bar: 2019 to 2040
F7_Industrial_Other Industrial_New_Process_Natural Gas_Process - Insulate Heated Process Fluids_A_Technical Potential | F7 | Industrial | Other Industrial | New | Process | Natural Gas | Process - Insulate Heated Process Fluids | A | Incremental Energy Savings (MWh or mTherms) | Technical Potential | 0 | 0 | 0.060525 | 0.10563 | 0.15062 | 0.20105 | 0.23142 | 0.24001 | 0.21707 | 0.19621 | 0.17041 | 0.14869 | 0.12871 | 0.11203 | 0.094542 | 0.080415 | 0.068155 | 0.058084 | 0.00041222 | 0.00015428 | 5.4936e-05 | 1.8675e-05
F8_Industrial_Other Industrial_New_Process_Natural Gas_Process - Insulate Heated Process Fluids_A_Technical Potential | F8 | Industrial | Other Industrial | New | Process | Natural Gas | Process - Insulate Heated Process Fluids | A | Incremental Summer Peak Savings (MW) | Technical Potential | 0 | 0 | 0 | 0 | 0 | 0 | 0 | 0 | 0 | 0 | 0 | 0 | 0 | 0 | 0 | 0 | 0 | 0 | 0 | 0 | 0 | 0
F9_Industrial_Other Industrial_New_Process_Natural Gas_Process - Insulate Heated Process Fluids_A_Technical Potential | F9 | Industrial | Other Industrial | New | Process | Natural Gas | Process - Insulate Heated Process Fluids | A | Incremental Winter Peak Savings (MW) | Technical Potential | 0 | 0 | 0 | 0 | 0 | 0 | 0 | 0 | 0 | 0 | 0 | 0 | 0 | 0 | 0 | 0 | 0 | 0 | 0 | 0 | 0 | 0
F10_Industrial_Other Industrial_New_Process_Natural Gas_Process - Insulate Heated Process Fluids_A_Technical Potential | F10 | Industrial | Other Industrial | New | Process | Natural Gas | Process - Insulate Heated Process Fluids | A | Cumulative Energy Savings (MWh or mTherms) | Technical Potential | 0 | 0 | 0.060525 | 0.16615 | 0.31677 | 0.51782 | 0.74923 | 0.98924 | 1.2063 | 1.4025 | 1.5729 | 1.7216 | 1.8503 | 1.9624 | 2.0569 | 2.1373 | 2.2055 | 2.2636 | 2.264 | 2.2641 | 2.2642 | 2.2642
F11_Industrial_Other Industrial_New_Process_Natural Gas_Process - Insulate Heated Process Fluids_A_Technical Potential | F11 | Industrial | Other Industrial | New | Process | Natural Gas | Process - Insulate Heated Process Fluids | A | Cumulative Summer Peak Savings (MW) | Technical Potential | 0 | 0 | 0 | 0 | 0 | 0 | 0 | 0 | 0 | 0 | 0 | 0 | 0 | 0 | 0 | 0 | 0 | 0 | 0 | 0 | 0 | 0
F12_Industrial_Other Industrial_New_Process_Natural Gas_Process - Insulate Heated Process Fluids_A_Technical Potential | F12 | Industrial | Other Industrial | New | Process | Natural Gas | Process - Insulate Heated Process Fluids | A | Cumulative Winter Peak Savings (MW) | Technical Potential | 0 | 0 | 0 | 0 | 0 | 0 | 0 | 0 | 0 | 0 | 0 | 0 | 0 | 0 | 0 | 0 | 0 | 0 | 0 | 0 | 0 | 0
F13_Industrial_Other Industrial_New_Process_Natural Gas_Process - Insulate Heated Process Fluids_A_Technical Potential | F13 | Industrial | Other Industrial | New | Process | Natural Gas | Process - Insulate Heated Process Fluids | A | Purchases (Incremental) | Technical Potential | 0 | 0 | 4.4473 | 7.7614 | 11.0674 | 14.7729 | 17.0044 | 17.6355 | 15.9501 | 14.4174 | 12.5214 | 10.9257 | 9.4578 | 8.2318 | 6.9469 | 5.9089 | 5.008 | 4.268 | 0.03029 | 0.011336 | 0.0040367 | 0.0013722
F14_Industrial_Other Industrial_New_Process_Natural Gas_Process - Insulate Heated Process Fluids_A_Technical Potential | F14 | Industrial | Other Industrial | New | Process | Natural Gas | Process - Insulate Heated Process Fluids | A | Purchases (Cumulative) | Technical Potential | 0 | 0 | 4.4473 | 12.2088 | 23.2761 | 38.049 | 55.0534 | 72.689 | 88.6391 | 103.0565 | 115.5779 | 126.5036 | 135.9614 | 144.1932 | 151.1401 | 157.049 | 162.057 | 166.325 | 166.3553 | 166.3666 | 166.3707 | 166.372
F1_Industrial_Other Industrial_New_Process_Natural Gas_Process Heat Recovery_A_Technical Potential | F1 | Industrial | Other Industrial | New | Process | Natural Gas | Process Heat Recovery | A | Original Unit Energy Savings (kWh or therms) | Technical Potential | 0 | 0 | 0.033147 | 0.033147 | 0.033147 | 0.033147 | 0.033147 | 0.033147 | 0.033147 | 0.033147 | 0.033147 | 0.033147 | 0.033147 | 0.033147 | 0.033147 | 0.033147 | 0.033147 | 0.033147 | 0.033147 | 0.033147 | 0.033147 | 0.033147
F2_Industrial_Other Industrial_New_Process_Natural Gas_Process Heat Recovery_A_Technical Potential | F2 | Industrial | Other Industrial | New | Process | Natural Gas | Process Heat Recovery | A | Original Unit Summer Peak Savings (kW) | Technical Potential | 0 | 0 | 0 | 0 | 0 | 0 | 0 | 0 | 0 | 0 | 0 | 0 | 0 | 0 | 0 | 0 | 0 | 0 | 0 | 0 | 0 | 0
F3_Industrial_Other Industrial_New_Process_Natural Gas_Process Heat Recovery_A_Technical Potential | F3 | Industrial | Other Industrial | New | Process | Natural Gas | Process Heat Recovery | A | Original Unit Winter Peak Savings (kW) | Technical Potential | 0 | 0 | 0 | 0 | 0 | 0 | 0 | 0 | 0 | 0 | 0 | 0 | 0 | 0 | 0 | 0 | 0 | 0 | 0 | 0 | 0 | 0
F4_Industrial_Other Industrial_New_Process_Natural Gas_Process Heat Recovery_A_Technical Potential | F4 | Industrial | Other Industrial | New | Process | Natural Gas | Process Heat Recovery | A | Standalone Impact on Baseline Energy (%) | Technical Potential | 0% | 0% | 0.004987% | 0.007845% | 0.01049% | 0.01285% | 0.01615% | 0.0185% | 0.01996% | 0.02053% | 0.02121% | 0.02129% | 0.02114% | 0.02061% | 0.02048% | 0.02002% | 0.0195% | 0.0183% | 0.01759% | 0.01678% | 0.01607% | 0.01541%
F5_Industrial_Other Industrial_New_Process_Natural Gas_Process Heat Recovery_A_Technical Potential | F5 | Industrial | Other Industrial | New | Process | Natural Gas | Process Heat Recovery | A | Standalone Impact on Baseline Summer Peak (%) | Technical Potential | bar: 2019 to 2040
F6_Industrial_Other Industrial_New_Process_Natural Gas_Process Heat Recovery_A_Technical Potential | F6 | Industrial | Other Industrial | New | Process | Natural Gas | Process Heat Recovery | A | Standalone Impact on Baseline Winter Peak (%) | Technical Potential | bar: 2019 to 2040
F7_Industrial_Other Industrial_New_Process_Natural Gas_Process Heat Recovery_A_Technical Potential | F7 | Industrial | Other Industrial | New | Process | Natural Gas | Process Heat Recovery | A | Incremental Energy Savings (MWh or mTherms) | Technical Potential | 0 | 0 | 0.0053069 | 0.0092616 | 0.013207 | 0.017628 | 0.020291 | 0.021044 | 0.019033 | 0.017204 | 0.014942 | 0.013037 | 0.011286 | 0.0098229 | 0.0082896 | 0.007051 | 0.005976 | 0.0053069 | 0.0092616 | 0.013207 | 0.017628 | 0.020291
F8_Industrial_Other Industrial_New_Process_Natural Gas_Process Heat Recovery_A_Technical Potential | F8 | Industrial | Other Industrial | New | Process | Natural Gas | Process Heat Recovery | A | Incremental Summer Peak Savings (MW) | Technical Potential | 0 | 0 | 0 | 0 | 0 | 0 | 0 | 0 | 0 | 0 | 0 | 0 | 0 | 0 | 0 | 0 | 0 | 0 | 0 | 0 | 0 | 0
F9_Industrial_Other Industrial_New_Process_Natural Gas_Process Heat Recovery_A_Technical Potential | F9 | Industrial | Other Industrial | New | Process | Natural Gas | Process Heat Recovery | A | Incremental Winter Peak Savings (MW) | Technical Potential | 0 | 0 | 0 | 0 | 0 | 0 | 0 | 0 | 0 | 0 | 0 | 0 | 0 | 0 | 0 | 0 | 0 | 0 | 0 | 0 | 0 | 0
F10_Industrial_Other Industrial_New_Process_Natural Gas_Process Heat Recovery_A_Technical Potential | F10 | Industrial | Other Industrial | New | Process | Natural Gas | Process Heat Recovery | A | Cumulative Energy Savings (MWh or mTherms) | Technical Potential | 0 | 0 | 0.0053069 | 0.014569 | 0.027775 | 0.045403 | 0.065694 | 0.086739 | 0.10577 | 0.12298 | 0.13792 | 0.15095 | 0.16224 | 0.17206 | 0.18035 | 0.1874 | 0.19338 | 0.19338 | 0.19338 | 0.19338 | 0.19338 | 0.19338
F11_Industrial_Other Industrial_New_Process_Natural Gas_Process Heat Recovery_A_Technical Potential | F11 | Industrial | Other Industrial | New | Process | Natural Gas | Process Heat Recovery | A | Cumulative Summer Peak Savings (MW) | Technical Potential | 0 | 0 | 0 | 0 | 0 | 0 | 0 | 0 | 0 | 0 | 0 | 0 | 0 | 0 | 0 | 0 | 0 | 0 | 0 | 0 | 0 | 0
F12_Industrial_Other Industrial_New_Process_Natural Gas_Process Heat Recovery_A_Technical Potential | F12 | Industrial | Other Industrial | New | Process | Natural Gas | Process Heat Recovery | A | Cumulative Winter Peak Savings (MW) | Technical Potential | 0 | 0 | 0 | 0 | 0 | 0 | 0 | 0 | 0 | 0 | 0 | 0 | 0 | 0 | 0 | 0 | 0 | 0 | 0 | 0 | 0 | 0
F13_Industrial_Other Industrial_New_Process_Natural Gas_Process Heat Recovery_A_Technical Potential | F13 | Industrial | Other Industrial | New | Process | Natural Gas | Process Heat Recovery | A | Purchases (Incremental) | Technical Potential | 0 | 0 | 160.1038 | 279.4114 | 398.4261 | 531.8229 | 612.1598 | 634.8783 | 574.204 | 519.0262 | 450.7703 | 393.3255 | 340.4808 | 296.3465 | 250.0876 | 212.72 | 180.2882 | 160.1038 | 279.4114 | 398.4261 | 531.8229 | 612.1598
F14_Industrial_Other Industrial_New_Process_Natural Gas_Process Heat Recovery_A_Technical Potential | F14 | Industrial | Other Industrial | New | Process | Natural Gas | Process Heat Recovery | A | Purchases (Cumulative) | Technical Potential | 0 | 0 | 160.1038 | 439.5153 | 837.9414 | 1369.7642 | 1981.9241 | 2616.8024 | 3191.0063 | 3710.0325 | 4160.8028 | 4554.1283 | 4894.6091 | 5190.9556 | 5441.0432 | 5653.7632 | 5834.0515 | 5834.0515 | 5834.0515 | 5834.0515 | 5834.0515 | 5834.0515
F1_Industrial_Other Industrial_New_Space Heating_Natural Gas_Building Automation System_A_Technical Potential | F1 | Industrial | Other Industrial | New | Space Heating | Natural Gas | Building Automation System | A | Original Unit Energy Savings (kWh or therms) | Technical Potential | 0 | 0 | 0.01486 | 0.01486 | 0.01486 | 0.01486 | 0.01486 | 0.01486 | 0.01486 | 0.01486 | 0.01486 | 0.01486 | 0.01486 | 0.01486 | 0.01486 | 0.01486 | 0.01486 | 0.01486 | 0.01486 | 0.01486 | 0.01486 | 0.01486
F2_Industrial_Other Industrial_New_Space Heating_Natural Gas_Building Automation System_A_Technical Potential | F2 | Industrial | Other Industrial | New | Space Heating | Natural Gas | Building Automation System | A | Original Unit Summer Peak Savings (kW) | Technical Potential | 0 | 0 | 0 | 0 | 0 | 0 | 0 | 0 | 0 | 0 | 0 | 0 | 0 | 0 | 0 | 0 | 0 | 0 | 0 | 0 | 0 | 0
F3_Industrial_Other Industrial_New_Space Heating_Natural Gas_Building Automation System_A_Technical Potential | F3 | Industrial | Other Industrial | New | Space Heating | Natural Gas | Building Automation System | A | Original Unit Winter Peak Savings (kW) | Technical Potential | 0 | 0 | 0 | 0 | 0 | 0 | 0 | 0 | 0 | 0 | 0 | 0 | 0 | 0 | 0 | 0 | 0 | 0 | 0 | 0 | 0 | 0
F4_Industrial_Other Industrial_New_Space Heating_Natural Gas_Building Automation System_A_Technical Potential | F4 | Industrial | Other Industrial | New | Space Heating | Natural Gas | Building Automation System | A | Standalone Impact on Baseline Energy (%) | Technical Potential | 0% | 0% | 0.01539% | 0.03957% | 0.08236% | 0.1505% | 0.2656% | 0.4236% | 0.6374% | 0.9046% | 1.254% | 1.647% | 2.079% | 2.504% | 2.969% | 3.353% | 3.659% | 3.841% | 3.998% | 4.019% | 3.959% | 3.844%
F5_Industrial_Other Industrial_New_Space Heating_Natural Gas_Building Automation System_A_Technical Potential | F5 | Industrial | Other Industrial | New | Space Heating | Natural Gas | Building Automation System | A | Standalone Impact on Baseline Summer Peak (%) | Technical Potential | bar: 2019 to 2040
F6_Industrial_Other Industrial_New_Space Heating_Natural Gas_Building Automation System_A_Technical Potential | F6 | Industrial | Other Industrial | New | Space Heating | Natural Gas | Building Automation System | A | Standalone Impact on Baseline Winter Peak (%) | Technical Potential | bar: 2019 to 2040
F7_Industrial_Other Industrial_New_Space Heating_Natural Gas_Building Automation System_A_Technical Potential | F7 | Industrial | Other Industrial | New | Space Heating | Natural Gas | Building Automation System | A | Incremental Energy Savings (MWh or mTherms) | Technical Potential | 0 | 0 | 0.0075397 | 0.026302 | 0.066593 | 0.14459 | 0.25262 | 0.41693 | 0.64117 | 0.93914 | 1.261 | 1.6219 | 1.969 | 2.2789 | 2.414 | 2.4195 | 2.2537 | 1.9855 | 1.5798 | 1.1461 | 0.76483 | 0.52
F8_Industrial_Other Industrial_New_Space Heating_Natural Gas_Building Automation System_A_Technical Potential | F8 | Industrial | Other Industrial | New | Space Heating | Natural Gas | Building Automation System | A | Incremental Summer Peak Savings (MW) | Technical Potential | 0 | 0 | 0 | 0 | 0 | 0 | 0 | 0 | 0 | 0 | 0 | 0 | 0 | 0 | 0 | 0 | 0 | 0 | 0 | 0 | 0 | 0
F9_Industrial_Other Industrial_New_Space Heating_Natural Gas_Building Automation System_A_Technical Potential | F9 | Industrial | Other Industrial | New | Space Heating | Natural Gas | Building Automation System | A | Incremental Winter Peak Savings (MW) | Technical Potential | 0 | 0 | 0 | 0 | 0 | 0 | 0 | 0 | 0 | 0 | 0 | 0 | 0 | 0 | 0 | 0 | 0 | 0 | 0 | 0 | 0 | 0
F10_Industrial_Other Industrial_New_Space Heating_Natural Gas_Building Automation System_A_Technical Potential | F10 | Industrial | Other Industrial | New | Space Heating | Natural Gas | Building Automation System | A | Cumulative Energy Savings (MWh or mTherms) | Technical Potential | 0 | 0 | 0.0075397 | 0.033842 | 0.10044 | 0.24503 | 0.49765 | 0.91458 | 1.5557 | 2.4949 | 3.7559 | 5.3778 | 7.3468 | 9.6257 | 12.0397 | 14.4592 | 16.7129 | 18.6908 | 20.2443 | 21.3238 | 21.944 | 22.2114
F11_Industrial_Other Industrial_New_Space Heating_Natural Gas_Building Automation System_A_Technical Potential | F11 | Industrial | Other Industrial | New | Space Heating | Natural Gas | Building Automation System | A | Cumulative Summer Peak Savings (MW) | Technical Potential | 0 | 0 | 0 | 0 | 0 | 0 | 0 | 0 | 0 | 0 | 0 | 0 | 0 | 0 | 0 | 0 | 0 | 0 | 0 | 0 | 0 | 0
F12_Industrial_Other Industrial_New_Space Heating_Natural Gas_Building Automation System_A_Technical Potential | F12 | Industrial | Other Industrial | New | Space Heating | Natural Gas | Building Automation System | A | Cumulative Winter Peak Savings (MW) | Technical Potential | 0 | 0 | 0 | 0 | 0 | 0 | 0 | 0 | 0 | 0 | 0 | 0 | 0 | 0 | 0 | 0 | 0 | 0 | 0 | 0 | 0 | 0
F13_Industrial_Other Industrial_New_Space Heating_Natural Gas_Building Automation System_A_Technical Potential | F13 | Industrial | Other Industrial | New | Space Heating | Natural Gas | Building Automation System | A | Purchases (Incremental) | Technical Potential | 0 | 0 | 507.3668 | 1769.9584 | 4481.2419 | 9729.898 | 16999.5696 | 28056.2024 | 43146.0657 | 63197.5582 | 84856.577 | 109142.443 | 132498.7791 | 153353.5649 | 162444.7295 | 162813.6412 | 151655.8787 | 133606.9576 | 106306.4897 | 77125.5625 | 51467.7504 | 34991.9723
F14_Industrial_Other Industrial_New_Space Heating_Natural Gas_Building Automation System_A_Technical Potential | F14 | Industrial | Other Industrial | New | Space Heating | Natural Gas | Building Automation System | A | Purchases (Cumulative) | Technical Potential | 0 | 0 | 507.3668 | 2277.3252 | 6758.5672 | 16488.4651 | 33488.0348 | 61544.2371 | 104690.3028 | 167887.8611 | 252744.4381 | 361886.8811 | 494385.6602 | 647739.2251 | 810183.9546 | 972997.5958 | 1124653.4745 | 1257753.0653 | 1362289.5965 | 1434933.9171 | 1476671.7695 | 1494664.1722
F1_Industrial_Other Industrial_New_Space Heating_Natural Gas_Steam System Efficiency Improvements_A_Technical Potential | F1 | Industrial | Other Industrial | New | Space Heating | Natural Gas | Steam System Efficiency Improvements | A | Original Unit Energy Savings (kWh or therms) | Technical Potential | 0 | 0 | 0.13322 | 0.13322 | 0.13322 | 0.13322 | 0.13322 | 0.13322 | 0.13322 | 0.13322 | 0.13322 | 0.13322 | 0.13322 | 0.13322 | 0.13322 | 0.13322 | 0.13322 | 0.13322 | 0.13322 | 0.13322 | 0.13322 | 0.13322
F2_Industrial_Other Industrial_New_Space Heating_Natural Gas_Steam System Efficiency Improvements_A_Technical Potential | F2 | Industrial | Other Industrial | New | Space Heating | Natural Gas | Steam System Efficiency Improvements | A | Original Unit Summer Peak Savings (kW) | Technical Potential | 0 | 0 | 0 | 0 | 0 | 0 | 0 | 0 | 0 | 0 | 0 | 0 | 0 | 0 | 0 | 0 | 0 | 0 | 0 | 0 | 0 | 0
F3_Industrial_Other Industrial_New_Space Heating_Natural Gas_Steam System Efficiency Improvements_A_Technical Potential | F3 | Industrial | Other Industrial | New | Space Heating | Natural Gas | Steam System Efficiency Improvements | A | Original Unit Winter Peak Savings (kW) | Technical Potential | 0 | 0 | 0 | 0 | 0 | 0 | 0 | 0 | 0 | 0 | 0 | 0 | 0 | 0 | 0 | 0 | 0 | 0 | 0 | 0 | 0 | 0
F4_Industrial_Other Industrial_New_Space Heating_Natural Gas_Steam System Efficiency Improvements_A_Technical Potential | F4 | Industrial | Other Industrial | New | Space Heating | Natural Gas | Steam System Efficiency Improvements | A | Standalone Impact on Baseline Energy (%) | Technical Potential | 0% | 0% | 0.0009776% | 0.002514% | 0.005233% | 0.009564% | 0.01688% | 0.02669% | 0.03961% | 0.05516% | 0.0745% | 0.09495% | 0.1157% | 0.1334% | 0.1495% | 0.1577% | 0.1577% | 0.1481% | 0.1423% | 0.1358% | 0.13% | 0.1247%
F5_Industrial_Other Industrial_New_Space Heating_Natural Gas_Steam System Efficiency Improvements_A_Technical Potential | F5 | Industrial | Other Industrial | New | Space Heating | Natural Gas | Steam System Efficiency Improvements | A | Standalone Impact on Baseline Summer Peak (%) | Technical Potential | bar: 2019 to 2040
F6_Industrial_Other Industrial_New_Space Heating_Natural Gas_Steam System Efficiency Improvements_A_Technical Potential | F6 | Industrial | Other Industrial | New | Space Heating | Natural Gas | Steam System Efficiency Improvements | A | Standalone Impact on Baseline Winter Peak (%) | Technical Potential | bar: 2019 to 2040
F7_Industrial_Other Industrial_New_Space Heating_Natural Gas_Steam System Efficiency Improvements_A_Technical Potential | F7 | Industrial | Other Industrial | New | Space Heating | Natural Gas | Steam System Efficiency Improvements | A | Incremental Energy Savings (MWh or mTherms) | Technical Potential | 0 | 0 | 0.00047904 | 0.0016711 | 0.004231 | 0.0091866 | 0.01605 | 0.02649 | 0.040737 | 0.059669 | 0.080119 | 0.10305 | 0.1251 | 0.14479 | 0.15337 | 0.15372 | 0.14319 | 0.12615 | 0.14646 | 0.15761 | 0.16291 | 0.15924
F8_Industrial_Other Industrial_New_Space Heating_Natural Gas_Steam System Efficiency Improvements_A_Technical Potential | F8 | Industrial | Other Industrial | New | Space Heating | Natural Gas | Steam System Efficiency Improvements | A | Incremental Summer Peak Savings (MW) | Technical Potential | 0 | 0 | 0 | 0 | 0 | 0 | 0 | 0 | 0 | 0 | 0 | 0 | 0 | 0 | 0 | 0 | 0 | 0 | 0 | 0 | 0 | 0
F9_Industrial_Other Industrial_New_Space Heating_Natural Gas_Steam System Efficiency Improvements_A_Technical Potential | F9 | Industrial | Other Industrial | New | Space Heating | Natural Gas | Steam System Efficiency Improvements | A | Incremental Winter Peak Savings (MW) | Technical Potential | 0 | 0 | 0 | 0 | 0 | 0 | 0 | 0 | 0 | 0 | 0 | 0 | 0 | 0 | 0 | 0 | 0 | 0 | 0 | 0 | 0 | 0
F10_Industrial_Other Industrial_New_Space Heating_Natural Gas_Steam System Efficiency Improvements_A_Technical Potential | F10 | Industrial | Other Industrial | New | Space Heating | Natural Gas | Steam System Efficiency Improvements | A | Cumulative Energy Savings (MWh or mTherms) | Technical Potential | 0 | 0 | 0.00047904 | 0.0021502 | 0.0063812 | 0.015568 | 0.031618 | 0.057629 | 0.096695 | 0.15213 | 0.22306 | 0.31006 | 0.40867 | 0.51273 | 0.60643 | 0.68004 | 0.72018 | 0.72074 | 0.72074 | 0.72074 | 0.72074 | 0.72074
F11_Industrial_Other Industrial_New_Space Heating_Natural Gas_Steam System Efficiency Improvements_A_Technical Potential | F11 | Industrial | Other Industrial | New | Space Heating | Natural Gas | Steam System Efficiency Improvements | A | Cumulative Summer Peak Savings (MW) | Technical Potential | 0 | 0 | 0 | 0 | 0 | 0 | 0 | 0 | 0 | 0 | 0 | 0 | 0 | 0 | 0 | 0 | 0 | 0 | 0 | 0 | 0 | 0
F12_Industrial_Other Industrial_New_Space Heating_Natural Gas_Steam System Efficiency Improvements_A_Technical Potential | F12 | Industrial | Other Industrial | New | Space Heating | Natural Gas | Steam System Efficiency Improvements | A | Cumulative Winter Peak Savings (MW) | Technical Potential | 0 | 0 | 0 | 0 | 0 | 0 | 0 | 0 | 0 | 0 | 0 | 0 | 0 | 0 | 0 | 0 | 0 | 0 | 0 | 0 | 0 | 0
F13_Industrial_Other Industrial_New_Space Heating_Natural Gas_Steam System Efficiency Improvements_A_Technical Potential | F13 | Industrial | Other Industrial | New | Space Heating | Natural Gas | Steam System Efficiency Improvements | A | Purchases (Incremental) | Technical Potential | 0 | 0 | 3.5958 | 12.5439 | 31.7591 | 68.957 | 120.478 | 198.8377 | 305.7814 | 447.8888 | 601.3889 | 773.5058 | 939.0351 | 1086.8355 | 1151.2657 | 1153.8802 | 1074.8038 | 946.8889 | 1099.3794 | 1183.0248 | 1222.8372 | 1195.2818
F14_Industrial_Other Industrial_New_Space Heating_Natural Gas_Steam System Efficiency Improvements_A_Technical Potential | F14 | Industrial | Other Industrial | New | Space Heating | Natural Gas | Steam System Efficiency Improvements | A | Purchases (Cumulative) | Technical Potential | 0 | 0 | 3.5958 | 16.1397 | 47.8988 | 116.8558 | 237.3338 | 432.5758 | 725.8133 | 1141.943 | 1674.375 | 2327.4028 | 3067.6001 | 3848.6541 | 4552.031 | 5104.5222 | 5405.8201 | 5410.0782 | 5410.0782 | 5410.0782 | 5410.0782 | 5410.0782
F1_Industrial_Other Industrial_New_Process_Natural Gas_Steam System Efficiency Improvements_A_Technical Potential | F1 | Industrial | Other Industrial | New | Process | Natural Gas | Steam System Efficiency Improvements | A | Original Unit Energy Savings (kWh or therms) | Technical Potential | 0 | 0 | 0.10623 | 0.10623 | 0.10623 | 0.10623 | 0.10623 | 0.10623 | 0.10623 | 0.10623 | 0.10623 | 0.10623 | 0.10623 | 0.10623 | 0.10623 | 0.10623 | 0.10623 | 0.10623 | 0.10623 | 0.10623 | 0.10623 | 0.10623
F2_Industrial_Other Industrial_New_Process_Natural Gas_Steam System Efficiency Improvements_A_Technical Potential | F2 | Industrial | Other Industrial | New | Process | Natural Gas | Steam System Efficiency Improvements | A | Original Unit Summer Peak Savings (kW) | Technical Potential | 0 | 0 | 0 | 0 | 0 | 0 | 0 | 0 | 0 | 0 | 0 | 0 | 0 | 0 | 0 | 0 | 0 | 0 | 0 | 0 | 0 | 0
F3_Industrial_Other Industrial_New_Process_Natural Gas_Steam System Efficiency Improvements_A_Technical Potential | F3 | Industrial | Other Industrial | New | Process | Natural Gas | Steam System Efficiency Improvements | A | Original Unit Winter Peak Savings (kW) | Technical Potential | 0 | 0 | 0 | 0 | 0 | 0 | 0 | 0 | 0 | 0 | 0 | 0 | 0 | 0 | 0 | 0 | 0 | 0 | 0 | 0 | 0 | 0
F4_Industrial_Other Industrial_New_Process_Natural Gas_Steam System Efficiency Improvements_A_Technical Potential | F4 | Industrial | Other Industrial | New | Process | Natural Gas | Steam System Efficiency Improvements | A | Standalone Impact on Baseline Energy (%) | Technical Potential | 0% | 0% | 6.246e-05% | 0.0001606% | 0.0003343% | 0.0006111% | 0.001078% | 0.001705% | 0.002531% | 0.003524% | 0.00476% | 0.006066% | 0.007389% | 0.008521% | 0.009554% | 0.01008% | 0.01007% | 0.009463% | 0.009095% | 0.008679% | 0.008309% | 0.00797%
F5_Industrial_Other Industrial_New_Process_Natural Gas_Steam System Efficiency Improvements_A_Technical Potential | F5 | Industrial | Other Industrial | New | Process | Natural Gas | Steam System Efficiency Improvements | A | Standalone Impact on Baseline Summer Peak (%) | Technical Potential | bar: 2019 to 2040
F6_Industrial_Other Industrial_New_Process_Natural Gas_Steam System Efficiency Improvements_A_Technical Potential | F6 | Industrial | Other Industrial | New | Process | Natural Gas | Steam System Efficiency Improvements | A | Standalone Impact on Baseline Winter Peak (%) | Technical Potential | bar: 2019 to 2040
F7_Industrial_Other Industrial_New_Process_Natural Gas_Steam System Efficiency Improvements_A_Technical Potential | F7 | Industrial | Other Industrial | New | Process | Natural Gas | Steam System Efficiency Improvements | A | Incremental Energy Savings (MWh or mTherms) | Technical Potential | 0 | 0 | 6.6461e-05 | 0.00023185 | 0.000587 | 0.0012745 | 0.0022268 | 0.0036751 | 0.0056518 | 0.0082783 | 0.011115 | 0.014297 | 0.017356 | 0.020088 | 0.021279 | 0.021327 | 0.019866 | 0.017501 | 0.02032 | 0.021866 | 0.022602 | 0.022092
F8_Industrial_Other Industrial_New_Process_Natural Gas_Steam System Efficiency Improvements_A_Technical Potential | F8 | Industrial | Other Industrial | New | Process | Natural Gas | Steam System Efficiency Improvements | A | Incremental Summer Peak Savings (MW) | Technical Potential | 0 | 0 | 0 | 0 | 0 | 0 | 0 | 0 | 0 | 0 | 0 | 0 | 0 | 0 | 0 | 0 | 0 | 0 | 0 | 0 | 0 | 0
F9_Industrial_Other Industrial_New_Process_Natural Gas_Steam System Efficiency Improvements_A_Technical Potential | F9 | Industrial | Other Industrial | New | Process | Natural Gas | Steam System Efficiency Improvements | A | Incremental Winter Peak Savings (MW) | Technical Potential | 0 | 0 | 0 | 0 | 0 | 0 | 0 | 0 | 0 | 0 | 0 | 0 | 0 | 0 | 0 | 0 | 0 | 0 | 0 | 0 | 0 | 0
F10_Industrial_Other Industrial_New_Process_Natural Gas_Steam System Efficiency Improvements_A_Technical Potential | F10 | Industrial | Other Industrial | New | Process | Natural Gas | Steam System Efficiency Improvements | A | Cumulative Energy Savings (MWh or mTherms) | Technical Potential | 0 | 0 | 6.6461e-05 | 0.00029831 | 0.00088531 | 0.0021598 | 0.0043866 | 0.0079953 | 0.013415 | 0.021107 | 0.030947 | 0.043017 | 0.056698 | 0.071135 | 0.084135 | 0.094347 | 0.099916 | 0.099994 | 0.099994 | 0.099994 | 0.099994 | 0.099994
F11_Industrial_Other Industrial_New_Process_Natural Gas_Steam System Efficiency Improvements_A_Technical Potential | F11 | Industrial | Other Industrial | New | Process | Natural Gas | Steam System Efficiency Improvements | A | Cumulative Summer Peak Savings (MW) | Technical Potential | 0 | 0 | 0 | 0 | 0 | 0 | 0 | 0 | 0 | 0 | 0 | 0 | 0 | 0 | 0 | 0 | 0 | 0 | 0 | 0 | 0 | 0
F12_Industrial_Other Industrial_New_Process_Natural Gas_Steam System Efficiency Improvements_A_Technical Potential | F12 | Industrial | Other Industrial | New | Process | Natural Gas | Steam System Efficiency Improvements | A | Cumulative Winter Peak Savings (MW) | Technical Potential | 0 | 0 | 0 | 0 | 0 | 0 | 0 | 0 | 0 | 0 | 0 | 0 | 0 | 0 | 0 | 0 | 0 | 0 | 0 | 0 | 0 | 0
F13_Industrial_Other Industrial_New_Process_Natural Gas_Steam System Efficiency Improvements_A_Technical Potential | F13 | Industrial | Other Industrial | New | Process | Natural Gas | Steam System Efficiency Improvements | A | Purchases (Incremental) | Technical Potential | 0 | 0 | 0.62563 | 2.1825 | 5.5258 | 11.9979 | 20.9621 | 34.596 | 53.2033 | 77.9287 | 104.6364 | 134.5832 | 163.3838 | 189.0998 | 200.3101 | 200.765 | 187.0064 | 164.7503 | 191.2824 | 205.8359 | 212.7629 | 207.9685
F14_Industrial_Other Industrial_New_Process_Natural Gas_Steam System Efficiency Improvements_A_Technical Potential | F14 | Industrial | Other Industrial | New | Process | Natural Gas | Steam System Efficiency Improvements | A | Purchases (Cumulative) | Technical Potential | 0 | 0 | 0.62563 | 2.8082 | 8.334 | 20.3319 | 41.294 | 75.2644 | 126.2851 | 198.688 | 291.3265 | 404.9476 | 533.7355 | 669.632 | 792.0134 | 888.142 | 940.5652 | 941.3061 | 941.3061 | 941.3061 | 941.3061 | 941.3061
F1_Industrial_Other Industrial_New_Space Heating_Natural Gas_Strategic Energy Management_A_Technical Potential | F1 | Industrial | Other Industrial | New | Space Heating | Natural Gas | Strategic Energy Management | A | Original Unit Energy Savings (kWh or therms) | Technical Potential | 0 | 0 | 3.0133 | 3.0133 | 3.0133 | 3.0133 | 3.0133 | 3.0133 | 3.0133 | 3.0133 | 3.0133 | 3.0133 | 3.0133 | 3.0133 | 3.0133 | 3.0133 | 3.0133 | 3.0133 | 3.0133 | 3.0133 | 3.0133 | 3.0133
F2_Industrial_Other Industrial_New_Space Heating_Natural Gas_Strategic Energy Management_A_Technical Potential | F2 | Industrial | Other Industrial | New | Space Heating | Natural Gas | Strategic Energy Management | A | Original Unit Summer Peak Savings (kW) | Technical Potential | 0 | 0 | 0 | 0 | 0 | 0 | 0 | 0 | 0 | 0 | 0 | 0 | 0 | 0 | 0 | 0 | 0 | 0 | 0 | 0 | 0 | 0
F3_Industrial_Other Industrial_New_Space Heating_Natural Gas_Strategic Energy Management_A_Technical Potential | F3 | Industrial | Other Industrial | New | Space Heating | Natural Gas | Strategic Energy Management | A | Original Unit Winter Peak Savings (kW) | Technical Potential | 0 | 0 | 0 | 0 | 0 | 0 | 0 | 0 | 0 | 0 | 0 | 0 | 0 | 0 | 0 | 0 | 0 | 0 | 0 | 0 | 0 | 0
F4_Industrial_Other Industrial_New_Space Heating_Natural Gas_Strategic Energy Management_A_Technical Potential | F4 | Industrial | Other Industrial | New | Space Heating | Natural Gas | Strategic Energy Management | A | Standalone Impact on Baseline Energy (%) | Technical Potential | 0% | 0% | 0.09675% | 0.1522% | 0.2035% | 0.2492% | 0.3132% | 0.3466% | 0.3694% | 0.3809% | 0.3951% | 0.4034% | 0.4105% | 0.4126% | 0.4221% | 0.4266% | 0.4302% | 0.4206% | 0.4112% | 0.393% | 0.3762% | 0.3609%
F5_Industrial_Other Industrial_New_Space Heating_Natural Gas_Strategic Energy Management_A_Technical Potential | F5 | Industrial | Other Industrial | New | Space Heating | Natural Gas | Strategic Energy Management | A | Standalone Impact on Baseline Summer Peak (%) | Technical Potential | bar: 2019 to 2040
F6_Industrial_Other Industrial_New_Space Heating_Natural Gas_Strategic Energy Management_A_Technical Potential | F6 | Industrial | Other Industrial | New | Space Heating | Natural Gas | Strategic Energy Management | A | Standalone Impact on Baseline Winter Peak (%) | Technical Potential | bar: 2019 to 2040
F7_Industrial_Other Industrial_New_Space Heating_Natural Gas_Strategic Energy Management_A_Technical Potential | F7 | Industrial | Other Industrial | New | Space Heating | Natural Gas | Strategic Energy Management | A | Incremental Energy Savings (MWh or mTherms) | Technical Potential | 0 | 0 | 0.04741 | 0.082739 | 0.11798 | 0.15748 | 0.18127 | 0.20889 | 0.23616 | 0.26683 | 0.28967 | 0.31595 | 0.34187 | 0.37195 | 0.39236 | 0.41717 | 0.44196 | 0.47082 | 0.48988 | 0.51337 | 0.57465 | 0.62323
F8_Industrial_Other Industrial_New_Space Heating_Natural Gas_Strategic Energy Management_A_Technical Potential | F8 | Industrial | Other Industrial | New | Space Heating | Natural Gas | Strategic Energy Management | A | Incremental Summer Peak Savings (MW) | Technical Potential | 0 | 0 | 0 | 0 | 0 | 0 | 0 | 0 | 0 | 0 | 0 | 0 | 0 | 0 | 0 | 0 | 0 | 0 | 0 | 0 | 0 | 0
F9_Industrial_Other Industrial_New_Space Heating_Natural Gas_Strategic Energy Management_A_Technical Potential | F9 | Industrial | Other Industrial | New | Space Heating | Natural Gas | Strategic Energy Management | A | Incremental Winter Peak Savings (MW) | Technical Potential | 0 | 0 | 0 | 0 | 0 | 0 | 0 | 0 | 0 | 0 | 0 | 0 | 0 | 0 | 0 | 0 | 0 | 0 | 0 | 0 | 0 | 0
F10_Industrial_Other Industrial_New_Space Heating_Natural Gas_Strategic Energy Management_A_Technical Potential | F10 | Industrial | Other Industrial | New | Space Heating | Natural Gas | Strategic Energy Management | A | Cumulative Energy Savings (MWh or mTherms) | Technical Potential | 0 | 0 | 0.04741 | 0.13015 | 0.24813 | 0.40561 | 0.58689 | 0.74837 | 0.90178 | 1.0506 | 1.1828 | 1.3175 | 1.4505 | 1.5863 | 1.7118 | 1.8393 | 1.9653 | 2.0468 | 2.082 | 2.0851 | 2.0851 | 2.0851
F11_Industrial_Other Industrial_New_Space Heating_Natural Gas_Strategic Energy Management_A_Technical Potential | F11 | Industrial | Other Industrial | New | Space Heating | Natural Gas | Strategic Energy Management | A | Cumulative Summer Peak Savings (MW) | Technical Potential | 0 | 0 | 0 | 0 | 0 | 0 | 0 | 0 | 0 | 0 | 0 | 0 | 0 | 0 | 0 | 0 | 0 | 0 | 0 | 0 | 0 | 0
F12_Industrial_Other Industrial_New_Space Heating_Natural Gas_Strategic Energy Management_A_Technical Potential | F12 | Industrial | Other Industrial | New | Space Heating | Natural Gas | Strategic Energy Management | A | Cumulative Winter Peak Savings (MW) | Technical Potential | 0 | 0 | 0 | 0 | 0 | 0 | 0 | 0 | 0 | 0 | 0 | 0 | 0 | 0 | 0 | 0 | 0 | 0 | 0 | 0 | 0 | 0
F13_Industrial_Other Industrial_New_Space Heating_Natural Gas_Strategic Energy Management_A_Technical Potential | F13 | Industrial | Other Industrial | New | Space Heating | Natural Gas | Strategic Energy Management | A | Purchases (Incremental) | Technical Potential | 0 | 0 | 15.7337 | 27.4583 | 39.1541 | 52.2632 | 60.1581 | 69.323 | 78.3724 | 88.5515 | 96.1329 | 104.8525 | 113.4565 | 123.4374 | 130.2114 | 138.4443 | 146.671 | 156.2479 | 162.5738 | 170.3688 | 190.7075 | 206.8291
F14_Industrial_Other Industrial_New_Space Heating_Natural Gas_Strategic Energy Management_A_Technical Potential | F14 | Industrial | Other Industrial | New | Space Heating | Natural Gas | Strategic Energy Management | A | Purchases (Cumulative) | Technical Potential | 0 | 0 | 15.7337 | 43.192 | 82.3461 | 134.6093 | 194.7674 | 248.3566 | 299.2707 | 348.6681 | 392.5378 | 437.2322 | 481.3658 | 526.4308 | 568.0906 | 610.4021 | 652.2205 | 679.2783 | 690.9564 | 691.9597 | 691.9597 | 691.9597
F1_Industrial_Other Industrial_New_Process_Natural Gas_Strategic Energy Management_A_Technical Potential | F1 | Industrial | Other Industrial | New | Process | Natural Gas | Strategic Energy Management | A | Original Unit Energy Savings (kWh or therms) | Technical Potential | 0 | 0 | 1.4066 | 1.4066 | 1.4066 | 1.4066 | 1.4066 | 1.4066 | 1.4066 | 1.4066 | 1.4066 | 1.4066 | 1.4066 | 1.4066 | 1.4066 | 1.4066 | 1.4066 | 1.4066 | 1.4066 | 1.4066 | 1.4066 | 1.4066
F2_Industrial_Other Industrial_New_Process_Natural Gas_Strategic Energy Management_A_Technical Potential | F2 | Industrial | Other Industrial | New | Process | Natural Gas | Strategic Energy Management | A | Original Unit Summer Peak Savings (kW) | Technical Potential | 0 | 0 | 0 | 0 | 0 | 0 | 0 | 0 | 0 | 0 | 0 | 0 | 0 | 0 | 0 | 0 | 0 | 0 | 0 | 0 | 0 | 0
F3_Industrial_Other Industrial_New_Process_Natural Gas_Strategic Energy Management_A_Technical Potential | F3 | Industrial | Other Industrial | New | Process | Natural Gas | Strategic Energy Management | A | Original Unit Winter Peak Savings (kW) | Technical Potential | 0 | 0 | 0 | 0 | 0 | 0 | 0 | 0 | 0 | 0 | 0 | 0 | 0 | 0 | 0 | 0 | 0 | 0 | 0 | 0 | 0 | 0
F4_Industrial_Other Industrial_New_Process_Natural Gas_Strategic Energy Management_A_Technical Potential | F4 | Industrial | Other Industrial | New | Process | Natural Gas | Strategic Energy Management | A | Standalone Impact on Baseline Energy (%) | Technical Potential | 0% | 0% | 0.09675% | 0.1522% | 0.2035% | 0.2492% | 0.3132% | 0.3466% | 0.3694% | 0.3809% | 0.3951% | 0.4034% | 0.4105% | 0.4126% | 0.4221% | 0.4266% | 0.4302% | 0.4206% | 0.4112% | 0.393% | 0.3762% | 0.3609%
F5_Industrial_Other Industrial_New_Process_Natural Gas_Strategic Energy Management_A_Technical Potential | F5 | Industrial | Other Industrial | New | Process | Natural Gas | Strategic Energy Management | A | Standalone Impact on Baseline Summer Peak (%) | Technical Potential | bar: 2019 to 2040
F6_Industrial_Other Industrial_New_Process_Natural Gas_Strategic Energy Management_A_Technical Potential | F6 | Industrial | Other Industrial | New | Process | Natural Gas | Strategic Energy Management | A | Standalone Impact on Baseline Winter Peak (%) | Technical Potential | bar: 2019 to 2040
F7_Industrial_Other Industrial_New_Process_Natural Gas_Strategic Energy Management_A_Technical Potential | F7 | Industrial | Other Industrial | New | Process | Natural Gas | Strategic Energy Management | A | Incremental Energy Savings (MWh or mTherms) | Technical Potential | 0 | 0 | 0.10295 | 0.17966 | 0.25619 | 0.34196 | 0.39362 | 0.45359 | 0.5128 | 0.5794 | 0.62901 | 0.68606 | 0.74235 | 0.80766 | 0.85198 | 0.90585 | 0.95968 | 1.0223 | 1.0637 | 1.1147 | 1.2478 | 1.3533
F8_Industrial_Other Industrial_New_Process_Natural Gas_Strategic Energy Management_A_Technical Potential | F8 | Industrial | Other Industrial | New | Process | Natural Gas | Strategic Energy Management | A | Incremental Summer Peak Savings (MW) | Technical Potential | 0 | 0 | 0 | 0 | 0 | 0 | 0 | 0 | 0 | 0 | 0 | 0 | 0 | 0 | 0 | 0 | 0 | 0 | 0 | 0 | 0 | 0
F9_Industrial_Other Industrial_New_Process_Natural Gas_Strategic Energy Management_A_Technical Potential | F9 | Industrial | Other Industrial | New | Process | Natural Gas | Strategic Energy Management | A | Incremental Winter Peak Savings (MW) | Technical Potential | 0 | 0 | 0 | 0 | 0 | 0 | 0 | 0 | 0 | 0 | 0 | 0 | 0 | 0 | 0 | 0 | 0 | 0 | 0 | 0 | 0 | 0
F10_Industrial_Other Industrial_New_Process_Natural Gas_Strategic Energy Management_A_Technical Potential | F10 | Industrial | Other Industrial | New | Process | Natural Gas | Strategic Energy Management | A | Cumulative Energy Savings (MWh or mTherms) | Technical Potential | 0 | 0 | 0.10295 | 0.28261 | 0.5388 | 0.88076 | 1.2744 | 1.625 | 1.9582 | 2.2814 | 2.5684 | 2.8608 | 3.1496 | 3.4445 | 3.7171 | 3.9939 | 4.2675 | 4.4446 | 4.521 | 4.5275 | 4.5275 | 4.5275
F11_Industrial_Other Industrial_New_Process_Natural Gas_Strategic Energy Management_A_Technical Potential | F11 | Industrial | Other Industrial | New | Process | Natural Gas | Strategic Energy Management | A | Cumulative Summer Peak Savings (MW) | Technical Potential | 0 | 0 | 0 | 0 | 0 | 0 | 0 | 0 | 0 | 0 | 0 | 0 | 0 | 0 | 0 | 0 | 0 | 0 | 0 | 0 | 0 | 0
F12_Industrial_Other Industrial_New_Process_Natural Gas_Strategic Energy Management_A_Technical Potential | F12 | Industrial | Other Industrial | New | Process | Natural Gas | Strategic Energy Management | A | Cumulative Winter Peak Savings (MW) | Technical Potential | 0 | 0 | 0 | 0 | 0 | 0 | 0 | 0 | 0 | 0 | 0 | 0 | 0 | 0 | 0 | 0 | 0 | 0 | 0 | 0 | 0 | 0
F13_Industrial_Other Industrial_New_Process_Natural Gas_Strategic Energy Management_A_Technical Potential | F13 | Industrial | Other Industrial | New | Process | Natural Gas | Strategic Energy Management | A | Purchases (Incremental) | Technical Potential | 0 | 0 | 73.1906 | 127.7314 | 182.1383 | 243.1199 | 279.8455 | 322.4791 | 364.5753 | 411.9271 | 447.1944 | 487.7567 | 527.781 | 574.2103 | 605.722 | 644.0201 | 682.2893 | 726.8397 | 756.2666 | 792.5275 | 887.1401 | 962.1348
F14_Industrial_Other Industrial_New_Process_Natural Gas_Strategic Energy Management_A_Technical Potential | F14 | Industrial | Other Industrial | New | Process | Natural Gas | Strategic Energy Management | A | Purchases (Cumulative) | Technical Potential | 0 | 0 | 73.1906 | 200.922 | 383.0603 | 626.1803 | 906.0258 | 1155.3143 | 1392.1581 | 1621.9469 | 1826.0213 | 2033.9325 | 2239.2344 | 2448.8693 | 2642.6643 | 2839.49 | 3034.0226 | 3159.8908 | 3214.2157 | 3218.8829 | 3218.8829 | 3218.8829
F1_Industrial_Other Industrial_New_Miscellaneous_Natural Gas_Strategic Energy Management_A_Technical Potential | F1 | Industrial | Other Industrial | New | Miscellaneous | Natural Gas | Strategic Energy Management | A | Original Unit Energy Savings (kWh or therms) | Technical Potential | 0 | 0 | 0.89787 | 0.89787 | 0.89787 | 0.89787 | 0.89787 | 0.89787 | 0.89787 | 0.89787 | 0.89787 | 0.89787 | 0.89787 | 0.89787 | 0.89787 | 0.89787 | 0.89787 | 0.89787 | 0.89787 | 0.89787 | 0.89787 | 0.89787
F2_Industrial_Other Industrial_New_Miscellaneous_Natural Gas_Strategic Energy Management_A_Technical Potential | F2 | Industrial | Other Industrial | New | Miscellaneous | Natural Gas | Strategic Energy Management | A | Original Unit Summer Peak Savings (kW) | Technical Potential | 0 | 0 | 0 | 0 | 0 | 0 | 0 | 0 | 0 | 0 | 0 | 0 | 0 | 0 | 0 | 0 | 0 | 0 | 0 | 0 | 0 | 0
F3_Industrial_Other Industrial_New_Miscellaneous_Natural Gas_Strategic Energy Management_A_Technical Potential | F3 | Industrial | Other Industrial | New | Miscellaneous | Natural Gas | Strategic Energy Management | A | Original Unit Winter Peak Savings (kW) | Technical Potential | 0 | 0 | 0 | 0 | 0 | 0 | 0 | 0 | 0 | 0 | 0 | 0 | 0 | 0 | 0 | 0 | 0 | 0 | 0 | 0 | 0 | 0
F4_Industrial_Other Industrial_New_Miscellaneous_Natural Gas_Strategic Energy Management_A_Technical Potential | F4 | Industrial | Other Industrial | New | Miscellaneous | Natural Gas | Strategic Energy Management | A | Standalone Impact on Baseline Energy (%) | Technical Potential | 0% | 0% | 0.09675% | 0.1522% | 0.2035% | 0.2492% | 0.3132% | 0.3466% | 0.3694% | 0.3809% | 0.3951% | 0.4034% | 0.4105% | 0.4126% | 0.4221% | 0.4266% | 0.4302% | 0.4206% | 0.4112% | 0.393% | 0.3762% | 0.3609%
F5_Industrial_Other Industrial_New_Miscellaneous_Natural Gas_Strategic Energy Management_A_Technical Potential | F5 | Industrial | Other Industrial | New | Miscellaneous | Natural Gas | Strategic Energy Management | A | Standalone Impact on Baseline Summer Peak (%) | Technical Potential | bar: 2019 to 2040
F6_Industrial_Other Industrial_New_Miscellaneous_Natural Gas_Strategic Energy Management_A_Technical Potential | F6 | Industrial | Other Industrial | New | Miscellaneous | Natural Gas | Strategic Energy Management | A | Standalone Impact on Baseline Winter Peak (%) | Technical Potential | bar: 2019 to 2040
F7_Industrial_Other Industrial_New_Miscellaneous_Natural Gas_Strategic Energy Management_A_Technical Potential | F7 | Industrial | Other Industrial | New | Miscellaneous | Natural Gas | Strategic Energy Management | A | Incremental Energy Savings (MWh or mTherms) | Technical Potential | 0 | 0 | 0.016429 | 0.028672 | 0.040884 | 0.054573 | 0.062816 | 0.072386 | 0.081835 | 0.092464 | 0.10038 | 0.10949 | 0.11847 | 0.12889 | 0.13597 | 0.14456 | 0.15315 | 0.16315 | 0.16976 | 0.1779 | 0.19913 | 0.21597
F8_Industrial_Other Industrial_New_Miscellaneous_Natural Gas_Strategic Energy Management_A_Technical Potential | F8 | Industrial | Other Industrial | New | Miscellaneous | Natural Gas | Strategic Energy Management | A | Incremental Summer Peak Savings (MW) | Technical Potential | 0 | 0 | 0 | 0 | 0 | 0 | 0 | 0 | 0 | 0 | 0 | 0 | 0 | 0 | 0 | 0 | 0 | 0 | 0 | 0 | 0 | 0
F9_Industrial_Other Industrial_New_Miscellaneous_Natural Gas_Strategic Energy Management_A_Technical Potential | F9 | Industrial | Other Industrial | New | Miscellaneous | Natural Gas | Strategic Energy Management | A | Incremental Winter Peak Savings (MW) | Technical Potential | 0 | 0 | 0 | 0 | 0 | 0 | 0 | 0 | 0 | 0 | 0 | 0 | 0 | 0 | 0 | 0 | 0 | 0 | 0 | 0 | 0 | 0
F10_Industrial_Other Industrial_New_Miscellaneous_Natural Gas_Strategic Energy Management_A_Technical Potential | F10 | Industrial | Other Industrial | New | Miscellaneous | Natural Gas | Strategic Energy Management | A | Cumulative Energy Savings (MWh or mTherms) | Technical Potential | 0 | 0 | 0.016429 | 0.045101 | 0.085985 | 0.14056 | 0.20337 | 0.25933 | 0.31249 | 0.36407 | 0.40988 | 0.45655 | 0.50264 | 0.54969 | 0.59319 | 0.63737 | 0.68104 | 0.70929 | 0.72149 | 0.72254 | 0.72254 | 0.72254
F11_Industrial_Other Industrial_New_Miscellaneous_Natural Gas_Strategic Energy Management_A_Technical Potential | F11 | Industrial | Other Industrial | New | Miscellaneous | Natural Gas | Strategic Energy Management | A | Cumulative Summer Peak Savings (MW) | Technical Potential | 0 | 0 | 0 | 0 | 0 | 0 | 0 | 0 | 0 | 0 | 0 | 0 | 0 | 0 | 0 | 0 | 0 | 0 | 0 | 0 | 0 | 0
F12_Industrial_Other Industrial_New_Miscellaneous_Natural Gas_Strategic Energy Management_A_Technical Potential | F12 | Industrial | Other Industrial | New | Miscellaneous | Natural Gas | Strategic Energy Management | A | Cumulative Winter Peak Savings (MW) | Technical Potential | 0 | 0 | 0 | 0 | 0 | 0 | 0 | 0 | 0 | 0 | 0 | 0 | 0 | 0 | 0 | 0 | 0 | 0 | 0 | 0 | 0 | 0
F13_Industrial_Other Industrial_New_Miscellaneous_Natural Gas_Strategic Energy Management_A_Technical Potential | F13 | Industrial | Other Industrial | New | Miscellaneous | Natural Gas | Strategic Energy Management | A | Purchases (Incremental) | Technical Potential | 0 | 0 | 18.2976 | 31.9329 | 45.5346 | 60.78 | 69.9614 | 80.6198 | 91.1438 | 102.9818 | 111.7986 | 121.9392 | 131.9452 | 143.5526 | 151.4305 | 161.005 | 170.5723 | 181.7099 | 189.0667 | 198.1319 | 221.785 | 240.5337
F14_Industrial_Other Industrial_New_Miscellaneous_Natural Gas_Strategic Energy Management_A_Technical Potential | F14 | Industrial | Other Industrial | New | Miscellaneous | Natural Gas | Strategic Energy Management | A | Purchases (Cumulative) | Technical Potential | 0 | 0 | 18.2976 | 50.2305 | 95.7651 | 156.5451 | 226.5064 | 288.8286 | 348.0395 | 405.4867 | 456.5053 | 508.4831 | 559.8086 | 612.2173 | 660.6661 | 709.8725 | 758.5057 | 789.9727 | 803.5539 | 804.7207 | 804.7207 | 804.7207
F1_Industrial_Other Industrial_New_Space Heating_Natural Gas_Commissioning_A_Technical Potential | F1 | Industrial | Other Industrial | New | Space Heating | Natural Gas | Commissioning | A | Original Unit Energy Savings (kWh or therms) | Technical Potential | 0 | 0 | 3.6154 | 3.6154 | 3.6154 | 3.6154 | 3.6154 | 3.6154 | 3.6154 | 3.6154 | 3.6154 | 3.6154 | 3.6154 | 3.6154 | 3.6154 | 3.6154 | 3.6154 | 3.6154 | 3.6154 | 3.6154 | 3.6154 | 3.6154
F2_Industrial_Other Industrial_New_Space Heating_Natural Gas_Commissioning_A_Technical Potential | F2 | Industrial | Other Industrial | New | Space Heating | Natural Gas | Commissioning | A | Original Unit Summer Peak Savings (kW) | Technical Potential | 0 | 0 | 0 | 0 | 0 | 0 | 0 | 0 | 0 | 0 | 0 | 0 | 0 | 0 | 0 | 0 | 0 | 0 | 0 | 0 | 0 | 0
F3_Industrial_Other Industrial_New_Space Heating_Natural Gas_Commissioning_A_Technical Potential | F3 | Industrial | Other Industrial | New | Space Heating | Natural Gas | Commissioning | A | Original Unit Winter Peak Savings (kW) | Technical Potential | 0 | 0 | 0 | 0 | 0 | 0 | 0 | 0 | 0 | 0 | 0 | 0 | 0 | 0 | 0 | 0 | 0 | 0 | 0 | 0 | 0 | 0
F4_Industrial_Other Industrial_New_Space Heating_Natural Gas_Commissioning_A_Technical Potential | F4 | Industrial | Other Industrial | New | Space Heating | Natural Gas | Commissioning | A | Standalone Impact on Baseline Energy (%) | Technical Potential | bar: 2019 to 2040
F5_Industrial_Other Industrial_New_Space Heating_Natural Gas_Commissioning_A_Technical Potential | F5 | Industrial | Other Industrial | New | Space Heating | Natural Gas | Commissioning | A | Standalone Impact on Baseline Summer Peak (%) | Technical Potential | bar: 2019 to 2040
F6_Industrial_Other Industrial_New_Space Heating_Natural Gas_Commissioning_A_Technical Potential | F6 | Industrial | Other Industrial | New | Space Heating | Natural Gas | Commissioning | A | Standalone Impact on Baseline Winter Peak (%) | Technical Potential | bar: 2019 to 2040
F7_Industrial_Other Industrial_New_Space Heating_Natural Gas_Commissioning_A_Technical Potential | F7 | Industrial | Other Industrial | New | Space Heating | Natural Gas | Commissioning | A | Incremental Energy Savings (MWh or mTherms) | Technical Potential | 0 | 0 | 0 | 0 | 0 | 0 | 0 | 0 | 0 | 0 | 0 | 0 | 0 | 0 | 0 | 0 | 0 | 0 | 0 | 0 | 0 | 0
F8_Industrial_Other Industrial_New_Space Heating_Natural Gas_Commissioning_A_Technical Potential | F8 | Industrial | Other Industrial | New | Space Heating | Natural Gas | Commissioning | A | Incremental Summer Peak Savings (MW) | Technical Potential | 0 | 0 | 0 | 0 | 0 | 0 | 0 | 0 | 0 | 0 | 0 | 0 | 0 | 0 | 0 | 0 | 0 | 0 | 0 | 0 | 0 | 0
F9_Industrial_Other Industrial_New_Space Heating_Natural Gas_Commissioning_A_Technical Potential | F9 | Industrial | Other Industrial | New | Space Heating | Natural Gas | Commissioning | A | Incremental Winter Peak Savings (MW) | Technical Potential | 0 | 0 | 0 | 0 | 0 | 0 | 0 | 0 | 0 | 0 | 0 | 0 | 0 | 0 | 0 | 0 | 0 | 0 | 0 | 0 | 0 | 0
F10_Industrial_Other Industrial_New_Space Heating_Natural Gas_Commissioning_A_Technical Potential | F10 | Industrial | Other Industrial | New | Space Heating | Natural Gas | Commissioning | A | Cumulative Energy Savings (MWh or mTherms) | Technical Potential | 0 | 0 | 0 | 0 | 0 | 0 | 0 | 0 | 0 | 0 | 0 | 0 | 0 | 0 | 0 | 0 | 0 | 0 | 0 | 0 | 0 | 0
F11_Industrial_Other Industrial_New_Space Heating_Natural Gas_Commissioning_A_Technical Potential | F11 | Industrial | Other Industrial | New | Space Heating | Natural Gas | Commissioning | A | Cumulative Summer Peak Savings (MW) | Technical Potential | 0 | 0 | 0 | 0 | 0 | 0 | 0 | 0 | 0 | 0 | 0 | 0 | 0 | 0 | 0 | 0 | 0 | 0 | 0 | 0 | 0 | 0
F12_Industrial_Other Industrial_New_Space Heating_Natural Gas_Commissioning_A_Technical Potential | F12 | Industrial | Other Industrial | New | Space Heating | Natural Gas | Commissioning | A | Cumulative Winter Peak Savings (MW) | Technical Potential | 0 | 0 | 0 | 0 | 0 | 0 | 0 | 0 | 0 | 0 | 0 | 0 | 0 | 0 | 0 | 0 | 0 | 0 | 0 | 0 | 0 | 0
F13_Industrial_Other Industrial_New_Space Heating_Natural Gas_Commissioning_A_Technical Potential | F13 | Industrial | Other Industrial | New | Space Heating | Natural Gas | Commissioning | A | Purchases (Incremental) | Technical Potential | 0 | 0 | 0 | 0 | 0 | 0 | 0 | 0 | 0 | 0 | 0 | 0 | 0 | 0 | 0 | 0 | 0 | 0 | 0 | 0 | 0 | 0
F14_Industrial_Other Industrial_New_Space Heating_Natural Gas_Commissioning_A_Technical Potential | F14 | Industrial | Other Industrial | New | Space Heating | Natural Gas | Commissioning | A | Purchases (Cumulative) | Technical Potential | 0 | 0 | 0 | 0 | 0 | 0 | 0 | 0 | 0 | 0 | 0 | 0 | 0 | 0 | 0 | 0 | 0 | 0 | 0 | 0 | 0 | 0
F1_Industrial_Other Industrial_New_Process_Natural Gas_Commissioning_A_Technical Potential | F1 | Industrial | Other Industrial | New | Process | Natural Gas | Commissioning | A | Original Unit Energy Savings (kWh or therms) | Technical Potential | 0 | 0 | 7.8506 | 7.8506 | 7.8506 | 7.8506 | 7.8506 | 7.8506 | 7.8506 | 7.8506 | 7.8506 | 7.8506 | 7.8506 | 7.8506 | 7.8506 | 7.8506 | 7.8506 | 7.8506 | 7.8506 | 7.8506 | 7.8506 | 7.8506
F2_Industrial_Other Industrial_New_Process_Natural Gas_Commissioning_A_Technical Potential | F2 | Industrial | Other Industrial | New | Process | Natural Gas | Commissioning | A | Original Unit Summer Peak Savings (kW) | Technical Potential | 0 | 0 | 0 | 0 | 0 | 0 | 0 | 0 | 0 | 0 | 0 | 0 | 0 | 0 | 0 | 0 | 0 | 0 | 0 | 0 | 0 | 0
F3_Industrial_Other Industrial_New_Process_Natural Gas_Commissioning_A_Technical Potential | F3 | Industrial | Other Industrial | New | Process | Natural Gas | Commissioning | A | Original Unit Winter Peak Savings (kW) | Technical Potential | 0 | 0 | 0 | 0 | 0 | 0 | 0 | 0 | 0 | 0 | 0 | 0 | 0 | 0 | 0 | 0 | 0 | 0 | 0 | 0 | 0 | 0
F4_Industrial_Other Industrial_New_Process_Natural Gas_Commissioning_A_Technical Potential | F4 | Industrial | Other Industrial | New | Process | Natural Gas | Commissioning | A | Standalone Impact on Baseline Energy (%) | Technical Potential | bar: 2019 to 2040
F5_Industrial_Other Industrial_New_Process_Natural Gas_Commissioning_A_Technical Potential | F5 | Industrial | Other Industrial | New | Process | Natural Gas | Commissioning | A | Standalone Impact on Baseline Summer Peak (%) | Technical Potential | bar: 2019 to 2040
F6_Industrial_Other Industrial_New_Process_Natural Gas_Commissioning_A_Technical Potential | F6 | Industrial | Other Industrial | New | Process | Natural Gas | Commissioning | A | Standalone Impact on Baseline Winter Peak (%) | Technical Potential | bar: 2019 to 2040
F7_Industrial_Other Industrial_New_Process_Natural Gas_Commissioning_A_Technical Potential | F7 | Industrial | Other Industrial | New | Process | Natural Gas | Commissioning | A | Incremental Energy Savings (MWh or mTherms) | Technical Potential | 0 | 0 | 0 | 0 | 0 | 0 | 0 | 0 | 0 | 0 | 0 | 0 | 0 | 0 | 0 | 0 | 0 | 0 | 0 | 0 | 0 | 0
F8_Industrial_Other Industrial_New_Process_Natural Gas_Commissioning_A_Technical Potential | F8 | Industrial | Other Industrial | New | Process | Natural Gas | Commissioning | A | Incremental Summer Peak Savings (MW) | Technical Potential | 0 | 0 | 0 | 0 | 0 | 0 | 0 | 0 | 0 | 0 | 0 | 0 | 0 | 0 | 0 | 0 | 0 | 0 | 0 | 0 | 0 | 0
F9_Industrial_Other Industrial_New_Process_Natural Gas_Commissioning_A_Technical Potential | F9 | Industrial | Other Industrial | New | Process | Natural Gas | Commissioning | A | Incremental Winter Peak Savings (MW) | Technical Potential | 0 | 0 | 0 | 0 | 0 | 0 | 0 | 0 | 0 | 0 | 0 | 0 | 0 | 0 | 0 | 0 | 0 | 0 | 0 | 0 | 0 | 0
F10_Industrial_Other Industrial_New_Process_Natural Gas_Commissioning_A_Technical Potential | F10 | Industrial | Other Industrial | New | Process | Natural Gas | Commissioning | A | Cumulative Energy Savings (MWh or mTherms) | Technical Potential | 0 | 0 | 0 | 0 | 0 | 0 | 0 | 0 | 0 | 0 | 0 | 0 | 0 | 0 | 0 | 0 | 0 | 0 | 0 | 0 | 0 | 0
F11_Industrial_Other Industrial_New_Process_Natural Gas_Commissioning_A_Technical Potential | F11 | Industrial | Other Industrial | New | Process | Natural Gas | Commissioning | A | Cumulative Summer Peak Savings (MW) | Technical Potential | 0 | 0 | 0 | 0 | 0 | 0 | 0 | 0 | 0 | 0 | 0 | 0 | 0 | 0 | 0 | 0 | 0 | 0 | 0 | 0 | 0 | 0
F12_Industrial_Other Industrial_New_Process_Natural Gas_Commissioning_A_Technical Potential | F12 | Industrial | Other Industrial | New | Process | Natural Gas | Commissioning | A | Cumulative Winter Peak Savings (MW) | Technical Potential | 0 | 0 | 0 | 0 | 0 | 0 | 0 | 0 | 0 | 0 | 0 | 0 | 0 | 0 | 0 | 0 | 0 | 0 | 0 | 0 | 0 | 0
F13_Industrial_Other Industrial_New_Process_Natural Gas_Commissioning_A_Technical Potential | F13 | Industrial | Other Industrial | New | Process | Natural Gas | Commissioning | A | Purchases (Incremental) | Technical Potential | 0 | 0 | 0 | 0 | 0 | 0 | 0 | 0 | 0 | 0 | 0 | 0 | 0 | 0 | 0 | 0 | 0 | 0 | 0 | 0 | 0 | 0
F14_Industrial_Other Industrial_New_Process_Natural Gas_Commissioning_A_Technical Potential | F14 | Industrial | Other Industrial | New | Process | Natural Gas | Commissioning | A | Purchases (Cumulative) | Technical Potential | 0 | 0 | 0 | 0 | 0 | 0 | 0 | 0 | 0 | 0 | 0 | 0 | 0 | 0 | 0 | 0 | 0 | 0 | 0 | 0 | 0 | 0
F1_Industrial_Other Industrial_New_Space Heating_Natural Gas_Retrocommissioning_A_Technical Potential | F1 | Industrial | Other Industrial | New | Space Heating | Natural Gas | Retrocommissioning | A | Original Unit Energy Savings (kWh or therms) | Technical Potential | 0 | 0 | 0 | 0 | 0 | 0 | 0 | 0 | 0 | 0 | 0 | 0 | 0 | 0 | 0 | 0 | 0 | 0 | 0 | 0 | 0 | 0
F2_Industrial_Other Industrial_New_Space Heating_Natural Gas_Retrocommissioning_A_Technical Potential | F2 | Industrial | Other Industrial | New | Space Heating | Natural Gas | Retrocommissioning | A | Original Unit Summer Peak Savings (kW) | Technical Potential | 0 | 0 | 0 | 0 | 0 | 0 | 0 | 0 | 0 | 0 | 0 | 0 | 0 | 0 | 0 | 0 | 0 | 0 | 0 | 0 | 0 | 0
F3_Industrial_Other Industrial_New_Space Heating_Natural Gas_Retrocommissioning_A_Technical Potential | F3 | Industrial | Other Industrial | New | Space Heating | Natural Gas | Retrocommissioning | A | Original Unit Winter Peak Savings (kW) | Technical Potential | 0 | 0 | 0 | 0 | 0 | 0 | 0 | 0 | 0 | 0 | 0 | 0 | 0 | 0 | 0 | 0 | 0 | 0 | 0 | 0 | 0 | 0
F4_Industrial_Other Industrial_New_Space Heating_Natural Gas_Retrocommissioning_A_Technical Potential | F4 | Industrial | Other Industrial | New | Space Heating | Natural Gas | Retrocommissioning | A | Standalone Impact on Baseline Energy (%) | Technical Potential | bar: 2019 to 2040
F5_Industrial_Other Industrial_New_Space Heating_Natural Gas_Retrocommissioning_A_Technical Potential | F5 | Industrial | Other Industrial | New | Space Heating | Natural Gas | Retrocommissioning | A | Standalone Impact on Baseline Summer Peak (%) | Technical Potential | bar: 2019 to 2040
F6_Industrial_Other Industrial_New_Space Heating_Natural Gas_Retrocommissioning_A_Technical Potential | F6 | Industrial | Other Industrial | New | Space Heating | Natural Gas | Retrocommissioning | A | Standalone Impact on Baseline Winter Peak (%) | Technical Potential | bar: 2019 to 2040
F7_Industrial_Other Industrial_New_Space Heating_Natural Gas_Retrocommissioning_A_Technical Potential | F7 | Industrial | Other Industrial | New | Space Heating | Natural Gas | Retrocommissioning | A | Incremental Energy Savings (MWh or mTherms) | Technical Potential | 0 | 0 | 0 | 0 | 0 | 0 | 0 | 0 | 0 | 0 | 0 | 0 | 0 | 0 | 0 | 0 | 0 | 0 | 0 | 0 | 0 | 0
F8_Industrial_Other Industrial_New_Space Heating_Natural Gas_Retrocommissioning_A_Technical Potential | F8 | Industrial | Other Industrial | New | Space Heating | Natural Gas | Retrocommissioning | A | Incremental Summer Peak Savings (MW) | Technical Potential | 0 | 0 | 0 | 0 | 0 | 0 | 0 | 0 | 0 | 0 | 0 | 0 | 0 | 0 | 0 | 0 | 0 | 0 | 0 | 0 | 0 | 0
F9_Industrial_Other Industrial_New_Space Heating_Natural Gas_Retrocommissioning_A_Technical Potential | F9 | Industrial | Other Industrial | New | Space Heating | Natural Gas | Retrocommissioning | A | Incremental Winter Peak Savings (MW) | Technical Potential | 0 | 0 | 0 | 0 | 0 | 0 | 0 | 0 | 0 | 0 | 0 | 0 | 0 | 0 | 0 | 0 | 0 | 0 | 0 | 0 | 0 | 0
F10_Industrial_Other Industrial_New_Space Heating_Natural Gas_Retrocommissioning_A_Technical Potential | F10 | Industrial | Other Industrial | New | Space Heating | Natural Gas | Retrocommissioning | A | Cumulative Energy Savings (MWh or mTherms) | Technical Potential | 0 | 0 | 0 | 0 | 0 | 0 | 0 | 0 | 0 | 0 | 0 | 0 | 0 | 0 | 0 | 0 | 0 | 0 | 0 | 0 | 0 | 0
F11_Industrial_Other Industrial_New_Space Heating_Natural Gas_Retrocommissioning_A_Technical Potential | F11 | Industrial | Other Industrial | New | Space Heating | Natural Gas | Retrocommissioning | A | Cumulative Summer Peak Savings (MW) | Technical Potential | 0 | 0 | 0 | 0 | 0 | 0 | 0 | 0 | 0 | 0 | 0 | 0 | 0 | 0 | 0 | 0 | 0 | 0 | 0 | 0 | 0 | 0
F12_Industrial_Other Industrial_New_Space Heating_Natural Gas_Retrocommissioning_A_Technical Potential | F12 | Industrial | Other Industrial | New | Space Heating | Natural Gas | Retrocommissioning | A | Cumulative Winter Peak Savings (MW) | Technical Potential | 0 | 0 | 0 | 0 | 0 | 0 | 0 | 0 | 0 | 0 | 0 | 0 | 0 | 0 | 0 | 0 | 0 | 0 | 0 | 0 | 0 | 0
F13_Industrial_Other Industrial_New_Space Heating_Natural Gas_Retrocommissioning_A_Technical Potential | F13 | Industrial | Other Industrial | New | Space Heating | Natural Gas | Retrocommissioning | A | Purchases (Incremental) | Technical Potential | 0 | 0 | 0 | 0 | 0 | 0 | 0 | 0 | 0 | 0 | 0 | 0 | 0 | 0 | 0 | 0 | 0 | 0 | 0 | 0 | 0 | 0
F14_Industrial_Other Industrial_New_Space Heating_Natural Gas_Retrocommissioning_A_Technical Potential | F14 | Industrial | Other Industrial | New | Space Heating | Natural Gas | Retrocommissioning | A | Purchases (Cumulative) | Technical Potential | 0 | 0 | 0 | 0 | 0 | 0 | 0 | 0 | 0 | 0 | 0 | 0 | 0 | 0 | 0 | 0 | 0 | 0 | 0 | 0 | 0 | 0
F1_Industrial_Other Industrial_New_Process_Natural Gas_Retrocommissioning_A_Technical Potential | F1 | Industrial | Other Industrial | New | Process | Natural Gas | Retrocommissioning | A | Original Unit Energy Savings (kWh or therms) | Technical Potential | 0 | 0 | 0 | 0 | 0 | 0 | 0 | 0 | 0 | 0 | 0 | 0 | 0 | 0 | 0 | 0 | 0 | 0 | 0 | 0 | 0 | 0
F2_Industrial_Other Industrial_New_Process_Natural Gas_Retrocommissioning_A_Technical Potential | F2 | Industrial | Other Industrial | New | Process | Natural Gas | Retrocommissioning | A | Original Unit Summer Peak Savings (kW) | Technical Potential | 0 | 0 | 0 | 0 | 0 | 0 | 0 | 0 | 0 | 0 | 0 | 0 | 0 | 0 | 0 | 0 | 0 | 0 | 0 | 0 | 0 | 0
F3_Industrial_Other Industrial_New_Process_Natural Gas_Retrocommissioning_A_Technical Potential | F3 | Industrial | Other Industrial | New | Process | Natural Gas | Retrocommissioning | A | Original Unit Winter Peak Savings (kW) | Technical Potential | 0 | 0 | 0 | 0 | 0 | 0 | 0 | 0 | 0 | 0 | 0 | 0 | 0 | 0 | 0 | 0 | 0 | 0 | 0 | 0 | 0 | 0
F4_Industrial_Other Industrial_New_Process_Natural Gas_Retrocommissioning_A_Technical Potential | F4 | Industrial | Other Industrial | New | Process | Natural Gas | Retrocommissioning | A | Standalone Impact on Baseline Energy (%) | Technical Potential | bar: 2019 to 2040
F5_Industrial_Other Industrial_New_Process_Natural Gas_Retrocommissioning_A_Technical Potential | F5 | Industrial | Other Industrial | New | Process | Natural Gas | Retrocommissioning | A | Standalone Impact on Baseline Summer Peak (%) | Technical Potential | bar: 2019 to 2040
F6_Industrial_Other Industrial_New_Process_Natural Gas_Retrocommissioning_A_Technical Potential | F6 | Industrial | Other Industrial | New | Process | Natural Gas | Retrocommissioning | A | Standalone Impact on Baseline Winter Peak (%) | Technical Potential | bar: 2019 to 2040
F7_Industrial_Other Industrial_New_Process_Natural Gas_Retrocommissioning_A_Technical Potential | F7 | Industrial | Other Industrial | New | Process | Natural Gas | Retrocommissioning | A | Incremental Energy Savings (MWh or mTherms) | Technical Potential | 0 | 0 | 0 | 0 | 0 | 0 | 0 | 0 | 0 | 0 | 0 | 0 | 0 | 0 | 0 | 0 | 0 | 0 | 0 | 0 | 0 | 0
F8_Industrial_Other Industrial_New_Process_Natural Gas_Retrocommissioning_A_Technical Potential | F8 | Industrial | Other Industrial | New | Process | Natural Gas | Retrocommissioning | A | Incremental Summer Peak Savings (MW) | Technical Potential | 0 | 0 | 0 | 0 | 0 | 0 | 0 | 0 | 0 | 0 | 0 | 0 | 0 | 0 | 0 | 0 | 0 | 0 | 0 | 0 | 0 | 0
F9_Industrial_Other Industrial_New_Process_Natural Gas_Retrocommissioning_A_Technical Potential | F9 | Industrial | Other Industrial | New | Process | Natural Gas | Retrocommissioning | A | Incremental Winter Peak Savings (MW) | Technical Potential | 0 | 0 | 0 | 0 | 0 | 0 | 0 | 0 | 0 | 0 | 0 | 0 | 0 | 0 | 0 | 0 | 0 | 0 | 0 | 0 | 0 | 0
F10_Industrial_Other Industrial_New_Process_Natural Gas_Retrocommissioning_A_Technical Potential | F10 | Industrial | Other Industrial | New | Process | Natural Gas | Retrocommissioning | A | Cumulative Energy Savings (MWh or mTherms) | Technical Potential | 0 | 0 | 0 | 0 | 0 | 0 | 0 | 0 | 0 | 0 | 0 | 0 | 0 | 0 | 0 | 0 | 0 | 0 | 0 | 0 | 0 | 0
F11_Industrial_Other Industrial_New_Process_Natural Gas_Retrocommissioning_A_Technical Potential | F11 | Industrial | Other Industrial | New | Process | Natural Gas | Retrocommissioning | A | Cumulative Summer Peak Savings (MW) | Technical Potential | 0 | 0 | 0 | 0 | 0 | 0 | 0 | 0 | 0 | 0 | 0 | 0 | 0 | 0 | 0 | 0 | 0 | 0 | 0 | 0 | 0 | 0
F12_Industrial_Other Industrial_New_Process_Natural Gas_Retrocommissioning_A_Technical Potential | F12 | Industrial | Other Industrial | New | Process | Natural Gas | Retrocommissioning | A | Cumulative Winter Peak Savings (MW) | Technical Potential | 0 | 0 | 0 | 0 | 0 | 0 | 0 | 0 | 0 | 0 | 0 | 0 | 0 | 0 | 0 | 0 | 0 | 0 | 0 | 0 | 0 | 0
F13_Industrial_Other Industrial_New_Process_Natural Gas_Retrocommissioning_A_Technical Potential | F13 | Industrial | Other Industrial | New | Process | Natural Gas | Retrocommissioning | A | Purchases (Incremental) | Technical Potential | 0 | 0 | 0 | 0 | 0 | 0 | 0 | 0 | 0 | 0 | 0 | 0 | 0 | 0 | 0 | 0 | 0 | 0 | 0 | 0 | 0 | 0
F14_Industrial_Other Industrial_New_Process_Natural Gas_Retrocommissioning_A_Technical Potential | F14 | Industrial | Other Industrial | New | Process | Natural Gas | Retrocommissioning | A | Purchases (Cumulative) | Technical Potential | 0 | 0 | 0 | 0 | 0 | 0 | 0 | 0 | 0 | 0 | 0 | 0 | 0 | 0 | 0 | 0 | 0 | 0 | 0 | 0 | 0 | 0
F1_Industrial_Food Products_Existing_Space Heating_Natural Gas_Condensing RTU_A_Technical Potential | F1 | Industrial | Food Products | Existing | Space Heating | Natural Gas | Condensing RTU | A | Original Unit Energy Savings (kWh or therms) | Technical Potential | 0 | 0 | 24.1945 | 24.0607 | 23.9271 | 23.7949 | 23.6649 | 23.5383 | 23.4158 | 23.2984 | 23.1867 | 23.0817 | 22.9828 | 22.8897 | 22.8021 | 22.7197 | 22.6421 | 22.5691 | 22.5004 | 22.4357 | 22.3748 | 22.3175
F2_Industrial_Food Products_Existing_Space Heating_Natural Gas_Condensing RTU_A_Technical Potential | F2 | Industrial | Food Products | Existing | Space Heating | Natural Gas | Condensing RTU | A | Original Unit Summer Peak Savings (kW) | Technical Potential | 0 | 0 | 0 | 0 | 0 | 0 | 0 | 0 | 0 | 0 | 0 | 0 | 0 | 0 | 0 | 0 | 0 | 0 | 0 | 0 | 0 | 0
F3_Industrial_Food Products_Existing_Space Heating_Natural Gas_Condensing RTU_A_Technical Potential | F3 | Industrial | Food Products | Existing | Space Heating | Natural Gas | Condensing RTU | A | Original Unit Winter Peak Savings (kW) | Technical Potential | 0 | 0 | 0 | 0 | 0 | 0 | 0 | 0 | 0 | 0 | 0 | 0 | 0 | 0 | 0 | 0 | 0 | 0 | 0 | 0 | 0 | 0
F4_Industrial_Food Products_Existing_Space Heating_Natural Gas_Condensing RTU_A_Technical Potential | F4 | Industrial | Food Products | Existing | Space Heating | Natural Gas | Condensing RTU | A | Standalone Impact on Baseline Energy (%) | Technical Potential | bar: 2019 to 2040
F5_Industrial_Food Products_Existing_Space Heating_Natural Gas_Condensing RTU_A_Technical Potential | F5 | Industrial | Food Products | Existing | Space Heating | Natural Gas | Condensing RTU | A | Standalone Impact on Baseline Summer Peak (%) | Technical Potential | bar: 2019 to 2040
F6_Industrial_Food Products_Existing_Space Heating_Natural Gas_Condensing RTU_A_Technical Potential | F6 | Industrial | Food Products | Existing | Space Heating | Natural Gas | Condensing RTU | A | Standalone Impact on Baseline Winter Peak (%) | Technical Potential | bar: 2019 to 2040
F7_Industrial_Food Products_Existing_Space Heating_Natural Gas_Condensing RTU_A_Technical Potential | F7 | Industrial | Food Products | Existing | Space Heating | Natural Gas | Condensing RTU | A | Incremental Energy Savings (MWh or mTherms) | Technical Potential | 0 | 0 | 0 | 0 | 0 | 0 | 0 | 0 | 0 | 0 | 0 | 0 | 0 | 0 | 0 | 0 | 0 | 0 | 0 | 0 | 0 | 0
F8_Industrial_Food Products_Existing_Space Heating_Natural Gas_Condensing RTU_A_Technical Potential | F8 | Industrial | Food Products | Existing | Space Heating | Natural Gas | Condensing RTU | A | Incremental Summer Peak Savings (MW) | Technical Potential | 0 | 0 | 0 | 0 | 0 | 0 | 0 | 0 | 0 | 0 | 0 | 0 | 0 | 0 | 0 | 0 | 0 | 0 | 0 | 0 | 0 | 0
F9_Industrial_Food Products_Existing_Space Heating_Natural Gas_Condensing RTU_A_Technical Potential | F9 | Industrial | Food Products | Existing | Space Heating | Natural Gas | Condensing RTU | A | Incremental Winter Peak Savings (MW) | Technical Potential | 0 | 0 | 0 | 0 | 0 | 0 | 0 | 0 | 0 | 0 | 0 | 0 | 0 | 0 | 0 | 0 | 0 | 0 | 0 | 0 | 0 | 0
F10_Industrial_Food Products_Existing_Space Heating_Natural Gas_Condensing RTU_A_Technical Potential | F10 | Industrial | Food Products | Existing | Space Heating | Natural Gas | Condensing RTU | A | Cumulative Energy Savings (MWh or mTherms) | Technical Potential | 0 | 0 | 0 | 0 | 0 | 0 | 0 | 0 | 0 | 0 | 0 | 0 | 0 | 0 | 0 | 0 | 0 | 0 | 0 | 0 | 0 | 0
F11_Industrial_Food Products_Existing_Space Heating_Natural Gas_Condensing RTU_A_Technical Potential | F11 | Industrial | Food Products | Existing | Space Heating | Natural Gas | Condensing RTU | A | Cumulative Summer Peak Savings (MW) | Technical Potential | 0 | 0 | 0 | 0 | 0 | 0 | 0 | 0 | 0 | 0 | 0 | 0 | 0 | 0 | 0 | 0 | 0 | 0 | 0 | 0 | 0 | 0
F12_Industrial_Food Products_Existing_Space Heating_Natural Gas_Condensing RTU_A_Technical Potential | F12 | Industrial | Food Products | Existing | Space Heating | Natural Gas | Condensing RTU | A | Cumulative Winter Peak Savings (MW) | Technical Potential | 0 | 0 | 0 | 0 | 0 | 0 | 0 | 0 | 0 | 0 | 0 | 0 | 0 | 0 | 0 | 0 | 0 | 0 | 0 | 0 | 0 | 0
F13_Industrial_Food Products_Existing_Space Heating_Natural Gas_Condensing RTU_A_Technical Potential | F13 | Industrial | Food Products | Existing | Space Heating | Natural Gas | Condensing RTU | A | Purchases (Incremental) | Technical Potential | 0 | 0 | 0 | 0 | 0 | 0 | 0 | 0 | 0 | 0 | 0 | 0 | 0 | 0 | 0 | 0 | 0 | 0 | 0 | 0 | 0 | 0
F14_Industrial_Food Products_Existing_Space Heating_Natural Gas_Condensing RTU_A_Technical Potential | F14 | Industrial | Food Products | Existing | Space Heating | Natural Gas | Condensing RTU | A | Purchases (Cumulative) | Technical Potential | 0 | 0 | 0 | 0 | 0 | 0 | 0 | 0 | 0 | 0 | 0 | 0 | 0 | 0 | 0 | 0 | 0 | 0 | 0 | 0 | 0 | 0
F1_Industrial_Food Products_New_Space Heating_Natural Gas_Condensing RTU_A_Technical Potential | F1 | Industrial | Food Products | New | Space Heating | Natural Gas | Condensing RTU | A | Original Unit Energy Savings (kWh or therms) | Technical Potential | 0 | 0 | 21.4021 | 21.4021 | 21.4021 | 21.4021 | 21.4021 | 21.4021 | 21.4021 | 21.4021 | 21.4021 | 21.4021 | 21.4021 | 21.4021 | 21.4021 | 21.4021 | 21.4021 | 21.4021 | 21.4021 | 21.4021 | 21.4021 | 21.4021
F2_Industrial_Food Products_New_Space Heating_Natural Gas_Condensing RTU_A_Technical Potential | F2 | Industrial | Food Products | New | Space Heating | Natural Gas | Condensing RTU | A | Original Unit Summer Peak Savings (kW) | Technical Potential | 0 | 0 | 0 | 0 | 0 | 0 | 0 | 0 | 0 | 0 | 0 | 0 | 0 | 0 | 0 | 0 | 0 | 0 | 0 | 0 | 0 | 0
F3_Industrial_Food Products_New_Space Heating_Natural Gas_Condensing RTU_A_Technical Potential | F3 | Industrial | Food Products | New | Space Heating | Natural Gas | Condensing RTU | A | Original Unit Winter Peak Savings (kW) | Technical Potential | 0 | 0 | 0 | 0 | 0 | 0 | 0 | 0 | 0 | 0 | 0 | 0 | 0 | 0 | 0 | 0 | 0 | 0 | 0 | 0 | 0 | 0
F4_Industrial_Food Products_New_Space Heating_Natural Gas_Condensing RTU_A_Technical Potential | F4 | Industrial | Food Products | New | Space Heating | Natural Gas | Condensing RTU | A | Standalone Impact on Baseline Energy (%) | Technical Potential | bar: 2019 to 2040
F5_Industrial_Food Products_New_Space Heating_Natural Gas_Condensing RTU_A_Technical Potential | F5 | Industrial | Food Products | New | Space Heating | Natural Gas | Condensing RTU | A | Standalone Impact on Baseline Summer Peak (%) | Technical Potential | bar: 2019 to 2040
F6_Industrial_Food Products_New_Space Heating_Natural Gas_Condensing RTU_A_Technical Potential | F6 | Industrial | Food Products | New | Space Heating | Natural Gas | Condensing RTU | A | Standalone Impact on Baseline Winter Peak (%) | Technical Potential | bar: 2019 to 2040
F7_Industrial_Food Products_New_Space Heating_Natural Gas_Condensing RTU_A_Technical Potential | F7 | Industrial | Food Products | New | Space Heating | Natural Gas | Condensing RTU | A | Incremental Energy Savings (MWh or mTherms) | Technical Potential | 0 | 0 | 0 | 0 | 0 | 0 | 0 | 0 | 0 | 0 | 0 | 0 | 0 | 0 | 0 | 0 | 0 | 0 | 0 | 0 | 0 | 0
F8_Industrial_Food Products_New_Space Heating_Natural Gas_Condensing RTU_A_Technical Potential | F8 | Industrial | Food Products | New | Space Heating | Natural Gas | Condensing RTU | A | Incremental Summer Peak Savings (MW) | Technical Potential | 0 | 0 | 0 | 0 | 0 | 0 | 0 | 0 | 0 | 0 | 0 | 0 | 0 | 0 | 0 | 0 | 0 | 0 | 0 | 0 | 0 | 0
F9_Industrial_Food Products_New_Space Heating_Natural Gas_Condensing RTU_A_Technical Potential | F9 | Industrial | Food Products | New | Space Heating | Natural Gas | Condensing RTU | A | Incremental Winter Peak Savings (MW) | Technical Potential | 0 | 0 | 0 | 0 | 0 | 0 | 0 | 0 | 0 | 0 | 0 | 0 | 0 | 0 | 0 | 0 | 0 | 0 | 0 | 0 | 0 | 0
F10_Industrial_Food Products_New_Space Heating_Natural Gas_Condensing RTU_A_Technical Potential | F10 | Industrial | Food Products | New | Space Heating | Natural Gas | Condensing RTU | A | Cumulative Energy Savings (MWh or mTherms) | Technical Potential | 0 | 0 | 0 | 0 | 0 | 0 | 0 | 0 | 0 | 0 | 0 | 0 | 0 | 0 | 0 | 0 | 0 | 0 | 0 | 0 | 0 | 0
F11_Industrial_Food Products_New_Space Heating_Natural Gas_Condensing RTU_A_Technical Potential | F11 | Industrial | Food Products | New | Space Heating | Natural Gas | Condensing RTU | A | Cumulative Summer Peak Savings (MW) | Technical Potential | 0 | 0 | 0 | 0 | 0 | 0 | 0 | 0 | 0 | 0 | 0 | 0 | 0 | 0 | 0 | 0 | 0 | 0 | 0 | 0 | 0 | 0
F12_Industrial_Food Products_New_Space Heating_Natural Gas_Condensing RTU_A_Technical Potential | F12 | Industrial | Food Products | New | Space Heating | Natural Gas | Condensing RTU | A | Cumulative Winter Peak Savings (MW) | Technical Potential | 0 | 0 | 0 | 0 | 0 | 0 | 0 | 0 | 0 | 0 | 0 | 0 | 0 | 0 | 0 | 0 | 0 | 0 | 0 | 0 | 0 | 0
F13_Industrial_Food Products_New_Space Heating_Natural Gas_Condensing RTU_A_Technical Potential | F13 | Industrial | Food Products | New | Space Heating | Natural Gas | Condensing RTU | A | Purchases (Incremental) | Technical Potential | 0 | 0 | 0 | 0 | 0 | 0 | 0 | 0 | 0 | 0 | 0 | 0 | 0 | 0 | 0 | 0 | 0 | 0 | 0 | 0 | 0 | 0
F14_Industrial_Food Products_New_Space Heating_Natural Gas_Condensing RTU_A_Technical Potential | F14 | Industrial | Food Products | New | Space Heating | Natural Gas | Condensing RTU | A | Purchases (Cumulative) | Technical Potential | 0 | 0 | 0 | 0 | 0 | 0 | 0 | 0 | 0 | 0 | 0 | 0 | 0 | 0 | 0 | 0 | 0 | 0 | 0 | 0 | 0 | 0
F1_Industrial_Agriculture_Existing_Space Heating_Natural Gas_Condensing RTU_A_Technical Potential | F1 | Industrial | Agriculture | Existing | Space Heating | Natural Gas | Condensing RTU | A | Original Unit Energy Savings (kWh or therms) | Technical Potential | 0 | 0 | 11.7068 | 11.6421 | 11.5774 | 11.5135 | 11.4506 | 11.3893 | 11.33 | 11.2732 | 11.2192 | 11.1684 | 11.1205 | 11.0755 | 11.0331 | 10.9932 | 10.9557 | 10.9203 | 10.8871 | 10.8558 | 10.8263 | 10.7986
F2_Industrial_Agriculture_Existing_Space Heating_Natural Gas_Condensing RTU_A_Technical Potential | F2 | Industrial | Agriculture | Existing | Space Heating | Natural Gas | Condensing RTU | A | Original Unit Summer Peak Savings (kW) | Technical Potential | 0 | 0 | 0 | 0 | 0 | 0 | 0 | 0 | 0 | 0 | 0 | 0 | 0 | 0 | 0 | 0 | 0 | 0 | 0 | 0 | 0 | 0
F3_Industrial_Agriculture_Existing_Space Heating_Natural Gas_Condensing RTU_A_Technical Potential | F3 | Industrial | Agriculture | Existing | Space Heating | Natural Gas | Condensing RTU | A | Original Unit Winter Peak Savings (kW) | Technical Potential | 0 | 0 | 0 | 0 | 0 | 0 | 0 | 0 | 0 | 0 | 0 | 0 | 0 | 0 | 0 | 0 | 0 | 0 | 0 | 0 | 0 | 0
F4_Industrial_Agriculture_Existing_Space Heating_Natural Gas_Condensing RTU_A_Technical Potential | F4 | Industrial | Agriculture | Existing | Space Heating | Natural Gas | Condensing RTU | A | Standalone Impact on Baseline Energy (%) | Technical Potential | bar: 2019 to 2040
F5_Industrial_Agriculture_Existing_Space Heating_Natural Gas_Condensing RTU_A_Technical Potential | F5 | Industrial | Agriculture | Existing | Space Heating | Natural Gas | Condensing RTU | A | Standalone Impact on Baseline Summer Peak (%) | Technical Potential | bar: 2019 to 2040
F6_Industrial_Agriculture_Existing_Space Heating_Natural Gas_Condensing RTU_A_Technical Potential | F6 | Industrial | Agriculture | Existing | Space Heating | Natural Gas | Condensing RTU | A | Standalone Impact on Baseline Winter Peak (%) | Technical Potential | bar: 2019 to 2040
F7_Industrial_Agriculture_Existing_Space Heating_Natural Gas_Condensing RTU_A_Technical Potential | F7 | Industrial | Agriculture | Existing | Space Heating | Natural Gas | Condensing RTU | A | Incremental Energy Savings (MWh or mTherms) | Technical Potential | 0 | 0 | 0 | 0 | 0 | 0 | 0 | 0 | 0 | 0 | 0 | 0 | 0 | 0 | 0 | 0 | 0 | 0 | 0 | 0 | 0 | 0
F8_Industrial_Agriculture_Existing_Space Heating_Natural Gas_Condensing RTU_A_Technical Potential | F8 | Industrial | Agriculture | Existing | Space Heating | Natural Gas | Condensing RTU | A | Incremental Summer Peak Savings (MW) | Technical Potential | 0 | 0 | 0 | 0 | 0 | 0 | 0 | 0 | 0 | 0 | 0 | 0 | 0 | 0 | 0 | 0 | 0 | 0 | 0 | 0 | 0 | 0
F9_Industrial_Agriculture_Existing_Space Heating_Natural Gas_Condensing RTU_A_Technical Potential | F9 | Industrial | Agriculture | Existing | Space Heating | Natural Gas | Condensing RTU | A | Incremental Winter Peak Savings (MW) | Technical Potential | 0 | 0 | 0 | 0 | 0 | 0 | 0 | 0 | 0 | 0 | 0 | 0 | 0 | 0 | 0 | 0 | 0 | 0 | 0 | 0 | 0 | 0
F10_Industrial_Agriculture_Existing_Space Heating_Natural Gas_Condensing RTU_A_Technical Potential | F10 | Industrial | Agriculture | Existing | Space Heating | Natural Gas | Condensing RTU | A | Cumulative Energy Savings (MWh or mTherms) | Technical Potential | 0 | 0 | 0 | 0 | 0 | 0 | 0 | 0 | 0 | 0 | 0 | 0 | 0 | 0 | 0 | 0 | 0 | 0 | 0 | 0 | 0 | 0
F11_Industrial_Agriculture_Existing_Space Heating_Natural Gas_Condensing RTU_A_Technical Potential | F11 | Industrial | Agriculture | Existing | Space Heating | Natural Gas | Condensing RTU | A | Cumulative Summer Peak Savings (MW) | Technical Potential | 0 | 0 | 0 | 0 | 0 | 0 | 0 | 0 | 0 | 0 | 0 | 0 | 0 | 0 | 0 | 0 | 0 | 0 | 0 | 0 | 0 | 0
F12_Industrial_Agriculture_Existing_Space Heating_Natural Gas_Condensing RTU_A_Technical Potential | F12 | Industrial | Agriculture | Existing | Space Heating | Natural Gas | Condensing RTU | A | Cumulative Winter Peak Savings (MW) | Technical Potential | 0 | 0 | 0 | 0 | 0 | 0 | 0 | 0 | 0 | 0 | 0 | 0 | 0 | 0 | 0 | 0 | 0 | 0 | 0 | 0 | 0 | 0
F13_Industrial_Agriculture_Existing_Space Heating_Natural Gas_Condensing RTU_A_Technical Potential | F13 | Industrial | Agriculture | Existing | Space Heating | Natural Gas | Condensing RTU | A | Purchases (Incremental) | Technical Potential | 0 | 0 | 0 | 0 | 0 | 0 | 0 | 0 | 0 | 0 | 0 | 0 | 0 | 0 | 0 | 0 | 0 | 0 | 0 | 0 | 0 | 0
F14_Industrial_Agriculture_Existing_Space Heating_Natural Gas_Condensing RTU_A_Technical Potential | F14 | Industrial | Agriculture | Existing | Space Heating | Natural Gas | Condensing RTU | A | Purchases (Cumulative) | Technical Potential | 0 | 0 | 0 | 0 | 0 | 0 | 0 | 0 | 0 | 0 | 0 | 0 | 0 | 0 | 0 | 0 | 0 | 0 | 0 | 0 | 0 | 0
F1_Industrial_Agriculture_New_Space Heating_Natural Gas_Condensing RTU_A_Technical Potential | F1 | Industrial | Agriculture | New | Space Heating | Natural Gas | Condensing RTU | A | Original Unit Energy Savings (kWh or therms) | Technical Potential | 0 | 0 | 10.3557 | 10.3557 | 10.3557 | 10.3557 | 10.3557 | 10.3557 | 10.3557 | 10.3557 | 10.3557 | 10.3557 | 10.3557 | 10.3557 | 10.3557 | 10.3557 | 10.3557 | 10.3557 | 10.3557 | 10.3557 | 10.3557 | 10.3557
F2_Industrial_Agriculture_New_Space Heating_Natural Gas_Condensing RTU_A_Technical Potential | F2 | Industrial | Agriculture | New | Space Heating | Natural Gas | Condensing RTU | A | Original Unit Summer Peak Savings (kW) | Technical Potential | 0 | 0 | 0 | 0 | 0 | 0 | 0 | 0 | 0 | 0 | 0 | 0 | 0 | 0 | 0 | 0 | 0 | 0 | 0 | 0 | 0 | 0
F3_Industrial_Agriculture_New_Space Heating_Natural Gas_Condensing RTU_A_Technical Potential | F3 | Industrial | Agriculture | New | Space Heating | Natural Gas | Condensing RTU | A | Original Unit Winter Peak Savings (kW) | Technical Potential | 0 | 0 | 0 | 0 | 0 | 0 | 0 | 0 | 0 | 0 | 0 | 0 | 0 | 0 | 0 | 0 | 0 | 0 | 0 | 0 | 0 | 0
F4_Industrial_Agriculture_New_Space Heating_Natural Gas_Condensing RTU_A_Technical Potential | F4 | Industrial | Agriculture | New | Space Heating | Natural Gas | Condensing RTU | A | Standalone Impact on Baseline Energy (%) | Technical Potential | bar: 2019 to 2040
F5_Industrial_Agriculture_New_Space Heating_Natural Gas_Condensing RTU_A_Technical Potential | F5 | Industrial | Agriculture | New | Space Heating | Natural Gas | Condensing RTU | A | Standalone Impact on Baseline Summer Peak (%) | Technical Potential | bar: 2019 to 2040
F6_Industrial_Agriculture_New_Space Heating_Natural Gas_Condensing RTU_A_Technical Potential | F6 | Industrial | Agriculture | New | Space Heating | Natural Gas | Condensing RTU | A | Standalone Impact on Baseline Winter Peak (%) | Technical Potential | bar: 2019 to 2040
F7_Industrial_Agriculture_New_Space Heating_Natural Gas_Condensing RTU_A_Technical Potential | F7 | Industrial | Agriculture | New | Space Heating | Natural Gas | Condensing RTU | A | Incremental Energy Savings (MWh or mTherms) | Technical Potential | 0 | 0 | 0 | 0 | 0 | 0 | 0 | 0 | 0 | 0 | 0 | 0 | 0 | 0 | 0 | 0 | 0 | 0 | 0 | 0 | 0 | 0
F8_Industrial_Agriculture_New_Space Heating_Natural Gas_Condensing RTU_A_Technical Potential | F8 | Industrial | Agriculture | New | Space Heating | Natural Gas | Condensing RTU | A | Incremental Summer Peak Savings (MW) | Technical Potential | 0 | 0 | 0 | 0 | 0 | 0 | 0 | 0 | 0 | 0 | 0 | 0 | 0 | 0 | 0 | 0 | 0 | 0 | 0 | 0 | 0 | 0
F9_Industrial_Agriculture_New_Space Heating_Natural Gas_Condensing RTU_A_Technical Potential | F9 | Industrial | Agriculture | New | Space Heating | Natural Gas | Condensing RTU | A | Incremental Winter Peak Savings (MW) | Technical Potential | 0 | 0 | 0 | 0 | 0 | 0 | 0 | 0 | 0 | 0 | 0 | 0 | 0 | 0 | 0 | 0 | 0 | 0 | 0 | 0 | 0 | 0
F10_Industrial_Agriculture_New_Space Heating_Natural Gas_Condensing RTU_A_Technical Potential | F10 | Industrial | Agriculture | New | Space Heating | Natural Gas | Condensing RTU | A | Cumulative Energy Savings (MWh or mTherms) | Technical Potential | 0 | 0 | 0 | 0 | 0 | 0 | 0 | 0 | 0 | 0 | 0 | 0 | 0 | 0 | 0 | 0 | 0 | 0 | 0 | 0 | 0 | 0
F11_Industrial_Agriculture_New_Space Heating_Natural Gas_Condensing RTU_A_Technical Potential | F11 | Industrial | Agriculture | New | Space Heating | Natural Gas | Condensing RTU | A | Cumulative Summer Peak Savings (MW) | Technical Potential | 0 | 0 | 0 | 0 | 0 | 0 | 0 | 0 | 0 | 0 | 0 | 0 | 0 | 0 | 0 | 0 | 0 | 0 | 0 | 0 | 0 | 0
F12_Industrial_Agriculture_New_Space Heating_Natural Gas_Condensing RTU_A_Technical Potential | F12 | Industrial | Agriculture | New | Space Heating | Natural Gas | Condensing RTU | A | Cumulative Winter Peak Savings (MW) | Technical Potential | 0 | 0 | 0 | 0 | 0 | 0 | 0 | 0 | 0 | 0 | 0 | 0 | 0 | 0 | 0 | 0 | 0 | 0 | 0 | 0 | 0 | 0
F13_Industrial_Agriculture_New_Space Heating_Natural Gas_Condensing RTU_A_Technical Potential | F13 | Industrial | Agriculture | New | Space Heating | Natural Gas | Condensing RTU | A | Purchases (Incremental) | Technical Potential | 0 | 0 | 0 | 0 | 0 | 0 | 0 | 0 | 0 | 0 | 0 | 0 | 0 | 0 | 0 | 0 | 0 | 0 | 0 | 0 | 0 | 0
F14_Industrial_Agriculture_New_Space Heating_Natural Gas_Condensing RTU_A_Technical Potential | F14 | Industrial | Agriculture | New | Space Heating | Natural Gas | Condensing RTU | A | Purchases (Cumulative) | Technical Potential | 0 | 0 | 0 | 0 | 0 | 0 | 0 | 0 | 0 | 0 | 0 | 0 | 0 | 0 | 0 | 0 | 0 | 0 | 0 | 0 | 0 | 0
F1_Industrial_Primary Metals_Existing_Space Heating_Natural Gas_Condensing RTU_A_Technical Potential | F1 | Industrial | Primary Metals | Existing | Space Heating | Natural Gas | Condensing RTU | A | Original Unit Energy Savings (kWh or therms) | Technical Potential | 0 | 0 | 38.3734 | 38.1612 | 37.9493 | 37.7395 | 37.5335 | 37.3326 | 37.1383 | 36.9521 | 36.775 | 36.6084 | 36.4516 | 36.304 | 36.165 | 36.0343 | 35.9112 | 35.7954 | 35.6864 | 35.5838 | 35.4873 | 35.3964
F2_Industrial_Primary Metals_Existing_Space Heating_Natural Gas_Condensing RTU_A_Technical Potential | F2 | Industrial | Primary Metals | Existing | Space Heating | Natural Gas | Condensing RTU | A | Original Unit Summer Peak Savings (kW) | Technical Potential | 0 | 0 | 0 | 0 | 0 | 0 | 0 | 0 | 0 | 0 | 0 | 0 | 0 | 0 | 0 | 0 | 0 | 0 | 0 | 0 | 0 | 0
F3_Industrial_Primary Metals_Existing_Space Heating_Natural Gas_Condensing RTU_A_Technical Potential | F3 | Industrial | Primary Metals | Existing | Space Heating | Natural Gas | Condensing RTU | A | Original Unit Winter Peak Savings (kW) | Technical Potential | 0 | 0 | 0 | 0 | 0 | 0 | 0 | 0 | 0 | 0 | 0 | 0 | 0 | 0 | 0 | 0 | 0 | 0 | 0 | 0 | 0 | 0
F4_Industrial_Primary Metals_Existing_Space Heating_Natural Gas_Condensing RTU_A_Technical Potential | F4 | Industrial | Primary Metals | Existing | Space Heating | Natural Gas | Condensing RTU | A | Standalone Impact on Baseline Energy (%) | Technical Potential | bar: 2019 to 2040
F5_Industrial_Primary Metals_Existing_Space Heating_Natural Gas_Condensing RTU_A_Technical Potential | F5 | Industrial | Primary Metals | Existing | Space Heating | Natural Gas | Condensing RTU | A | Standalone Impact on Baseline Summer Peak (%) | Technical Potential | bar: 2019 to 2040
F6_Industrial_Primary Metals_Existing_Space Heating_Natural Gas_Condensing RTU_A_Technical Potential | F6 | Industrial | Primary Metals | Existing | Space Heating | Natural Gas | Condensing RTU | A | Standalone Impact on Baseline Winter Peak (%) | Technical Potential | bar: 2019 to 2040
F7_Industrial_Primary Metals_Existing_Space Heating_Natural Gas_Condensing RTU_A_Technical Potential | F7 | Industrial | Primary Metals | Existing | Space Heating | Natural Gas | Condensing RTU | A | Incremental Energy Savings (MWh or mTherms) | Technical Potential | 0 | 0 | 0 | 0 | 0 | 0 | 0 | 0 | 0 | 0 | 0 | 0 | 0 | 0 | 0 | 0 | 0 | 0 | 0 | 0 | 0 | 0
F8_Industrial_Primary Metals_Existing_Space Heating_Natural Gas_Condensing RTU_A_Technical Potential | F8 | Industrial | Primary Metals | Existing | Space Heating | Natural Gas | Condensing RTU | A | Incremental Summer Peak Savings (MW) | Technical Potential | 0 | 0 | 0 | 0 | 0 | 0 | 0 | 0 | 0 | 0 | 0 | 0 | 0 | 0 | 0 | 0 | 0 | 0 | 0 | 0 | 0 | 0
F9_Industrial_Primary Metals_Existing_Space Heating_Natural Gas_Condensing RTU_A_Technical Potential | F9 | Industrial | Primary Metals | Existing | Space Heating | Natural Gas | Condensing RTU | A | Incremental Winter Peak Savings (MW) | Technical Potential | 0 | 0 | 0 | 0 | 0 | 0 | 0 | 0 | 0 | 0 | 0 | 0 | 0 | 0 | 0 | 0 | 0 | 0 | 0 | 0 | 0 | 0
F10_Industrial_Primary Metals_Existing_Space Heating_Natural Gas_Condensing RTU_A_Technical Potential | F10 | Industrial | Primary Metals | Existing | Space Heating | Natural Gas | Condensing RTU | A | Cumulative Energy Savings (MWh or mTherms) | Technical Potential | 0 | 0 | 0 | 0 | 0 | 0 | 0 | 0 | 0 | 0 | 0 | 0 | 0 | 0 | 0 | 0 | 0 | 0 | 0 | 0 | 0 | 0
F11_Industrial_Primary Metals_Existing_Space Heating_Natural Gas_Condensing RTU_A_Technical Potential | F11 | Industrial | Primary Metals | Existing | Space Heating | Natural Gas | Condensing RTU | A | Cumulative Summer Peak Savings (MW) | Technical Potential | 0 | 0 | 0 | 0 | 0 | 0 | 0 | 0 | 0 | 0 | 0 | 0 | 0 | 0 | 0 | 0 | 0 | 0 | 0 | 0 | 0 | 0
F12_Industrial_Primary Metals_Existing_Space Heating_Natural Gas_Condensing RTU_A_Technical Potential | F12 | Industrial | Primary Metals | Existing | Space Heating | Natural Gas | Condensing RTU | A | Cumulative Winter Peak Savings (MW) | Technical Potential | 0 | 0 | 0 | 0 | 0 | 0 | 0 | 0 | 0 | 0 | 0 | 0 | 0 | 0 | 0 | 0 | 0 | 0 | 0 | 0 | 0 | 0
F13_Industrial_Primary Metals_Existing_Space Heating_Natural Gas_Condensing RTU_A_Technical Potential | F13 | Industrial | Primary Metals | Existing | Space Heating | Natural Gas | Condensing RTU | A | Purchases (Incremental) | Technical Potential | 0 | 0 | 0 | 0 | 0 | 0 | 0 | 0 | 0 | 0 | 0 | 0 | 0 | 0 | 0 | 0 | 0 | 0 | 0 | 0 | 0 | 0
F14_Industrial_Primary Metals_Existing_Space Heating_Natural Gas_Condensing RTU_A_Technical Potential | F14 | Industrial | Primary Metals | Existing | Space Heating | Natural Gas | Condensing RTU | A | Purchases (Cumulative) | Technical Potential | 0 | 0 | 0 | 0 | 0 | 0 | 0 | 0 | 0 | 0 | 0 | 0 | 0 | 0 | 0 | 0 | 0 | 0 | 0 | 0 | 0 | 0
F1_Industrial_Primary Metals_New_Space Heating_Natural Gas_Condensing RTU_A_Technical Potential | F1 | Industrial | Primary Metals | New | Space Heating | Natural Gas | Condensing RTU | A | Original Unit Energy Savings (kWh or therms) | Technical Potential | 0 | 0 | 33.9445 | 33.9445 | 33.9445 | 33.9445 | 33.9445 | 33.9445 | 33.9445 | 33.9445 | 33.9445 | 33.9445 | 33.9445 | 33.9445 | 33.9445 | 33.9445 | 33.9445 | 33.9445 | 33.9445 | 33.9445 | 33.9445 | 33.9445
F2_Industrial_Primary Metals_New_Space Heating_Natural Gas_Condensing RTU_A_Technical Potential | F2 | Industrial | Primary Metals | New | Space Heating | Natural Gas | Condensing RTU | A | Original Unit Summer Peak Savings (kW) | Technical Potential | 0 | 0 | 0 | 0 | 0 | 0 | 0 | 0 | 0 | 0 | 0 | 0 | 0 | 0 | 0 | 0 | 0 | 0 | 0 | 0 | 0 | 0
F3_Industrial_Primary Metals_New_Space Heating_Natural Gas_Condensing RTU_A_Technical Potential | F3 | Industrial | Primary Metals | New | Space Heating | Natural Gas | Condensing RTU | A | Original Unit Winter Peak Savings (kW) | Technical Potential | 0 | 0 | 0 | 0 | 0 | 0 | 0 | 0 | 0 | 0 | 0 | 0 | 0 | 0 | 0 | 0 | 0 | 0 | 0 | 0 | 0 | 0
F4_Industrial_Primary Metals_New_Space Heating_Natural Gas_Condensing RTU_A_Technical Potential | F4 | Industrial | Primary Metals | New | Space Heating | Natural Gas | Condensing RTU | A | Standalone Impact on Baseline Energy (%) | Technical Potential | bar: 2019 to 2040
F5_Industrial_Primary Metals_New_Space Heating_Natural Gas_Condensing RTU_A_Technical Potential | F5 | Industrial | Primary Metals | New | Space Heating | Natural Gas | Condensing RTU | A | Standalone Impact on Baseline Summer Peak (%) | Technical Potential | bar: 2019 to 2040
F6_Industrial_Primary Metals_New_Space Heating_Natural Gas_Condensing RTU_A_Technical Potential | F6 | Industrial | Primary Metals | New | Space Heating | Natural Gas | Condensing RTU | A | Standalone Impact on Baseline Winter Peak (%) | Technical Potential | bar: 2019 to 2040
F7_Industrial_Primary Metals_New_Space Heating_Natural Gas_Condensing RTU_A_Technical Potential | F7 | Industrial | Primary Metals | New | Space Heating | Natural Gas | Condensing RTU | A | Incremental Energy Savings (MWh or mTherms) | Technical Potential | 0 | 0 | 0 | 0 | 0 | 0 | 0 | 0 | 0 | 0 | 0 | 0 | 0 | 0 | 0 | 0 | 0 | 0 | 0 | 0 | 0 | 0
F8_Industrial_Primary Metals_New_Space Heating_Natural Gas_Condensing RTU_A_Technical Potential | F8 | Industrial | Primary Metals | New | Space Heating | Natural Gas | Condensing RTU | A | Incremental Summer Peak Savings (MW) | Technical Potential | 0 | 0 | 0 | 0 | 0 | 0 | 0 | 0 | 0 | 0 | 0 | 0 | 0 | 0 | 0 | 0 | 0 | 0 | 0 | 0 | 0 | 0
F9_Industrial_Primary Metals_New_Space Heating_Natural Gas_Condensing RTU_A_Technical Potential | F9 | Industrial | Primary Metals | New | Space Heating | Natural Gas | Condensing RTU | A | Incremental Winter Peak Savings (MW) | Technical Potential | 0 | 0 | 0 | 0 | 0 | 0 | 0 | 0 | 0 | 0 | 0 | 0 | 0 | 0 | 0 | 0 | 0 | 0 | 0 | 0 | 0 | 0
F10_Industrial_Primary Metals_New_Space Heating_Natural Gas_Condensing RTU_A_Technical Potential | F10 | Industrial | Primary Metals | New | Space Heating | Natural Gas | Condensing RTU | A | Cumulative Energy Savings (MWh or mTherms) | Technical Potential | 0 | 0 | 0 | 0 | 0 | 0 | 0 | 0 | 0 | 0 | 0 | 0 | 0 | 0 | 0 | 0 | 0 | 0 | 0 | 0 | 0 | 0
F11_Industrial_Primary Metals_New_Space Heating_Natural Gas_Condensing RTU_A_Technical Potential | F11 | Industrial | Primary Metals | New | Space Heating | Natural Gas | Condensing RTU | A | Cumulative Summer Peak Savings (MW) | Technical Potential | 0 | 0 | 0 | 0 | 0 | 0 | 0 | 0 | 0 | 0 | 0 | 0 | 0 | 0 | 0 | 0 | 0 | 0 | 0 | 0 | 0 | 0
F12_Industrial_Primary Metals_New_Space Heating_Natural Gas_Condensing RTU_A_Technical Potential | F12 | Industrial | Primary Metals | New | Space Heating | Natural Gas | Condensing RTU | A | Cumulative Winter Peak Savings (MW) | Technical Potential | 0 | 0 | 0 | 0 | 0 | 0 | 0 | 0 | 0 | 0 | 0 | 0 | 0 | 0 | 0 | 0 | 0 | 0 | 0 | 0 | 0 | 0
F13_Industrial_Primary Metals_New_Space Heating_Natural Gas_Condensing RTU_A_Technical Potential | F13 | Industrial | Primary Metals | New | Space Heating | Natural Gas | Condensing RTU | A | Purchases (Incremental) | Technical Potential | 0 | 0 | 0 | 0 | 0 | 0 | 0 | 0 | 0 | 0 | 0 | 0 | 0 | 0 | 0 | 0 | 0 | 0 | 0 | 0 | 0 | 0
F14_Industrial_Primary Metals_New_Space Heating_Natural Gas_Condensing RTU_A_Technical Potential | F14 | Industrial | Primary Metals | New | Space Heating | Natural Gas | Condensing RTU | A | Purchases (Cumulative) | Technical Potential | 0 | 0 | 0 | 0 | 0 | 0 | 0 | 0 | 0 | 0 | 0 | 0 | 0 | 0 | 0 | 0 | 0 | 0 | 0 | 0 | 0 | 0
F1_Industrial_Stone, Clay, and Glass_Existing_Space Heating_Natural Gas_Condensing RTU_A_Technical Potential | F1 | Industrial | Stone, Clay, and Glass | Existing | Space Heating | Natural Gas | Condensing RTU | A | Original Unit Energy Savings (kWh or therms) | Technical Potential | 0 | 0 | 45.1281 | 44.8785 | 44.6294 | 44.3827 | 44.1403 | 43.9041 | 43.6756 | 43.4566 | 43.2484 | 43.0524 | 42.868 | 42.6944 | 42.531 | 42.3773 | 42.2325 | 42.0963 | 41.9681 | 41.8475 | 41.7339 | 41.6271
F2_Industrial_Stone, Clay, and Glass_Existing_Space Heating_Natural Gas_Condensing RTU_A_Technical Potential | F2 | Industrial | Stone, Clay, and Glass | Existing | Space Heating | Natural Gas | Condensing RTU | A | Original Unit Summer Peak Savings (kW) | Technical Potential | 0 | 0 | 0 | 0 | 0 | 0 | 0 | 0 | 0 | 0 | 0 | 0 | 0 | 0 | 0 | 0 | 0 | 0 | 0 | 0 | 0 | 0
F3_Industrial_Stone, Clay, and Glass_Existing_Space Heating_Natural Gas_Condensing RTU_A_Technical Potential | F3 | Industrial | Stone, Clay, and Glass | Existing | Space Heating | Natural Gas | Condensing RTU | A | Original Unit Winter Peak Savings (kW) | Technical Potential | 0 | 0 | 0 | 0 | 0 | 0 | 0 | 0 | 0 | 0 | 0 | 0 | 0 | 0 | 0 | 0 | 0 | 0 | 0 | 0 | 0 | 0
F4_Industrial_Stone, Clay, and Glass_Existing_Space Heating_Natural Gas_Condensing RTU_A_Technical Potential | F4 | Industrial | Stone, Clay, and Glass | Existing | Space Heating | Natural Gas | Condensing RTU | A | Standalone Impact on Baseline Energy (%) | Technical Potential | bar: 2019 to 2040
F5_Industrial_Stone, Clay, and Glass_Existing_Space Heating_Natural Gas_Condensing RTU_A_Technical Potential | F5 | Industrial | Stone, Clay, and Glass | Existing | Space Heating | Natural Gas | Condensing RTU | A | Standalone Impact on Baseline Summer Peak (%) | Technical Potential | bar: 2019 to 2040
F6_Industrial_Stone, Clay, and Glass_Existing_Space Heating_Natural Gas_Condensing RTU_A_Technical Potential | F6 | Industrial | Stone, Clay, and Glass | Existing | Space Heating | Natural Gas | Condensing RTU | A | Standalone Impact on Baseline Winter Peak (%) | Technical Potential | bar: 2019 to 2040
F7_Industrial_Stone, Clay, and Glass_Existing_Space Heating_Natural Gas_Condensing RTU_A_Technical Potential | F7 | Industrial | Stone, Clay, and Glass | Existing | Space Heating | Natural Gas | Condensing RTU | A | Incremental Energy Savings (MWh or mTherms) | Technical Potential | 0 | 0 | 0 | 0 | 0 | 0 | 0 | 0 | 0 | 0 | 0 | 0 | 0 | 0 | 0 | 0 | 0 | 0 | 0 | 0 | 0 | 0
F8_Industrial_Stone, Clay, and Glass_Existing_Space Heating_Natural Gas_Condensing RTU_A_Technical Potential | F8 | Industrial | Stone, Clay, and Glass | Existing | Space Heating | Natural Gas | Condensing RTU | A | Incremental Summer Peak Savings (MW) | Technical Potential | 0 | 0 | 0 | 0 | 0 | 0 | 0 | 0 | 0 | 0 | 0 | 0 | 0 | 0 | 0 | 0 | 0 | 0 | 0 | 0 | 0 | 0
F9_Industrial_Stone, Clay, and Glass_Existing_Space Heating_Natural Gas_Condensing RTU_A_Technical Potential | F9 | Industrial | Stone, Clay, and Glass | Existing | Space Heating | Natural Gas | Condensing RTU | A | Incremental Winter Peak Savings (MW) | Technical Potential | 0 | 0 | 0 | 0 | 0 | 0 | 0 | 0 | 0 | 0 | 0 | 0 | 0 | 0 | 0 | 0 | 0 | 0 | 0 | 0 | 0 | 0
F10_Industrial_Stone, Clay, and Glass_Existing_Space Heating_Natural Gas_Condensing RTU_A_Technical Potential | F10 | Industrial | Stone, Clay, and Glass | Existing | Space Heating | Natural Gas | Condensing RTU | A | Cumulative Energy Savings (MWh or mTherms) | Technical Potential | 0 | 0 | 0 | 0 | 0 | 0 | 0 | 0 | 0 | 0 | 0 | 0 | 0 | 0 | 0 | 0 | 0 | 0 | 0 | 0 | 0 | 0
F11_Industrial_Stone, Clay, and Glass_Existing_Space Heating_Natural Gas_Condensing RTU_A_Technical Potential | F11 | Industrial | Stone, Clay, and Glass | Existing | Space Heating | Natural Gas | Condensing RTU | A | Cumulative Summer Peak Savings (MW) | Technical Potential | 0 | 0 | 0 | 0 | 0 | 0 | 0 | 0 | 0 | 0 | 0 | 0 | 0 | 0 | 0 | 0 | 0 | 0 | 0 | 0 | 0 | 0
F12_Industrial_Stone, Clay, and Glass_Existing_Space Heating_Natural Gas_Condensing RTU_A_Technical Potential | F12 | Industrial | Stone, Clay, and Glass | Existing | Space Heating | Natural Gas | Condensing RTU | A | Cumulative Winter Peak Savings (MW) | Technical Potential | 0 | 0 | 0 | 0 | 0 | 0 | 0 | 0 | 0 | 0 | 0 | 0 | 0 | 0 | 0 | 0 | 0 | 0 | 0 | 0 | 0 | 0
F13_Industrial_Stone, Clay, and Glass_Existing_Space Heating_Natural Gas_Condensing RTU_A_Technical Potential | F13 | Industrial | Stone, Clay, and Glass | Existing | Space Heating | Natural Gas | Condensing RTU | A | Purchases (Incremental) | Technical Potential | 0 | 0 | 0 | 0 | 0 | 0 | 0 | 0 | 0 | 0 | 0 | 0 | 0 | 0 | 0 | 0 | 0 | 0 | 0 | 0 | 0 | 0
F14_Industrial_Stone, Clay, and Glass_Existing_Space Heating_Natural Gas_Condensing RTU_A_Technical Potential | F14 | Industrial | Stone, Clay, and Glass | Existing | Space Heating | Natural Gas | Condensing RTU | A | Purchases (Cumulative) | Technical Potential | 0 | 0 | 0 | 0 | 0 | 0 | 0 | 0 | 0 | 0 | 0 | 0 | 0 | 0 | 0 | 0 | 0 | 0 | 0 | 0 | 0 | 0
F1_Industrial_Stone, Clay, and Glass_New_Space Heating_Natural Gas_Condensing RTU_A_Technical Potential | F1 | Industrial | Stone, Clay, and Glass | New | Space Heating | Natural Gas | Condensing RTU | A | Original Unit Energy Savings (kWh or therms) | Technical Potential | 0 | 0 | 39.9196 | 39.9196 | 39.9196 | 39.9196 | 39.9196 | 39.9196 | 39.9196 | 39.9196 | 39.9196 | 39.9196 | 39.9196 | 39.9196 | 39.9196 | 39.9196 | 39.9196 | 39.9196 | 39.9196 | 39.9196 | 39.9196 | 39.9196
F2_Industrial_Stone, Clay, and Glass_New_Space Heating_Natural Gas_Condensing RTU_A_Technical Potential | F2 | Industrial | Stone, Clay, and Glass | New | Space Heating | Natural Gas | Condensing RTU | A | Original Unit Summer Peak Savings (kW) | Technical Potential | 0 | 0 | 0 | 0 | 0 | 0 | 0 | 0 | 0 | 0 | 0 | 0 | 0 | 0 | 0 | 0 | 0 | 0 | 0 | 0 | 0 | 0
F3_Industrial_Stone, Clay, and Glass_New_Space Heating_Natural Gas_Condensing RTU_A_Technical Potential | F3 | Industrial | Stone, Clay, and Glass | New | Space Heating | Natural Gas | Condensing RTU | A | Original Unit Winter Peak Savings (kW) | Technical Potential | 0 | 0 | 0 | 0 | 0 | 0 | 0 | 0 | 0 | 0 | 0 | 0 | 0 | 0 | 0 | 0 | 0 | 0 | 0 | 0 | 0 | 0
F4_Industrial_Stone, Clay, and Glass_New_Space Heating_Natural Gas_Condensing RTU_A_Technical Potential | F4 | Industrial | Stone, Clay, and Glass | New | Space Heating | Natural Gas | Condensing RTU | A | Standalone Impact on Baseline Energy (%) | Technical Potential | bar: 2019 to 2040
F5_Industrial_Stone, Clay, and Glass_New_Space Heating_Natural Gas_Condensing RTU_A_Technical Potential | F5 | Industrial | Stone, Clay, and Glass | New | Space Heating | Natural Gas | Condensing RTU | A | Standalone Impact on Baseline Summer Peak (%) | Technical Potential | bar: 2019 to 2040
F6_Industrial_Stone, Clay, and Glass_New_Space Heating_Natural Gas_Condensing RTU_A_Technical Potential | F6 | Industrial | Stone, Clay, and Glass | New | Space Heating | Natural Gas | Condensing RTU | A | Standalone Impact on Baseline Winter Peak (%) | Technical Potential | bar: 2019 to 2040
F7_Industrial_Stone, Clay, and Glass_New_Space Heating_Natural Gas_Condensing RTU_A_Technical Potential | F7 | Industrial | Stone, Clay, and Glass | New | Space Heating | Natural Gas | Condensing RTU | A | Incremental Energy Savings (MWh or mTherms) | Technical Potential | 0 | 0 | 0 | 0 | 0 | 0 | 0 | 0 | 0 | 0 | 0 | 0 | 0 | 0 | 0 | 0 | 0 | 0 | 0 | 0 | 0 | 0
F8_Industrial_Stone, Clay, and Glass_New_Space Heating_Natural Gas_Condensing RTU_A_Technical Potential | F8 | Industrial | Stone, Clay, and Glass | New | Space Heating | Natural Gas | Condensing RTU | A | Incremental Summer Peak Savings (MW) | Technical Potential | 0 | 0 | 0 | 0 | 0 | 0 | 0 | 0 | 0 | 0 | 0 | 0 | 0 | 0 | 0 | 0 | 0 | 0 | 0 | 0 | 0 | 0
F9_Industrial_Stone, Clay, and Glass_New_Space Heating_Natural Gas_Condensing RTU_A_Technical Potential | F9 | Industrial | Stone, Clay, and Glass | New | Space Heating | Natural Gas | Condensing RTU | A | Incremental Winter Peak Savings (MW) | Technical Potential | 0 | 0 | 0 | 0 | 0 | 0 | 0 | 0 | 0 | 0 | 0 | 0 | 0 | 0 | 0 | 0 | 0 | 0 | 0 | 0 | 0 | 0
F10_Industrial_Stone, Clay, and Glass_New_Space Heating_Natural Gas_Condensing RTU_A_Technical Potential | F10 | Industrial | Stone, Clay, and Glass | New | Space Heating | Natural Gas | Condensing RTU | A | Cumulative Energy Savings (MWh or mTherms) | Technical Potential | 0 | 0 | 0 | 0 | 0 | 0 | 0 | 0 | 0 | 0 | 0 | 0 | 0 | 0 | 0 | 0 | 0 | 0 | 0 | 0 | 0 | 0
F11_Industrial_Stone, Clay, and Glass_New_Space Heating_Natural Gas_Condensing RTU_A_Technical Potential | F11 | Industrial | Stone, Clay, and Glass | New | Space Heating | Natural Gas | Condensing RTU | A | Cumulative Summer Peak Savings (MW) | Technical Potential | 0 | 0 | 0 | 0 | 0 | 0 | 0 | 0 | 0 | 0 | 0 | 0 | 0 | 0 | 0 | 0 | 0 | 0 | 0 | 0 | 0 | 0
F12_Industrial_Stone, Clay, and Glass_New_Space Heating_Natural Gas_Condensing RTU_A_Technical Potential | F12 | Industrial | Stone, Clay, and Glass | New | Space Heating | Natural Gas | Condensing RTU | A | Cumulative Winter Peak Savings (MW) | Technical Potential | 0 | 0 | 0 | 0 | 0 | 0 | 0 | 0 | 0 | 0 | 0 | 0 | 0 | 0 | 0 | 0 | 0 | 0 | 0 | 0 | 0 | 0
F13_Industrial_Stone, Clay, and Glass_New_Space Heating_Natural Gas_Condensing RTU_A_Technical Potential | F13 | Industrial | Stone, Clay, and Glass | New | Space Heating | Natural Gas | Condensing RTU | A | Purchases (Incremental) | Technical Potential | 0 | 0 | 0 | 0 | 0 | 0 | 0 | 0 | 0 | 0 | 0 | 0 | 0 | 0 | 0 | 0 | 0 | 0 | 0 | 0 | 0 | 0
F14_Industrial_Stone, Clay, and Glass_New_Space Heating_Natural Gas_Condensing RTU_A_Technical Potential | F14 | Industrial | Stone, Clay, and Glass | New | Space Heating | Natural Gas | Condensing RTU | A | Purchases (Cumulative) | Technical Potential | 0 | 0 | 0 | 0 | 0 | 0 | 0 | 0 | 0 | 0 | 0 | 0 | 0 | 0 | 0 | 0 | 0 | 0 | 0 | 0 | 0 | 0
F1_Industrial_Petroleum_Existing_Space Heating_Natural Gas_Condensing RTU_A_Technical Potential | F1 | Industrial | Petroleum | Existing | Space Heating | Natural Gas | Condensing RTU | A | Original Unit Energy Savings (kWh or therms) | Technical Potential | 0 | 0 | 9532.3154 | 9479.5915 | 9426.9629 | 9374.8533 | 9323.6617 | 9273.7636 | 9225.5122 | 9179.2403 | 9135.2607 | 9093.8682 | 9054.9106 | 9018.2446 | 8983.7354 | 8951.2561 | 8920.6874 | 8891.9169 | 8864.8387 | 8839.3534 | 8815.3672 | 8792.792
F2_Industrial_Petroleum_Existing_Space Heating_Natural Gas_Condensing RTU_A_Technical Potential | F2 | Industrial | Petroleum | Existing | Space Heating | Natural Gas | Condensing RTU | A | Original Unit Summer Peak Savings (kW) | Technical Potential | 0 | 0 | 0 | 0 | 0 | 0 | 0 | 0 | 0 | 0 | 0 | 0 | 0 | 0 | 0 | 0 | 0 | 0 | 0 | 0 | 0 | 0
F3_Industrial_Petroleum_Existing_Space Heating_Natural Gas_Condensing RTU_A_Technical Potential | F3 | Industrial | Petroleum | Existing | Space Heating | Natural Gas | Condensing RTU | A | Original Unit Winter Peak Savings (kW) | Technical Potential | 0 | 0 | 0 | 0 | 0 | 0 | 0 | 0 | 0 | 0 | 0 | 0 | 0 | 0 | 0 | 0 | 0 | 0 | 0 | 0 | 0 | 0
F4_Industrial_Petroleum_Existing_Space Heating_Natural Gas_Condensing RTU_A_Technical Potential | F4 | Industrial | Petroleum | Existing | Space Heating | Natural Gas | Condensing RTU | A | Standalone Impact on Baseline Energy (%) | Technical Potential | bar: 2019 to 2040
F5_Industrial_Petroleum_Existing_Space Heating_Natural Gas_Condensing RTU_A_Technical Potential | F5 | Industrial | Petroleum | Existing | Space Heating | Natural Gas | Condensing RTU | A | Standalone Impact on Baseline Summer Peak (%) | Technical Potential | bar: 2019 to 2040
F6_Industrial_Petroleum_Existing_Space Heating_Natural Gas_Condensing RTU_A_Technical Potential | F6 | Industrial | Petroleum | Existing | Space Heating | Natural Gas | Condensing RTU | A | Standalone Impact on Baseline Winter Peak (%) | Technical Potential | bar: 2019 to 2040
F7_Industrial_Petroleum_Existing_Space Heating_Natural Gas_Condensing RTU_A_Technical Potential | F7 | Industrial | Petroleum | Existing | Space Heating | Natural Gas | Condensing RTU | A | Incremental Energy Savings (MWh or mTherms) | Technical Potential | 0 | 0 | 0 | 0 | 0 | 0 | 0 | 0 | 0 | 0 | 0 | 0 | 0 | 0 | 0 | 0 | 0 | 0 | 0 | 0 | 0 | 0
F8_Industrial_Petroleum_Existing_Space Heating_Natural Gas_Condensing RTU_A_Technical Potential | F8 | Industrial | Petroleum | Existing | Space Heating | Natural Gas | Condensing RTU | A | Incremental Summer Peak Savings (MW) | Technical Potential | 0 | 0 | 0 | 0 | 0 | 0 | 0 | 0 | 0 | 0 | 0 | 0 | 0 | 0 | 0 | 0 | 0 | 0 | 0 | 0 | 0 | 0
F9_Industrial_Petroleum_Existing_Space Heating_Natural Gas_Condensing RTU_A_Technical Potential | F9 | Industrial | Petroleum | Existing | Space Heating | Natural Gas | Condensing RTU | A | Incremental Winter Peak Savings (MW) | Technical Potential | 0 | 0 | 0 | 0 | 0 | 0 | 0 | 0 | 0 | 0 | 0 | 0 | 0 | 0 | 0 | 0 | 0 | 0 | 0 | 0 | 0 | 0
F10_Industrial_Petroleum_Existing_Space Heating_Natural Gas_Condensing RTU_A_Technical Potential | F10 | Industrial | Petroleum | Existing | Space Heating | Natural Gas | Condensing RTU | A | Cumulative Energy Savings (MWh or mTherms) | Technical Potential | 0 | 0 | 0 | 0 | 0 | 0 | 0 | 0 | 0 | 0 | 0 | 0 | 0 | 0 | 0 | 0 | 0 | 0 | 0 | 0 | 0 | 0
F11_Industrial_Petroleum_Existing_Space Heating_Natural Gas_Condensing RTU_A_Technical Potential | F11 | Industrial | Petroleum | Existing | Space Heating | Natural Gas | Condensing RTU | A | Cumulative Summer Peak Savings (MW) | Technical Potential | 0 | 0 | 0 | 0 | 0 | 0 | 0 | 0 | 0 | 0 | 0 | 0 | 0 | 0 | 0 | 0 | 0 | 0 | 0 | 0 | 0 | 0
F12_Industrial_Petroleum_Existing_Space Heating_Natural Gas_Condensing RTU_A_Technical Potential | F12 | Industrial | Petroleum | Existing | Space Heating | Natural Gas | Condensing RTU | A | Cumulative Winter Peak Savings (MW) | Technical Potential | 0 | 0 | 0 | 0 | 0 | 0 | 0 | 0 | 0 | 0 | 0 | 0 | 0 | 0 | 0 | 0 | 0 | 0 | 0 | 0 | 0 | 0
F13_Industrial_Petroleum_Existing_Space Heating_Natural Gas_Condensing RTU_A_Technical Potential | F13 | Industrial | Petroleum | Existing | Space Heating | Natural Gas | Condensing RTU | A | Purchases (Incremental) | Technical Potential | 0 | 0 | 0 | 0 | 0 | 0 | 0 | 0 | 0 | 0 | 0 | 0 | 0 | 0 | 0 | 0 | 0 | 0 | 0 | 0 | 0 | 0
F14_Industrial_Petroleum_Existing_Space Heating_Natural Gas_Condensing RTU_A_Technical Potential | F14 | Industrial | Petroleum | Existing | Space Heating | Natural Gas | Condensing RTU | A | Purchases (Cumulative) | Technical Potential | 0 | 0 | 0 | 0 | 0 | 0 | 0 | 0 | 0 | 0 | 0 | 0 | 0 | 0 | 0 | 0 | 0 | 0 | 0 | 0 | 0 | 0
F1_Industrial_Petroleum_New_Space Heating_Natural Gas_Condensing RTU_A_Technical Potential | F1 | Industrial | Petroleum | New | Space Heating | Natural Gas | Condensing RTU | A | Original Unit Energy Savings (kWh or therms) | Technical Potential | 0 | 0 | 8432.1223 | 8432.1223 | 8432.1223 | 8432.1223 | 8432.1223 | 8432.1223 | 8432.1223 | 8432.1223 | 8432.1223 | 8432.1223 | 8432.1223 | 8432.1223 | 8432.1223 | 8432.1223 | 8432.1223 | 8432.1223 | 8432.1223 | 8432.1223 | 8432.1223 | 8432.1223
F2_Industrial_Petroleum_New_Space Heating_Natural Gas_Condensing RTU_A_Technical Potential | F2 | Industrial | Petroleum | New | Space Heating | Natural Gas | Condensing RTU | A | Original Unit Summer Peak Savings (kW) | Technical Potential | 0 | 0 | 0 | 0 | 0 | 0 | 0 | 0 | 0 | 0 | 0 | 0 | 0 | 0 | 0 | 0 | 0 | 0 | 0 | 0 | 0 | 0
F3_Industrial_Petroleum_New_Space Heating_Natural Gas_Condensing RTU_A_Technical Potential | F3 | Industrial | Petroleum | New | Space Heating | Natural Gas | Condensing RTU | A | Original Unit Winter Peak Savings (kW) | Technical Potential | 0 | 0 | 0 | 0 | 0 | 0 | 0 | 0 | 0 | 0 | 0 | 0 | 0 | 0 | 0 | 0 | 0 | 0 | 0 | 0 | 0 | 0
F4_Industrial_Petroleum_New_Space Heating_Natural Gas_Condensing RTU_A_Technical Potential | F4 | Industrial | Petroleum | New | Space Heating | Natural Gas | Condensing RTU | A | Standalone Impact on Baseline Energy (%) | Technical Potential | bar: 2019 to 2040
F5_Industrial_Petroleum_New_Space Heating_Natural Gas_Condensing RTU_A_Technical Potential | F5 | Industrial | Petroleum | New | Space Heating | Natural Gas | Condensing RTU | A | Standalone Impact on Baseline Summer Peak (%) | Technical Potential | bar: 2019 to 2040
F6_Industrial_Petroleum_New_Space Heating_Natural Gas_Condensing RTU_A_Technical Potential | F6 | Industrial | Petroleum | New | Space Heating | Natural Gas | Condensing RTU | A | Standalone Impact on Baseline Winter Peak (%) | Technical Potential | bar: 2019 to 2040
F7_Industrial_Petroleum_New_Space Heating_Natural Gas_Condensing RTU_A_Technical Potential | F7 | Industrial | Petroleum | New | Space Heating | Natural Gas | Condensing RTU | A | Incremental Energy Savings (MWh or mTherms) | Technical Potential | 0 | 0 | 0 | 0 | 0 | 0 | 0 | 0 | 0 | 0 | 0 | 0 | 0 | 0 | 0 | 0 | 0 | 0 | 0 | 0 | 0 | 0
F8_Industrial_Petroleum_New_Space Heating_Natural Gas_Condensing RTU_A_Technical Potential | F8 | Industrial | Petroleum | New | Space Heating | Natural Gas | Condensing RTU | A | Incremental Summer Peak Savings (MW) | Technical Potential | 0 | 0 | 0 | 0 | 0 | 0 | 0 | 0 | 0 | 0 | 0 | 0 | 0 | 0 | 0 | 0 | 0 | 0 | 0 | 0 | 0 | 0
F9_Industrial_Petroleum_New_Space Heating_Natural Gas_Condensing RTU_A_Technical Potential | F9 | Industrial | Petroleum | New | Space Heating | Natural Gas | Condensing RTU | A | Incremental Winter Peak Savings (MW) | Technical Potential | 0 | 0 | 0 | 0 | 0 | 0 | 0 | 0 | 0 | 0 | 0 | 0 | 0 | 0 | 0 | 0 | 0 | 0 | 0 | 0 | 0 | 0
F10_Industrial_Petroleum_New_Space Heating_Natural Gas_Condensing RTU_A_Technical Potential | F10 | Industrial | Petroleum | New | Space Heating | Natural Gas | Condensing RTU | A | Cumulative Energy Savings (MWh or mTherms) | Technical Potential | 0 | 0 | 0 | 0 | 0 | 0 | 0 | 0 | 0 | 0 | 0 | 0 | 0 | 0 | 0 | 0 | 0 | 0 | 0 | 0 | 0 | 0
F11_Industrial_Petroleum_New_Space Heating_Natural Gas_Condensing RTU_A_Technical Potential | F11 | Industrial | Petroleum | New | Space Heating | Natural Gas | Condensing RTU | A | Cumulative Summer Peak Savings (MW) | Technical Potential | 0 | 0 | 0 | 0 | 0 | 0 | 0 | 0 | 0 | 0 | 0 | 0 | 0 | 0 | 0 | 0 | 0 | 0 | 0 | 0 | 0 | 0
F12_Industrial_Petroleum_New_Space Heating_Natural Gas_Condensing RTU_A_Technical Potential | F12 | Industrial | Petroleum | New | Space Heating | Natural Gas | Condensing RTU | A | Cumulative Winter Peak Savings (MW) | Technical Potential | 0 | 0 | 0 | 0 | 0 | 0 | 0 | 0 | 0 | 0 | 0 | 0 | 0 | 0 | 0 | 0 | 0 | 0 | 0 | 0 | 0 | 0
F13_Industrial_Petroleum_New_Space Heating_Natural Gas_Condensing RTU_A_Technical Potential | F13 | Industrial | Petroleum | New | Space Heating | Natural Gas | Condensing RTU | A | Purchases (Incremental) | Technical Potential | 0 | 0 | 0 | 0 | 0 | 0 | 0 | 0 | 0 | 0 | 0 | 0 | 0 | 0 | 0 | 0 | 0 | 0 | 0 | 0 | 0 | 0
F14_Industrial_Petroleum_New_Space Heating_Natural Gas_Condensing RTU_A_Technical Potential | F14 | Industrial | Petroleum | New | Space Heating | Natural Gas | Condensing RTU | A | Purchases (Cumulative) | Technical Potential | 0 | 0 | 0 | 0 | 0 | 0 | 0 | 0 | 0 | 0 | 0 | 0 | 0 | 0 | 0 | 0 | 0 | 0 | 0 | 0 | 0 | 0
F1_Industrial_Paper and Printing_Existing_Space Heating_Natural Gas_Condensing RTU_A_Technical Potential | F1 | Industrial | Paper and Printing | Existing | Space Heating | Natural Gas | Condensing RTU | A | Original Unit Energy Savings (kWh or therms) | Technical Potential | 0 | 0 | 135.1704 | 134.4227 | 133.6765 | 132.9375 | 132.2116 | 131.5041 | 130.8198 | 130.1637 | 129.5401 | 128.9531 | 128.4007 | 127.8807 | 127.3914 | 126.9308 | 126.4974 | 126.0894 | 125.7054 | 125.344 | 125.0039 | 124.6838
F2_Industrial_Paper and Printing_Existing_Space Heating_Natural Gas_Condensing RTU_A_Technical Potential | F2 | Industrial | Paper and Printing | Existing | Space Heating | Natural Gas | Condensing RTU | A | Original Unit Summer Peak Savings (kW) | Technical Potential | 0 | 0 | 0 | 0 | 0 | 0 | 0 | 0 | 0 | 0 | 0 | 0 | 0 | 0 | 0 | 0 | 0 | 0 | 0 | 0 | 0 | 0
F3_Industrial_Paper and Printing_Existing_Space Heating_Natural Gas_Condensing RTU_A_Technical Potential | F3 | Industrial | Paper and Printing | Existing | Space Heating | Natural Gas | Condensing RTU | A | Original Unit Winter Peak Savings (kW) | Technical Potential | 0 | 0 | 0 | 0 | 0 | 0 | 0 | 0 | 0 | 0 | 0 | 0 | 0 | 0 | 0 | 0 | 0 | 0 | 0 | 0 | 0 | 0
F4_Industrial_Paper and Printing_Existing_Space Heating_Natural Gas_Condensing RTU_A_Technical Potential | F4 | Industrial | Paper and Printing | Existing | Space Heating | Natural Gas | Condensing RTU | A | Standalone Impact on Baseline Energy (%) | Technical Potential | bar: 2019 to 2040
F5_Industrial_Paper and Printing_Existing_Space Heating_Natural Gas_Condensing RTU_A_Technical Potential | F5 | Industrial | Paper and Printing | Existing | Space Heating | Natural Gas | Condensing RTU | A | Standalone Impact on Baseline Summer Peak (%) | Technical Potential | bar: 2019 to 2040
F6_Industrial_Paper and Printing_Existing_Space Heating_Natural Gas_Condensing RTU_A_Technical Potential | F6 | Industrial | Paper and Printing | Existing | Space Heating | Natural Gas | Condensing RTU | A | Standalone Impact on Baseline Winter Peak (%) | Technical Potential | bar: 2019 to 2040
F7_Industrial_Paper and Printing_Existing_Space Heating_Natural Gas_Condensing RTU_A_Technical Potential | F7 | Industrial | Paper and Printing | Existing | Space Heating | Natural Gas | Condensing RTU | A | Incremental Energy Savings (MWh or mTherms) | Technical Potential | 0 | 0 | 0 | 0 | 0 | 0 | 0 | 0 | 0 | 0 | 0 | 0 | 0 | 0 | 0 | 0 | 0 | 0 | 0 | 0 | 0 | 0
F8_Industrial_Paper and Printing_Existing_Space Heating_Natural Gas_Condensing RTU_A_Technical Potential | F8 | Industrial | Paper and Printing | Existing | Space Heating | Natural Gas | Condensing RTU | A | Incremental Summer Peak Savings (MW) | Technical Potential | 0 | 0 | 0 | 0 | 0 | 0 | 0 | 0 | 0 | 0 | 0 | 0 | 0 | 0 | 0 | 0 | 0 | 0 | 0 | 0 | 0 | 0
F9_Industrial_Paper and Printing_Existing_Space Heating_Natural Gas_Condensing RTU_A_Technical Potential | F9 | Industrial | Paper and Printing | Existing | Space Heating | Natural Gas | Condensing RTU | A | Incremental Winter Peak Savings (MW) | Technical Potential | 0 | 0 | 0 | 0 | 0 | 0 | 0 | 0 | 0 | 0 | 0 | 0 | 0 | 0 | 0 | 0 | 0 | 0 | 0 | 0 | 0 | 0
F10_Industrial_Paper and Printing_Existing_Space Heating_Natural Gas_Condensing RTU_A_Technical Potential | F10 | Industrial | Paper and Printing | Existing | Space Heating | Natural Gas | Condensing RTU | A | Cumulative Energy Savings (MWh or mTherms) | Technical Potential | 0 | 0 | 0 | 0 | 0 | 0 | 0 | 0 | 0 | 0 | 0 | 0 | 0 | 0 | 0 | 0 | 0 | 0 | 0 | 0 | 0 | 0
F11_Industrial_Paper and Printing_Existing_Space Heating_Natural Gas_Condensing RTU_A_Technical Potential | F11 | Industrial | Paper and Printing | Existing | Space Heating | Natural Gas | Condensing RTU | A | Cumulative Summer Peak Savings (MW) | Technical Potential | 0 | 0 | 0 | 0 | 0 | 0 | 0 | 0 | 0 | 0 | 0 | 0 | 0 | 0 | 0 | 0 | 0 | 0 | 0 | 0 | 0 | 0
F12_Industrial_Paper and Printing_Existing_Space Heating_Natural Gas_Condensing RTU_A_Technical Potential | F12 | Industrial | Paper and Printing | Existing | Space Heating | Natural Gas | Condensing RTU | A | Cumulative Winter Peak Savings (MW) | Technical Potential | 0 | 0 | 0 | 0 | 0 | 0 | 0 | 0 | 0 | 0 | 0 | 0 | 0 | 0 | 0 | 0 | 0 | 0 | 0 | 0 | 0 | 0
F13_Industrial_Paper and Printing_Existing_Space Heating_Natural Gas_Condensing RTU_A_Technical Potential | F13 | Industrial | Paper and Printing | Existing | Space Heating | Natural Gas | Condensing RTU | A | Purchases (Incremental) | Technical Potential | 0 | 0 | 0 | 0 | 0 | 0 | 0 | 0 | 0 | 0 | 0 | 0 | 0 | 0 | 0 | 0 | 0 | 0 | 0 | 0 | 0 | 0
F14_Industrial_Paper and Printing_Existing_Space Heating_Natural Gas_Condensing RTU_A_Technical Potential | F14 | Industrial | Paper and Printing | Existing | Space Heating | Natural Gas | Condensing RTU | A | Purchases (Cumulative) | Technical Potential | 0 | 0 | 0 | 0 | 0 | 0 | 0 | 0 | 0 | 0 | 0 | 0 | 0 | 0 | 0 | 0 | 0 | 0 | 0 | 0 | 0 | 0
F1_Industrial_Paper and Printing_New_Space Heating_Natural Gas_Condensing RTU_A_Technical Potential | F1 | Industrial | Paper and Printing | New | Space Heating | Natural Gas | Condensing RTU | A | Original Unit Energy Savings (kWh or therms) | Technical Potential | 0 | 0 | 119.5694 | 119.5694 | 119.5694 | 119.5694 | 119.5694 | 119.5694 | 119.5694 | 119.5694 | 119.5694 | 119.5694 | 119.5694 | 119.5694 | 119.5694 | 119.5694 | 119.5694 | 119.5694 | 119.5694 | 119.5694 | 119.5694 | 119.5694
F2_Industrial_Paper and Printing_New_Space Heating_Natural Gas_Condensing RTU_A_Technical Potential | F2 | Industrial | Paper and Printing | New | Space Heating | Natural Gas | Condensing RTU | A | Original Unit Summer Peak Savings (kW) | Technical Potential | 0 | 0 | 0 | 0 | 0 | 0 | 0 | 0 | 0 | 0 | 0 | 0 | 0 | 0 | 0 | 0 | 0 | 0 | 0 | 0 | 0 | 0
F3_Industrial_Paper and Printing_New_Space Heating_Natural Gas_Condensing RTU_A_Technical Potential | F3 | Industrial | Paper and Printing | New | Space Heating | Natural Gas | Condensing RTU | A | Original Unit Winter Peak Savings (kW) | Technical Potential | 0 | 0 | 0 | 0 | 0 | 0 | 0 | 0 | 0 | 0 | 0 | 0 | 0 | 0 | 0 | 0 | 0 | 0 | 0 | 0 | 0 | 0
F4_Industrial_Paper and Printing_New_Space Heating_Natural Gas_Condensing RTU_A_Technical Potential | F4 | Industrial | Paper and Printing | New | Space Heating | Natural Gas | Condensing RTU | A | Standalone Impact on Baseline Energy (%) | Technical Potential | bar: 2019 to 2040
F5_Industrial_Paper and Printing_New_Space Heating_Natural Gas_Condensing RTU_A_Technical Potential | F5 | Industrial | Paper and Printing | New | Space Heating | Natural Gas | Condensing RTU | A | Standalone Impact on Baseline Summer Peak (%) | Technical Potential | bar: 2019 to 2040
F6_Industrial_Paper and Printing_New_Space Heating_Natural Gas_Condensing RTU_A_Technical Potential | F6 | Industrial | Paper and Printing | New | Space Heating | Natural Gas | Condensing RTU | A | Standalone Impact on Baseline Winter Peak (%) | Technical Potential | bar: 2019 to 2040
F7_Industrial_Paper and Printing_New_Space Heating_Natural Gas_Condensing RTU_A_Technical Potential | F7 | Industrial | Paper and Printing | New | Space Heating | Natural Gas | Condensing RTU | A | Incremental Energy Savings (MWh or mTherms) | Technical Potential | 0 | 0 | 0 | 0 | 0 | 0 | 0 | 0 | 0 | 0 | 0 | 0 | 0 | 0 | 0 | 0 | 0 | 0 | 0 | 0 | 0 | 0
F8_Industrial_Paper and Printing_New_Space Heating_Natural Gas_Condensing RTU_A_Technical Potential | F8 | Industrial | Paper and Printing | New | Space Heating | Natural Gas | Condensing RTU | A | Incremental Summer Peak Savings (MW) | Technical Potential | 0 | 0 | 0 | 0 | 0 | 0 | 0 | 0 | 0 | 0 | 0 | 0 | 0 | 0 | 0 | 0 | 0 | 0 | 0 | 0 | 0 | 0
F9_Industrial_Paper and Printing_New_Space Heating_Natural Gas_Condensing RTU_A_Technical Potential | F9 | Industrial | Paper and Printing | New | Space Heating | Natural Gas | Condensing RTU | A | Incremental Winter Peak Savings (MW) | Technical Potential | 0 | 0 | 0 | 0 | 0 | 0 | 0 | 0 | 0 | 0 | 0 | 0 | 0 | 0 | 0 | 0 | 0 | 0 | 0 | 0 | 0 | 0
F10_Industrial_Paper and Printing_New_Space Heating_Natural Gas_Condensing RTU_A_Technical Potential | F10 | Industrial | Paper and Printing | New | Space Heating | Natural Gas | Condensing RTU | A | Cumulative Energy Savings (MWh or mTherms) | Technical Potential | 0 | 0 | 0 | 0 | 0 | 0 | 0 | 0 | 0 | 0 | 0 | 0 | 0 | 0 | 0 | 0 | 0 | 0 | 0 | 0 | 0 | 0
F11_Industrial_Paper and Printing_New_Space Heating_Natural Gas_Condensing RTU_A_Technical Potential | F11 | Industrial | Paper and Printing | New | Space Heating | Natural Gas | Condensing RTU | A | Cumulative Summer Peak Savings (MW) | Technical Potential | 0 | 0 | 0 | 0 | 0 | 0 | 0 | 0 | 0 | 0 | 0 | 0 | 0 | 0 | 0 | 0 | 0 | 0 | 0 | 0 | 0 | 0
F12_Industrial_Paper and Printing_New_Space Heating_Natural Gas_Condensing RTU_A_Technical Potential | F12 | Industrial | Paper and Printing | New | Space Heating | Natural Gas | Condensing RTU | A | Cumulative Winter Peak Savings (MW) | Technical Potential | 0 | 0 | 0 | 0 | 0 | 0 | 0 | 0 | 0 | 0 | 0 | 0 | 0 | 0 | 0 | 0 | 0 | 0 | 0 | 0 | 0 | 0
F13_Industrial_Paper and Printing_New_Space Heating_Natural Gas_Condensing RTU_A_Technical Potential | F13 | Industrial | Paper and Printing | New | Space Heating | Natural Gas | Condensing RTU | A | Purchases (Incremental) | Technical Potential | 0 | 0 | 0 | 0 | 0 | 0 | 0 | 0 | 0 | 0 | 0 | 0 | 0 | 0 | 0 | 0 | 0 | 0 | 0 | 0 | 0 | 0
F14_Industrial_Paper and Printing_New_Space Heating_Natural Gas_Condensing RTU_A_Technical Potential | F14 | Industrial | Paper and Printing | New | Space Heating | Natural Gas | Condensing RTU | A | Purchases (Cumulative) | Technical Potential | 0 | 0 | 0 | 0 | 0 | 0 | 0 | 0 | 0 | 0 | 0 | 0 | 0 | 0 | 0 | 0 | 0 | 0 | 0 | 0 | 0 | 0
F1_Industrial_Instruments_Existing_Space Heating_Natural Gas_Condensing RTU_A_Technical Potential | F1 | Industrial | Instruments | Existing | Space Heating | Natural Gas | Condensing RTU | A | Original Unit Energy Savings (kWh or therms) | Technical Potential | 0 | 0 | 6.9491 | 6.9106 | 6.8723 | 6.8343 | 6.797 | 6.7606 | 6.7254 | 6.6917 | 6.6596 | 6.6294 | 6.601 | 6.5743 | 6.5491 | 6.5255 | 6.5032 | 6.4822 | 6.4625 | 6.4439 | 6.4264 | 6.41
F2_Industrial_Instruments_Existing_Space Heating_Natural Gas_Condensing RTU_A_Technical Potential | F2 | Industrial | Instruments | Existing | Space Heating | Natural Gas | Condensing RTU | A | Original Unit Summer Peak Savings (kW) | Technical Potential | 0 | 0 | 0 | 0 | 0 | 0 | 0 | 0 | 0 | 0 | 0 | 0 | 0 | 0 | 0 | 0 | 0 | 0 | 0 | 0 | 0 | 0
F3_Industrial_Instruments_Existing_Space Heating_Natural Gas_Condensing RTU_A_Technical Potential | F3 | Industrial | Instruments | Existing | Space Heating | Natural Gas | Condensing RTU | A | Original Unit Winter Peak Savings (kW) | Technical Potential | 0 | 0 | 0 | 0 | 0 | 0 | 0 | 0 | 0 | 0 | 0 | 0 | 0 | 0 | 0 | 0 | 0 | 0 | 0 | 0 | 0 | 0
F4_Industrial_Instruments_Existing_Space Heating_Natural Gas_Condensing RTU_A_Technical Potential | F4 | Industrial | Instruments | Existing | Space Heating | Natural Gas | Condensing RTU | A | Standalone Impact on Baseline Energy (%) | Technical Potential | bar: 2019 to 2040
F5_Industrial_Instruments_Existing_Space Heating_Natural Gas_Condensing RTU_A_Technical Potential | F5 | Industrial | Instruments | Existing | Space Heating | Natural Gas | Condensing RTU | A | Standalone Impact on Baseline Summer Peak (%) | Technical Potential | bar: 2019 to 2040
F6_Industrial_Instruments_Existing_Space Heating_Natural Gas_Condensing RTU_A_Technical Potential | F6 | Industrial | Instruments | Existing | Space Heating | Natural Gas | Condensing RTU | A | Standalone Impact on Baseline Winter Peak (%) | Technical Potential | bar: 2019 to 2040
F7_Industrial_Instruments_Existing_Space Heating_Natural Gas_Condensing RTU_A_Technical Potential | F7 | Industrial | Instruments | Existing | Space Heating | Natural Gas | Condensing RTU | A | Incremental Energy Savings (MWh or mTherms) | Technical Potential | 0 | 0 | 0 | 0 | 0 | 0 | 0 | 0 | 0 | 0 | 0 | 0 | 0 | 0 | 0 | 0 | 0 | 0 | 0 | 0 | 0 | 0
F8_Industrial_Instruments_Existing_Space Heating_Natural Gas_Condensing RTU_A_Technical Potential | F8 | Industrial | Instruments | Existing | Space Heating | Natural Gas | Condensing RTU | A | Incremental Summer Peak Savings (MW) | Technical Potential | 0 | 0 | 0 | 0 | 0 | 0 | 0 | 0 | 0 | 0 | 0 | 0 | 0 | 0 | 0 | 0 | 0 | 0 | 0 | 0 | 0 | 0
F9_Industrial_Instruments_Existing_Space Heating_Natural Gas_Condensing RTU_A_Technical Potential | F9 | Industrial | Instruments | Existing | Space Heating | Natural Gas | Condensing RTU | A | Incremental Winter Peak Savings (MW) | Technical Potential | 0 | 0 | 0 | 0 | 0 | 0 | 0 | 0 | 0 | 0 | 0 | 0 | 0 | 0 | 0 | 0 | 0 | 0 | 0 | 0 | 0 | 0
F10_Industrial_Instruments_Existing_Space Heating_Natural Gas_Condensing RTU_A_Technical Potential | F10 | Industrial | Instruments | Existing | Space Heating | Natural Gas | Condensing RTU | A | Cumulative Energy Savings (MWh or mTherms) | Technical Potential | 0 | 0 | 0 | 0 | 0 | 0 | 0 | 0 | 0 | 0 | 0 | 0 | 0 | 0 | 0 | 0 | 0 | 0 | 0 | 0 | 0 | 0
F11_Industrial_Instruments_Existing_Space Heating_Natural Gas_Condensing RTU_A_Technical Potential | F11 | Industrial | Instruments | Existing | Space Heating | Natural Gas | Condensing RTU | A | Cumulative Summer Peak Savings (MW) | Technical Potential | 0 | 0 | 0 | 0 | 0 | 0 | 0 | 0 | 0 | 0 | 0 | 0 | 0 | 0 | 0 | 0 | 0 | 0 | 0 | 0 | 0 | 0
F12_Industrial_Instruments_Existing_Space Heating_Natural Gas_Condensing RTU_A_Technical Potential | F12 | Industrial | Instruments | Existing | Space Heating | Natural Gas | Condensing RTU | A | Cumulative Winter Peak Savings (MW) | Technical Potential | 0 | 0 | 0 | 0 | 0 | 0 | 0 | 0 | 0 | 0 | 0 | 0 | 0 | 0 | 0 | 0 | 0 | 0 | 0 | 0 | 0 | 0
F13_Industrial_Instruments_Existing_Space Heating_Natural Gas_Condensing RTU_A_Technical Potential | F13 | Industrial | Instruments | Existing | Space Heating | Natural Gas | Condensing RTU | A | Purchases (Incremental) | Technical Potential | 0 | 0 | 0 | 0 | 0 | 0 | 0 | 0 | 0 | 0 | 0 | 0 | 0 | 0 | 0 | 0 | 0 | 0 | 0 | 0 | 0 | 0
F14_Industrial_Instruments_Existing_Space Heating_Natural Gas_Condensing RTU_A_Technical Potential | F14 | Industrial | Instruments | Existing | Space Heating | Natural Gas | Condensing RTU | A | Purchases (Cumulative) | Technical Potential | 0 | 0 | 0 | 0 | 0 | 0 | 0 | 0 | 0 | 0 | 0 | 0 | 0 | 0 | 0 | 0 | 0 | 0 | 0 | 0 | 0 | 0
F1_Industrial_Instruments_New_Space Heating_Natural Gas_Condensing RTU_A_Technical Potential | F1 | Industrial | Instruments | New | Space Heating | Natural Gas | Condensing RTU | A | Original Unit Energy Savings (kWh or therms) | Technical Potential | 0 | 0 | 6.147 | 6.147 | 6.147 | 6.147 | 6.147 | 6.147 | 6.147 | 6.147 | 6.147 | 6.147 | 6.147 | 6.147 | 6.147 | 6.147 | 6.147 | 6.147 | 6.147 | 6.147 | 6.147 | 6.147
F2_Industrial_Instruments_New_Space Heating_Natural Gas_Condensing RTU_A_Technical Potential | F2 | Industrial | Instruments | New | Space Heating | Natural Gas | Condensing RTU | A | Original Unit Summer Peak Savings (kW) | Technical Potential | 0 | 0 | 0 | 0 | 0 | 0 | 0 | 0 | 0 | 0 | 0 | 0 | 0 | 0 | 0 | 0 | 0 | 0 | 0 | 0 | 0 | 0
F3_Industrial_Instruments_New_Space Heating_Natural Gas_Condensing RTU_A_Technical Potential | F3 | Industrial | Instruments | New | Space Heating | Natural Gas | Condensing RTU | A | Original Unit Winter Peak Savings (kW) | Technical Potential | 0 | 0 | 0 | 0 | 0 | 0 | 0 | 0 | 0 | 0 | 0 | 0 | 0 | 0 | 0 | 0 | 0 | 0 | 0 | 0 | 0 | 0
F4_Industrial_Instruments_New_Space Heating_Natural Gas_Condensing RTU_A_Technical Potential | F4 | Industrial | Instruments | New | Space Heating | Natural Gas | Condensing RTU | A | Standalone Impact on Baseline Energy (%) | Technical Potential | bar: 2019 to 2040
F5_Industrial_Instruments_New_Space Heating_Natural Gas_Condensing RTU_A_Technical Potential | F5 | Industrial | Instruments | New | Space Heating | Natural Gas | Condensing RTU | A | Standalone Impact on Baseline Summer Peak (%) | Technical Potential | bar: 2019 to 2040
F6_Industrial_Instruments_New_Space Heating_Natural Gas_Condensing RTU_A_Technical Potential | F6 | Industrial | Instruments | New | Space Heating | Natural Gas | Condensing RTU | A | Standalone Impact on Baseline Winter Peak (%) | Technical Potential | bar: 2019 to 2040
F7_Industrial_Instruments_New_Space Heating_Natural Gas_Condensing RTU_A_Technical Potential | F7 | Industrial | Instruments | New | Space Heating | Natural Gas | Condensing RTU | A | Incremental Energy Savings (MWh or mTherms) | Technical Potential | 0 | 0 | 0 | 0 | 0 | 0 | 0 | 0 | 0 | 0 | 0 | 0 | 0 | 0 | 0 | 0 | 0 | 0 | 0 | 0 | 0 | 0
F8_Industrial_Instruments_New_Space Heating_Natural Gas_Condensing RTU_A_Technical Potential | F8 | Industrial | Instruments | New | Space Heating | Natural Gas | Condensing RTU | A | Incremental Summer Peak Savings (MW) | Technical Potential | 0 | 0 | 0 | 0 | 0 | 0 | 0 | 0 | 0 | 0 | 0 | 0 | 0 | 0 | 0 | 0 | 0 | 0 | 0 | 0 | 0 | 0
F9_Industrial_Instruments_New_Space Heating_Natural Gas_Condensing RTU_A_Technical Potential | F9 | Industrial | Instruments | New | Space Heating | Natural Gas | Condensing RTU | A | Incremental Winter Peak Savings (MW) | Technical Potential | 0 | 0 | 0 | 0 | 0 | 0 | 0 | 0 | 0 | 0 | 0 | 0 | 0 | 0 | 0 | 0 | 0 | 0 | 0 | 0 | 0 | 0
F10_Industrial_Instruments_New_Space Heating_Natural Gas_Condensing RTU_A_Technical Potential | F10 | Industrial | Instruments | New | Space Heating | Natural Gas | Condensing RTU | A | Cumulative Energy Savings (MWh or mTherms) | Technical Potential | 0 | 0 | 0 | 0 | 0 | 0 | 0 | 0 | 0 | 0 | 0 | 0 | 0 | 0 | 0 | 0 | 0 | 0 | 0 | 0 | 0 | 0
F11_Industrial_Instruments_New_Space Heating_Natural Gas_Condensing RTU_A_Technical Potential | F11 | Industrial | Instruments | New | Space Heating | Natural Gas | Condensing RTU | A | Cumulative Summer Peak Savings (MW) | Technical Potential | 0 | 0 | 0 | 0 | 0 | 0 | 0 | 0 | 0 | 0 | 0 | 0 | 0 | 0 | 0 | 0 | 0 | 0 | 0 | 0 | 0 | 0
F12_Industrial_Instruments_New_Space Heating_Natural Gas_Condensing RTU_A_Technical Potential | F12 | Industrial | Instruments | New | Space Heating | Natural Gas | Condensing RTU | A | Cumulative Winter Peak Savings (MW) | Technical Potential | 0 | 0 | 0 | 0 | 0 | 0 | 0 | 0 | 0 | 0 | 0 | 0 | 0 | 0 | 0 | 0 | 0 | 0 | 0 | 0 | 0 | 0
F13_Industrial_Instruments_New_Space Heating_Natural Gas_Condensing RTU_A_Technical Potential | F13 | Industrial | Instruments | New | Space Heating | Natural Gas | Condensing RTU | A | Purchases (Incremental) | Technical Potential | 0 | 0 | 0 | 0 | 0 | 0 | 0 | 0 | 0 | 0 | 0 | 0 | 0 | 0 | 0 | 0 | 0 | 0 | 0 | 0 | 0 | 0
F14_Industrial_Instruments_New_Space Heating_Natural Gas_Condensing RTU_A_Technical Potential | F14 | Industrial | Instruments | New | Space Heating | Natural Gas | Condensing RTU | A | Purchases (Cumulative) | Technical Potential | 0 | 0 | 0 | 0 | 0 | 0 | 0 | 0 | 0 | 0 | 0 | 0 | 0 | 0 | 0 | 0 | 0 | 0 | 0 | 0 | 0 | 0
F1_Industrial_Wood and Lumber Products_Existing_Space Heating_Natural Gas_Condensing RTU_A_Technical Potential | F1 | Industrial | Wood and Lumber Products | Existing | Space Heating | Natural Gas | Condensing RTU | A | Original Unit Energy Savings (kWh or therms) | Technical Potential | 0 | 0 | 10.7527 | 10.6932 | 10.6338 | 10.5751 | 10.5173 | 10.461 | 10.4066 | 10.3544 | 10.3048 | 10.2581 | 10.2142 | 10.1728 | 10.1339 | 10.0972 | 10.0628 | 10.0303 | 9.9998 | 9.971 | 9.9439 | 9.9185
F2_Industrial_Wood and Lumber Products_Existing_Space Heating_Natural Gas_Condensing RTU_A_Technical Potential | F2 | Industrial | Wood and Lumber Products | Existing | Space Heating | Natural Gas | Condensing RTU | A | Original Unit Summer Peak Savings (kW) | Technical Potential | 0 | 0 | 0 | 0 | 0 | 0 | 0 | 0 | 0 | 0 | 0 | 0 | 0 | 0 | 0 | 0 | 0 | 0 | 0 | 0 | 0 | 0
F3_Industrial_Wood and Lumber Products_Existing_Space Heating_Natural Gas_Condensing RTU_A_Technical Potential | F3 | Industrial | Wood and Lumber Products | Existing | Space Heating | Natural Gas | Condensing RTU | A | Original Unit Winter Peak Savings (kW) | Technical Potential | 0 | 0 | 0 | 0 | 0 | 0 | 0 | 0 | 0 | 0 | 0 | 0 | 0 | 0 | 0 | 0 | 0 | 0 | 0 | 0 | 0 | 0
F4_Industrial_Wood and Lumber Products_Existing_Space Heating_Natural Gas_Condensing RTU_A_Technical Potential | F4 | Industrial | Wood and Lumber Products | Existing | Space Heating | Natural Gas | Condensing RTU | A | Standalone Impact on Baseline Energy (%) | Technical Potential | bar: 2019 to 2040
F5_Industrial_Wood and Lumber Products_Existing_Space Heating_Natural Gas_Condensing RTU_A_Technical Potential | F5 | Industrial | Wood and Lumber Products | Existing | Space Heating | Natural Gas | Condensing RTU | A | Standalone Impact on Baseline Summer Peak (%) | Technical Potential | bar: 2019 to 2040
F6_Industrial_Wood and Lumber Products_Existing_Space Heating_Natural Gas_Condensing RTU_A_Technical Potential | F6 | Industrial | Wood and Lumber Products | Existing | Space Heating | Natural Gas | Condensing RTU | A | Standalone Impact on Baseline Winter Peak (%) | Technical Potential | bar: 2019 to 2040
F7_Industrial_Wood and Lumber Products_Existing_Space Heating_Natural Gas_Condensing RTU_A_Technical Potential | F7 | Industrial | Wood and Lumber Products | Existing | Space Heating | Natural Gas | Condensing RTU | A | Incremental Energy Savings (MWh or mTherms) | Technical Potential | 0 | 0 | 0 | 0 | 0 | 0 | 0 | 0 | 0 | 0 | 0 | 0 | 0 | 0 | 0 | 0 | 0 | 0 | 0 | 0 | 0 | 0
F8_Industrial_Wood and Lumber Products_Existing_Space Heating_Natural Gas_Condensing RTU_A_Technical Potential | F8 | Industrial | Wood and Lumber Products | Existing | Space Heating | Natural Gas | Condensing RTU | A | Incremental Summer Peak Savings (MW) | Technical Potential | 0 | 0 | 0 | 0 | 0 | 0 | 0 | 0 | 0 | 0 | 0 | 0 | 0 | 0 | 0 | 0 | 0 | 0 | 0 | 0 | 0 | 0
F9_Industrial_Wood and Lumber Products_Existing_Space Heating_Natural Gas_Condensing RTU_A_Technical Potential | F9 | Industrial | Wood and Lumber Products | Existing | Space Heating | Natural Gas | Condensing RTU | A | Incremental Winter Peak Savings (MW) | Technical Potential | 0 | 0 | 0 | 0 | 0 | 0 | 0 | 0 | 0 | 0 | 0 | 0 | 0 | 0 | 0 | 0 | 0 | 0 | 0 | 0 | 0 | 0
F10_Industrial_Wood and Lumber Products_Existing_Space Heating_Natural Gas_Condensing RTU_A_Technical Potential | F10 | Industrial | Wood and Lumber Products | Existing | Space Heating | Natural Gas | Condensing RTU | A | Cumulative Energy Savings (MWh or mTherms) | Technical Potential | 0 | 0 | 0 | 0 | 0 | 0 | 0 | 0 | 0 | 0 | 0 | 0 | 0 | 0 | 0 | 0 | 0 | 0 | 0 | 0 | 0 | 0
F11_Industrial_Wood and Lumber Products_Existing_Space Heating_Natural Gas_Condensing RTU_A_Technical Potential | F11 | Industrial | Wood and Lumber Products | Existing | Space Heating | Natural Gas | Condensing RTU | A | Cumulative Summer Peak Savings (MW) | Technical Potential | 0 | 0 | 0 | 0 | 0 | 0 | 0 | 0 | 0 | 0 | 0 | 0 | 0 | 0 | 0 | 0 | 0 | 0 | 0 | 0 | 0 | 0
F12_Industrial_Wood and Lumber Products_Existing_Space Heating_Natural Gas_Condensing RTU_A_Technical Potential | F12 | Industrial | Wood and Lumber Products | Existing | Space Heating | Natural Gas | Condensing RTU | A | Cumulative Winter Peak Savings (MW) | Technical Potential | 0 | 0 | 0 | 0 | 0 | 0 | 0 | 0 | 0 | 0 | 0 | 0 | 0 | 0 | 0 | 0 | 0 | 0 | 0 | 0 | 0 | 0
F13_Industrial_Wood and Lumber Products_Existing_Space Heating_Natural Gas_Condensing RTU_A_Technical Potential | F13 | Industrial | Wood and Lumber Products | Existing | Space Heating | Natural Gas | Condensing RTU | A | Purchases (Incremental) | Technical Potential | 0 | 0 | 0 | 0 | 0 | 0 | 0 | 0 | 0 | 0 | 0 | 0 | 0 | 0 | 0 | 0 | 0 | 0 | 0 | 0 | 0 | 0
F14_Industrial_Wood and Lumber Products_Existing_Space Heating_Natural Gas_Condensing RTU_A_Technical Potential | F14 | Industrial | Wood and Lumber Products | Existing | Space Heating | Natural Gas | Condensing RTU | A | Purchases (Cumulative) | Technical Potential | 0 | 0 | 0 | 0 | 0 | 0 | 0 | 0 | 0 | 0 | 0 | 0 | 0 | 0 | 0 | 0 | 0 | 0 | 0 | 0 | 0 | 0
F1_Industrial_Wood and Lumber Products_New_Space Heating_Natural Gas_Condensing RTU_A_Technical Potential | F1 | Industrial | Wood and Lumber Products | New | Space Heating | Natural Gas | Condensing RTU | A | Original Unit Energy Savings (kWh or therms) | Technical Potential | 0 | 0 | 9.5116 | 9.5116 | 9.5116 | 9.5116 | 9.5116 | 9.5116 | 9.5116 | 9.5116 | 9.5116 | 9.5116 | 9.5116 | 9.5116 | 9.5116 | 9.5116 | 9.5116 | 9.5116 | 9.5116 | 9.5116 | 9.5116 | 9.5116
F2_Industrial_Wood and Lumber Products_New_Space Heating_Natural Gas_Condensing RTU_A_Technical Potential | F2 | Industrial | Wood and Lumber Products | New | Space Heating | Natural Gas | Condensing RTU | A | Original Unit Summer Peak Savings (kW) | Technical Potential | 0 | 0 | 0 | 0 | 0 | 0 | 0 | 0 | 0 | 0 | 0 | 0 | 0 | 0 | 0 | 0 | 0 | 0 | 0 | 0 | 0 | 0
F3_Industrial_Wood and Lumber Products_New_Space Heating_Natural Gas_Condensing RTU_A_Technical Potential | F3 | Industrial | Wood and Lumber Products | New | Space Heating | Natural Gas | Condensing RTU | A | Original Unit Winter Peak Savings (kW) | Technical Potential | 0 | 0 | 0 | 0 | 0 | 0 | 0 | 0 | 0 | 0 | 0 | 0 | 0 | 0 | 0 | 0 | 0 | 0 | 0 | 0 | 0 | 0
F4_Industrial_Wood and Lumber Products_New_Space Heating_Natural Gas_Condensing RTU_A_Technical Potential | F4 | Industrial | Wood and Lumber Products | New | Space Heating | Natural Gas | Condensing RTU | A | Standalone Impact on Baseline Energy (%) | Technical Potential | bar: 2019 to 2040
F5_Industrial_Wood and Lumber Products_New_Space Heating_Natural Gas_Condensing RTU_A_Technical Potential | F5 | Industrial | Wood and Lumber Products | New | Space Heating | Natural Gas | Condensing RTU | A | Standalone Impact on Baseline Summer Peak (%) | Technical Potential | bar: 2019 to 2040
F6_Industrial_Wood and Lumber Products_New_Space Heating_Natural Gas_Condensing RTU_A_Technical Potential | F6 | Industrial | Wood and Lumber Products | New | Space Heating | Natural Gas | Condensing RTU | A | Standalone Impact on Baseline Winter Peak (%) | Technical Potential | bar: 2019 to 2040
F7_Industrial_Wood and Lumber Products_New_Space Heating_Natural Gas_Condensing RTU_A_Technical Potential | F7 | Industrial | Wood and Lumber Products | New | Space Heating | Natural Gas | Condensing RTU | A | Incremental Energy Savings (MWh or mTherms) | Technical Potential | 0 | 0 | 0 | 0 | 0 | 0 | 0 | 0 | 0 | 0 | 0 | 0 | 0 | 0 | 0 | 0 | 0 | 0 | 0 | 0 | 0 | 0
F8_Industrial_Wood and Lumber Products_New_Space Heating_Natural Gas_Condensing RTU_A_Technical Potential | F8 | Industrial | Wood and Lumber Products | New | Space Heating | Natural Gas | Condensing RTU | A | Incremental Summer Peak Savings (MW) | Technical Potential | 0 | 0 | 0 | 0 | 0 | 0 | 0 | 0 | 0 | 0 | 0 | 0 | 0 | 0 | 0 | 0 | 0 | 0 | 0 | 0 | 0 | 0
F9_Industrial_Wood and Lumber Products_New_Space Heating_Natural Gas_Condensing RTU_A_Technical Potential | F9 | Industrial | Wood and Lumber Products | New | Space Heating | Natural Gas | Condensing RTU | A | Incremental Winter Peak Savings (MW) | Technical Potential | 0 | 0 | 0 | 0 | 0 | 0 | 0 | 0 | 0 | 0 | 0 | 0 | 0 | 0 | 0 | 0 | 0 | 0 | 0 | 0 | 0 | 0
F10_Industrial_Wood and Lumber Products_New_Space Heating_Natural Gas_Condensing RTU_A_Technical Potential | F10 | Industrial | Wood and Lumber Products | New | Space Heating | Natural Gas | Condensing RTU | A | Cumulative Energy Savings (MWh or mTherms) | Technical Potential | 0 | 0 | 0 | 0 | 0 | 0 | 0 | 0 | 0 | 0 | 0 | 0 | 0 | 0 | 0 | 0 | 0 | 0 | 0 | 0 | 0 | 0
F11_Industrial_Wood and Lumber Products_New_Space Heating_Natural Gas_Condensing RTU_A_Technical Potential | F11 | Industrial | Wood and Lumber Products | New | Space Heating | Natural Gas | Condensing RTU | A | Cumulative Summer Peak Savings (MW) | Technical Potential | 0 | 0 | 0 | 0 | 0 | 0 | 0 | 0 | 0 | 0 | 0 | 0 | 0 | 0 | 0 | 0 | 0 | 0 | 0 | 0 | 0 | 0
F12_Industrial_Wood and Lumber Products_New_Space Heating_Natural Gas_Condensing RTU_A_Technical Potential | F12 | Industrial | Wood and Lumber Products | New | Space Heating | Natural Gas | Condensing RTU | A | Cumulative Winter Peak Savings (MW) | Technical Potential | 0 | 0 | 0 | 0 | 0 | 0 | 0 | 0 | 0 | 0 | 0 | 0 | 0 | 0 | 0 | 0 | 0 | 0 | 0 | 0 | 0 | 0
F13_Industrial_Wood and Lumber Products_New_Space Heating_Natural Gas_Condensing RTU_A_Technical Potential | F13 | Industrial | Wood and Lumber Products | New | Space Heating | Natural Gas | Condensing RTU | A | Purchases (Incremental) | Technical Potential | 0 | 0 | 0 | 0 | 0 | 0 | 0 | 0 | 0 | 0 | 0 | 0 | 0 | 0 | 0 | 0 | 0 | 0 | 0 | 0 | 0 | 0
F14_Industrial_Wood and Lumber Products_New_Space Heating_Natural Gas_Condensing RTU_A_Technical Potential | F14 | Industrial | Wood and Lumber Products | New | Space Heating | Natural Gas | Condensing RTU | A | Purchases (Cumulative) | Technical Potential | 0 | 0 | 0 | 0 | 0 | 0 | 0 | 0 | 0 | 0 | 0 | 0 | 0 | 0 | 0 | 0 | 0 | 0 | 0 | 0 | 0 | 0
F1_Industrial_Other Industrial_Existing_Space Heating_Natural Gas_Condensing RTU_A_Technical Potential | F1 | Industrial | Other Industrial | Existing | Space Heating | Natural Gas | Condensing RTU | A | Original Unit Energy Savings (kWh or therms) | Technical Potential | 0 | 0 | 6.1344 | 6.1005 | 6.0666 | 6.0331 | 6.0002 | 5.9681 | 5.937 | 5.9072 | 5.8789 | 5.8523 | 5.8272 | 5.8036 | 5.7814 | 5.7605 | 5.7408 | 5.7223 | 5.7049 | 5.6885 | 5.6731 | 5.6585
F2_Industrial_Other Industrial_Existing_Space Heating_Natural Gas_Condensing RTU_A_Technical Potential | F2 | Industrial | Other Industrial | Existing | Space Heating | Natural Gas | Condensing RTU | A | Original Unit Summer Peak Savings (kW) | Technical Potential | 0 | 0 | 0 | 0 | 0 | 0 | 0 | 0 | 0 | 0 | 0 | 0 | 0 | 0 | 0 | 0 | 0 | 0 | 0 | 0 | 0 | 0
F3_Industrial_Other Industrial_Existing_Space Heating_Natural Gas_Condensing RTU_A_Technical Potential | F3 | Industrial | Other Industrial | Existing | Space Heating | Natural Gas | Condensing RTU | A | Original Unit Winter Peak Savings (kW) | Technical Potential | 0 | 0 | 0 | 0 | 0 | 0 | 0 | 0 | 0 | 0 | 0 | 0 | 0 | 0 | 0 | 0 | 0 | 0 | 0 | 0 | 0 | 0
F4_Industrial_Other Industrial_Existing_Space Heating_Natural Gas_Condensing RTU_A_Technical Potential | F4 | Industrial | Other Industrial | Existing | Space Heating | Natural Gas | Condensing RTU | A | Standalone Impact on Baseline Energy (%) | Technical Potential | bar: 2019 to 2040
F5_Industrial_Other Industrial_Existing_Space Heating_Natural Gas_Condensing RTU_A_Technical Potential | F5 | Industrial | Other Industrial | Existing | Space Heating | Natural Gas | Condensing RTU | A | Standalone Impact on Baseline Summer Peak (%) | Technical Potential | bar: 2019 to 2040
F6_Industrial_Other Industrial_Existing_Space Heating_Natural Gas_Condensing RTU_A_Technical Potential | F6 | Industrial | Other Industrial | Existing | Space Heating | Natural Gas | Condensing RTU | A | Standalone Impact on Baseline Winter Peak (%) | Technical Potential | bar: 2019 to 2040
F7_Industrial_Other Industrial_Existing_Space Heating_Natural Gas_Condensing RTU_A_Technical Potential | F7 | Industrial | Other Industrial | Existing | Space Heating | Natural Gas | Condensing RTU | A | Incremental Energy Savings (MWh or mTherms) | Technical Potential | 0 | 0 | 0 | 0 | 0 | 0 | 0 | 0 | 0 | 0 | 0 | 0 | 0 | 0 | 0 | 0 | 0 | 0 | 0 | 0 | 0 | 0
F8_Industrial_Other Industrial_Existing_Space Heating_Natural Gas_Condensing RTU_A_Technical Potential | F8 | Industrial | Other Industrial | Existing | Space Heating | Natural Gas | Condensing RTU | A | Incremental Summer Peak Savings (MW) | Technical Potential | 0 | 0 | 0 | 0 | 0 | 0 | 0 | 0 | 0 | 0 | 0 | 0 | 0 | 0 | 0 | 0 | 0 | 0 | 0 | 0 | 0 | 0
F9_Industrial_Other Industrial_Existing_Space Heating_Natural Gas_Condensing RTU_A_Technical Potential | F9 | Industrial | Other Industrial | Existing | Space Heating | Natural Gas | Condensing RTU | A | Incremental Winter Peak Savings (MW) | Technical Potential | 0 | 0 | 0 | 0 | 0 | 0 | 0 | 0 | 0 | 0 | 0 | 0 | 0 | 0 | 0 | 0 | 0 | 0 | 0 | 0 | 0 | 0
F10_Industrial_Other Industrial_Existing_Space Heating_Natural Gas_Condensing RTU_A_Technical Potential | F10 | Industrial | Other Industrial | Existing | Space Heating | Natural Gas | Condensing RTU | A | Cumulative Energy Savings (MWh or mTherms) | Technical Potential | 0 | 0 | 0 | 0 | 0 | 0 | 0 | 0 | 0 | 0 | 0 | 0 | 0 | 0 | 0 | 0 | 0 | 0 | 0 | 0 | 0 | 0
F11_Industrial_Other Industrial_Existing_Space Heating_Natural Gas_Condensing RTU_A_Technical Potential | F11 | Industrial | Other Industrial | Existing | Space Heating | Natural Gas | Condensing RTU | A | Cumulative Summer Peak Savings (MW) | Technical Potential | 0 | 0 | 0 | 0 | 0 | 0 | 0 | 0 | 0 | 0 | 0 | 0 | 0 | 0 | 0 | 0 | 0 | 0 | 0 | 0 | 0 | 0
F12_Industrial_Other Industrial_Existing_Space Heating_Natural Gas_Condensing RTU_A_Technical Potential | F12 | Industrial | Other Industrial | Existing | Space Heating | Natural Gas | Condensing RTU | A | Cumulative Winter Peak Savings (MW) | Technical Potential | 0 | 0 | 0 | 0 | 0 | 0 | 0 | 0 | 0 | 0 | 0 | 0 | 0 | 0 | 0 | 0 | 0 | 0 | 0 | 0 | 0 | 0
F13_Industrial_Other Industrial_Existing_Space Heating_Natural Gas_Condensing RTU_A_Technical Potential | F13 | Industrial | Other Industrial | Existing | Space Heating | Natural Gas | Condensing RTU | A | Purchases (Incremental) | Technical Potential | 0 | 0 | 0 | 0 | 0 | 0 | 0 | 0 | 0 | 0 | 0 | 0 | 0 | 0 | 0 | 0 | 0 | 0 | 0 | 0 | 0 | 0
F14_Industrial_Other Industrial_Existing_Space Heating_Natural Gas_Condensing RTU_A_Technical Potential | F14 | Industrial | Other Industrial | Existing | Space Heating | Natural Gas | Condensing RTU | A | Purchases (Cumulative) | Technical Potential | 0 | 0 | 0 | 0 | 0 | 0 | 0 | 0 | 0 | 0 | 0 | 0 | 0 | 0 | 0 | 0 | 0 | 0 | 0 | 0 | 0 | 0
F1_Industrial_Other Industrial_New_Space Heating_Natural Gas_Condensing RTU_A_Technical Potential | F1 | Industrial | Other Industrial | New | Space Heating | Natural Gas | Condensing RTU | A | Original Unit Energy Savings (kWh or therms) | Technical Potential | 0 | 0 | 5.4264 | 5.4264 | 5.4264 | 5.4264 | 5.4264 | 5.4264 | 5.4264 | 5.4264 | 5.4264 | 5.4264 | 5.4264 | 5.4264 | 5.4264 | 5.4264 | 5.4264 | 5.4264 | 5.4264 | 5.4264 | 5.4264 | 5.4264
F2_Industrial_Other Industrial_New_Space Heating_Natural Gas_Condensing RTU_A_Technical Potential | F2 | Industrial | Other Industrial | New | Space Heating | Natural Gas | Condensing RTU | A | Original Unit Summer Peak Savings (kW) | Technical Potential | 0 | 0 | 0 | 0 | 0 | 0 | 0 | 0 | 0 | 0 | 0 | 0 | 0 | 0 | 0 | 0 | 0 | 0 | 0 | 0 | 0 | 0
F3_Industrial_Other Industrial_New_Space Heating_Natural Gas_Condensing RTU_A_Technical Potential | F3 | Industrial | Other Industrial | New | Space Heating | Natural Gas | Condensing RTU | A | Original Unit Winter Peak Savings (kW) | Technical Potential | 0 | 0 | 0 | 0 | 0 | 0 | 0 | 0 | 0 | 0 | 0 | 0 | 0 | 0 | 0 | 0 | 0 | 0 | 0 | 0 | 0 | 0
F4_Industrial_Other Industrial_New_Space Heating_Natural Gas_Condensing RTU_A_Technical Potential | F4 | Industrial | Other Industrial | New | Space Heating | Natural Gas | Condensing RTU | A | Standalone Impact on Baseline Energy (%) | Technical Potential | bar: 2019 to 2040
F5_Industrial_Other Industrial_New_Space Heating_Natural Gas_Condensing RTU_A_Technical Potential | F5 | Industrial | Other Industrial | New | Space Heating | Natural Gas | Condensing RTU | A | Standalone Impact on Baseline Summer Peak (%) | Technical Potential | bar: 2019 to 2040
F6_Industrial_Other Industrial_New_Space Heating_Natural Gas_Condensing RTU_A_Technical Potential | F6 | Industrial | Other Industrial | New | Space Heating | Natural Gas | Condensing RTU | A | Standalone Impact on Baseline Winter Peak (%) | Technical Potential | bar: 2019 to 2040
F7_Industrial_Other Industrial_New_Space Heating_Natural Gas_Condensing RTU_A_Technical Potential | F7 | Industrial | Other Industrial | New | Space Heating | Natural Gas | Condensing RTU | A | Incremental Energy Savings (MWh or mTherms) | Technical Potential | 0 | 0 | 0 | 0 | 0 | 0 | 0 | 0 | 0 | 0 | 0 | 0 | 0 | 0 | 0 | 0 | 0 | 0 | 0 | 0 | 0 | 0
F8_Industrial_Other Industrial_New_Space Heating_Natural Gas_Condensing RTU_A_Technical Potential | F8 | Industrial | Other Industrial | New | Space Heating | Natural Gas | Condensing RTU | A | Incremental Summer Peak Savings (MW) | Technical Potential | 0 | 0 | 0 | 0 | 0 | 0 | 0 | 0 | 0 | 0 | 0 | 0 | 0 | 0 | 0 | 0 | 0 | 0 | 0 | 0 | 0 | 0
F9_Industrial_Other Industrial_New_Space Heating_Natural Gas_Condensing RTU_A_Technical Potential | F9 | Industrial | Other Industrial | New | Space Heating | Natural Gas | Condensing RTU | A | Incremental Winter Peak Savings (MW) | Technical Potential | 0 | 0 | 0 | 0 | 0 | 0 | 0 | 0 | 0 | 0 | 0 | 0 | 0 | 0 | 0 | 0 | 0 | 0 | 0 | 0 | 0 | 0
F10_Industrial_Other Industrial_New_Space Heating_Natural Gas_Condensing RTU_A_Technical Potential | F10 | Industrial | Other Industrial | New | Space Heating | Natural Gas | Condensing RTU | A | Cumulative Energy Savings (MWh or mTherms) | Technical Potential | 0 | 0 | 0 | 0 | 0 | 0 | 0 | 0 | 0 | 0 | 0 | 0 | 0 | 0 | 0 | 0 | 0 | 0 | 0 | 0 | 0 | 0
F11_Industrial_Other Industrial_New_Space Heating_Natural Gas_Condensing RTU_A_Technical Potential | F11 | Industrial | Other Industrial | New | Space Heating | Natural Gas | Condensing RTU | A | Cumulative Summer Peak Savings (MW) | Technical Potential | 0 | 0 | 0 | 0 | 0 | 0 | 0 | 0 | 0 | 0 | 0 | 0 | 0 | 0 | 0 | 0 | 0 | 0 | 0 | 0 | 0 | 0
F12_Industrial_Other Industrial_New_Space Heating_Natural Gas_Condensing RTU_A_Technical Potential | F12 | Industrial | Other Industrial | New | Space Heating | Natural Gas | Condensing RTU | A | Cumulative Winter Peak Savings (MW) | Technical Potential | 0 | 0 | 0 | 0 | 0 | 0 | 0 | 0 | 0 | 0 | 0 | 0 | 0 | 0 | 0 | 0 | 0 | 0 | 0 | 0 | 0 | 0
F13_Industrial_Other Industrial_New_Space Heating_Natural Gas_Condensing RTU_A_Technical Potential | F13 | Industrial | Other Industrial | New | Space Heating | Natural Gas | Condensing RTU | A | Purchases (Incremental) | Technical Potential | 0 | 0 | 0 | 0 | 0 | 0 | 0 | 0 | 0 | 0 | 0 | 0 | 0 | 0 | 0 | 0 | 0 | 0 | 0 | 0 | 0 | 0
F14_Industrial_Other Industrial_New_Space Heating_Natural Gas_Condensing RTU_A_Technical Potential | F14 | Industrial | Other Industrial | New | Space Heating | Natural Gas | Condensing RTU | A | Purchases (Cumulative) | Technical Potential | 0 | 0 | 0 | 0 | 0 | 0 | 0 | 0 | 0 | 0 | 0 | 0 | 0 | 0 | 0 | 0 | 0 | 0 | 0 | 0 | 0 | 0
F1_Industrial_Food Products_Existing_Space Heating_Natural Gas_Furnace_A_Achievable Technical Potential | F1 | Industrial | Food Products | Existing | Space Heating | Natural Gas | Furnace | A | Original Unit Energy Savings (kWh or therms) | Achievable Technical Potential | 0 | 1443.5459 | 1443.5459 | 1443.5459 | 1443.5459 | 1443.5459 | 1443.5459 | 1443.5459 | 1443.5459 | 1443.5459 | 1443.5459 | 1443.5459 | 1443.5459 | 1443.5459 | 1443.5459 | 1443.5459 | 1443.5459 | 1443.5459 | 1443.5459 | 1443.5459 | 1443.5459 | 1443.5459
F2_Industrial_Food Products_Existing_Space Heating_Natural Gas_Furnace_A_Achievable Technical Potential | F2 | Industrial | Food Products | Existing | Space Heating | Natural Gas | Furnace | A | Original Unit Summer Peak Savings (kW) | Achievable Technical Potential | 0 | 0 | 0 | 0 | 0 | 0 | 0 | 0 | 0 | 0 | 0 | 0 | 0 | 0 | 0 | 0 | 0 | 0 | 0 | 0 | 0 | 0
F3_Industrial_Food Products_Existing_Space Heating_Natural Gas_Furnace_A_Achievable Technical Potential | F3 | Industrial | Food Products | Existing | Space Heating | Natural Gas | Furnace | A | Original Unit Winter Peak Savings (kW) | Achievable Technical Potential | 0 | 0 | 0 | 0 | 0 | 0 | 0 | 0 | 0 | 0 | 0 | 0 | 0 | 0 | 0 | 0 | 0 | 0 | 0 | 0 | 0 | 0
F4_Industrial_Food Products_Existing_Space Heating_Natural Gas_Furnace_A_Achievable Technical Potential | F4 | Industrial | Food Products | Existing | Space Heating | Natural Gas | Furnace | A | Standalone Impact on Baseline Energy (%) | Achievable Technical Potential | 0% | 0% | 0.00132% | 0.004149% | 0.008663% | 0.01503% | 0.02342% | 0.03382% | 0.04604% | 0.05991% | 0.07531% | 0.0921% | 0.1089% | 0.1255% | 0.1419% | 0.158% | 0.1738% | 0.1893% | 0.2044% | 0.22% | 0.2361% | 0.2528%
F5_Industrial_Food Products_Existing_Space Heating_Natural Gas_Furnace_A_Achievable Technical Potential | F5 | Industrial | Food Products | Existing | Space Heating | Natural Gas | Furnace | A | Standalone Impact on Baseline Summer Peak (%) | Achievable Technical Potential | bar: 2019 to 2040
F6_Industrial_Food Products_Existing_Space Heating_Natural Gas_Furnace_A_Achievable Technical Potential | F6 | Industrial | Food Products | Existing | Space Heating | Natural Gas | Furnace | A | Standalone Impact on Baseline Winter Peak (%) | Achievable Technical Potential | bar: 2019 to 2040
F7_Industrial_Food Products_Existing_Space Heating_Natural Gas_Furnace_A_Achievable Technical Potential | F7 | Industrial | Food Products | Existing | Space Heating | Natural Gas | Furnace | A | Incremental Energy Savings (MWh or mTherms) | Achievable Technical Potential | 0 | 0 | 0.0054214 | 0.011278 | 0.01749 | 0.023983 | 0.030693 | 0.036937 | 0.042125 | 0.046403 | 0.049904 | 0.052743 | 0.050577 | 0.048108 | 0.045479 | 0.042792 | 0.040118 | 0.037505 | 0.034693 | 0.034742 | 0.034867 | 0.035049
F8_Industrial_Food Products_Existing_Space Heating_Natural Gas_Furnace_A_Achievable Technical Potential | F8 | Industrial | Food Products | Existing | Space Heating | Natural Gas | Furnace | A | Incremental Summer Peak Savings (MW) | Achievable Technical Potential | 0 | 0 | 0 | 0 | 0 | 0 | 0 | 0 | 0 | 0 | 0 | 0 | 0 | 0 | 0 | 0 | 0 | 0 | 0 | 0 | 0 | 0
F9_Industrial_Food Products_Existing_Space Heating_Natural Gas_Furnace_A_Achievable Technical Potential | F9 | Industrial | Food Products | Existing | Space Heating | Natural Gas | Furnace | A | Incremental Winter Peak Savings (MW) | Achievable Technical Potential | 0 | 0 | 0 | 0 | 0 | 0 | 0 | 0 | 0 | 0 | 0 | 0 | 0 | 0 | 0 | 0 | 0 | 0 | 0 | 0 | 0 | 0
F10_Industrial_Food Products_Existing_Space Heating_Natural Gas_Furnace_A_Achievable Technical Potential | F10 | Industrial | Food Products | Existing | Space Heating | Natural Gas | Furnace | A | Cumulative Energy Savings (MWh or mTherms) | Achievable Technical Potential | 0 | 0 | 0.0054214 | 0.0167 | 0.03419 | 0.058172 | 0.088865 | 0.1258 | 0.16793 | 0.21433 | 0.26423 | 0.31698 | 0.36756 | 0.41566 | 0.46114 | 0.50393 | 0.54405 | 0.58156 | 0.61625 | 0.65099 | 0.68586 | 0.72091
F11_Industrial_Food Products_Existing_Space Heating_Natural Gas_Furnace_A_Achievable Technical Potential | F11 | Industrial | Food Products | Existing | Space Heating | Natural Gas | Furnace | A | Cumulative Summer Peak Savings (MW) | Achievable Technical Potential | 0 | 0 | 0 | 0 | 0 | 0 | 0 | 0 | 0 | 0 | 0 | 0 | 0 | 0 | 0 | 0 | 0 | 0 | 0 | 0 | 0 | 0
F12_Industrial_Food Products_Existing_Space Heating_Natural Gas_Furnace_A_Achievable Technical Potential | F12 | Industrial | Food Products | Existing | Space Heating | Natural Gas | Furnace | A | Cumulative Winter Peak Savings (MW) | Achievable Technical Potential | 0 | 0 | 0 | 0 | 0 | 0 | 0 | 0 | 0 | 0 | 0 | 0 | 0 | 0 | 0 | 0 | 0 | 0 | 0 | 0 | 0 | 0
F13_Industrial_Food Products_Existing_Space Heating_Natural Gas_Furnace_A_Achievable Technical Potential | F13 | Industrial | Food Products | Existing | Space Heating | Natural Gas | Furnace | A | Purchases (Incremental) | Achievable Technical Potential | 0 | 0 | 0.0037556 | 0.007813 | 0.012116 | 0.016614 | 0.021262 | 0.025588 | 0.029182 | 0.032145 | 0.03457 | 0.036537 | 0.035037 | 0.033326 | 0.031505 | 0.029644 | 0.027791 | 0.025981 | 0.024033 | 0.024067 | 0.024154 | 0.02428
F14_Industrial_Food Products_Existing_Space Heating_Natural Gas_Furnace_A_Achievable Technical Potential | F14 | Industrial | Food Products | Existing | Space Heating | Natural Gas | Furnace | A | Purchases (Cumulative) | Achievable Technical Potential | 0 | 0 | 0.0037556 | 0.011569 | 0.023684 | 0.040298 | 0.06156 | 0.087148 | 0.11633 | 0.14848 | 0.18305 | 0.21958 | 0.25462 | 0.28795 | 0.31945 | 0.34909 | 0.37689 | 0.40287 | 0.4269 | 0.45097 | 0.47512 | 0.4994
F1_Industrial_Food Products_Existing_Space Heating_Natural Gas_Boiler_A_Achievable Technical Potential | F1 | Industrial | Food Products | Existing | Space Heating | Natural Gas | Boiler | A | Original Unit Energy Savings (kWh or therms) | Achievable Technical Potential | 0 | 6227.3193 | 6227.3193 | 6227.3193 | 6227.3193 | 6227.3193 | 6227.3193 | 6227.3193 | 6227.3193 | 6227.3193 | 6227.3193 | 6227.3193 | 6227.3193 | 6227.3193 | 6227.3193 | 6227.3193 | 6227.3193 | 6227.3193 | 6227.3193 | 6227.3193 | 6227.3193 | 6227.3193
F2_Industrial_Food Products_Existing_Space Heating_Natural Gas_Boiler_A_Achievable Technical Potential | F2 | Industrial | Food Products | Existing | Space Heating | Natural Gas | Boiler | A | Original Unit Summer Peak Savings (kW) | Achievable Technical Potential | 0 | 0 | 0 | 0 | 0 | 0 | 0 | 0 | 0 | 0 | 0 | 0 | 0 | 0 | 0 | 0 | 0 | 0 | 0 | 0 | 0 | 0
F3_Industrial_Food Products_Existing_Space Heating_Natural Gas_Boiler_A_Achievable Technical Potential | F3 | Industrial | Food Products | Existing | Space Heating | Natural Gas | Boiler | A | Original Unit Winter Peak Savings (kW) | Achievable Technical Potential | 0 | 0 | 0 | 0 | 0 | 0 | 0 | 0 | 0 | 0 | 0 | 0 | 0 | 0 | 0 | 0 | 0 | 0 | 0 | 0 | 0 | 0
F4_Industrial_Food Products_Existing_Space Heating_Natural Gas_Boiler_A_Achievable Technical Potential | F4 | Industrial | Food Products | Existing | Space Heating | Natural Gas | Boiler | A | Standalone Impact on Baseline Energy (%) | Achievable Technical Potential | 0% | 0% | 0.01982% | 0.0496% | 0.08655% | 0.1286% | 0.1746% | 0.2232% | 0.2737% | 0.3257% | 0.3791% | 0.4338% | 0.4897% | 0.5469% | 0.6053% | 0.665% | 0.7259% | 0.7881% | 0.8516% | 0.9163% | 0.9823% | 1.05%
F5_Industrial_Food Products_Existing_Space Heating_Natural Gas_Boiler_A_Achievable Technical Potential | F5 | Industrial | Food Products | Existing | Space Heating | Natural Gas | Boiler | A | Standalone Impact on Baseline Summer Peak (%) | Achievable Technical Potential | bar: 2019 to 2040
F6_Industrial_Food Products_Existing_Space Heating_Natural Gas_Boiler_A_Achievable Technical Potential | F6 | Industrial | Food Products | Existing | Space Heating | Natural Gas | Boiler | A | Standalone Impact on Baseline Winter Peak (%) | Achievable Technical Potential | bar: 2019 to 2040
F7_Industrial_Food Products_Existing_Space Heating_Natural Gas_Boiler_A_Achievable Technical Potential | F7 | Industrial | Food Products | Existing | Space Heating | Natural Gas | Boiler | A | Incremental Energy Savings (MWh or mTherms) | Achievable Technical Potential | 0 | 0 | 0.081386 | 0.11827 | 0.14193 | 0.1562 | 0.16477 | 0.16791 | 0.16807 | 0.16679 | 0.16489 | 0.16268 | 0.1604 | 0.15811 | 0.1558 | 0.15349 | 0.15118 | 0.14888 | 0.14658 | 0.14429 | 0.14202 | 0.13976
F8_Industrial_Food Products_Existing_Space Heating_Natural Gas_Boiler_A_Achievable Technical Potential | F8 | Industrial | Food Products | Existing | Space Heating | Natural Gas | Boiler | A | Incremental Summer Peak Savings (MW) | Achievable Technical Potential | 0 | 0 | 0 | 0 | 0 | 0 | 0 | 0 | 0 | 0 | 0 | 0 | 0 | 0 | 0 | 0 | 0 | 0 | 0 | 0 | 0 | 0
F9_Industrial_Food Products_Existing_Space Heating_Natural Gas_Boiler_A_Achievable Technical Potential | F9 | Industrial | Food Products | Existing | Space Heating | Natural Gas | Boiler | A | Incremental Winter Peak Savings (MW) | Achievable Technical Potential | 0 | 0 | 0 | 0 | 0 | 0 | 0 | 0 | 0 | 0 | 0 | 0 | 0 | 0 | 0 | 0 | 0 | 0 | 0 | 0 | 0 | 0
F10_Industrial_Food Products_Existing_Space Heating_Natural Gas_Boiler_A_Achievable Technical Potential | F10 | Industrial | Food Products | Existing | Space Heating | Natural Gas | Boiler | A | Cumulative Energy Savings (MWh or mTherms) | Achievable Technical Potential | 0 | 0 | 0.081386 | 0.19966 | 0.34158 | 0.49778 | 0.66255 | 0.83046 | 0.99853 | 1.1653 | 1.3302 | 1.4929 | 1.6533 | 1.8114 | 1.9672 | 2.1207 | 2.2719 | 2.4207 | 2.5673 | 2.7116 | 2.8536 | 2.9934
F11_Industrial_Food Products_Existing_Space Heating_Natural Gas_Boiler_A_Achievable Technical Potential | F11 | Industrial | Food Products | Existing | Space Heating | Natural Gas | Boiler | A | Cumulative Summer Peak Savings (MW) | Achievable Technical Potential | 0 | 0 | 0 | 0 | 0 | 0 | 0 | 0 | 0 | 0 | 0 | 0 | 0 | 0 | 0 | 0 | 0 | 0 | 0 | 0 | 0 | 0
F12_Industrial_Food Products_Existing_Space Heating_Natural Gas_Boiler_A_Achievable Technical Potential | F12 | Industrial | Food Products | Existing | Space Heating | Natural Gas | Boiler | A | Cumulative Winter Peak Savings (MW) | Achievable Technical Potential | 0 | 0 | 0 | 0 | 0 | 0 | 0 | 0 | 0 | 0 | 0 | 0 | 0 | 0 | 0 | 0 | 0 | 0 | 0 | 0 | 0 | 0
F13_Industrial_Food Products_Existing_Space Heating_Natural Gas_Boiler_A_Achievable Technical Potential | F13 | Industrial | Food Products | Existing | Space Heating | Natural Gas | Boiler | A | Purchases (Incremental) | Achievable Technical Potential | 0 | 0 | 0.013069 | 0.018992 | 0.022791 | 0.025084 | 0.026459 | 0.026963 | 0.026989 | 0.026783 | 0.026479 | 0.026123 | 0.025758 | 0.025389 | 0.025019 | 0.024648 | 0.024277 | 0.023907 | 0.023538 | 0.023171 | 0.022805 | 0.022443
F14_Industrial_Food Products_Existing_Space Heating_Natural Gas_Boiler_A_Achievable Technical Potential | F14 | Industrial | Food Products | Existing | Space Heating | Natural Gas | Boiler | A | Purchases (Cumulative) | Achievable Technical Potential | 0 | 0 | 0.013069 | 0.032061 | 0.054852 | 0.079936 | 0.10639 | 0.13336 | 0.16035 | 0.18713 | 0.21361 | 0.23973 | 0.26549 | 0.29088 | 0.3159 | 0.34055 | 0.36482 | 0.38873 | 0.41227 | 0.43544 | 0.45824 | 0.48069
F1_Industrial_Food Products_Existing_Space Heating_Natural Gas_Unit Heater_A_Achievable Technical Potential | F1 | Industrial | Food Products | Existing | Space Heating | Natural Gas | Unit Heater | A | Original Unit Energy Savings (kWh or therms) | Achievable Technical Potential | 0 | 43660.7244 | 43660.7244 | 43660.7244 | 43660.7244 | 43660.7244 | 43660.7244 | 43660.7244 | 43660.7244 | 43660.7244 | 43660.7244 | 43660.7244 | 43660.7244 | 43660.7244 | 43660.7244 | 43660.7244 | 43660.7244 | 43660.7244 | 43660.7244 | 43660.7244 | 43660.7244 | 43660.7244
F2_Industrial_Food Products_Existing_Space Heating_Natural Gas_Unit Heater_A_Achievable Technical Potential | F2 | Industrial | Food Products | Existing | Space Heating | Natural Gas | Unit Heater | A | Original Unit Summer Peak Savings (kW) | Achievable Technical Potential | 0 | 0 | 0 | 0 | 0 | 0 | 0 | 0 | 0 | 0 | 0 | 0 | 0 | 0 | 0 | 0 | 0 | 0 | 0 | 0 | 0 | 0
F3_Industrial_Food Products_Existing_Space Heating_Natural Gas_Unit Heater_A_Achievable Technical Potential | F3 | Industrial | Food Products | Existing | Space Heating | Natural Gas | Unit Heater | A | Original Unit Winter Peak Savings (kW) | Achievable Technical Potential | 0 | 0 | 0 | 0 | 0 | 0 | 0 | 0 | 0 | 0 | 0 | 0 | 0 | 0 | 0 | 0 | 0 | 0 | 0 | 0 | 0 | 0
F4_Industrial_Food Products_Existing_Space Heating_Natural Gas_Unit Heater_A_Achievable Technical Potential | F4 | Industrial | Food Products | Existing | Space Heating | Natural Gas | Unit Heater | A | Standalone Impact on Baseline Energy (%) | Achievable Technical Potential | 0% | 0% | 0.001758% | 0.008631% | 0.02544% | 0.05832% | 0.1147% | 0.2015% | 0.3244% | 0.4883% | 0.693% | 0.9373% | 1.221% | 1.543% | 1.903% | 2.297% | 2.722% | 3.121% | 3.489% | 3.822% | 4.121% | 4.383%
F5_Industrial_Food Products_Existing_Space Heating_Natural Gas_Unit Heater_A_Achievable Technical Potential | F5 | Industrial | Food Products | Existing | Space Heating | Natural Gas | Unit Heater | A | Standalone Impact on Baseline Summer Peak (%) | Achievable Technical Potential | bar: 2019 to 2040
F6_Industrial_Food Products_Existing_Space Heating_Natural Gas_Unit Heater_A_Achievable Technical Potential | F6 | Industrial | Food Products | Existing | Space Heating | Natural Gas | Unit Heater | A | Standalone Impact on Baseline Winter Peak (%) | Achievable Technical Potential | bar: 2019 to 2040
F7_Industrial_Food Products_Existing_Space Heating_Natural Gas_Unit Heater_A_Achievable Technical Potential | F7 | Industrial | Food Products | Existing | Space Heating | Natural Gas | Unit Heater | A | Incremental Energy Savings (MWh or mTherms) | Achievable Technical Potential | 0 | 0 | 0.0072174 | 0.027526 | 0.065642 | 0.12529 | 0.20935 | 0.31463 | 0.43378 | 0.56352 | 0.68446 | 0.79418 | 0.89521 | 0.99008 | 1.0738 | 1.1422 | 1.192 | 1.068 | 0.93062 | 0.79321 | 0.66035 | 0.52953
F8_Industrial_Food Products_Existing_Space Heating_Natural Gas_Unit Heater_A_Achievable Technical Potential | F8 | Industrial | Food Products | Existing | Space Heating | Natural Gas | Unit Heater | A | Incremental Summer Peak Savings (MW) | Achievable Technical Potential | 0 | 0 | 0 | 0 | 0 | 0 | 0 | 0 | 0 | 0 | 0 | 0 | 0 | 0 | 0 | 0 | 0 | 0 | 0 | 0 | 0 | 0
F9_Industrial_Food Products_Existing_Space Heating_Natural Gas_Unit Heater_A_Achievable Technical Potential | F9 | Industrial | Food Products | Existing | Space Heating | Natural Gas | Unit Heater | A | Incremental Winter Peak Savings (MW) | Achievable Technical Potential | 0 | 0 | 0 | 0 | 0 | 0 | 0 | 0 | 0 | 0 | 0 | 0 | 0 | 0 | 0 | 0 | 0 | 0 | 0 | 0 | 0 | 0
F10_Industrial_Food Products_Existing_Space Heating_Natural Gas_Unit Heater_A_Achievable Technical Potential | F10 | Industrial | Food Products | Existing | Space Heating | Natural Gas | Unit Heater | A | Cumulative Energy Savings (MWh or mTherms) | Achievable Technical Potential | 0 | 0 | 0.0072174 | 0.034743 | 0.10038 | 0.22568 | 0.43502 | 0.74966 | 1.1834 | 1.747 | 2.4314 | 3.2256 | 4.1208 | 5.1109 | 6.1847 | 7.3269 | 8.5189 | 9.5868 | 10.5175 | 11.3107 | 11.971 | 12.5006
F11_Industrial_Food Products_Existing_Space Heating_Natural Gas_Unit Heater_A_Achievable Technical Potential | F11 | Industrial | Food Products | Existing | Space Heating | Natural Gas | Unit Heater | A | Cumulative Summer Peak Savings (MW) | Achievable Technical Potential | 0 | 0 | 0 | 0 | 0 | 0 | 0 | 0 | 0 | 0 | 0 | 0 | 0 | 0 | 0 | 0 | 0 | 0 | 0 | 0 | 0 | 0
F12_Industrial_Food Products_Existing_Space Heating_Natural Gas_Unit Heater_A_Achievable Technical Potential | F12 | Industrial | Food Products | Existing | Space Heating | Natural Gas | Unit Heater | A | Cumulative Winter Peak Savings (MW) | Achievable Technical Potential | 0 | 0 | 0 | 0 | 0 | 0 | 0 | 0 | 0 | 0 | 0 | 0 | 0 | 0 | 0 | 0 | 0 | 0 | 0 | 0 | 0 | 0
F13_Industrial_Food Products_Existing_Space Heating_Natural Gas_Unit Heater_A_Achievable Technical Potential | F13 | Industrial | Food Products | Existing | Space Heating | Natural Gas | Unit Heater | A | Purchases (Incremental) | Achievable Technical Potential | 0 | 0 | 0.00016531 | 0.00063044 | 0.0015034 | 0.0028697 | 0.0047949 | 0.0072063 | 0.0099351 | 0.012907 | 0.015677 | 0.01819 | 0.020504 | 0.022677 | 0.024759 | 0.026792 | 0.028804 | 0.027331 | 0.02611 | 0.025374 | 0.02506 | 0.025035
F14_Industrial_Food Products_Existing_Space Heating_Natural Gas_Unit Heater_A_Achievable Technical Potential | F14 | Industrial | Food Products | Existing | Space Heating | Natural Gas | Unit Heater | A | Purchases (Cumulative) | Achievable Technical Potential | 0 | 0 | 0.00016531 | 0.00079575 | 0.0022992 | 0.0051688 | 0.0099638 | 0.01717 | 0.027105 | 0.040012 | 0.055689 | 0.073879 | 0.094383 | 0.11706 | 0.14165 | 0.16781 | 0.19511 | 0.21958 | 0.24089 | 0.25906 | 0.27418 | 0.28631
F1_Industrial_Food Products_New_Space Heating_Natural Gas_Furnace_A_Achievable Technical Potential | F1 | Industrial | Food Products | New | Space Heating | Natural Gas | Furnace | A | Original Unit Energy Savings (kWh or therms) | Achievable Technical Potential | 0 | 1443.5073 | 1443.5073 | 1443.5073 | 1443.5073 | 1443.5073 | 1443.5073 | 1443.5073 | 1443.5073 | 1443.5073 | 1443.5073 | 1443.5073 | 1443.5073 | 1443.5073 | 1443.5073 | 1443.5073 | 1443.5073 | 1443.5073 | 1443.5073 | 1443.5073 | 1443.5073 | 1443.5073
F2_Industrial_Food Products_New_Space Heating_Natural Gas_Furnace_A_Achievable Technical Potential | F2 | Industrial | Food Products | New | Space Heating | Natural Gas | Furnace | A | Original Unit Summer Peak Savings (kW) | Achievable Technical Potential | 0 | 0 | 0 | 0 | 0 | 0 | 0 | 0 | 0 | 0 | 0 | 0 | 0 | 0 | 0 | 0 | 0 | 0 | 0 | 0 | 0 | 0
F3_Industrial_Food Products_New_Space Heating_Natural Gas_Furnace_A_Achievable Technical Potential | F3 | Industrial | Food Products | New | Space Heating | Natural Gas | Furnace | A | Original Unit Winter Peak Savings (kW) | Achievable Technical Potential | 0 | 0 | 0 | 0 | 0 | 0 | 0 | 0 | 0 | 0 | 0 | 0 | 0 | 0 | 0 | 0 | 0 | 0 | 0 | 0 | 0 | 0
F4_Industrial_Food Products_New_Space Heating_Natural Gas_Furnace_A_Achievable Technical Potential | F4 | Industrial | Food Products | New | Space Heating | Natural Gas | Furnace | A | Standalone Impact on Baseline Energy (%) | Achievable Technical Potential | 0% | 0% | 0.001165% | 0.0432% | 0.07493% | 0.1061% | 0.1249% | 0.1472% | 0.1683% | 0.1901% | 0.2052% | 0.2214% | 0.236% | 0.2514% | 0.261% | 0.2718% | 0.2818% | 0.2923% | 0.2986% | 0.3089% | 0.3179% | 0.3282%
F5_Industrial_Food Products_New_Space Heating_Natural Gas_Furnace_A_Achievable Technical Potential | F5 | Industrial | Food Products | New | Space Heating | Natural Gas | Furnace | A | Standalone Impact on Baseline Summer Peak (%) | Achievable Technical Potential | bar: 2019 to 2040
F6_Industrial_Food Products_New_Space Heating_Natural Gas_Furnace_A_Achievable Technical Potential | F6 | Industrial | Food Products | New | Space Heating | Natural Gas | Furnace | A | Standalone Impact on Baseline Winter Peak (%) | Achievable Technical Potential | bar: 2019 to 2040
F7_Industrial_Food Products_New_Space Heating_Natural Gas_Furnace_A_Achievable Technical Potential | F7 | Industrial | Food Products | New | Space Heating | Natural Gas | Furnace | A | Incremental Energy Savings (MWh or mTherms) | Achievable Technical Potential | 0 | 0 | 0.00025157 | 0.016034 | 0.023992 | 0.035856 | 0.026992 | 0.036975 | 0.040964 | 0.050087 | 0.039693 | 0.047851 | 0.048951 | 0.058395 | 0.040507 | 0.050081 | 0.050723 | 0.059681 | 0.039424 | 0.055947 | 0.054234 | 0.059179
F8_Industrial_Food Products_New_Space Heating_Natural Gas_Furnace_A_Achievable Technical Potential | F8 | Industrial | Food Products | New | Space Heating | Natural Gas | Furnace | A | Incremental Summer Peak Savings (MW) | Achievable Technical Potential | 0 | 0 | 0 | 0 | 0 | 0 | 0 | 0 | 0 | 0 | 0 | 0 | 0 | 0 | 0 | 0 | 0 | 0 | 0 | 0 | 0 | 0
F9_Industrial_Food Products_New_Space Heating_Natural Gas_Furnace_A_Achievable Technical Potential | F9 | Industrial | Food Products | New | Space Heating | Natural Gas | Furnace | A | Incremental Winter Peak Savings (MW) | Achievable Technical Potential | 0 | 0 | 0 | 0 | 0 | 0 | 0 | 0 | 0 | 0 | 0 | 0 | 0 | 0 | 0 | 0 | 0 | 0 | 0 | 0 | 0 | 0
F10_Industrial_Food Products_New_Space Heating_Natural Gas_Furnace_A_Achievable Technical Potential | F10 | Industrial | Food Products | New | Space Heating | Natural Gas | Furnace | A | Cumulative Energy Savings (MWh or mTherms) | Achievable Technical Potential | 0 | 0 | 0.00025157 | 0.016286 | 0.040278 | 0.076134 | 0.10313 | 0.1401 | 0.18106 | 0.23115 | 0.27085 | 0.3187 | 0.36765 | 0.42604 | 0.46655 | 0.51663 | 0.56735 | 0.62703 | 0.66646 | 0.72241 | 0.77664 | 0.83582
F11_Industrial_Food Products_New_Space Heating_Natural Gas_Furnace_A_Achievable Technical Potential | F11 | Industrial | Food Products | New | Space Heating | Natural Gas | Furnace | A | Cumulative Summer Peak Savings (MW) | Achievable Technical Potential | 0 | 0 | 0 | 0 | 0 | 0 | 0 | 0 | 0 | 0 | 0 | 0 | 0 | 0 | 0 | 0 | 0 | 0 | 0 | 0 | 0 | 0
F12_Industrial_Food Products_New_Space Heating_Natural Gas_Furnace_A_Achievable Technical Potential | F12 | Industrial | Food Products | New | Space Heating | Natural Gas | Furnace | A | Cumulative Winter Peak Savings (MW) | Achievable Technical Potential | 0 | 0 | 0 | 0 | 0 | 0 | 0 | 0 | 0 | 0 | 0 | 0 | 0 | 0 | 0 | 0 | 0 | 0 | 0 | 0 | 0 | 0
F13_Industrial_Food Products_New_Space Heating_Natural Gas_Furnace_A_Achievable Technical Potential | F13 | Industrial | Food Products | New | Space Heating | Natural Gas | Furnace | A | Purchases (Incremental) | Achievable Technical Potential | 0 | 0 | 0.00017428 | 0.011108 | 0.016621 | 0.024839 | 0.018699 | 0.025614 | 0.028378 | 0.034698 | 0.027498 | 0.033149 | 0.033911 | 0.040454 | 0.028062 | 0.034694 | 0.035138 | 0.041344 | 0.027311 | 0.038758 | 0.037571 | 0.040997
F14_Industrial_Food Products_New_Space Heating_Natural Gas_Furnace_A_Achievable Technical Potential | F14 | Industrial | Food Products | New | Space Heating | Natural Gas | Furnace | A | Purchases (Cumulative) | Achievable Technical Potential | 0 | 0 | 0.00017428 | 0.011282 | 0.027903 | 0.052742 | 0.071441 | 0.097056 | 0.12543 | 0.16013 | 0.18763 | 0.22078 | 0.25469 | 0.29514 | 0.32321 | 0.3579 | 0.39304 | 0.43438 | 0.46169 | 0.50045 | 0.53802 | 0.57902
F1_Industrial_Food Products_New_Space Heating_Natural Gas_Boiler_A_Achievable Technical Potential | F1 | Industrial | Food Products | New | Space Heating | Natural Gas | Boiler | A | Original Unit Energy Savings (kWh or therms) | Achievable Technical Potential | 0 | 6223.5803 | 6223.5803 | 6223.5803 | 6223.5803 | 6223.5803 | 6223.5803 | 6223.5803 | 6223.5803 | 6223.5803 | 6223.5803 | 6223.5803 | 6223.5803 | 6223.5803 | 6223.5803 | 6223.5803 | 6223.5803 | 6223.5803 | 6223.5803 | 6223.5803 | 6223.5803 | 6223.5803
F2_Industrial_Food Products_New_Space Heating_Natural Gas_Boiler_A_Achievable Technical Potential | F2 | Industrial | Food Products | New | Space Heating | Natural Gas | Boiler | A | Original Unit Summer Peak Savings (kW) | Achievable Technical Potential | 0 | 0 | 0 | 0 | 0 | 0 | 0 | 0 | 0 | 0 | 0 | 0 | 0 | 0 | 0 | 0 | 0 | 0 | 0 | 0 | 0 | 0
F3_Industrial_Food Products_New_Space Heating_Natural Gas_Boiler_A_Achievable Technical Potential | F3 | Industrial | Food Products | New | Space Heating | Natural Gas | Boiler | A | Original Unit Winter Peak Savings (kW) | Achievable Technical Potential | 0 | 0 | 0 | 0 | 0 | 0 | 0 | 0 | 0 | 0 | 0 | 0 | 0 | 0 | 0 | 0 | 0 | 0 | 0 | 0 | 0 | 0
F4_Industrial_Food Products_New_Space Heating_Natural Gas_Boiler_A_Achievable Technical Potential | F4 | Industrial | Food Products | New | Space Heating | Natural Gas | Boiler | A | Standalone Impact on Baseline Energy (%) | Achievable Technical Potential | 0% | 0% | 0.01593% | 0.4357% | 0.6673% | 0.8378% | 0.9165% | 0.9913% | 1.05% | 1.103% | 1.136% | 1.167% | 1.193% | 1.219% | 1.235% | 1.251% | 1.266% | 1.281% | 1.29% | 1.3% | 1.309% | 1.318%
F5_Industrial_Food Products_New_Space Heating_Natural Gas_Boiler_A_Achievable Technical Potential | F5 | Industrial | Food Products | New | Space Heating | Natural Gas | Boiler | A | Standalone Impact on Baseline Summer Peak (%) | Achievable Technical Potential | bar: 2019 to 2040
F6_Industrial_Food Products_New_Space Heating_Natural Gas_Boiler_A_Achievable Technical Potential | F6 | Industrial | Food Products | New | Space Heating | Natural Gas | Boiler | A | Standalone Impact on Baseline Winter Peak (%) | Achievable Technical Potential | bar: 2019 to 2040
F7_Industrial_Food Products_New_Space Heating_Natural Gas_Boiler_A_Achievable Technical Potential | F7 | Industrial | Food Products | New | Space Heating | Natural Gas | Boiler | A | Incremental Energy Savings (MWh or mTherms) | Achievable Technical Potential | 0 | 0 | 0.0034406 | 0.16081 | 0.19445 | 0.24246 | 0.15579 | 0.18652 | 0.18666 | 0.21108 | 0.15752 | 0.18121 | 0.1788 | 0.20742 | 0.14078 | 0.17109 | 0.17096 | 0.19902 | 0.13146 | 0.16199 | 0.15758 | 0.15711
F8_Industrial_Food Products_New_Space Heating_Natural Gas_Boiler_A_Achievable Technical Potential | F8 | Industrial | Food Products | New | Space Heating | Natural Gas | Boiler | A | Incremental Summer Peak Savings (MW) | Achievable Technical Potential | 0 | 0 | 0 | 0 | 0 | 0 | 0 | 0 | 0 | 0 | 0 | 0 | 0 | 0 | 0 | 0 | 0 | 0 | 0 | 0 | 0 | 0
F9_Industrial_Food Products_New_Space Heating_Natural Gas_Boiler_A_Achievable Technical Potential | F9 | Industrial | Food Products | New | Space Heating | Natural Gas | Boiler | A | Incremental Winter Peak Savings (MW) | Achievable Technical Potential | 0 | 0 | 0 | 0 | 0 | 0 | 0 | 0 | 0 | 0 | 0 | 0 | 0 | 0 | 0 | 0 | 0 | 0 | 0 | 0 | 0 | 0
F10_Industrial_Food Products_New_Space Heating_Natural Gas_Boiler_A_Achievable Technical Potential | F10 | Industrial | Food Products | New | Space Heating | Natural Gas | Boiler | A | Cumulative Energy Savings (MWh or mTherms) | Achievable Technical Potential | 0 | 0 | 0.0034406 | 0.16425 | 0.3587 | 0.60116 | 0.75695 | 0.94347 | 1.1301 | 1.3412 | 1.4987 | 1.6799 | 1.8587 | 2.0662 | 2.2069 | 2.378 | 2.549 | 2.748 | 2.8795 | 3.0415 | 3.199 | 3.3562
F11_Industrial_Food Products_New_Space Heating_Natural Gas_Boiler_A_Achievable Technical Potential | F11 | Industrial | Food Products | New | Space Heating | Natural Gas | Boiler | A | Cumulative Summer Peak Savings (MW) | Achievable Technical Potential | 0 | 0 | 0 | 0 | 0 | 0 | 0 | 0 | 0 | 0 | 0 | 0 | 0 | 0 | 0 | 0 | 0 | 0 | 0 | 0 | 0 | 0
F12_Industrial_Food Products_New_Space Heating_Natural Gas_Boiler_A_Achievable Technical Potential | F12 | Industrial | Food Products | New | Space Heating | Natural Gas | Boiler | A | Cumulative Winter Peak Savings (MW) | Achievable Technical Potential | 0 | 0 | 0 | 0 | 0 | 0 | 0 | 0 | 0 | 0 | 0 | 0 | 0 | 0 | 0 | 0 | 0 | 0 | 0 | 0 | 0 | 0
F13_Industrial_Food Products_New_Space Heating_Natural Gas_Boiler_A_Achievable Technical Potential | F13 | Industrial | Food Products | New | Space Heating | Natural Gas | Boiler | A | Purchases (Incremental) | Achievable Technical Potential | 0 | 0 | 0.00055283 | 0.025839 | 0.031243 | 0.038959 | 0.025032 | 0.02997 | 0.029992 | 0.033916 | 0.025309 | 0.029116 | 0.02873 | 0.033328 | 0.02262 | 0.027491 | 0.02747 | 0.031979 | 0.021123 | 0.026029 | 0.02532 | 0.025245
F14_Industrial_Food Products_New_Space Heating_Natural Gas_Boiler_A_Achievable Technical Potential | F14 | Industrial | Food Products | New | Space Heating | Natural Gas | Boiler | A | Purchases (Cumulative) | Achievable Technical Potential | 0 | 0 | 0.00055283 | 0.026392 | 0.057635 | 0.096594 | 0.12163 | 0.1516 | 0.18159 | 0.2155 | 0.24081 | 0.26993 | 0.29866 | 0.33199 | 0.35461 | 0.3821 | 0.40957 | 0.44155 | 0.46267 | 0.4887 | 0.51402 | 0.53927
F1_Industrial_Food Products_New_Space Heating_Natural Gas_Unit Heater_A_Achievable Technical Potential | F1 | Industrial | Food Products | New | Space Heating | Natural Gas | Unit Heater | A | Original Unit Energy Savings (kWh or therms) | Achievable Technical Potential | 0 | 43660.7244 | 43660.7244 | 43660.7244 | 43660.7244 | 43660.7244 | 43660.7244 | 43660.7244 | 43660.7244 | 43660.7244 | 43660.7244 | 43660.7244 | 43660.7244 | 43660.7244 | 43660.7244 | 43660.7244 | 43660.7244 | 43660.7244 | 43660.7244 | 43660.7244 | 43660.7244 | 43660.7244
F2_Industrial_Food Products_New_Space Heating_Natural Gas_Unit Heater_A_Achievable Technical Potential | F2 | Industrial | Food Products | New | Space Heating | Natural Gas | Unit Heater | A | Original Unit Summer Peak Savings (kW) | Achievable Technical Potential | 0 | 0 | 0 | 0 | 0 | 0 | 0 | 0 | 0 | 0 | 0 | 0 | 0 | 0 | 0 | 0 | 0 | 0 | 0 | 0 | 0 | 0
F3_Industrial_Food Products_New_Space Heating_Natural Gas_Unit Heater_A_Achievable Technical Potential | F3 | Industrial | Food Products | New | Space Heating | Natural Gas | Unit Heater | A | Original Unit Winter Peak Savings (kW) | Achievable Technical Potential | 0 | 0 | 0 | 0 | 0 | 0 | 0 | 0 | 0 | 0 | 0 | 0 | 0 | 0 | 0 | 0 | 0 | 0 | 0 | 0 | 0 | 0
F4_Industrial_Food Products_New_Space Heating_Natural Gas_Unit Heater_A_Achievable Technical Potential | F4 | Industrial | Food Products | New | Space Heating | Natural Gas | Unit Heater | A | Standalone Impact on Baseline Energy (%) | Achievable Technical Potential | 0% | 0% | 0.01765% | 0.6547% | 1.136% | 1.608% | 1.892% | 2.231% | 2.55% | 2.881% | 3.11% | 3.355% | 3.747% | 4.099% | 4.448% | 4.738% | 5.012% | 5.377% | 5.55% | 5.793% | 5.986% | 6.102%
F5_Industrial_Food Products_New_Space Heating_Natural Gas_Unit Heater_A_Achievable Technical Potential | F5 | Industrial | Food Products | New | Space Heating | Natural Gas | Unit Heater | A | Standalone Impact on Baseline Summer Peak (%) | Achievable Technical Potential | bar: 2019 to 2040
F6_Industrial_Food Products_New_Space Heating_Natural Gas_Unit Heater_A_Achievable Technical Potential | F6 | Industrial | Food Products | New | Space Heating | Natural Gas | Unit Heater | A | Standalone Impact on Baseline Winter Peak (%) | Achievable Technical Potential | bar: 2019 to 2040
F7_Industrial_Food Products_New_Space Heating_Natural Gas_Unit Heater_A_Achievable Technical Potential | F7 | Industrial | Food Products | New | Space Heating | Natural Gas | Unit Heater | A | Incremental Energy Savings (MWh or mTherms) | Achievable Technical Potential | 0 | 0 | 0.0038124 | 0.24299 | 0.36359 | 0.54337 | 0.40905 | 0.56032 | 0.62078 | 0.75903 | 0.60153 | 0.72515 | 1.0068 | 1.1094 | 1.0061 | 1.0539 | 1.0863 | 1.4413 | 0.85448 | 1.1609 | 1.075 | 0.91687
F8_Industrial_Food Products_New_Space Heating_Natural Gas_Unit Heater_A_Achievable Technical Potential | F8 | Industrial | Food Products | New | Space Heating | Natural Gas | Unit Heater | A | Incremental Summer Peak Savings (MW) | Achievable Technical Potential | 0 | 0 | 0 | 0 | 0 | 0 | 0 | 0 | 0 | 0 | 0 | 0 | 0 | 0 | 0 | 0 | 0 | 0 | 0 | 0 | 0 | 0
F9_Industrial_Food Products_New_Space Heating_Natural Gas_Unit Heater_A_Achievable Technical Potential | F9 | Industrial | Food Products | New | Space Heating | Natural Gas | Unit Heater | A | Incremental Winter Peak Savings (MW) | Achievable Technical Potential | 0 | 0 | 0 | 0 | 0 | 0 | 0 | 0 | 0 | 0 | 0 | 0 | 0 | 0 | 0 | 0 | 0 | 0 | 0 | 0 | 0 | 0
F10_Industrial_Food Products_New_Space Heating_Natural Gas_Unit Heater_A_Achievable Technical Potential | F10 | Industrial | Food Products | New | Space Heating | Natural Gas | Unit Heater | A | Cumulative Energy Savings (MWh or mTherms) | Achievable Technical Potential | 0 | 0 | 0.0038124 | 0.2468 | 0.61039 | 1.1538 | 1.5628 | 2.1231 | 2.7439 | 3.5029 | 4.1045 | 4.8296 | 5.8364 | 6.9458 | 7.9519 | 9.0058 | 10.0921 | 11.5334 | 12.3879 | 13.5488 | 14.6237 | 15.5406
F11_Industrial_Food Products_New_Space Heating_Natural Gas_Unit Heater_A_Achievable Technical Potential | F11 | Industrial | Food Products | New | Space Heating | Natural Gas | Unit Heater | A | Cumulative Summer Peak Savings (MW) | Achievable Technical Potential | 0 | 0 | 0 | 0 | 0 | 0 | 0 | 0 | 0 | 0 | 0 | 0 | 0 | 0 | 0 | 0 | 0 | 0 | 0 | 0 | 0 | 0
F12_Industrial_Food Products_New_Space Heating_Natural Gas_Unit Heater_A_Achievable Technical Potential | F12 | Industrial | Food Products | New | Space Heating | Natural Gas | Unit Heater | A | Cumulative Winter Peak Savings (MW) | Achievable Technical Potential | 0 | 0 | 0 | 0 | 0 | 0 | 0 | 0 | 0 | 0 | 0 | 0 | 0 | 0 | 0 | 0 | 0 | 0 | 0 | 0 | 0 | 0
F13_Industrial_Food Products_New_Space Heating_Natural Gas_Unit Heater_A_Achievable Technical Potential | F13 | Industrial | Food Products | New | Space Heating | Natural Gas | Unit Heater | A | Purchases (Incremental) | Achievable Technical Potential | 0 | 0 | 8.7318e-05 | 0.0055654 | 0.0083276 | 0.012445 | 0.0093688 | 0.012834 | 0.014218 | 0.017385 | 0.013777 | 0.016609 | 0.023059 | 0.02541 | 0.023131 | 0.029704 | 0.033207 | 0.045458 | 0.02894 | 0.039422 | 0.038839 | 0.038385
F14_Industrial_Food Products_New_Space Heating_Natural Gas_Unit Heater_A_Achievable Technical Potential | F14 | Industrial | Food Products | New | Space Heating | Natural Gas | Unit Heater | A | Purchases (Cumulative) | Achievable Technical Potential | 0 | 0 | 8.7318e-05 | 0.0056527 | 0.01398 | 0.026425 | 0.035794 | 0.048628 | 0.062846 | 0.080231 | 0.094008 | 0.11062 | 0.13368 | 0.15909 | 0.18213 | 0.20627 | 0.23115 | 0.26416 | 0.28373 | 0.31032 | 0.33494 | 0.35594
F1_Industrial_Agriculture_Existing_Space Heating_Natural Gas_Furnace_A_Achievable Technical Potential | F1 | Industrial | Agriculture | Existing | Space Heating | Natural Gas | Furnace | A | Original Unit Energy Savings (kWh or therms) | Achievable Technical Potential | 0 | 1443.5459 | 1443.5459 | 1443.5459 | 1443.5459 | 1443.5459 | 1443.5459 | 1443.5459 | 1443.5459 | 1443.5459 | 1443.5459 | 1443.5459 | 1443.5459 | 1443.5459 | 1443.5459 | 1443.5459 | 1443.5459 | 1443.5459 | 1443.5459 | 1443.5459 | 1443.5459 | 1443.5459
F2_Industrial_Agriculture_Existing_Space Heating_Natural Gas_Furnace_A_Achievable Technical Potential | F2 | Industrial | Agriculture | Existing | Space Heating | Natural Gas | Furnace | A | Original Unit Summer Peak Savings (kW) | Achievable Technical Potential | 0 | 0 | 0 | 0 | 0 | 0 | 0 | 0 | 0 | 0 | 0 | 0 | 0 | 0 | 0 | 0 | 0 | 0 | 0 | 0 | 0 | 0
F3_Industrial_Agriculture_Existing_Space Heating_Natural Gas_Furnace_A_Achievable Technical Potential | F3 | Industrial | Agriculture | Existing | Space Heating | Natural Gas | Furnace | A | Original Unit Winter Peak Savings (kW) | Achievable Technical Potential | 0 | 0 | 0 | 0 | 0 | 0 | 0 | 0 | 0 | 0 | 0 | 0 | 0 | 0 | 0 | 0 | 0 | 0 | 0 | 0 | 0 | 0
F4_Industrial_Agriculture_Existing_Space Heating_Natural Gas_Furnace_A_Achievable Technical Potential | F4 | Industrial | Agriculture | Existing | Space Heating | Natural Gas | Furnace | A | Standalone Impact on Baseline Energy (%) | Achievable Technical Potential | 0% | 0% | 0.00132% | 0.004149% | 0.008663% | 0.01503% | 0.02342% | 0.03382% | 0.04604% | 0.05991% | 0.07531% | 0.0921% | 0.1089% | 0.1255% | 0.1419% | 0.158% | 0.1738% | 0.1893% | 0.2044% | 0.22% | 0.2361% | 0.2528%
F5_Industrial_Agriculture_Existing_Space Heating_Natural Gas_Furnace_A_Achievable Technical Potential | F5 | Industrial | Agriculture | Existing | Space Heating | Natural Gas | Furnace | A | Standalone Impact on Baseline Summer Peak (%) | Achievable Technical Potential | bar: 2019 to 2040
F6_Industrial_Agriculture_Existing_Space Heating_Natural Gas_Furnace_A_Achievable Technical Potential | F6 | Industrial | Agriculture | Existing | Space Heating | Natural Gas | Furnace | A | Standalone Impact on Baseline Winter Peak (%) | Achievable Technical Potential | bar: 2019 to 2040
F7_Industrial_Agriculture_Existing_Space Heating_Natural Gas_Furnace_A_Achievable Technical Potential | F7 | Industrial | Agriculture | Existing | Space Heating | Natural Gas | Furnace | A | Incremental Energy Savings (MWh or mTherms) | Achievable Technical Potential | 0 | 0 | 0.013961 | 0.029044 | 0.045039 | 0.061759 | 0.079039 | 0.09512 | 0.10848 | 0.1195 | 0.12851 | 0.13582 | 0.13025 | 0.12389 | 0.11712 | 0.1102 | 0.10331 | 0.096581 | 0.089339 | 0.089467 | 0.089789 | 0.090258
F8_Industrial_Agriculture_Existing_Space Heating_Natural Gas_Furnace_A_Achievable Technical Potential | F8 | Industrial | Agriculture | Existing | Space Heating | Natural Gas | Furnace | A | Incremental Summer Peak Savings (MW) | Achievable Technical Potential | 0 | 0 | 0 | 0 | 0 | 0 | 0 | 0 | 0 | 0 | 0 | 0 | 0 | 0 | 0 | 0 | 0 | 0 | 0 | 0 | 0 | 0
F9_Industrial_Agriculture_Existing_Space Heating_Natural Gas_Furnace_A_Achievable Technical Potential | F9 | Industrial | Agriculture | Existing | Space Heating | Natural Gas | Furnace | A | Incremental Winter Peak Savings (MW) | Achievable Technical Potential | 0 | 0 | 0 | 0 | 0 | 0 | 0 | 0 | 0 | 0 | 0 | 0 | 0 | 0 | 0 | 0 | 0 | 0 | 0 | 0 | 0 | 0
F10_Industrial_Agriculture_Existing_Space Heating_Natural Gas_Furnace_A_Achievable Technical Potential | F10 | Industrial | Agriculture | Existing | Space Heating | Natural Gas | Furnace | A | Cumulative Energy Savings (MWh or mTherms) | Achievable Technical Potential | 0 | 0 | 0.013961 | 0.043005 | 0.088044 | 0.1498 | 0.22884 | 0.32396 | 0.43244 | 0.55194 | 0.68045 | 0.81627 | 0.94652 | 1.0704 | 1.1875 | 1.2977 | 1.401 | 1.4976 | 1.5869 | 1.6764 | 1.7662 | 1.8565
F11_Industrial_Agriculture_Existing_Space Heating_Natural Gas_Furnace_A_Achievable Technical Potential | F11 | Industrial | Agriculture | Existing | Space Heating | Natural Gas | Furnace | A | Cumulative Summer Peak Savings (MW) | Achievable Technical Potential | 0 | 0 | 0 | 0 | 0 | 0 | 0 | 0 | 0 | 0 | 0 | 0 | 0 | 0 | 0 | 0 | 0 | 0 | 0 | 0 | 0 | 0
F12_Industrial_Agriculture_Existing_Space Heating_Natural Gas_Furnace_A_Achievable Technical Potential | F12 | Industrial | Agriculture | Existing | Space Heating | Natural Gas | Furnace | A | Cumulative Winter Peak Savings (MW) | Achievable Technical Potential | 0 | 0 | 0 | 0 | 0 | 0 | 0 | 0 | 0 | 0 | 0 | 0 | 0 | 0 | 0 | 0 | 0 | 0 | 0 | 0 | 0 | 0
F13_Industrial_Agriculture_Existing_Space Heating_Natural Gas_Furnace_A_Achievable Technical Potential | F13 | Industrial | Agriculture | Existing | Space Heating | Natural Gas | Furnace | A | Purchases (Incremental) | Achievable Technical Potential | 0 | 0 | 0.0096714 | 0.02012 | 0.0312 | 0.042783 | 0.054754 | 0.065893 | 0.075148 | 0.08278 | 0.089025 | 0.094089 | 0.090226 | 0.085821 | 0.081131 | 0.076338 | 0.071567 | 0.066906 | 0.061889 | 0.061977 | 0.0622 | 0.062525
F14_Industrial_Agriculture_Existing_Space Heating_Natural Gas_Furnace_A_Achievable Technical Potential | F14 | Industrial | Agriculture | Existing | Space Heating | Natural Gas | Furnace | A | Purchases (Cumulative) | Achievable Technical Potential | 0 | 0 | 0.0096714 | 0.029791 | 0.060991 | 0.10377 | 0.15853 | 0.22442 | 0.29957 | 0.38235 | 0.47137 | 0.56546 | 0.65569 | 0.74151 | 0.82264 | 0.89898 | 0.97055 | 1.0375 | 1.0993 | 1.1613 | 1.2235 | 1.286
F1_Industrial_Agriculture_Existing_Space Heating_Natural Gas_Boiler_A_Achievable Technical Potential | F1 | Industrial | Agriculture | Existing | Space Heating | Natural Gas | Boiler | A | Original Unit Energy Savings (kWh or therms) | Achievable Technical Potential | 0 | 6227.3193 | 6227.3193 | 6227.3193 | 6227.3193 | 6227.3193 | 6227.3193 | 6227.3193 | 6227.3193 | 6227.3193 | 6227.3193 | 6227.3193 | 6227.3193 | 6227.3193 | 6227.3193 | 6227.3193 | 6227.3193 | 6227.3193 | 6227.3193 | 6227.3193 | 6227.3193 | 6227.3193
F2_Industrial_Agriculture_Existing_Space Heating_Natural Gas_Boiler_A_Achievable Technical Potential | F2 | Industrial | Agriculture | Existing | Space Heating | Natural Gas | Boiler | A | Original Unit Summer Peak Savings (kW) | Achievable Technical Potential | 0 | 0 | 0 | 0 | 0 | 0 | 0 | 0 | 0 | 0 | 0 | 0 | 0 | 0 | 0 | 0 | 0 | 0 | 0 | 0 | 0 | 0
F3_Industrial_Agriculture_Existing_Space Heating_Natural Gas_Boiler_A_Achievable Technical Potential | F3 | Industrial | Agriculture | Existing | Space Heating | Natural Gas | Boiler | A | Original Unit Winter Peak Savings (kW) | Achievable Technical Potential | 0 | 0 | 0 | 0 | 0 | 0 | 0 | 0 | 0 | 0 | 0 | 0 | 0 | 0 | 0 | 0 | 0 | 0 | 0 | 0 | 0 | 0
F4_Industrial_Agriculture_Existing_Space Heating_Natural Gas_Boiler_A_Achievable Technical Potential | F4 | Industrial | Agriculture | Existing | Space Heating | Natural Gas | Boiler | A | Standalone Impact on Baseline Energy (%) | Achievable Technical Potential | 0% | 0% | 0.01982% | 0.0496% | 0.08655% | 0.1286% | 0.1746% | 0.2232% | 0.2737% | 0.3257% | 0.3791% | 0.4338% | 0.4897% | 0.5469% | 0.6053% | 0.665% | 0.7259% | 0.7881% | 0.8516% | 0.9163% | 0.9823% | 1.05%
F5_Industrial_Agriculture_Existing_Space Heating_Natural Gas_Boiler_A_Achievable Technical Potential | F5 | Industrial | Agriculture | Existing | Space Heating | Natural Gas | Boiler | A | Standalone Impact on Baseline Summer Peak (%) | Achievable Technical Potential | bar: 2019 to 2040
F6_Industrial_Agriculture_Existing_Space Heating_Natural Gas_Boiler_A_Achievable Technical Potential | F6 | Industrial | Agriculture | Existing | Space Heating | Natural Gas | Boiler | A | Standalone Impact on Baseline Winter Peak (%) | Achievable Technical Potential | bar: 2019 to 2040
F7_Industrial_Agriculture_Existing_Space Heating_Natural Gas_Boiler_A_Achievable Technical Potential | F7 | Industrial | Agriculture | Existing | Space Heating | Natural Gas | Boiler | A | Incremental Energy Savings (MWh or mTherms) | Achievable Technical Potential | 0 | 0 | 0.20958 | 0.30456 | 0.36548 | 0.40225 | 0.4243 | 0.4324 | 0.4328 | 0.42951 | 0.42462 | 0.41892 | 0.41306 | 0.40715 | 0.40122 | 0.39527 | 0.38932 | 0.38338 | 0.37746 | 0.37157 | 0.36572 | 0.35991
F8_Industrial_Agriculture_Existing_Space Heating_Natural Gas_Boiler_A_Achievable Technical Potential | F8 | Industrial | Agriculture | Existing | Space Heating | Natural Gas | Boiler | A | Incremental Summer Peak Savings (MW) | Achievable Technical Potential | 0 | 0 | 0 | 0 | 0 | 0 | 0 | 0 | 0 | 0 | 0 | 0 | 0 | 0 | 0 | 0 | 0 | 0 | 0 | 0 | 0 | 0
F9_Industrial_Agriculture_Existing_Space Heating_Natural Gas_Boiler_A_Achievable Technical Potential | F9 | Industrial | Agriculture | Existing | Space Heating | Natural Gas | Boiler | A | Incremental Winter Peak Savings (MW) | Achievable Technical Potential | 0 | 0 | 0 | 0 | 0 | 0 | 0 | 0 | 0 | 0 | 0 | 0 | 0 | 0 | 0 | 0 | 0 | 0 | 0 | 0 | 0 | 0
F10_Industrial_Agriculture_Existing_Space Heating_Natural Gas_Boiler_A_Achievable Technical Potential | F10 | Industrial | Agriculture | Existing | Space Heating | Natural Gas | Boiler | A | Cumulative Energy Savings (MWh or mTherms) | Achievable Technical Potential | 0 | 0 | 0.20958 | 0.51415 | 0.87963 | 1.2819 | 1.7062 | 2.1386 | 2.5714 | 3.0009 | 3.4255 | 3.8444 | 4.2575 | 4.6646 | 5.0659 | 5.4611 | 5.8505 | 6.2338 | 6.6113 | 6.9829 | 7.3486 | 7.7085
F11_Industrial_Agriculture_Existing_Space Heating_Natural Gas_Boiler_A_Achievable Technical Potential | F11 | Industrial | Agriculture | Existing | Space Heating | Natural Gas | Boiler | A | Cumulative Summer Peak Savings (MW) | Achievable Technical Potential | 0 | 0 | 0 | 0 | 0 | 0 | 0 | 0 | 0 | 0 | 0 | 0 | 0 | 0 | 0 | 0 | 0 | 0 | 0 | 0 | 0 | 0
F12_Industrial_Agriculture_Existing_Space Heating_Natural Gas_Boiler_A_Achievable Technical Potential | F12 | Industrial | Agriculture | Existing | Space Heating | Natural Gas | Boiler | A | Cumulative Winter Peak Savings (MW) | Achievable Technical Potential | 0 | 0 | 0 | 0 | 0 | 0 | 0 | 0 | 0 | 0 | 0 | 0 | 0 | 0 | 0 | 0 | 0 | 0 | 0 | 0 | 0 | 0
F13_Industrial_Agriculture_Existing_Space Heating_Natural Gas_Boiler_A_Achievable Technical Potential | F13 | Industrial | Agriculture | Existing | Space Heating | Natural Gas | Boiler | A | Purchases (Incremental) | Achievable Technical Potential | 0 | 0 | 0.033655 | 0.048908 | 0.05869 | 0.064595 | 0.068135 | 0.069436 | 0.0695 | 0.068972 | 0.068187 | 0.067272 | 0.06633 | 0.065382 | 0.064429 | 0.063473 | 0.062518 | 0.061564 | 0.060614 | 0.059668 | 0.058728 | 0.057795
F14_Industrial_Agriculture_Existing_Space Heating_Natural Gas_Boiler_A_Achievable Technical Potential | F14 | Industrial | Agriculture | Existing | Space Heating | Natural Gas | Boiler | A | Purchases (Cumulative) | Achievable Technical Potential | 0 | 0 | 0.033655 | 0.082563 | 0.14125 | 0.20585 | 0.27398 | 0.34342 | 0.41292 | 0.48189 | 0.55008 | 0.61735 | 0.68368 | 0.74906 | 0.81349 | 0.87696 | 0.93948 | 1.001 | 1.0617 | 1.1213 | 1.1801 | 1.2379
F1_Industrial_Agriculture_Existing_Space Heating_Natural Gas_Unit Heater_A_Achievable Technical Potential | F1 | Industrial | Agriculture | Existing | Space Heating | Natural Gas | Unit Heater | A | Original Unit Energy Savings (kWh or therms) | Achievable Technical Potential | 0 | 43660.7244 | 43660.7244 | 43660.7244 | 43660.7244 | 43660.7244 | 43660.7244 | 43660.7244 | 43660.7244 | 43660.7244 | 43660.7244 | 43660.7244 | 43660.7244 | 43660.7244 | 43660.7244 | 43660.7244 | 43660.7244 | 43660.7244 | 43660.7244 | 43660.7244 | 43660.7244 | 43660.7244
F2_Industrial_Agriculture_Existing_Space Heating_Natural Gas_Unit Heater_A_Achievable Technical Potential | F2 | Industrial | Agriculture | Existing | Space Heating | Natural Gas | Unit Heater | A | Original Unit Summer Peak Savings (kW) | Achievable Technical Potential | 0 | 0 | 0 | 0 | 0 | 0 | 0 | 0 | 0 | 0 | 0 | 0 | 0 | 0 | 0 | 0 | 0 | 0 | 0 | 0 | 0 | 0
F3_Industrial_Agriculture_Existing_Space Heating_Natural Gas_Unit Heater_A_Achievable Technical Potential | F3 | Industrial | Agriculture | Existing | Space Heating | Natural Gas | Unit Heater | A | Original Unit Winter Peak Savings (kW) | Achievable Technical Potential | 0 | 0 | 0 | 0 | 0 | 0 | 0 | 0 | 0 | 0 | 0 | 0 | 0 | 0 | 0 | 0 | 0 | 0 | 0 | 0 | 0 | 0
F4_Industrial_Agriculture_Existing_Space Heating_Natural Gas_Unit Heater_A_Achievable Technical Potential | F4 | Industrial | Agriculture | Existing | Space Heating | Natural Gas | Unit Heater | A | Standalone Impact on Baseline Energy (%) | Achievable Technical Potential | 0% | 0% | 0.001758% | 0.008631% | 0.02544% | 0.05832% | 0.1147% | 0.2015% | 0.3244% | 0.4883% | 0.693% | 0.9373% | 1.221% | 1.543% | 1.903% | 2.297% | 2.722% | 3.121% | 3.489% | 3.822% | 4.121% | 4.383%
F5_Industrial_Agriculture_Existing_Space Heating_Natural Gas_Unit Heater_A_Achievable Technical Potential | F5 | Industrial | Agriculture | Existing | Space Heating | Natural Gas | Unit Heater | A | Standalone Impact on Baseline Summer Peak (%) | Achievable Technical Potential | bar: 2019 to 2040
F6_Industrial_Agriculture_Existing_Space Heating_Natural Gas_Unit Heater_A_Achievable Technical Potential | F6 | Industrial | Agriculture | Existing | Space Heating | Natural Gas | Unit Heater | A | Standalone Impact on Baseline Winter Peak (%) | Achievable Technical Potential | bar: 2019 to 2040
F7_Industrial_Agriculture_Existing_Space Heating_Natural Gas_Unit Heater_A_Achievable Technical Potential | F7 | Industrial | Agriculture | Existing | Space Heating | Natural Gas | Unit Heater | A | Incremental Energy Savings (MWh or mTherms) | Achievable Technical Potential | 0 | 0 | 0.018586 | 0.070883 | 0.16904 | 0.32265 | 0.53911 | 0.81023 | 1.117 | 1.4512 | 1.7626 | 2.0452 | 2.3053 | 2.5496 | 2.7652 | 2.9414 | 3.0695 | 2.7503 | 2.3965 | 2.0427 | 1.7005 | 1.3636
F8_Industrial_Agriculture_Existing_Space Heating_Natural Gas_Unit Heater_A_Achievable Technical Potential | F8 | Industrial | Agriculture | Existing | Space Heating | Natural Gas | Unit Heater | A | Incremental Summer Peak Savings (MW) | Achievable Technical Potential | 0 | 0 | 0 | 0 | 0 | 0 | 0 | 0 | 0 | 0 | 0 | 0 | 0 | 0 | 0 | 0 | 0 | 0 | 0 | 0 | 0 | 0
F9_Industrial_Agriculture_Existing_Space Heating_Natural Gas_Unit Heater_A_Achievable Technical Potential | F9 | Industrial | Agriculture | Existing | Space Heating | Natural Gas | Unit Heater | A | Incremental Winter Peak Savings (MW) | Achievable Technical Potential | 0 | 0 | 0 | 0 | 0 | 0 | 0 | 0 | 0 | 0 | 0 | 0 | 0 | 0 | 0 | 0 | 0 | 0 | 0 | 0 | 0 | 0
F10_Industrial_Agriculture_Existing_Space Heating_Natural Gas_Unit Heater_A_Achievable Technical Potential | F10 | Industrial | Agriculture | Existing | Space Heating | Natural Gas | Unit Heater | A | Cumulative Energy Savings (MWh or mTherms) | Achievable Technical Potential | 0 | 0 | 0.018586 | 0.089469 | 0.25851 | 0.58115 | 1.1203 | 1.9305 | 3.0475 | 4.4987 | 6.2613 | 8.3065 | 10.6118 | 13.1614 | 15.9266 | 18.868 | 21.9375 | 24.6878 | 27.0843 | 29.127 | 30.8275 | 32.1911
F11_Industrial_Agriculture_Existing_Space Heating_Natural Gas_Unit Heater_A_Achievable Technical Potential | F11 | Industrial | Agriculture | Existing | Space Heating | Natural Gas | Unit Heater | A | Cumulative Summer Peak Savings (MW) | Achievable Technical Potential | 0 | 0 | 0 | 0 | 0 | 0 | 0 | 0 | 0 | 0 | 0 | 0 | 0 | 0 | 0 | 0 | 0 | 0 | 0 | 0 | 0 | 0
F12_Industrial_Agriculture_Existing_Space Heating_Natural Gas_Unit Heater_A_Achievable Technical Potential | F12 | Industrial | Agriculture | Existing | Space Heating | Natural Gas | Unit Heater | A | Cumulative Winter Peak Savings (MW) | Achievable Technical Potential | 0 | 0 | 0 | 0 | 0 | 0 | 0 | 0 | 0 | 0 | 0 | 0 | 0 | 0 | 0 | 0 | 0 | 0 | 0 | 0 | 0 | 0
F13_Industrial_Agriculture_Existing_Space Heating_Natural Gas_Unit Heater_A_Achievable Technical Potential | F13 | Industrial | Agriculture | Existing | Space Heating | Natural Gas | Unit Heater | A | Purchases (Incremental) | Achievable Technical Potential | 0 | 0 | 0.00042569 | 0.0016235 | 0.0038716 | 0.0073898 | 0.012348 | 0.018558 | 0.025585 | 0.033237 | 0.04037 | 0.046842 | 0.052801 | 0.058396 | 0.063759 | 0.068993 | 0.074176 | 0.070381 | 0.067237 | 0.065342 | 0.064533 | 0.06447
F14_Industrial_Agriculture_Existing_Space Heating_Natural Gas_Unit Heater_A_Achievable Technical Potential | F14 | Industrial | Agriculture | Existing | Space Heating | Natural Gas | Unit Heater | A | Purchases (Cumulative) | Achievable Technical Potential | 0 | 0 | 0.00042569 | 0.0020492 | 0.0059208 | 0.013311 | 0.025658 | 0.044216 | 0.069801 | 0.10304 | 0.14341 | 0.19025 | 0.24305 | 0.30145 | 0.36478 | 0.43215 | 0.50245 | 0.56545 | 0.62034 | 0.66712 | 0.70607 | 0.7373
F1_Industrial_Agriculture_New_Space Heating_Natural Gas_Furnace_A_Achievable Technical Potential | F1 | Industrial | Agriculture | New | Space Heating | Natural Gas | Furnace | A | Original Unit Energy Savings (kWh or therms) | Achievable Technical Potential | 0 | 1443.5073 | 1443.5073 | 1443.5073 | 1443.5073 | 1443.5073 | 1443.5073 | 1443.5073 | 1443.5073 | 1443.5073 | 1443.5073 | 1443.5073 | 1443.5073 | 1443.5073 | 1443.5073 | 1443.5073 | 1443.5073 | 1443.5073 | 1443.5073 | 1443.5073 | 1443.5073 | 1443.5073
F2_Industrial_Agriculture_New_Space Heating_Natural Gas_Furnace_A_Achievable Technical Potential | F2 | Industrial | Agriculture | New | Space Heating | Natural Gas | Furnace | A | Original Unit Summer Peak Savings (kW) | Achievable Technical Potential | 0 | 0 | 0 | 0 | 0 | 0 | 0 | 0 | 0 | 0 | 0 | 0 | 0 | 0 | 0 | 0 | 0 | 0 | 0 | 0 | 0 | 0
F3_Industrial_Agriculture_New_Space Heating_Natural Gas_Furnace_A_Achievable Technical Potential | F3 | Industrial | Agriculture | New | Space Heating | Natural Gas | Furnace | A | Original Unit Winter Peak Savings (kW) | Achievable Technical Potential | 0 | 0 | 0 | 0 | 0 | 0 | 0 | 0 | 0 | 0 | 0 | 0 | 0 | 0 | 0 | 0 | 0 | 0 | 0 | 0 | 0 | 0
F4_Industrial_Agriculture_New_Space Heating_Natural Gas_Furnace_A_Achievable Technical Potential | F4 | Industrial | Agriculture | New | Space Heating | Natural Gas | Furnace | A | Standalone Impact on Baseline Energy (%) | Achievable Technical Potential | 0% | 0% | 0.001165% | 0.0432% | 0.07493% | 0.1061% | 0.1249% | 0.1472% | 0.1683% | 0.1901% | 0.2052% | 0.2214% | 0.236% | 0.2514% | 0.261% | 0.2718% | 0.2818% | 0.2923% | 0.2986% | 0.3089% | 0.3179% | 0.3282%
F5_Industrial_Agriculture_New_Space Heating_Natural Gas_Furnace_A_Achievable Technical Potential | F5 | Industrial | Agriculture | New | Space Heating | Natural Gas | Furnace | A | Standalone Impact on Baseline Summer Peak (%) | Achievable Technical Potential | bar: 2019 to 2040
F6_Industrial_Agriculture_New_Space Heating_Natural Gas_Furnace_A_Achievable Technical Potential | F6 | Industrial | Agriculture | New | Space Heating | Natural Gas | Furnace | A | Standalone Impact on Baseline Winter Peak (%) | Achievable Technical Potential | bar: 2019 to 2040
F7_Industrial_Agriculture_New_Space Heating_Natural Gas_Furnace_A_Achievable Technical Potential | F7 | Industrial | Agriculture | New | Space Heating | Natural Gas | Furnace | A | Incremental Energy Savings (MWh or mTherms) | Achievable Technical Potential | 0 | 0 | 0.00064784 | 0.041291 | 0.061785 | 0.092335 | 0.06951 | 0.095216 | 0.10549 | 0.12898 | 0.10222 | 0.12322 | 0.12606 | 0.15038 | 0.10431 | 0.12897 | 0.13062 | 0.15369 | 0.10152 | 0.14407 | 0.13966 | 0.1524
F8_Industrial_Agriculture_New_Space Heating_Natural Gas_Furnace_A_Achievable Technical Potential | F8 | Industrial | Agriculture | New | Space Heating | Natural Gas | Furnace | A | Incremental Summer Peak Savings (MW) | Achievable Technical Potential | 0 | 0 | 0 | 0 | 0 | 0 | 0 | 0 | 0 | 0 | 0 | 0 | 0 | 0 | 0 | 0 | 0 | 0 | 0 | 0 | 0 | 0
F9_Industrial_Agriculture_New_Space Heating_Natural Gas_Furnace_A_Achievable Technical Potential | F9 | Industrial | Agriculture | New | Space Heating | Natural Gas | Furnace | A | Incremental Winter Peak Savings (MW) | Achievable Technical Potential | 0 | 0 | 0 | 0 | 0 | 0 | 0 | 0 | 0 | 0 | 0 | 0 | 0 | 0 | 0 | 0 | 0 | 0 | 0 | 0 | 0 | 0
F10_Industrial_Agriculture_New_Space Heating_Natural Gas_Furnace_A_Achievable Technical Potential | F10 | Industrial | Agriculture | New | Space Heating | Natural Gas | Furnace | A | Cumulative Energy Savings (MWh or mTherms) | Achievable Technical Potential | 0 | 0 | 0.00064784 | 0.041939 | 0.10372 | 0.19606 | 0.26557 | 0.36078 | 0.46627 | 0.59526 | 0.69747 | 0.8207 | 0.94676 | 1.0971 | 1.2014 | 1.3304 | 1.461 | 1.6147 | 1.7162 | 1.8603 | 2 | 2.1524
F11_Industrial_Agriculture_New_Space Heating_Natural Gas_Furnace_A_Achievable Technical Potential | F11 | Industrial | Agriculture | New | Space Heating | Natural Gas | Furnace | A | Cumulative Summer Peak Savings (MW) | Achievable Technical Potential | 0 | 0 | 0 | 0 | 0 | 0 | 0 | 0 | 0 | 0 | 0 | 0 | 0 | 0 | 0 | 0 | 0 | 0 | 0 | 0 | 0 | 0
F12_Industrial_Agriculture_New_Space Heating_Natural Gas_Furnace_A_Achievable Technical Potential | F12 | Industrial | Agriculture | New | Space Heating | Natural Gas | Furnace | A | Cumulative Winter Peak Savings (MW) | Achievable Technical Potential | 0 | 0 | 0 | 0 | 0 | 0 | 0 | 0 | 0 | 0 | 0 | 0 | 0 | 0 | 0 | 0 | 0 | 0 | 0 | 0 | 0 | 0
F13_Industrial_Agriculture_New_Space Heating_Natural Gas_Furnace_A_Achievable Technical Potential | F13 | Industrial | Agriculture | New | Space Heating | Natural Gas | Furnace | A | Purchases (Incremental) | Achievable Technical Potential | 0 | 0 | 0.0004488 | 0.028605 | 0.042802 | 0.063965 | 0.048153 | 0.065961 | 0.073078 | 0.089354 | 0.070812 | 0.085365 | 0.087328 | 0.10418 | 0.072264 | 0.089343 | 0.090488 | 0.10647 | 0.070331 | 0.099808 | 0.096752 | 0.10557
F14_Industrial_Agriculture_New_Space Heating_Natural Gas_Furnace_A_Achievable Technical Potential | F14 | Industrial | Agriculture | New | Space Heating | Natural Gas | Furnace | A | Purchases (Cumulative) | Achievable Technical Potential | 0 | 0 | 0.0004488 | 0.029054 | 0.071855 | 0.13582 | 0.18397 | 0.24994 | 0.32301 | 0.41237 | 0.48318 | 0.56854 | 0.65587 | 0.76005 | 0.83231 | 0.92165 | 1.0121 | 1.1186 | 1.1889 | 1.2887 | 1.3855 | 1.4911
F1_Industrial_Agriculture_New_Space Heating_Natural Gas_Boiler_A_Achievable Technical Potential | F1 | Industrial | Agriculture | New | Space Heating | Natural Gas | Boiler | A | Original Unit Energy Savings (kWh or therms) | Achievable Technical Potential | 0 | 6223.5803 | 6223.5803 | 6223.5803 | 6223.5803 | 6223.5803 | 6223.5803 | 6223.5803 | 6223.5803 | 6223.5803 | 6223.5803 | 6223.5803 | 6223.5803 | 6223.5803 | 6223.5803 | 6223.5803 | 6223.5803 | 6223.5803 | 6223.5803 | 6223.5803 | 6223.5803 | 6223.5803
F2_Industrial_Agriculture_New_Space Heating_Natural Gas_Boiler_A_Achievable Technical Potential | F2 | Industrial | Agriculture | New | Space Heating | Natural Gas | Boiler | A | Original Unit Summer Peak Savings (kW) | Achievable Technical Potential | 0 | 0 | 0 | 0 | 0 | 0 | 0 | 0 | 0 | 0 | 0 | 0 | 0 | 0 | 0 | 0 | 0 | 0 | 0 | 0 | 0 | 0
F3_Industrial_Agriculture_New_Space Heating_Natural Gas_Boiler_A_Achievable Technical Potential | F3 | Industrial | Agriculture | New | Space Heating | Natural Gas | Boiler | A | Original Unit Winter Peak Savings (kW) | Achievable Technical Potential | 0 | 0 | 0 | 0 | 0 | 0 | 0 | 0 | 0 | 0 | 0 | 0 | 0 | 0 | 0 | 0 | 0 | 0 | 0 | 0 | 0 | 0
F4_Industrial_Agriculture_New_Space Heating_Natural Gas_Boiler_A_Achievable Technical Potential | F4 | Industrial | Agriculture | New | Space Heating | Natural Gas | Boiler | A | Standalone Impact on Baseline Energy (%) | Achievable Technical Potential | 0% | 0% | 0.01593% | 0.4357% | 0.6673% | 0.8378% | 0.9165% | 0.9913% | 1.05% | 1.103% | 1.136% | 1.167% | 1.193% | 1.219% | 1.235% | 1.251% | 1.266% | 1.281% | 1.29% | 1.3% | 1.309% | 1.318%
F5_Industrial_Agriculture_New_Space Heating_Natural Gas_Boiler_A_Achievable Technical Potential | F5 | Industrial | Agriculture | New | Space Heating | Natural Gas | Boiler | A | Standalone Impact on Baseline Summer Peak (%) | Achievable Technical Potential | bar: 2019 to 2040
F6_Industrial_Agriculture_New_Space Heating_Natural Gas_Boiler_A_Achievable Technical Potential | F6 | Industrial | Agriculture | New | Space Heating | Natural Gas | Boiler | A | Standalone Impact on Baseline Winter Peak (%) | Achievable Technical Potential | bar: 2019 to 2040
F7_Industrial_Agriculture_New_Space Heating_Natural Gas_Boiler_A_Achievable Technical Potential | F7 | Industrial | Agriculture | New | Space Heating | Natural Gas | Boiler | A | Incremental Energy Savings (MWh or mTherms) | Achievable Technical Potential | 0 | 0 | 0.0088601 | 0.41412 | 0.50073 | 0.62438 | 0.40118 | 0.48032 | 0.48068 | 0.54357 | 0.40563 | 0.46664 | 0.46045 | 0.53414 | 0.36252 | 0.44059 | 0.44026 | 0.51252 | 0.33854 | 0.41716 | 0.4058 | 0.4046
F8_Industrial_Agriculture_New_Space Heating_Natural Gas_Boiler_A_Achievable Technical Potential | F8 | Industrial | Agriculture | New | Space Heating | Natural Gas | Boiler | A | Incremental Summer Peak Savings (MW) | Achievable Technical Potential | 0 | 0 | 0 | 0 | 0 | 0 | 0 | 0 | 0 | 0 | 0 | 0 | 0 | 0 | 0 | 0 | 0 | 0 | 0 | 0 | 0 | 0
F9_Industrial_Agriculture_New_Space Heating_Natural Gas_Boiler_A_Achievable Technical Potential | F9 | Industrial | Agriculture | New | Space Heating | Natural Gas | Boiler | A | Incremental Winter Peak Savings (MW) | Achievable Technical Potential | 0 | 0 | 0 | 0 | 0 | 0 | 0 | 0 | 0 | 0 | 0 | 0 | 0 | 0 | 0 | 0 | 0 | 0 | 0 | 0 | 0 | 0
F10_Industrial_Agriculture_New_Space Heating_Natural Gas_Boiler_A_Achievable Technical Potential | F10 | Industrial | Agriculture | New | Space Heating | Natural Gas | Boiler | A | Cumulative Energy Savings (MWh or mTherms) | Achievable Technical Potential | 0 | 0 | 0.0088601 | 0.42298 | 0.92371 | 1.5481 | 1.9493 | 2.4296 | 2.9103 | 3.4538 | 3.8595 | 4.3261 | 4.7866 | 5.3207 | 5.6832 | 6.1238 | 6.5641 | 7.0766 | 7.4151 | 7.8323 | 8.2381 | 8.6427
F11_Industrial_Agriculture_New_Space Heating_Natural Gas_Boiler_A_Achievable Technical Potential | F11 | Industrial | Agriculture | New | Space Heating | Natural Gas | Boiler | A | Cumulative Summer Peak Savings (MW) | Achievable Technical Potential | 0 | 0 | 0 | 0 | 0 | 0 | 0 | 0 | 0 | 0 | 0 | 0 | 0 | 0 | 0 | 0 | 0 | 0 | 0 | 0 | 0 | 0
F12_Industrial_Agriculture_New_Space Heating_Natural Gas_Boiler_A_Achievable Technical Potential | F12 | Industrial | Agriculture | New | Space Heating | Natural Gas | Boiler | A | Cumulative Winter Peak Savings (MW) | Achievable Technical Potential | 0 | 0 | 0 | 0 | 0 | 0 | 0 | 0 | 0 | 0 | 0 | 0 | 0 | 0 | 0 | 0 | 0 | 0 | 0 | 0 | 0 | 0
F13_Industrial_Agriculture_New_Space Heating_Natural Gas_Boiler_A_Achievable Technical Potential | F13 | Industrial | Agriculture | New | Space Heating | Natural Gas | Boiler | A | Purchases (Incremental) | Achievable Technical Potential | 0 | 0 | 0.0014236 | 0.066541 | 0.080457 | 0.10033 | 0.064462 | 0.077178 | 0.077235 | 0.08734 | 0.065176 | 0.07498 | 0.073985 | 0.085825 | 0.05825 | 0.070794 | 0.070741 | 0.082352 | 0.054396 | 0.067028 | 0.065203 | 0.06501
F14_Industrial_Agriculture_New_Space Heating_Natural Gas_Boiler_A_Achievable Technical Potential | F14 | Industrial | Agriculture | New | Space Heating | Natural Gas | Boiler | A | Purchases (Cumulative) | Achievable Technical Potential | 0 | 0 | 0.0014236 | 0.067964 | 0.14842 | 0.24875 | 0.31321 | 0.39039 | 0.46762 | 0.55496 | 0.62014 | 0.69512 | 0.7691 | 0.85493 | 0.91318 | 0.98397 | 1.0547 | 1.1371 | 1.1915 | 1.2585 | 1.3237 | 1.3887
F1_Industrial_Agriculture_New_Space Heating_Natural Gas_Unit Heater_A_Achievable Technical Potential | F1 | Industrial | Agriculture | New | Space Heating | Natural Gas | Unit Heater | A | Original Unit Energy Savings (kWh or therms) | Achievable Technical Potential | 0 | 43660.7244 | 43660.7244 | 43660.7244 | 43660.7244 | 43660.7244 | 43660.7244 | 43660.7244 | 43660.7244 | 43660.7244 | 43660.7244 | 43660.7244 | 43660.7244 | 43660.7244 | 43660.7244 | 43660.7244 | 43660.7244 | 43660.7244 | 43660.7244 | 43660.7244 | 43660.7244 | 43660.7244
F2_Industrial_Agriculture_New_Space Heating_Natural Gas_Unit Heater_A_Achievable Technical Potential | F2 | Industrial | Agriculture | New | Space Heating | Natural Gas | Unit Heater | A | Original Unit Summer Peak Savings (kW) | Achievable Technical Potential | 0 | 0 | 0 | 0 | 0 | 0 | 0 | 0 | 0 | 0 | 0 | 0 | 0 | 0 | 0 | 0 | 0 | 0 | 0 | 0 | 0 | 0
F3_Industrial_Agriculture_New_Space Heating_Natural Gas_Unit Heater_A_Achievable Technical Potential | F3 | Industrial | Agriculture | New | Space Heating | Natural Gas | Unit Heater | A | Original Unit Winter Peak Savings (kW) | Achievable Technical Potential | 0 | 0 | 0 | 0 | 0 | 0 | 0 | 0 | 0 | 0 | 0 | 0 | 0 | 0 | 0 | 0 | 0 | 0 | 0 | 0 | 0 | 0
F4_Industrial_Agriculture_New_Space Heating_Natural Gas_Unit Heater_A_Achievable Technical Potential | F4 | Industrial | Agriculture | New | Space Heating | Natural Gas | Unit Heater | A | Standalone Impact on Baseline Energy (%) | Achievable Technical Potential | 0% | 0% | 0.01765% | 0.6547% | 1.136% | 1.608% | 1.892% | 2.231% | 2.55% | 2.881% | 3.11% | 3.355% | 3.747% | 4.099% | 4.448% | 4.738% | 5.012% | 5.377% | 5.55% | 5.793% | 5.986% | 6.102%
F5_Industrial_Agriculture_New_Space Heating_Natural Gas_Unit Heater_A_Achievable Technical Potential | F5 | Industrial | Agriculture | New | Space Heating | Natural Gas | Unit Heater | A | Standalone Impact on Baseline Summer Peak (%) | Achievable Technical Potential | bar: 2019 to 2040
F6_Industrial_Agriculture_New_Space Heating_Natural Gas_Unit Heater_A_Achievable Technical Potential | F6 | Industrial | Agriculture | New | Space Heating | Natural Gas | Unit Heater | A | Standalone Impact on Baseline Winter Peak (%) | Achievable Technical Potential | bar: 2019 to 2040
F7_Industrial_Agriculture_New_Space Heating_Natural Gas_Unit Heater_A_Achievable Technical Potential | F7 | Industrial | Agriculture | New | Space Heating | Natural Gas | Unit Heater | A | Incremental Energy Savings (MWh or mTherms) | Achievable Technical Potential | 0 | 0 | 0.0098175 | 0.62574 | 0.9363 | 1.3993 | 1.0534 | 1.4429 | 1.5986 | 1.9546 | 1.549 | 1.8674 | 2.5926 | 2.857 | 2.5909 | 2.714 | 2.7973 | 3.7117 | 2.2004 | 2.9895 | 2.7682 | 2.3611
F8_Industrial_Agriculture_New_Space Heating_Natural Gas_Unit Heater_A_Achievable Technical Potential | F8 | Industrial | Agriculture | New | Space Heating | Natural Gas | Unit Heater | A | Incremental Summer Peak Savings (MW) | Achievable Technical Potential | 0 | 0 | 0 | 0 | 0 | 0 | 0 | 0 | 0 | 0 | 0 | 0 | 0 | 0 | 0 | 0 | 0 | 0 | 0 | 0 | 0 | 0
F9_Industrial_Agriculture_New_Space Heating_Natural Gas_Unit Heater_A_Achievable Technical Potential | F9 | Industrial | Agriculture | New | Space Heating | Natural Gas | Unit Heater | A | Incremental Winter Peak Savings (MW) | Achievable Technical Potential | 0 | 0 | 0 | 0 | 0 | 0 | 0 | 0 | 0 | 0 | 0 | 0 | 0 | 0 | 0 | 0 | 0 | 0 | 0 | 0 | 0 | 0
F10_Industrial_Agriculture_New_Space Heating_Natural Gas_Unit Heater_A_Achievable Technical Potential | F10 | Industrial | Agriculture | New | Space Heating | Natural Gas | Unit Heater | A | Cumulative Energy Savings (MWh or mTherms) | Achievable Technical Potential | 0 | 0 | 0.0098175 | 0.63555 | 1.5719 | 2.9711 | 4.0245 | 5.4674 | 7.066 | 9.0207 | 10.5697 | 12.4371 | 15.0297 | 17.8867 | 20.4776 | 23.1916 | 25.9889 | 29.7006 | 31.901 | 34.8905 | 37.6587 | 40.0198
F11_Industrial_Agriculture_New_Space Heating_Natural Gas_Unit Heater_A_Achievable Technical Potential | F11 | Industrial | Agriculture | New | Space Heating | Natural Gas | Unit Heater | A | Cumulative Summer Peak Savings (MW) | Achievable Technical Potential | 0 | 0 | 0 | 0 | 0 | 0 | 0 | 0 | 0 | 0 | 0 | 0 | 0 | 0 | 0 | 0 | 0 | 0 | 0 | 0 | 0 | 0
F12_Industrial_Agriculture_New_Space Heating_Natural Gas_Unit Heater_A_Achievable Technical Potential | F12 | Industrial | Agriculture | New | Space Heating | Natural Gas | Unit Heater | A | Cumulative Winter Peak Savings (MW) | Achievable Technical Potential | 0 | 0 | 0 | 0 | 0 | 0 | 0 | 0 | 0 | 0 | 0 | 0 | 0 | 0 | 0 | 0 | 0 | 0 | 0 | 0 | 0 | 0
F13_Industrial_Agriculture_New_Space Heating_Natural Gas_Unit Heater_A_Achievable Technical Potential | F13 | Industrial | Agriculture | New | Space Heating | Natural Gas | Unit Heater | A | Purchases (Incremental) | Achievable Technical Potential | 0 | 0 | 0.00022486 | 0.014332 | 0.021445 | 0.032049 | 0.024126 | 0.033049 | 0.036614 | 0.044769 | 0.035479 | 0.04277 | 0.059382 | 0.065436 | 0.059566 | 0.076492 | 0.085514 | 0.11706 | 0.074525 | 0.10152 | 0.10002 | 0.098847
F14_Industrial_Agriculture_New_Space Heating_Natural Gas_Unit Heater_A_Achievable Technical Potential | F14 | Industrial | Agriculture | New | Space Heating | Natural Gas | Unit Heater | A | Purchases (Cumulative) | Achievable Technical Potential | 0 | 0 | 0.00022486 | 0.014557 | 0.036002 | 0.06805 | 0.092176 | 0.12522 | 0.16184 | 0.20661 | 0.24209 | 0.28486 | 0.34424 | 0.40967 | 0.46902 | 0.53118 | 0.59525 | 0.68026 | 0.73066 | 0.79913 | 0.86253 | 0.91661
F1_Industrial_Primary Metals_Existing_Space Heating_Natural Gas_Furnace_A_Achievable Technical Potential | F1 | Industrial | Primary Metals | Existing | Space Heating | Natural Gas | Furnace | A | Original Unit Energy Savings (kWh or therms) | Achievable Technical Potential | 0 | 1443.5459 | 1443.5459 | 1443.5459 | 1443.5459 | 1443.5459 | 1443.5459 | 1443.5459 | 1443.5459 | 1443.5459 | 1443.5459 | 1443.5459 | 1443.5459 | 1443.5459 | 1443.5459 | 1443.5459 | 1443.5459 | 1443.5459 | 1443.5459 | 1443.5459 | 1443.5459 | 1443.5459
F2_Industrial_Primary Metals_Existing_Space Heating_Natural Gas_Furnace_A_Achievable Technical Potential | F2 | Industrial | Primary Metals | Existing | Space Heating | Natural Gas | Furnace | A | Original Unit Summer Peak Savings (kW) | Achievable Technical Potential | 0 | 0 | 0 | 0 | 0 | 0 | 0 | 0 | 0 | 0 | 0 | 0 | 0 | 0 | 0 | 0 | 0 | 0 | 0 | 0 | 0 | 0
F3_Industrial_Primary Metals_Existing_Space Heating_Natural Gas_Furnace_A_Achievable Technical Potential | F3 | Industrial | Primary Metals | Existing | Space Heating | Natural Gas | Furnace | A | Original Unit Winter Peak Savings (kW) | Achievable Technical Potential | 0 | 0 | 0 | 0 | 0 | 0 | 0 | 0 | 0 | 0 | 0 | 0 | 0 | 0 | 0 | 0 | 0 | 0 | 0 | 0 | 0 | 0
F4_Industrial_Primary Metals_Existing_Space Heating_Natural Gas_Furnace_A_Achievable Technical Potential | F4 | Industrial | Primary Metals | Existing | Space Heating | Natural Gas | Furnace | A | Standalone Impact on Baseline Energy (%) | Achievable Technical Potential | 0% | 0% | 0.00132% | 0.004149% | 0.008663% | 0.01503% | 0.02342% | 0.03382% | 0.04604% | 0.05991% | 0.07531% | 0.0921% | 0.1089% | 0.1255% | 0.1419% | 0.158% | 0.1738% | 0.1893% | 0.2044% | 0.22% | 0.2361% | 0.2528%
F5_Industrial_Primary Metals_Existing_Space Heating_Natural Gas_Furnace_A_Achievable Technical Potential | F5 | Industrial | Primary Metals | Existing | Space Heating | Natural Gas | Furnace | A | Standalone Impact on Baseline Summer Peak (%) | Achievable Technical Potential | bar: 2019 to 2040
F6_Industrial_Primary Metals_Existing_Space Heating_Natural Gas_Furnace_A_Achievable Technical Potential | F6 | Industrial | Primary Metals | Existing | Space Heating | Natural Gas | Furnace | A | Standalone Impact on Baseline Winter Peak (%) | Achievable Technical Potential | bar: 2019 to 2040
F7_Industrial_Primary Metals_Existing_Space Heating_Natural Gas_Furnace_A_Achievable Technical Potential | F7 | Industrial | Primary Metals | Existing | Space Heating | Natural Gas | Furnace | A | Incremental Energy Savings (MWh or mTherms) | Achievable Technical Potential | 0 | 0 | 0.0012652 | 0.0026321 | 0.0040817 | 0.005597 | 0.007163 | 0.0086203 | 0.009831 | 0.010829 | 0.011646 | 0.012309 | 0.011804 | 0.011227 | 0.010614 | 0.0099866 | 0.0093626 | 0.0087527 | 0.0080964 | 0.008108 | 0.0081372 | 0.0081797
F8_Industrial_Primary Metals_Existing_Space Heating_Natural Gas_Furnace_A_Achievable Technical Potential | F8 | Industrial | Primary Metals | Existing | Space Heating | Natural Gas | Furnace | A | Incremental Summer Peak Savings (MW) | Achievable Technical Potential | 0 | 0 | 0 | 0 | 0 | 0 | 0 | 0 | 0 | 0 | 0 | 0 | 0 | 0 | 0 | 0 | 0 | 0 | 0 | 0 | 0 | 0
F9_Industrial_Primary Metals_Existing_Space Heating_Natural Gas_Furnace_A_Achievable Technical Potential | F9 | Industrial | Primary Metals | Existing | Space Heating | Natural Gas | Furnace | A | Incremental Winter Peak Savings (MW) | Achievable Technical Potential | 0 | 0 | 0 | 0 | 0 | 0 | 0 | 0 | 0 | 0 | 0 | 0 | 0 | 0 | 0 | 0 | 0 | 0 | 0 | 0 | 0 | 0
F10_Industrial_Primary Metals_Existing_Space Heating_Natural Gas_Furnace_A_Achievable Technical Potential | F10 | Industrial | Primary Metals | Existing | Space Heating | Natural Gas | Furnace | A | Cumulative Energy Savings (MWh or mTherms) | Achievable Technical Potential | 0 | 0 | 0.0012652 | 0.0038973 | 0.007979 | 0.013576 | 0.020739 | 0.029359 | 0.03919 | 0.05002 | 0.061666 | 0.073975 | 0.085779 | 0.097006 | 0.10762 | 0.11761 | 0.12697 | 0.13572 | 0.14382 | 0.15193 | 0.16006 | 0.16824
F11_Industrial_Primary Metals_Existing_Space Heating_Natural Gas_Furnace_A_Achievable Technical Potential | F11 | Industrial | Primary Metals | Existing | Space Heating | Natural Gas | Furnace | A | Cumulative Summer Peak Savings (MW) | Achievable Technical Potential | 0 | 0 | 0 | 0 | 0 | 0 | 0 | 0 | 0 | 0 | 0 | 0 | 0 | 0 | 0 | 0 | 0 | 0 | 0 | 0 | 0 | 0
F12_Industrial_Primary Metals_Existing_Space Heating_Natural Gas_Furnace_A_Achievable Technical Potential | F12 | Industrial | Primary Metals | Existing | Space Heating | Natural Gas | Furnace | A | Cumulative Winter Peak Savings (MW) | Achievable Technical Potential | 0 | 0 | 0 | 0 | 0 | 0 | 0 | 0 | 0 | 0 | 0 | 0 | 0 | 0 | 0 | 0 | 0 | 0 | 0 | 0 | 0 | 0
F13_Industrial_Primary Metals_Existing_Space Heating_Natural Gas_Furnace_A_Achievable Technical Potential | F13 | Industrial | Primary Metals | Existing | Space Heating | Natural Gas | Furnace | A | Purchases (Incremental) | Achievable Technical Potential | 0 | 0 | 0.00087648 | 0.0018234 | 0.0028275 | 0.0038772 | 0.0049621 | 0.0059716 | 0.0068103 | 0.007502 | 0.0080679 | 0.0085269 | 0.0081768 | 0.0077775 | 0.0073525 | 0.0069181 | 0.0064858 | 0.0060633 | 0.0056087 | 0.0056167 | 0.0056369 | 0.0056664
F14_Industrial_Primary Metals_Existing_Space Heating_Natural Gas_Furnace_A_Achievable Technical Potential | F14 | Industrial | Primary Metals | Existing | Space Heating | Natural Gas | Furnace | A | Purchases (Cumulative) | Achievable Technical Potential | 0 | 0 | 0.00087648 | 0.0026998 | 0.0055274 | 0.0094046 | 0.014367 | 0.020338 | 0.027149 | 0.034651 | 0.042718 | 0.051245 | 0.059422 | 0.0672 | 0.074552 | 0.08147 | 0.087956 | 0.094019 | 0.099628 | 0.10524 | 0.11088 | 0.11655
F1_Industrial_Primary Metals_Existing_Space Heating_Natural Gas_Boiler_A_Achievable Technical Potential | F1 | Industrial | Primary Metals | Existing | Space Heating | Natural Gas | Boiler | A | Original Unit Energy Savings (kWh or therms) | Achievable Technical Potential | 0 | 6227.3193 | 6227.3193 | 6227.3193 | 6227.3193 | 6227.3193 | 6227.3193 | 6227.3193 | 6227.3193 | 6227.3193 | 6227.3193 | 6227.3193 | 6227.3193 | 6227.3193 | 6227.3193 | 6227.3193 | 6227.3193 | 6227.3193 | 6227.3193 | 6227.3193 | 6227.3193 | 6227.3193
F2_Industrial_Primary Metals_Existing_Space Heating_Natural Gas_Boiler_A_Achievable Technical Potential | F2 | Industrial | Primary Metals | Existing | Space Heating | Natural Gas | Boiler | A | Original Unit Summer Peak Savings (kW) | Achievable Technical Potential | 0 | 0 | 0 | 0 | 0 | 0 | 0 | 0 | 0 | 0 | 0 | 0 | 0 | 0 | 0 | 0 | 0 | 0 | 0 | 0 | 0 | 0
F3_Industrial_Primary Metals_Existing_Space Heating_Natural Gas_Boiler_A_Achievable Technical Potential | F3 | Industrial | Primary Metals | Existing | Space Heating | Natural Gas | Boiler | A | Original Unit Winter Peak Savings (kW) | Achievable Technical Potential | 0 | 0 | 0 | 0 | 0 | 0 | 0 | 0 | 0 | 0 | 0 | 0 | 0 | 0 | 0 | 0 | 0 | 0 | 0 | 0 | 0 | 0
F4_Industrial_Primary Metals_Existing_Space Heating_Natural Gas_Boiler_A_Achievable Technical Potential | F4 | Industrial | Primary Metals | Existing | Space Heating | Natural Gas | Boiler | A | Standalone Impact on Baseline Energy (%) | Achievable Technical Potential | 0% | 0% | 0.01982% | 0.0496% | 0.08655% | 0.1286% | 0.1746% | 0.2232% | 0.2737% | 0.3257% | 0.3791% | 0.4338% | 0.4897% | 0.5469% | 0.6053% | 0.665% | 0.7259% | 0.7881% | 0.8516% | 0.9163% | 0.9823% | 1.05%
F5_Industrial_Primary Metals_Existing_Space Heating_Natural Gas_Boiler_A_Achievable Technical Potential | F5 | Industrial | Primary Metals | Existing | Space Heating | Natural Gas | Boiler | A | Standalone Impact on Baseline Summer Peak (%) | Achievable Technical Potential | bar: 2019 to 2040
F6_Industrial_Primary Metals_Existing_Space Heating_Natural Gas_Boiler_A_Achievable Technical Potential | F6 | Industrial | Primary Metals | Existing | Space Heating | Natural Gas | Boiler | A | Standalone Impact on Baseline Winter Peak (%) | Achievable Technical Potential | bar: 2019 to 2040
F7_Industrial_Primary Metals_Existing_Space Heating_Natural Gas_Boiler_A_Achievable Technical Potential | F7 | Industrial | Primary Metals | Existing | Space Heating | Natural Gas | Boiler | A | Incremental Energy Savings (MWh or mTherms) | Achievable Technical Potential | 0 | 0 | 0.018994 | 0.027601 | 0.033122 | 0.036454 | 0.038452 | 0.039186 | 0.039223 | 0.038924 | 0.038481 | 0.037965 | 0.037434 | 0.036898 | 0.03636 | 0.035821 | 0.035282 | 0.034744 | 0.034208 | 0.033674 | 0.033143 | 0.032617
F8_Industrial_Primary Metals_Existing_Space Heating_Natural Gas_Boiler_A_Achievable Technical Potential | F8 | Industrial | Primary Metals | Existing | Space Heating | Natural Gas | Boiler | A | Incremental Summer Peak Savings (MW) | Achievable Technical Potential | 0 | 0 | 0 | 0 | 0 | 0 | 0 | 0 | 0 | 0 | 0 | 0 | 0 | 0 | 0 | 0 | 0 | 0 | 0 | 0 | 0 | 0
F9_Industrial_Primary Metals_Existing_Space Heating_Natural Gas_Boiler_A_Achievable Technical Potential | F9 | Industrial | Primary Metals | Existing | Space Heating | Natural Gas | Boiler | A | Incremental Winter Peak Savings (MW) | Achievable Technical Potential | 0 | 0 | 0 | 0 | 0 | 0 | 0 | 0 | 0 | 0 | 0 | 0 | 0 | 0 | 0 | 0 | 0 | 0 | 0 | 0 | 0 | 0
F10_Industrial_Primary Metals_Existing_Space Heating_Natural Gas_Boiler_A_Achievable Technical Potential | F10 | Industrial | Primary Metals | Existing | Space Heating | Natural Gas | Boiler | A | Cumulative Energy Savings (MWh or mTherms) | Achievable Technical Potential | 0 | 0 | 0.018994 | 0.046595 | 0.079717 | 0.11617 | 0.15462 | 0.19381 | 0.23303 | 0.27196 | 0.31044 | 0.3484 | 0.38584 | 0.42273 | 0.4591 | 0.49492 | 0.5302 | 0.56494 | 0.59915 | 0.63282 | 0.66597 | 0.69858
F11_Industrial_Primary Metals_Existing_Space Heating_Natural Gas_Boiler_A_Achievable Technical Potential | F11 | Industrial | Primary Metals | Existing | Space Heating | Natural Gas | Boiler | A | Cumulative Summer Peak Savings (MW) | Achievable Technical Potential | 0 | 0 | 0 | 0 | 0 | 0 | 0 | 0 | 0 | 0 | 0 | 0 | 0 | 0 | 0 | 0 | 0 | 0 | 0 | 0 | 0 | 0
F12_Industrial_Primary Metals_Existing_Space Heating_Natural Gas_Boiler_A_Achievable Technical Potential | F12 | Industrial | Primary Metals | Existing | Space Heating | Natural Gas | Boiler | A | Cumulative Winter Peak Savings (MW) | Achievable Technical Potential | 0 | 0 | 0 | 0 | 0 | 0 | 0 | 0 | 0 | 0 | 0 | 0 | 0 | 0 | 0 | 0 | 0 | 0 | 0 | 0 | 0 | 0
F13_Industrial_Primary Metals_Existing_Space Heating_Natural Gas_Boiler_A_Achievable Technical Potential | F13 | Industrial | Primary Metals | Existing | Space Heating | Natural Gas | Boiler | A | Purchases (Incremental) | Achievable Technical Potential | 0 | 0 | 0.00305 | 0.0044323 | 0.0053188 | 0.0058539 | 0.0061748 | 0.0062926 | 0.0062985 | 0.0062506 | 0.0061795 | 0.0060965 | 0.0060112 | 0.0059252 | 0.0058389 | 0.0057523 | 0.0056657 | 0.0055793 | 0.0054932 | 0.0054074 | 0.0053222 | 0.0052377
F14_Industrial_Primary Metals_Existing_Space Heating_Natural Gas_Boiler_A_Achievable Technical Potential | F14 | Industrial | Primary Metals | Existing | Space Heating | Natural Gas | Boiler | A | Purchases (Cumulative) | Achievable Technical Potential | 0 | 0 | 0.00305 | 0.0074823 | 0.012801 | 0.018655 | 0.02483 | 0.031122 | 0.037421 | 0.043672 | 0.049851 | 0.055948 | 0.061959 | 0.067884 | 0.073723 | 0.079475 | 0.085141 | 0.09072 | 0.096213 | 0.10162 | 0.10694 | 0.11218
F1_Industrial_Primary Metals_Existing_Space Heating_Natural Gas_Unit Heater_A_Achievable Technical Potential | F1 | Industrial | Primary Metals | Existing | Space Heating | Natural Gas | Unit Heater | A | Original Unit Energy Savings (kWh or therms) | Achievable Technical Potential | 0 | 43660.7244 | 43660.7244 | 43660.7244 | 43660.7244 | 43660.7244 | 43660.7244 | 43660.7244 | 43660.7244 | 43660.7244 | 43660.7244 | 43660.7244 | 43660.7244 | 43660.7244 | 43660.7244 | 43660.7244 | 43660.7244 | 43660.7244 | 43660.7244 | 43660.7244 | 43660.7244 | 43660.7244
F2_Industrial_Primary Metals_Existing_Space Heating_Natural Gas_Unit Heater_A_Achievable Technical Potential | F2 | Industrial | Primary Metals | Existing | Space Heating | Natural Gas | Unit Heater | A | Original Unit Summer Peak Savings (kW) | Achievable Technical Potential | 0 | 0 | 0 | 0 | 0 | 0 | 0 | 0 | 0 | 0 | 0 | 0 | 0 | 0 | 0 | 0 | 0 | 0 | 0 | 0 | 0 | 0
F3_Industrial_Primary Metals_Existing_Space Heating_Natural Gas_Unit Heater_A_Achievable Technical Potential | F3 | Industrial | Primary Metals | Existing | Space Heating | Natural Gas | Unit Heater | A | Original Unit Winter Peak Savings (kW) | Achievable Technical Potential | 0 | 0 | 0 | 0 | 0 | 0 | 0 | 0 | 0 | 0 | 0 | 0 | 0 | 0 | 0 | 0 | 0 | 0 | 0 | 0 | 0 | 0
F4_Industrial_Primary Metals_Existing_Space Heating_Natural Gas_Unit Heater_A_Achievable Technical Potential | F4 | Industrial | Primary Metals | Existing | Space Heating | Natural Gas | Unit Heater | A | Standalone Impact on Baseline Energy (%) | Achievable Technical Potential | 0% | 0% | 0.001758% | 0.008631% | 0.02544% | 0.05832% | 0.1147% | 0.2015% | 0.3244% | 0.4883% | 0.693% | 0.9373% | 1.221% | 1.543% | 1.903% | 2.297% | 2.722% | 3.121% | 3.489% | 3.822% | 4.121% | 4.383%
F5_Industrial_Primary Metals_Existing_Space Heating_Natural Gas_Unit Heater_A_Achievable Technical Potential | F5 | Industrial | Primary Metals | Existing | Space Heating | Natural Gas | Unit Heater | A | Standalone Impact on Baseline Summer Peak (%) | Achievable Technical Potential | bar: 2019 to 2040
F6_Industrial_Primary Metals_Existing_Space Heating_Natural Gas_Unit Heater_A_Achievable Technical Potential | F6 | Industrial | Primary Metals | Existing | Space Heating | Natural Gas | Unit Heater | A | Standalone Impact on Baseline Winter Peak (%) | Achievable Technical Potential | bar: 2019 to 2040
F7_Industrial_Primary Metals_Existing_Space Heating_Natural Gas_Unit Heater_A_Achievable Technical Potential | F7 | Industrial | Primary Metals | Existing | Space Heating | Natural Gas | Unit Heater | A | Incremental Energy Savings (MWh or mTherms) | Achievable Technical Potential | 0 | 0 | 0.0016844 | 0.0064238 | 0.015319 | 0.02924 | 0.048857 | 0.073428 | 0.10123 | 0.13151 | 0.15974 | 0.18534 | 0.20892 | 0.23106 | 0.2506 | 0.26657 | 0.27818 | 0.24924 | 0.21718 | 0.18512 | 0.15411 | 0.12358
F8_Industrial_Primary Metals_Existing_Space Heating_Natural Gas_Unit Heater_A_Achievable Technical Potential | F8 | Industrial | Primary Metals | Existing | Space Heating | Natural Gas | Unit Heater | A | Incremental Summer Peak Savings (MW) | Achievable Technical Potential | 0 | 0 | 0 | 0 | 0 | 0 | 0 | 0 | 0 | 0 | 0 | 0 | 0 | 0 | 0 | 0 | 0 | 0 | 0 | 0 | 0 | 0
F9_Industrial_Primary Metals_Existing_Space Heating_Natural Gas_Unit Heater_A_Achievable Technical Potential | F9 | Industrial | Primary Metals | Existing | Space Heating | Natural Gas | Unit Heater | A | Incremental Winter Peak Savings (MW) | Achievable Technical Potential | 0 | 0 | 0 | 0 | 0 | 0 | 0 | 0 | 0 | 0 | 0 | 0 | 0 | 0 | 0 | 0 | 0 | 0 | 0 | 0 | 0 | 0
F10_Industrial_Primary Metals_Existing_Space Heating_Natural Gas_Unit Heater_A_Achievable Technical Potential | F10 | Industrial | Primary Metals | Existing | Space Heating | Natural Gas | Unit Heater | A | Cumulative Energy Savings (MWh or mTherms) | Achievable Technical Potential | 0 | 0 | 0.0016844 | 0.0081082 | 0.023427 | 0.052667 | 0.10152 | 0.17495 | 0.27618 | 0.4077 | 0.56743 | 0.75278 | 0.9617 | 1.1928 | 1.4434 | 1.7099 | 1.9881 | 2.2373 | 2.4545 | 2.6396 | 2.7937 | 2.9173
F11_Industrial_Primary Metals_Existing_Space Heating_Natural Gas_Unit Heater_A_Achievable Technical Potential | F11 | Industrial | Primary Metals | Existing | Space Heating | Natural Gas | Unit Heater | A | Cumulative Summer Peak Savings (MW) | Achievable Technical Potential | 0 | 0 | 0 | 0 | 0 | 0 | 0 | 0 | 0 | 0 | 0 | 0 | 0 | 0 | 0 | 0 | 0 | 0 | 0 | 0 | 0 | 0
F12_Industrial_Primary Metals_Existing_Space Heating_Natural Gas_Unit Heater_A_Achievable Technical Potential | F12 | Industrial | Primary Metals | Existing | Space Heating | Natural Gas | Unit Heater | A | Cumulative Winter Peak Savings (MW) | Achievable Technical Potential | 0 | 0 | 0 | 0 | 0 | 0 | 0 | 0 | 0 | 0 | 0 | 0 | 0 | 0 | 0 | 0 | 0 | 0 | 0 | 0 | 0 | 0
F13_Industrial_Primary Metals_Existing_Space Heating_Natural Gas_Unit Heater_A_Achievable Technical Potential | F13 | Industrial | Primary Metals | Existing | Space Heating | Natural Gas | Unit Heater | A | Purchases (Incremental) | Achievable Technical Potential | 0 | 0 | 3.8579e-05 | 0.00014713 | 0.00035087 | 0.00066971 | 0.001119 | 0.0016818 | 0.0023186 | 0.0030121 | 0.0036586 | 0.0042451 | 0.0047851 | 0.0052922 | 0.0057782 | 0.0062526 | 0.0067222 | 0.0063783 | 0.0060934 | 0.0059217 | 0.0058483 | 0.0058426
F14_Industrial_Primary Metals_Existing_Space Heating_Natural Gas_Unit Heater_A_Achievable Technical Potential | F14 | Industrial | Primary Metals | Existing | Space Heating | Natural Gas | Unit Heater | A | Purchases (Cumulative) | Achievable Technical Potential | 0 | 0 | 3.8579e-05 | 0.00018571 | 0.00053658 | 0.0012063 | 0.0023253 | 0.0040071 | 0.0063257 | 0.0093379 | 0.012996 | 0.017242 | 0.022027 | 0.027319 | 0.033058 | 0.039164 | 0.045535 | 0.051244 | 0.056218 | 0.060458 | 0.063988 | 0.066818
F1_Industrial_Primary Metals_New_Space Heating_Natural Gas_Furnace_A_Achievable Technical Potential | F1 | Industrial | Primary Metals | New | Space Heating | Natural Gas | Furnace | A | Original Unit Energy Savings (kWh or therms) | Achievable Technical Potential | 0 | 1443.5073 | 1443.5073 | 1443.5073 | 1443.5073 | 1443.5073 | 1443.5073 | 1443.5073 | 1443.5073 | 1443.5073 | 1443.5073 | 1443.5073 | 1443.5073 | 1443.5073 | 1443.5073 | 1443.5073 | 1443.5073 | 1443.5073 | 1443.5073 | 1443.5073 | 1443.5073 | 1443.5073
F2_Industrial_Primary Metals_New_Space Heating_Natural Gas_Furnace_A_Achievable Technical Potential | F2 | Industrial | Primary Metals | New | Space Heating | Natural Gas | Furnace | A | Original Unit Summer Peak Savings (kW) | Achievable Technical Potential | 0 | 0 | 0 | 0 | 0 | 0 | 0 | 0 | 0 | 0 | 0 | 0 | 0 | 0 | 0 | 0 | 0 | 0 | 0 | 0 | 0 | 0
F3_Industrial_Primary Metals_New_Space Heating_Natural Gas_Furnace_A_Achievable Technical Potential | F3 | Industrial | Primary Metals | New | Space Heating | Natural Gas | Furnace | A | Original Unit Winter Peak Savings (kW) | Achievable Technical Potential | 0 | 0 | 0 | 0 | 0 | 0 | 0 | 0 | 0 | 0 | 0 | 0 | 0 | 0 | 0 | 0 | 0 | 0 | 0 | 0 | 0 | 0
F4_Industrial_Primary Metals_New_Space Heating_Natural Gas_Furnace_A_Achievable Technical Potential | F4 | Industrial | Primary Metals | New | Space Heating | Natural Gas | Furnace | A | Standalone Impact on Baseline Energy (%) | Achievable Technical Potential | 0% | 0% | 0.001165% | 0.0432% | 0.07493% | 0.1061% | 0.1249% | 0.1472% | 0.1683% | 0.1901% | 0.2052% | 0.2214% | 0.236% | 0.2514% | 0.261% | 0.2718% | 0.2818% | 0.2923% | 0.2986% | 0.3089% | 0.3179% | 0.3282%
F5_Industrial_Primary Metals_New_Space Heating_Natural Gas_Furnace_A_Achievable Technical Potential | F5 | Industrial | Primary Metals | New | Space Heating | Natural Gas | Furnace | A | Standalone Impact on Baseline Summer Peak (%) | Achievable Technical Potential | bar: 2019 to 2040
F6_Industrial_Primary Metals_New_Space Heating_Natural Gas_Furnace_A_Achievable Technical Potential | F6 | Industrial | Primary Metals | New | Space Heating | Natural Gas | Furnace | A | Standalone Impact on Baseline Winter Peak (%) | Achievable Technical Potential | bar: 2019 to 2040
F7_Industrial_Primary Metals_New_Space Heating_Natural Gas_Furnace_A_Achievable Technical Potential | F7 | Industrial | Primary Metals | New | Space Heating | Natural Gas | Furnace | A | Incremental Energy Savings (MWh or mTherms) | Achievable Technical Potential | 0 | 0 | 5.8711e-05 | 0.003742 | 0.0055993 | 0.0083679 | 0.0062993 | 0.008629 | 0.00956 | 0.011689 | 0.0092635 | 0.011167 | 0.011424 | 0.013628 | 0.0094534 | 0.011688 | 0.011837 | 0.013928 | 0.0092006 | 0.013057 | 0.012657 | 0.013811
F8_Industrial_Primary Metals_New_Space Heating_Natural Gas_Furnace_A_Achievable Technical Potential | F8 | Industrial | Primary Metals | New | Space Heating | Natural Gas | Furnace | A | Incremental Summer Peak Savings (MW) | Achievable Technical Potential | 0 | 0 | 0 | 0 | 0 | 0 | 0 | 0 | 0 | 0 | 0 | 0 | 0 | 0 | 0 | 0 | 0 | 0 | 0 | 0 | 0 | 0
F9_Industrial_Primary Metals_New_Space Heating_Natural Gas_Furnace_A_Achievable Technical Potential | F9 | Industrial | Primary Metals | New | Space Heating | Natural Gas | Furnace | A | Incremental Winter Peak Savings (MW) | Achievable Technical Potential | 0 | 0 | 0 | 0 | 0 | 0 | 0 | 0 | 0 | 0 | 0 | 0 | 0 | 0 | 0 | 0 | 0 | 0 | 0 | 0 | 0 | 0
F10_Industrial_Primary Metals_New_Space Heating_Natural Gas_Furnace_A_Achievable Technical Potential | F10 | Industrial | Primary Metals | New | Space Heating | Natural Gas | Furnace | A | Cumulative Energy Savings (MWh or mTherms) | Achievable Technical Potential | 0 | 0 | 5.8711e-05 | 0.0038007 | 0.0094 | 0.017768 | 0.024067 | 0.032696 | 0.042256 | 0.053945 | 0.063209 | 0.074376 | 0.0858 | 0.099428 | 0.10888 | 0.12057 | 0.13241 | 0.14633 | 0.15554 | 0.16859 | 0.18125 | 0.19506
F11_Industrial_Primary Metals_New_Space Heating_Natural Gas_Furnace_A_Achievable Technical Potential | F11 | Industrial | Primary Metals | New | Space Heating | Natural Gas | Furnace | A | Cumulative Summer Peak Savings (MW) | Achievable Technical Potential | 0 | 0 | 0 | 0 | 0 | 0 | 0 | 0 | 0 | 0 | 0 | 0 | 0 | 0 | 0 | 0 | 0 | 0 | 0 | 0 | 0 | 0
F12_Industrial_Primary Metals_New_Space Heating_Natural Gas_Furnace_A_Achievable Technical Potential | F12 | Industrial | Primary Metals | New | Space Heating | Natural Gas | Furnace | A | Cumulative Winter Peak Savings (MW) | Achievable Technical Potential | 0 | 0 | 0 | 0 | 0 | 0 | 0 | 0 | 0 | 0 | 0 | 0 | 0 | 0 | 0 | 0 | 0 | 0 | 0 | 0 | 0 | 0
F13_Industrial_Primary Metals_New_Space Heating_Natural Gas_Furnace_A_Achievable Technical Potential | F13 | Industrial | Primary Metals | New | Space Heating | Natural Gas | Furnace | A | Purchases (Incremental) | Achievable Technical Potential | 0 | 0 | 4.0672e-05 | 0.0025923 | 0.0038789 | 0.0057969 | 0.0043639 | 0.0059778 | 0.0066227 | 0.0080977 | 0.0064174 | 0.0077362 | 0.0079141 | 0.0094409 | 0.0065489 | 0.0080967 | 0.0082005 | 0.0096488 | 0.0063738 | 0.0090451 | 0.0087682 | 0.0095677
F14_Industrial_Primary Metals_New_Space Heating_Natural Gas_Furnace_A_Achievable Technical Potential | F14 | Industrial | Primary Metals | New | Space Heating | Natural Gas | Furnace | A | Purchases (Cumulative) | Achievable Technical Potential | 0 | 0 | 4.0672e-05 | 0.002633 | 0.0065119 | 0.012309 | 0.016673 | 0.02265 | 0.029273 | 0.037371 | 0.043788 | 0.051525 | 0.059439 | 0.06888 | 0.075428 | 0.083525 | 0.091726 | 0.10137 | 0.10775 | 0.11679 | 0.12556 | 0.13513
F1_Industrial_Primary Metals_New_Space Heating_Natural Gas_Boiler_A_Achievable Technical Potential | F1 | Industrial | Primary Metals | New | Space Heating | Natural Gas | Boiler | A | Original Unit Energy Savings (kWh or therms) | Achievable Technical Potential | 0 | 6223.5803 | 6223.5803 | 6223.5803 | 6223.5803 | 6223.5803 | 6223.5803 | 6223.5803 | 6223.5803 | 6223.5803 | 6223.5803 | 6223.5803 | 6223.5803 | 6223.5803 | 6223.5803 | 6223.5803 | 6223.5803 | 6223.5803 | 6223.5803 | 6223.5803 | 6223.5803 | 6223.5803
F2_Industrial_Primary Metals_New_Space Heating_Natural Gas_Boiler_A_Achievable Technical Potential | F2 | Industrial | Primary Metals | New | Space Heating | Natural Gas | Boiler | A | Original Unit Summer Peak Savings (kW) | Achievable Technical Potential | 0 | 0 | 0 | 0 | 0 | 0 | 0 | 0 | 0 | 0 | 0 | 0 | 0 | 0 | 0 | 0 | 0 | 0 | 0 | 0 | 0 | 0
F3_Industrial_Primary Metals_New_Space Heating_Natural Gas_Boiler_A_Achievable Technical Potential | F3 | Industrial | Primary Metals | New | Space Heating | Natural Gas | Boiler | A | Original Unit Winter Peak Savings (kW) | Achievable Technical Potential | 0 | 0 | 0 | 0 | 0 | 0 | 0 | 0 | 0 | 0 | 0 | 0 | 0 | 0 | 0 | 0 | 0 | 0 | 0 | 0 | 0 | 0
F4_Industrial_Primary Metals_New_Space Heating_Natural Gas_Boiler_A_Achievable Technical Potential | F4 | Industrial | Primary Metals | New | Space Heating | Natural Gas | Boiler | A | Standalone Impact on Baseline Energy (%) | Achievable Technical Potential | 0% | 0% | 0.01593% | 0.4357% | 0.6673% | 0.8378% | 0.9165% | 0.9913% | 1.05% | 1.103% | 1.136% | 1.167% | 1.193% | 1.219% | 1.235% | 1.251% | 1.266% | 1.281% | 1.29% | 1.3% | 1.309% | 1.318%
F5_Industrial_Primary Metals_New_Space Heating_Natural Gas_Boiler_A_Achievable Technical Potential | F5 | Industrial | Primary Metals | New | Space Heating | Natural Gas | Boiler | A | Standalone Impact on Baseline Summer Peak (%) | Achievable Technical Potential | bar: 2019 to 2040
F6_Industrial_Primary Metals_New_Space Heating_Natural Gas_Boiler_A_Achievable Technical Potential | F6 | Industrial | Primary Metals | New | Space Heating | Natural Gas | Boiler | A | Standalone Impact on Baseline Winter Peak (%) | Achievable Technical Potential | bar: 2019 to 2040
F7_Industrial_Primary Metals_New_Space Heating_Natural Gas_Boiler_A_Achievable Technical Potential | F7 | Industrial | Primary Metals | New | Space Heating | Natural Gas | Boiler | A | Incremental Energy Savings (MWh or mTherms) | Achievable Technical Potential | 0 | 0 | 0.00080294 | 0.03753 | 0.045379 | 0.056585 | 0.036357 | 0.043529 | 0.043561 | 0.049261 | 0.03676 | 0.04229 | 0.041729 | 0.048406 | 0.032854 | 0.039929 | 0.039899 | 0.046448 | 0.03068 | 0.037805 | 0.036775 | 0.036667
F8_Industrial_Primary Metals_New_Space Heating_Natural Gas_Boiler_A_Achievable Technical Potential | F8 | Industrial | Primary Metals | New | Space Heating | Natural Gas | Boiler | A | Incremental Summer Peak Savings (MW) | Achievable Technical Potential | 0 | 0 | 0 | 0 | 0 | 0 | 0 | 0 | 0 | 0 | 0 | 0 | 0 | 0 | 0 | 0 | 0 | 0 | 0 | 0 | 0 | 0
F9_Industrial_Primary Metals_New_Space Heating_Natural Gas_Boiler_A_Achievable Technical Potential | F9 | Industrial | Primary Metals | New | Space Heating | Natural Gas | Boiler | A | Incremental Winter Peak Savings (MW) | Achievable Technical Potential | 0 | 0 | 0 | 0 | 0 | 0 | 0 | 0 | 0 | 0 | 0 | 0 | 0 | 0 | 0 | 0 | 0 | 0 | 0 | 0 | 0 | 0
F10_Industrial_Primary Metals_New_Space Heating_Natural Gas_Boiler_A_Achievable Technical Potential | F10 | Industrial | Primary Metals | New | Space Heating | Natural Gas | Boiler | A | Cumulative Energy Savings (MWh or mTherms) | Achievable Technical Potential | 0 | 0 | 0.00080294 | 0.038333 | 0.083712 | 0.1403 | 0.17665 | 0.22018 | 0.26374 | 0.31301 | 0.34977 | 0.39206 | 0.43378 | 0.48219 | 0.51504 | 0.55497 | 0.59487 | 0.64132 | 0.672 | 0.7098 | 0.74658 | 0.78325
F11_Industrial_Primary Metals_New_Space Heating_Natural Gas_Boiler_A_Achievable Technical Potential | F11 | Industrial | Primary Metals | New | Space Heating | Natural Gas | Boiler | A | Cumulative Summer Peak Savings (MW) | Achievable Technical Potential | 0 | 0 | 0 | 0 | 0 | 0 | 0 | 0 | 0 | 0 | 0 | 0 | 0 | 0 | 0 | 0 | 0 | 0 | 0 | 0 | 0 | 0
F12_Industrial_Primary Metals_New_Space Heating_Natural Gas_Boiler_A_Achievable Technical Potential | F12 | Industrial | Primary Metals | New | Space Heating | Natural Gas | Boiler | A | Cumulative Winter Peak Savings (MW) | Achievable Technical Potential | 0 | 0 | 0 | 0 | 0 | 0 | 0 | 0 | 0 | 0 | 0 | 0 | 0 | 0 | 0 | 0 | 0 | 0 | 0 | 0 | 0 | 0
F13_Industrial_Primary Metals_New_Space Heating_Natural Gas_Boiler_A_Achievable Technical Potential | F13 | Industrial | Primary Metals | New | Space Heating | Natural Gas | Boiler | A | Purchases (Incremental) | Achievable Technical Potential | 0 | 0 | 0.00012902 | 0.0060303 | 0.0072915 | 0.009092 | 0.0058419 | 0.0069943 | 0.0069994 | 0.0079153 | 0.0059066 | 0.006795 | 0.0067049 | 0.0077779 | 0.0052789 | 0.0064158 | 0.0064109 | 0.0074632 | 0.0049296 | 0.0060745 | 0.005909 | 0.0058916
F14_Industrial_Primary Metals_New_Space Heating_Natural Gas_Boiler_A_Achievable Technical Potential | F14 | Industrial | Primary Metals | New | Space Heating | Natural Gas | Boiler | A | Purchases (Cumulative) | Achievable Technical Potential | 0 | 0 | 0.00012902 | 0.0061593 | 0.013451 | 0.022543 | 0.028385 | 0.035379 | 0.042378 | 0.050294 | 0.0562 | 0.062995 | 0.0697 | 0.077478 | 0.082757 | 0.089173 | 0.095584 | 0.10305 | 0.10798 | 0.11405 | 0.11996 | 0.12585
F1_Industrial_Primary Metals_New_Space Heating_Natural Gas_Unit Heater_A_Achievable Technical Potential | F1 | Industrial | Primary Metals | New | Space Heating | Natural Gas | Unit Heater | A | Original Unit Energy Savings (kWh or therms) | Achievable Technical Potential | 0 | 43660.7244 | 43660.7244 | 43660.7244 | 43660.7244 | 43660.7244 | 43660.7244 | 43660.7244 | 43660.7244 | 43660.7244 | 43660.7244 | 43660.7244 | 43660.7244 | 43660.7244 | 43660.7244 | 43660.7244 | 43660.7244 | 43660.7244 | 43660.7244 | 43660.7244 | 43660.7244 | 43660.7244
F2_Industrial_Primary Metals_New_Space Heating_Natural Gas_Unit Heater_A_Achievable Technical Potential | F2 | Industrial | Primary Metals | New | Space Heating | Natural Gas | Unit Heater | A | Original Unit Summer Peak Savings (kW) | Achievable Technical Potential | 0 | 0 | 0 | 0 | 0 | 0 | 0 | 0 | 0 | 0 | 0 | 0 | 0 | 0 | 0 | 0 | 0 | 0 | 0 | 0 | 0 | 0
F3_Industrial_Primary Metals_New_Space Heating_Natural Gas_Unit Heater_A_Achievable Technical Potential | F3 | Industrial | Primary Metals | New | Space Heating | Natural Gas | Unit Heater | A | Original Unit Winter Peak Savings (kW) | Achievable Technical Potential | 0 | 0 | 0 | 0 | 0 | 0 | 0 | 0 | 0 | 0 | 0 | 0 | 0 | 0 | 0 | 0 | 0 | 0 | 0 | 0 | 0 | 0
F4_Industrial_Primary Metals_New_Space Heating_Natural Gas_Unit Heater_A_Achievable Technical Potential | F4 | Industrial | Primary Metals | New | Space Heating | Natural Gas | Unit Heater | A | Standalone Impact on Baseline Energy (%) | Achievable Technical Potential | 0% | 0% | 0.01765% | 0.6547% | 1.136% | 1.608% | 1.892% | 2.231% | 2.55% | 2.881% | 3.11% | 3.355% | 3.747% | 4.099% | 4.448% | 4.738% | 5.012% | 5.377% | 5.55% | 5.793% | 5.986% | 6.102%
F5_Industrial_Primary Metals_New_Space Heating_Natural Gas_Unit Heater_A_Achievable Technical Potential | F5 | Industrial | Primary Metals | New | Space Heating | Natural Gas | Unit Heater | A | Standalone Impact on Baseline Summer Peak (%) | Achievable Technical Potential | bar: 2019 to 2040
F6_Industrial_Primary Metals_New_Space Heating_Natural Gas_Unit Heater_A_Achievable Technical Potential | F6 | Industrial | Primary Metals | New | Space Heating | Natural Gas | Unit Heater | A | Standalone Impact on Baseline Winter Peak (%) | Achievable Technical Potential | bar: 2019 to 2040
F7_Industrial_Primary Metals_New_Space Heating_Natural Gas_Unit Heater_A_Achievable Technical Potential | F7 | Industrial | Primary Metals | New | Space Heating | Natural Gas | Unit Heater | A | Incremental Energy Savings (MWh or mTherms) | Achievable Technical Potential | 0 | 0 | 0.00088972 | 0.056708 | 0.084853 | 0.12681 | 0.095462 | 0.13077 | 0.14487 | 0.17714 | 0.14038 | 0.16923 | 0.23496 | 0.25892 | 0.2348 | 0.24596 | 0.2535 | 0.33637 | 0.19942 | 0.27092 | 0.25087 | 0.21398
F8_Industrial_Primary Metals_New_Space Heating_Natural Gas_Unit Heater_A_Achievable Technical Potential | F8 | Industrial | Primary Metals | New | Space Heating | Natural Gas | Unit Heater | A | Incremental Summer Peak Savings (MW) | Achievable Technical Potential | 0 | 0 | 0 | 0 | 0 | 0 | 0 | 0 | 0 | 0 | 0 | 0 | 0 | 0 | 0 | 0 | 0 | 0 | 0 | 0 | 0 | 0
F9_Industrial_Primary Metals_New_Space Heating_Natural Gas_Unit Heater_A_Achievable Technical Potential | F9 | Industrial | Primary Metals | New | Space Heating | Natural Gas | Unit Heater | A | Incremental Winter Peak Savings (MW) | Achievable Technical Potential | 0 | 0 | 0 | 0 | 0 | 0 | 0 | 0 | 0 | 0 | 0 | 0 | 0 | 0 | 0 | 0 | 0 | 0 | 0 | 0 | 0 | 0
F10_Industrial_Primary Metals_New_Space Heating_Natural Gas_Unit Heater_A_Achievable Technical Potential | F10 | Industrial | Primary Metals | New | Space Heating | Natural Gas | Unit Heater | A | Cumulative Energy Savings (MWh or mTherms) | Achievable Technical Potential | 0 | 0 | 0.00088972 | 0.057597 | 0.14245 | 0.26926 | 0.36472 | 0.49549 | 0.64036 | 0.8175 | 0.95788 | 1.1271 | 1.3621 | 1.621 | 1.8558 | 2.1017 | 2.3552 | 2.6916 | 2.891 | 3.162 | 3.4128 | 3.6268
F11_Industrial_Primary Metals_New_Space Heating_Natural Gas_Unit Heater_A_Achievable Technical Potential | F11 | Industrial | Primary Metals | New | Space Heating | Natural Gas | Unit Heater | A | Cumulative Summer Peak Savings (MW) | Achievable Technical Potential | 0 | 0 | 0 | 0 | 0 | 0 | 0 | 0 | 0 | 0 | 0 | 0 | 0 | 0 | 0 | 0 | 0 | 0 | 0 | 0 | 0 | 0
F12_Industrial_Primary Metals_New_Space Heating_Natural Gas_Unit Heater_A_Achievable Technical Potential | F12 | Industrial | Primary Metals | New | Space Heating | Natural Gas | Unit Heater | A | Cumulative Winter Peak Savings (MW) | Achievable Technical Potential | 0 | 0 | 0 | 0 | 0 | 0 | 0 | 0 | 0 | 0 | 0 | 0 | 0 | 0 | 0 | 0 | 0 | 0 | 0 | 0 | 0 | 0
F13_Industrial_Primary Metals_New_Space Heating_Natural Gas_Unit Heater_A_Achievable Technical Potential | F13 | Industrial | Primary Metals | New | Space Heating | Natural Gas | Unit Heater | A | Purchases (Incremental) | Achievable Technical Potential | 0 | 0 | 2.0378e-05 | 0.0012988 | 0.0019435 | 0.0029044 | 0.0021864 | 0.002995 | 0.0033182 | 0.0040572 | 0.0032153 | 0.0038761 | 0.0053815 | 0.0059302 | 0.0053982 | 0.0069322 | 0.0077497 | 0.010609 | 0.0067538 | 0.0092002 | 0.009064 | 0.0089581
F14_Industrial_Primary Metals_New_Space Heating_Natural Gas_Unit Heater_A_Achievable Technical Potential | F14 | Industrial | Primary Metals | New | Space Heating | Natural Gas | Unit Heater | A | Purchases (Cumulative) | Achievable Technical Potential | 0 | 0 | 2.0378e-05 | 0.0013192 | 0.0032627 | 0.0061671 | 0.0083535 | 0.011349 | 0.014667 | 0.018724 | 0.021939 | 0.025815 | 0.031197 | 0.037127 | 0.042505 | 0.048138 | 0.053944 | 0.061649 | 0.066216 | 0.072421 | 0.078167 | 0.083068
F1_Industrial_Stone, Clay, and Glass_Existing_Space Heating_Natural Gas_Furnace_A_Achievable Technical Potential | F1 | Industrial | Stone, Clay, and Glass | Existing | Space Heating | Natural Gas | Furnace | A | Original Unit Energy Savings (kWh or therms) | Achievable Technical Potential | 0 | 1443.5459 | 1443.5459 | 1443.5459 | 1443.5459 | 1443.5459 | 1443.5459 | 1443.5459 | 1443.5459 | 1443.5459 | 1443.5459 | 1443.5459 | 1443.5459 | 1443.5459 | 1443.5459 | 1443.5459 | 1443.5459 | 1443.5459 | 1443.5459 | 1443.5459 | 1443.5459 | 1443.5459
F2_Industrial_Stone, Clay, and Glass_Existing_Space Heating_Natural Gas_Furnace_A_Achievable Technical Potential | F2 | Industrial | Stone, Clay, and Glass | Existing | Space Heating | Natural Gas | Furnace | A | Original Unit Summer Peak Savings (kW) | Achievable Technical Potential | 0 | 0 | 0 | 0 | 0 | 0 | 0 | 0 | 0 | 0 | 0 | 0 | 0 | 0 | 0 | 0 | 0 | 0 | 0 | 0 | 0 | 0
F3_Industrial_Stone, Clay, and Glass_Existing_Space Heating_Natural Gas_Furnace_A_Achievable Technical Potential | F3 | Industrial | Stone, Clay, and Glass | Existing | Space Heating | Natural Gas | Furnace | A | Original Unit Winter Peak Savings (kW) | Achievable Technical Potential | 0 | 0 | 0 | 0 | 0 | 0 | 0 | 0 | 0 | 0 | 0 | 0 | 0 | 0 | 0 | 0 | 0 | 0 | 0 | 0 | 0 | 0
F4_Industrial_Stone, Clay, and Glass_Existing_Space Heating_Natural Gas_Furnace_A_Achievable Technical Potential | F4 | Industrial | Stone, Clay, and Glass | Existing | Space Heating | Natural Gas | Furnace | A | Standalone Impact on Baseline Energy (%) | Achievable Technical Potential | 0% | 0% | 0.00132% | 0.004149% | 0.008663% | 0.01503% | 0.02342% | 0.03382% | 0.04604% | 0.05991% | 0.07531% | 0.0921% | 0.1089% | 0.1255% | 0.1419% | 0.158% | 0.1738% | 0.1893% | 0.2044% | 0.22% | 0.2361% | 0.2528%
F5_Industrial_Stone, Clay, and Glass_Existing_Space Heating_Natural Gas_Furnace_A_Achievable Technical Potential | F5 | Industrial | Stone, Clay, and Glass | Existing | Space Heating | Natural Gas | Furnace | A | Standalone Impact on Baseline Summer Peak (%) | Achievable Technical Potential | bar: 2019 to 2040
F6_Industrial_Stone, Clay, and Glass_Existing_Space Heating_Natural Gas_Furnace_A_Achievable Technical Potential | F6 | Industrial | Stone, Clay, and Glass | Existing | Space Heating | Natural Gas | Furnace | A | Standalone Impact on Baseline Winter Peak (%) | Achievable Technical Potential | bar: 2019 to 2040
F7_Industrial_Stone, Clay, and Glass_Existing_Space Heating_Natural Gas_Furnace_A_Achievable Technical Potential | F7 | Industrial | Stone, Clay, and Glass | Existing | Space Heating | Natural Gas | Furnace | A | Incremental Energy Savings (MWh or mTherms) | Achievable Technical Potential | 0 | 0 | 0.0012947 | 0.0026934 | 0.0041767 | 0.0057273 | 0.0073298 | 0.008821 | 0.01006 | 0.011082 | 0.011918 | 0.012596 | 0.012078 | 0.011489 | 0.010861 | 0.010219 | 0.0095806 | 0.0089566 | 0.008285 | 0.0082968 | 0.0083267 | 0.0083702
F8_Industrial_Stone, Clay, and Glass_Existing_Space Heating_Natural Gas_Furnace_A_Achievable Technical Potential | F8 | Industrial | Stone, Clay, and Glass | Existing | Space Heating | Natural Gas | Furnace | A | Incremental Summer Peak Savings (MW) | Achievable Technical Potential | 0 | 0 | 0 | 0 | 0 | 0 | 0 | 0 | 0 | 0 | 0 | 0 | 0 | 0 | 0 | 0 | 0 | 0 | 0 | 0 | 0 | 0
F9_Industrial_Stone, Clay, and Glass_Existing_Space Heating_Natural Gas_Furnace_A_Achievable Technical Potential | F9 | Industrial | Stone, Clay, and Glass | Existing | Space Heating | Natural Gas | Furnace | A | Incremental Winter Peak Savings (MW) | Achievable Technical Potential | 0 | 0 | 0 | 0 | 0 | 0 | 0 | 0 | 0 | 0 | 0 | 0 | 0 | 0 | 0 | 0 | 0 | 0 | 0 | 0 | 0 | 0
F10_Industrial_Stone, Clay, and Glass_Existing_Space Heating_Natural Gas_Furnace_A_Achievable Technical Potential | F10 | Industrial | Stone, Clay, and Glass | Existing | Space Heating | Natural Gas | Furnace | A | Cumulative Energy Savings (MWh or mTherms) | Achievable Technical Potential | 0 | 0 | 0.0012947 | 0.0039881 | 0.0081649 | 0.013892 | 0.021222 | 0.030043 | 0.040103 | 0.051185 | 0.063102 | 0.075698 | 0.087776 | 0.099265 | 0.11013 | 0.12035 | 0.12993 | 0.13888 | 0.14717 | 0.15546 | 0.16379 | 0.17216
F11_Industrial_Stone, Clay, and Glass_Existing_Space Heating_Natural Gas_Furnace_A_Achievable Technical Potential | F11 | Industrial | Stone, Clay, and Glass | Existing | Space Heating | Natural Gas | Furnace | A | Cumulative Summer Peak Savings (MW) | Achievable Technical Potential | 0 | 0 | 0 | 0 | 0 | 0 | 0 | 0 | 0 | 0 | 0 | 0 | 0 | 0 | 0 | 0 | 0 | 0 | 0 | 0 | 0 | 0
F12_Industrial_Stone, Clay, and Glass_Existing_Space Heating_Natural Gas_Furnace_A_Achievable Technical Potential | F12 | Industrial | Stone, Clay, and Glass | Existing | Space Heating | Natural Gas | Furnace | A | Cumulative Winter Peak Savings (MW) | Achievable Technical Potential | 0 | 0 | 0 | 0 | 0 | 0 | 0 | 0 | 0 | 0 | 0 | 0 | 0 | 0 | 0 | 0 | 0 | 0 | 0 | 0 | 0 | 0
F13_Industrial_Stone, Clay, and Glass_Existing_Space Heating_Natural Gas_Furnace_A_Achievable Technical Potential | F13 | Industrial | Stone, Clay, and Glass | Existing | Space Heating | Natural Gas | Furnace | A | Purchases (Incremental) | Achievable Technical Potential | 0 | 0 | 0.00089689 | 0.0018658 | 0.0028934 | 0.0039675 | 0.0050776 | 0.0061107 | 0.0069689 | 0.0076767 | 0.0082558 | 0.0087255 | 0.0083672 | 0.0079587 | 0.0075238 | 0.0070793 | 0.0066369 | 0.0062046 | 0.0057393 | 0.0057475 | 0.0057682 | 0.0057983
F14_Industrial_Stone, Clay, and Glass_Existing_Space Heating_Natural Gas_Furnace_A_Achievable Technical Potential | F14 | Industrial | Stone, Clay, and Glass | Existing | Space Heating | Natural Gas | Furnace | A | Purchases (Cumulative) | Achievable Technical Potential | 0 | 0 | 0.00089689 | 0.0027627 | 0.0056561 | 0.0096236 | 0.014701 | 0.020812 | 0.027781 | 0.035458 | 0.043713 | 0.052439 | 0.060806 | 0.068765 | 0.076289 | 0.083368 | 0.090005 | 0.096209 | 0.10195 | 0.1077 | 0.11346 | 0.11926
F1_Industrial_Stone, Clay, and Glass_Existing_Space Heating_Natural Gas_Boiler_A_Achievable Technical Potential | F1 | Industrial | Stone, Clay, and Glass | Existing | Space Heating | Natural Gas | Boiler | A | Original Unit Energy Savings (kWh or therms) | Achievable Technical Potential | 0 | 6227.3193 | 6227.3193 | 6227.3193 | 6227.3193 | 6227.3193 | 6227.3193 | 6227.3193 | 6227.3193 | 6227.3193 | 6227.3193 | 6227.3193 | 6227.3193 | 6227.3193 | 6227.3193 | 6227.3193 | 6227.3193 | 6227.3193 | 6227.3193 | 6227.3193 | 6227.3193 | 6227.3193
F2_Industrial_Stone, Clay, and Glass_Existing_Space Heating_Natural Gas_Boiler_A_Achievable Technical Potential | F2 | Industrial | Stone, Clay, and Glass | Existing | Space Heating | Natural Gas | Boiler | A | Original Unit Summer Peak Savings (kW) | Achievable Technical Potential | 0 | 0 | 0 | 0 | 0 | 0 | 0 | 0 | 0 | 0 | 0 | 0 | 0 | 0 | 0 | 0 | 0 | 0 | 0 | 0 | 0 | 0
F3_Industrial_Stone, Clay, and Glass_Existing_Space Heating_Natural Gas_Boiler_A_Achievable Technical Potential | F3 | Industrial | Stone, Clay, and Glass | Existing | Space Heating | Natural Gas | Boiler | A | Original Unit Winter Peak Savings (kW) | Achievable Technical Potential | 0 | 0 | 0 | 0 | 0 | 0 | 0 | 0 | 0 | 0 | 0 | 0 | 0 | 0 | 0 | 0 | 0 | 0 | 0 | 0 | 0 | 0
F4_Industrial_Stone, Clay, and Glass_Existing_Space Heating_Natural Gas_Boiler_A_Achievable Technical Potential | F4 | Industrial | Stone, Clay, and Glass | Existing | Space Heating | Natural Gas | Boiler | A | Standalone Impact on Baseline Energy (%) | Achievable Technical Potential | 0% | 0% | 0.01982% | 0.0496% | 0.08655% | 0.1286% | 0.1746% | 0.2232% | 0.2737% | 0.3257% | 0.3791% | 0.4338% | 0.4897% | 0.5469% | 0.6053% | 0.665% | 0.7259% | 0.7881% | 0.8516% | 0.9163% | 0.9823% | 1.05%
F5_Industrial_Stone, Clay, and Glass_Existing_Space Heating_Natural Gas_Boiler_A_Achievable Technical Potential | F5 | Industrial | Stone, Clay, and Glass | Existing | Space Heating | Natural Gas | Boiler | A | Standalone Impact on Baseline Summer Peak (%) | Achievable Technical Potential | bar: 2019 to 2040
F6_Industrial_Stone, Clay, and Glass_Existing_Space Heating_Natural Gas_Boiler_A_Achievable Technical Potential | F6 | Industrial | Stone, Clay, and Glass | Existing | Space Heating | Natural Gas | Boiler | A | Standalone Impact on Baseline Winter Peak (%) | Achievable Technical Potential | bar: 2019 to 2040
F7_Industrial_Stone, Clay, and Glass_Existing_Space Heating_Natural Gas_Boiler_A_Achievable Technical Potential | F7 | Industrial | Stone, Clay, and Glass | Existing | Space Heating | Natural Gas | Boiler | A | Incremental Energy Savings (MWh or mTherms) | Achievable Technical Potential | 0 | 0 | 0.019436 | 0.028244 | 0.033893 | 0.037303 | 0.039348 | 0.040099 | 0.040136 | 0.039831 | 0.039378 | 0.038849 | 0.038306 | 0.037758 | 0.037207 | 0.036656 | 0.036104 | 0.035553 | 0.035004 | 0.034458 | 0.033915 | 0.033376
F8_Industrial_Stone, Clay, and Glass_Existing_Space Heating_Natural Gas_Boiler_A_Achievable Technical Potential | F8 | Industrial | Stone, Clay, and Glass | Existing | Space Heating | Natural Gas | Boiler | A | Incremental Summer Peak Savings (MW) | Achievable Technical Potential | 0 | 0 | 0 | 0 | 0 | 0 | 0 | 0 | 0 | 0 | 0 | 0 | 0 | 0 | 0 | 0 | 0 | 0 | 0 | 0 | 0 | 0
F9_Industrial_Stone, Clay, and Glass_Existing_Space Heating_Natural Gas_Boiler_A_Achievable Technical Potential | F9 | Industrial | Stone, Clay, and Glass | Existing | Space Heating | Natural Gas | Boiler | A | Incremental Winter Peak Savings (MW) | Achievable Technical Potential | 0 | 0 | 0 | 0 | 0 | 0 | 0 | 0 | 0 | 0 | 0 | 0 | 0 | 0 | 0 | 0 | 0 | 0 | 0 | 0 | 0 | 0
F10_Industrial_Stone, Clay, and Glass_Existing_Space Heating_Natural Gas_Boiler_A_Achievable Technical Potential | F10 | Industrial | Stone, Clay, and Glass | Existing | Space Heating | Natural Gas | Boiler | A | Cumulative Energy Savings (MWh or mTherms) | Achievable Technical Potential | 0 | 0 | 0.019436 | 0.04768 | 0.081573 | 0.11888 | 0.15822 | 0.19832 | 0.23846 | 0.27829 | 0.31767 | 0.35652 | 0.39482 | 0.43258 | 0.46979 | 0.50644 | 0.54255 | 0.5781 | 0.61311 | 0.64756 | 0.68148 | 0.71486
F11_Industrial_Stone, Clay, and Glass_Existing_Space Heating_Natural Gas_Boiler_A_Achievable Technical Potential | F11 | Industrial | Stone, Clay, and Glass | Existing | Space Heating | Natural Gas | Boiler | A | Cumulative Summer Peak Savings (MW) | Achievable Technical Potential | 0 | 0 | 0 | 0 | 0 | 0 | 0 | 0 | 0 | 0 | 0 | 0 | 0 | 0 | 0 | 0 | 0 | 0 | 0 | 0 | 0 | 0
F12_Industrial_Stone, Clay, and Glass_Existing_Space Heating_Natural Gas_Boiler_A_Achievable Technical Potential | F12 | Industrial | Stone, Clay, and Glass | Existing | Space Heating | Natural Gas | Boiler | A | Cumulative Winter Peak Savings (MW) | Achievable Technical Potential | 0 | 0 | 0 | 0 | 0 | 0 | 0 | 0 | 0 | 0 | 0 | 0 | 0 | 0 | 0 | 0 | 0 | 0 | 0 | 0 | 0 | 0
F13_Industrial_Stone, Clay, and Glass_Existing_Space Heating_Natural Gas_Boiler_A_Achievable Technical Potential | F13 | Industrial | Stone, Clay, and Glass | Existing | Space Heating | Natural Gas | Boiler | A | Purchases (Incremental) | Achievable Technical Potential | 0 | 0 | 0.0031211 | 0.0045355 | 0.0054427 | 0.0059903 | 0.0063186 | 0.0064392 | 0.0064452 | 0.0063962 | 0.0063234 | 0.0062385 | 0.0061512 | 0.0060632 | 0.0059749 | 0.0058863 | 0.0057977 | 0.0057093 | 0.0056211 | 0.0055334 | 0.0054462 | 0.0053597
F14_Industrial_Stone, Clay, and Glass_Existing_Space Heating_Natural Gas_Boiler_A_Achievable Technical Potential | F14 | Industrial | Stone, Clay, and Glass | Existing | Space Heating | Natural Gas | Boiler | A | Purchases (Cumulative) | Achievable Technical Potential | 0 | 0 | 0.0031211 | 0.0076566 | 0.013099 | 0.01909 | 0.025408 | 0.031847 | 0.038293 | 0.044689 | 0.051012 | 0.057251 | 0.063402 | 0.069465 | 0.07544 | 0.081326 | 0.087124 | 0.092833 | 0.098454 | 0.10399 | 0.10943 | 0.11479
F1_Industrial_Stone, Clay, and Glass_Existing_Space Heating_Natural Gas_Unit Heater_A_Achievable Technical Potential | F1 | Industrial | Stone, Clay, and Glass | Existing | Space Heating | Natural Gas | Unit Heater | A | Original Unit Energy Savings (kWh or therms) | Achievable Technical Potential | 0 | 43660.7244 | 43660.7244 | 43660.7244 | 43660.7244 | 43660.7244 | 43660.7244 | 43660.7244 | 43660.7244 | 43660.7244 | 43660.7244 | 43660.7244 | 43660.7244 | 43660.7244 | 43660.7244 | 43660.7244 | 43660.7244 | 43660.7244 | 43660.7244 | 43660.7244 | 43660.7244 | 43660.7244
F2_Industrial_Stone, Clay, and Glass_Existing_Space Heating_Natural Gas_Unit Heater_A_Achievable Technical Potential | F2 | Industrial | Stone, Clay, and Glass | Existing | Space Heating | Natural Gas | Unit Heater | A | Original Unit Summer Peak Savings (kW) | Achievable Technical Potential | 0 | 0 | 0 | 0 | 0 | 0 | 0 | 0 | 0 | 0 | 0 | 0 | 0 | 0 | 0 | 0 | 0 | 0 | 0 | 0 | 0 | 0
F3_Industrial_Stone, Clay, and Glass_Existing_Space Heating_Natural Gas_Unit Heater_A_Achievable Technical Potential | F3 | Industrial | Stone, Clay, and Glass | Existing | Space Heating | Natural Gas | Unit Heater | A | Original Unit Winter Peak Savings (kW) | Achievable Technical Potential | 0 | 0 | 0 | 0 | 0 | 0 | 0 | 0 | 0 | 0 | 0 | 0 | 0 | 0 | 0 | 0 | 0 | 0 | 0 | 0 | 0 | 0
F4_Industrial_Stone, Clay, and Glass_Existing_Space Heating_Natural Gas_Unit Heater_A_Achievable Technical Potential | F4 | Industrial | Stone, Clay, and Glass | Existing | Space Heating | Natural Gas | Unit Heater | A | Standalone Impact on Baseline Energy (%) | Achievable Technical Potential | 0% | 0% | 0.001758% | 0.008631% | 0.02544% | 0.05832% | 0.1147% | 0.2015% | 0.3244% | 0.4883% | 0.693% | 0.9373% | 1.221% | 1.543% | 1.903% | 2.297% | 2.722% | 3.121% | 3.489% | 3.822% | 4.121% | 4.383%
F5_Industrial_Stone, Clay, and Glass_Existing_Space Heating_Natural Gas_Unit Heater_A_Achievable Technical Potential | F5 | Industrial | Stone, Clay, and Glass | Existing | Space Heating | Natural Gas | Unit Heater | A | Standalone Impact on Baseline Summer Peak (%) | Achievable Technical Potential | bar: 2019 to 2040
F6_Industrial_Stone, Clay, and Glass_Existing_Space Heating_Natural Gas_Unit Heater_A_Achievable Technical Potential | F6 | Industrial | Stone, Clay, and Glass | Existing | Space Heating | Natural Gas | Unit Heater | A | Standalone Impact on Baseline Winter Peak (%) | Achievable Technical Potential | bar: 2019 to 2040
F7_Industrial_Stone, Clay, and Glass_Existing_Space Heating_Natural Gas_Unit Heater_A_Achievable Technical Potential | F7 | Industrial | Stone, Clay, and Glass | Existing | Space Heating | Natural Gas | Unit Heater | A | Incremental Energy Savings (MWh or mTherms) | Achievable Technical Potential | 0 | 0 | 0.0017236 | 0.0065734 | 0.015676 | 0.029921 | 0.049995 | 0.075138 | 0.10359 | 0.13458 | 0.16346 | 0.18966 | 0.21379 | 0.23644 | 0.25643 | 0.27278 | 0.28466 | 0.25505 | 0.22224 | 0.18943 | 0.1577 | 0.12646
F8_Industrial_Stone, Clay, and Glass_Existing_Space Heating_Natural Gas_Unit Heater_A_Achievable Technical Potential | F8 | Industrial | Stone, Clay, and Glass | Existing | Space Heating | Natural Gas | Unit Heater | A | Incremental Summer Peak Savings (MW) | Achievable Technical Potential | 0 | 0 | 0 | 0 | 0 | 0 | 0 | 0 | 0 | 0 | 0 | 0 | 0 | 0 | 0 | 0 | 0 | 0 | 0 | 0 | 0 | 0
F9_Industrial_Stone, Clay, and Glass_Existing_Space Heating_Natural Gas_Unit Heater_A_Achievable Technical Potential | F9 | Industrial | Stone, Clay, and Glass | Existing | Space Heating | Natural Gas | Unit Heater | A | Incremental Winter Peak Savings (MW) | Achievable Technical Potential | 0 | 0 | 0 | 0 | 0 | 0 | 0 | 0 | 0 | 0 | 0 | 0 | 0 | 0 | 0 | 0 | 0 | 0 | 0 | 0 | 0 | 0
F10_Industrial_Stone, Clay, and Glass_Existing_Space Heating_Natural Gas_Unit Heater_A_Achievable Technical Potential | F10 | Industrial | Stone, Clay, and Glass | Existing | Space Heating | Natural Gas | Unit Heater | A | Cumulative Energy Savings (MWh or mTherms) | Achievable Technical Potential | 0 | 0 | 0.0017236 | 0.008297 | 0.023973 | 0.053894 | 0.10389 | 0.17903 | 0.28262 | 0.41719 | 0.58065 | 0.77031 | 0.9841 | 1.2205 | 1.477 | 1.7497 | 2.0344 | 2.2895 | 2.5117 | 2.7011 | 2.8588 | 2.9853
F11_Industrial_Stone, Clay, and Glass_Existing_Space Heating_Natural Gas_Unit Heater_A_Achievable Technical Potential | F11 | Industrial | Stone, Clay, and Glass | Existing | Space Heating | Natural Gas | Unit Heater | A | Cumulative Summer Peak Savings (MW) | Achievable Technical Potential | 0 | 0 | 0 | 0 | 0 | 0 | 0 | 0 | 0 | 0 | 0 | 0 | 0 | 0 | 0 | 0 | 0 | 0 | 0 | 0 | 0 | 0
F12_Industrial_Stone, Clay, and Glass_Existing_Space Heating_Natural Gas_Unit Heater_A_Achievable Technical Potential | F12 | Industrial | Stone, Clay, and Glass | Existing | Space Heating | Natural Gas | Unit Heater | A | Cumulative Winter Peak Savings (MW) | Achievable Technical Potential | 0 | 0 | 0 | 0 | 0 | 0 | 0 | 0 | 0 | 0 | 0 | 0 | 0 | 0 | 0 | 0 | 0 | 0 | 0 | 0 | 0 | 0
F13_Industrial_Stone, Clay, and Glass_Existing_Space Heating_Natural Gas_Unit Heater_A_Achievable Technical Potential | F13 | Industrial | Stone, Clay, and Glass | Existing | Space Heating | Natural Gas | Unit Heater | A | Purchases (Incremental) | Achievable Technical Potential | 0 | 0 | 3.9477e-05 | 0.00015056 | 0.00035904 | 0.00068531 | 0.0011451 | 0.001721 | 0.0023726 | 0.0030823 | 0.0037438 | 0.004344 | 0.0048965 | 0.0054154 | 0.0059128 | 0.0063982 | 0.0068788 | 0.0065269 | 0.0062353 | 0.0060596 | 0.0059845 | 0.0059787
F14_Industrial_Stone, Clay, and Glass_Existing_Space Heating_Natural Gas_Unit Heater_A_Achievable Technical Potential | F14 | Industrial | Stone, Clay, and Glass | Existing | Space Heating | Natural Gas | Unit Heater | A | Purchases (Cumulative) | Achievable Technical Potential | 0 | 0 | 3.9477e-05 | 0.00019003 | 0.00054908 | 0.0012344 | 0.0023795 | 0.0041004 | 0.006473 | 0.0095553 | 0.013299 | 0.017643 | 0.02254 | 0.027955 | 0.033828 | 0.040076 | 0.046596 | 0.052437 | 0.057528 | 0.061866 | 0.065478 | 0.068374
F1_Industrial_Stone, Clay, and Glass_New_Space Heating_Natural Gas_Furnace_A_Achievable Technical Potential | F1 | Industrial | Stone, Clay, and Glass | New | Space Heating | Natural Gas | Furnace | A | Original Unit Energy Savings (kWh or therms) | Achievable Technical Potential | 0 | 1443.5073 | 1443.5073 | 1443.5073 | 1443.5073 | 1443.5073 | 1443.5073 | 1443.5073 | 1443.5073 | 1443.5073 | 1443.5073 | 1443.5073 | 1443.5073 | 1443.5073 | 1443.5073 | 1443.5073 | 1443.5073 | 1443.5073 | 1443.5073 | 1443.5073 | 1443.5073 | 1443.5073
F2_Industrial_Stone, Clay, and Glass_New_Space Heating_Natural Gas_Furnace_A_Achievable Technical Potential | F2 | Industrial | Stone, Clay, and Glass | New | Space Heating | Natural Gas | Furnace | A | Original Unit Summer Peak Savings (kW) | Achievable Technical Potential | 0 | 0 | 0 | 0 | 0 | 0 | 0 | 0 | 0 | 0 | 0 | 0 | 0 | 0 | 0 | 0 | 0 | 0 | 0 | 0 | 0 | 0
F3_Industrial_Stone, Clay, and Glass_New_Space Heating_Natural Gas_Furnace_A_Achievable Technical Potential | F3 | Industrial | Stone, Clay, and Glass | New | Space Heating | Natural Gas | Furnace | A | Original Unit Winter Peak Savings (kW) | Achievable Technical Potential | 0 | 0 | 0 | 0 | 0 | 0 | 0 | 0 | 0 | 0 | 0 | 0 | 0 | 0 | 0 | 0 | 0 | 0 | 0 | 0 | 0 | 0
F4_Industrial_Stone, Clay, and Glass_New_Space Heating_Natural Gas_Furnace_A_Achievable Technical Potential | F4 | Industrial | Stone, Clay, and Glass | New | Space Heating | Natural Gas | Furnace | A | Standalone Impact on Baseline Energy (%) | Achievable Technical Potential | 0% | 0% | 0.001165% | 0.0432% | 0.07493% | 0.1061% | 0.1249% | 0.1472% | 0.1683% | 0.1901% | 0.2052% | 0.2214% | 0.236% | 0.2514% | 0.261% | 0.2718% | 0.2818% | 0.2923% | 0.2986% | 0.3089% | 0.3179% | 0.3282%
F5_Industrial_Stone, Clay, and Glass_New_Space Heating_Natural Gas_Furnace_A_Achievable Technical Potential | F5 | Industrial | Stone, Clay, and Glass | New | Space Heating | Natural Gas | Furnace | A | Standalone Impact on Baseline Summer Peak (%) | Achievable Technical Potential | bar: 2019 to 2040
F6_Industrial_Stone, Clay, and Glass_New_Space Heating_Natural Gas_Furnace_A_Achievable Technical Potential | F6 | Industrial | Stone, Clay, and Glass | New | Space Heating | Natural Gas | Furnace | A | Standalone Impact on Baseline Winter Peak (%) | Achievable Technical Potential | bar: 2019 to 2040
F7_Industrial_Stone, Clay, and Glass_New_Space Heating_Natural Gas_Furnace_A_Achievable Technical Potential | F7 | Industrial | Stone, Clay, and Glass | New | Space Heating | Natural Gas | Furnace | A | Incremental Energy Savings (MWh or mTherms) | Achievable Technical Potential | 0 | 0 | 6.0078e-05 | 0.0038292 | 0.0057297 | 0.0085628 | 0.0064461 | 0.00883 | 0.0097826 | 0.011961 | 0.0094793 | 0.011427 | 0.01169 | 0.013945 | 0.0096736 | 0.01196 | 0.012113 | 0.014252 | 0.0094149 | 0.013361 | 0.012952 | 0.014133
F8_Industrial_Stone, Clay, and Glass_New_Space Heating_Natural Gas_Furnace_A_Achievable Technical Potential | F8 | Industrial | Stone, Clay, and Glass | New | Space Heating | Natural Gas | Furnace | A | Incremental Summer Peak Savings (MW) | Achievable Technical Potential | 0 | 0 | 0 | 0 | 0 | 0 | 0 | 0 | 0 | 0 | 0 | 0 | 0 | 0 | 0 | 0 | 0 | 0 | 0 | 0 | 0 | 0
F9_Industrial_Stone, Clay, and Glass_New_Space Heating_Natural Gas_Furnace_A_Achievable Technical Potential | F9 | Industrial | Stone, Clay, and Glass | New | Space Heating | Natural Gas | Furnace | A | Incremental Winter Peak Savings (MW) | Achievable Technical Potential | 0 | 0 | 0 | 0 | 0 | 0 | 0 | 0 | 0 | 0 | 0 | 0 | 0 | 0 | 0 | 0 | 0 | 0 | 0 | 0 | 0 | 0
F10_Industrial_Stone, Clay, and Glass_New_Space Heating_Natural Gas_Furnace_A_Achievable Technical Potential | F10 | Industrial | Stone, Clay, and Glass | New | Space Heating | Natural Gas | Furnace | A | Cumulative Energy Savings (MWh or mTherms) | Achievable Technical Potential | 0 | 0 | 6.0078e-05 | 0.0038893 | 0.0096189 | 0.018182 | 0.024628 | 0.033458 | 0.04324 | 0.055202 | 0.064681 | 0.076108 | 0.087799 | 0.10174 | 0.11142 | 0.12338 | 0.13549 | 0.14974 | 0.15916 | 0.17252 | 0.18547 | 0.1996
F11_Industrial_Stone, Clay, and Glass_New_Space Heating_Natural Gas_Furnace_A_Achievable Technical Potential | F11 | Industrial | Stone, Clay, and Glass | New | Space Heating | Natural Gas | Furnace | A | Cumulative Summer Peak Savings (MW) | Achievable Technical Potential | 0 | 0 | 0 | 0 | 0 | 0 | 0 | 0 | 0 | 0 | 0 | 0 | 0 | 0 | 0 | 0 | 0 | 0 | 0 | 0 | 0 | 0
F12_Industrial_Stone, Clay, and Glass_New_Space Heating_Natural Gas_Furnace_A_Achievable Technical Potential | F12 | Industrial | Stone, Clay, and Glass | New | Space Heating | Natural Gas | Furnace | A | Cumulative Winter Peak Savings (MW) | Achievable Technical Potential | 0 | 0 | 0 | 0 | 0 | 0 | 0 | 0 | 0 | 0 | 0 | 0 | 0 | 0 | 0 | 0 | 0 | 0 | 0 | 0 | 0 | 0
F13_Industrial_Stone, Clay, and Glass_New_Space Heating_Natural Gas_Furnace_A_Achievable Technical Potential | F13 | Industrial | Stone, Clay, and Glass | New | Space Heating | Natural Gas | Furnace | A | Purchases (Incremental) | Achievable Technical Potential | 0 | 0 | 4.162e-05 | 0.0026527 | 0.0039693 | 0.0059319 | 0.0044656 | 0.006117 | 0.006777 | 0.0082864 | 0.0065668 | 0.0079164 | 0.0080984 | 0.0096608 | 0.0067015 | 0.0082853 | 0.0083915 | 0.0098735 | 0.0065222 | 0.0092558 | 0.0089724 | 0.0097905
F14_Industrial_Stone, Clay, and Glass_New_Space Heating_Natural Gas_Furnace_A_Achievable Technical Potential | F14 | Industrial | Stone, Clay, and Glass | New | Space Heating | Natural Gas | Furnace | A | Purchases (Cumulative) | Achievable Technical Potential | 0 | 0 | 4.162e-05 | 0.0026943 | 0.0066636 | 0.012596 | 0.017061 | 0.023178 | 0.029955 | 0.038241 | 0.044808 | 0.052725 | 0.060823 | 0.070484 | 0.077185 | 0.085471 | 0.093862 | 0.10374 | 0.11026 | 0.11951 | 0.12849 | 0.13828
F1_Industrial_Stone, Clay, and Glass_New_Space Heating_Natural Gas_Boiler_A_Achievable Technical Potential | F1 | Industrial | Stone, Clay, and Glass | New | Space Heating | Natural Gas | Boiler | A | Original Unit Energy Savings (kWh or therms) | Achievable Technical Potential | 0 | 6223.5803 | 6223.5803 | 6223.5803 | 6223.5803 | 6223.5803 | 6223.5803 | 6223.5803 | 6223.5803 | 6223.5803 | 6223.5803 | 6223.5803 | 6223.5803 | 6223.5803 | 6223.5803 | 6223.5803 | 6223.5803 | 6223.5803 | 6223.5803 | 6223.5803 | 6223.5803 | 6223.5803
F2_Industrial_Stone, Clay, and Glass_New_Space Heating_Natural Gas_Boiler_A_Achievable Technical Potential | F2 | Industrial | Stone, Clay, and Glass | New | Space Heating | Natural Gas | Boiler | A | Original Unit Summer Peak Savings (kW) | Achievable Technical Potential | 0 | 0 | 0 | 0 | 0 | 0 | 0 | 0 | 0 | 0 | 0 | 0 | 0 | 0 | 0 | 0 | 0 | 0 | 0 | 0 | 0 | 0
F3_Industrial_Stone, Clay, and Glass_New_Space Heating_Natural Gas_Boiler_A_Achievable Technical Potential | F3 | Industrial | Stone, Clay, and Glass | New | Space Heating | Natural Gas | Boiler | A | Original Unit Winter Peak Savings (kW) | Achievable Technical Potential | 0 | 0 | 0 | 0 | 0 | 0 | 0 | 0 | 0 | 0 | 0 | 0 | 0 | 0 | 0 | 0 | 0 | 0 | 0 | 0 | 0 | 0
F4_Industrial_Stone, Clay, and Glass_New_Space Heating_Natural Gas_Boiler_A_Achievable Technical Potential | F4 | Industrial | Stone, Clay, and Glass | New | Space Heating | Natural Gas | Boiler | A | Standalone Impact on Baseline Energy (%) | Achievable Technical Potential | 0% | 0% | 0.01593% | 0.4357% | 0.6673% | 0.8378% | 0.9165% | 0.9913% | 1.05% | 1.103% | 1.136% | 1.167% | 1.193% | 1.219% | 1.235% | 1.251% | 1.266% | 1.281% | 1.29% | 1.3% | 1.309% | 1.318%
F5_Industrial_Stone, Clay, and Glass_New_Space Heating_Natural Gas_Boiler_A_Achievable Technical Potential | F5 | Industrial | Stone, Clay, and Glass | New | Space Heating | Natural Gas | Boiler | A | Standalone Impact on Baseline Summer Peak (%) | Achievable Technical Potential | bar: 2019 to 2040
F6_Industrial_Stone, Clay, and Glass_New_Space Heating_Natural Gas_Boiler_A_Achievable Technical Potential | F6 | Industrial | Stone, Clay, and Glass | New | Space Heating | Natural Gas | Boiler | A | Standalone Impact on Baseline Winter Peak (%) | Achievable Technical Potential | bar: 2019 to 2040
F7_Industrial_Stone, Clay, and Glass_New_Space Heating_Natural Gas_Boiler_A_Achievable Technical Potential | F7 | Industrial | Stone, Clay, and Glass | New | Space Heating | Natural Gas | Boiler | A | Incremental Energy Savings (MWh or mTherms) | Achievable Technical Potential | 0 | 0 | 0.00082165 | 0.038404 | 0.046436 | 0.057903 | 0.037204 | 0.044543 | 0.044576 | 0.050409 | 0.037616 | 0.043275 | 0.042701 | 0.049534 | 0.033619 | 0.040859 | 0.040828 | 0.047529 | 0.031395 | 0.038686 | 0.037632 | 0.037521
F8_Industrial_Stone, Clay, and Glass_New_Space Heating_Natural Gas_Boiler_A_Achievable Technical Potential | F8 | Industrial | Stone, Clay, and Glass | New | Space Heating | Natural Gas | Boiler | A | Incremental Summer Peak Savings (MW) | Achievable Technical Potential | 0 | 0 | 0 | 0 | 0 | 0 | 0 | 0 | 0 | 0 | 0 | 0 | 0 | 0 | 0 | 0 | 0 | 0 | 0 | 0 | 0 | 0
F9_Industrial_Stone, Clay, and Glass_New_Space Heating_Natural Gas_Boiler_A_Achievable Technical Potential | F9 | Industrial | Stone, Clay, and Glass | New | Space Heating | Natural Gas | Boiler | A | Incremental Winter Peak Savings (MW) | Achievable Technical Potential | 0 | 0 | 0 | 0 | 0 | 0 | 0 | 0 | 0 | 0 | 0 | 0 | 0 | 0 | 0 | 0 | 0 | 0 | 0 | 0 | 0 | 0
F10_Industrial_Stone, Clay, and Glass_New_Space Heating_Natural Gas_Boiler_A_Achievable Technical Potential | F10 | Industrial | Stone, Clay, and Glass | New | Space Heating | Natural Gas | Boiler | A | Cumulative Energy Savings (MWh or mTherms) | Achievable Technical Potential | 0 | 0 | 0.00082165 | 0.039226 | 0.085662 | 0.14356 | 0.18077 | 0.22531 | 0.26989 | 0.3203 | 0.35791 | 0.40119 | 0.44389 | 0.49342 | 0.52704 | 0.5679 | 0.60873 | 0.65626 | 0.68765 | 0.72634 | 0.76397 | 0.80149
F11_Industrial_Stone, Clay, and Glass_New_Space Heating_Natural Gas_Boiler_A_Achievable Technical Potential | F11 | Industrial | Stone, Clay, and Glass | New | Space Heating | Natural Gas | Boiler | A | Cumulative Summer Peak Savings (MW) | Achievable Technical Potential | 0 | 0 | 0 | 0 | 0 | 0 | 0 | 0 | 0 | 0 | 0 | 0 | 0 | 0 | 0 | 0 | 0 | 0 | 0 | 0 | 0 | 0
F12_Industrial_Stone, Clay, and Glass_New_Space Heating_Natural Gas_Boiler_A_Achievable Technical Potential | F12 | Industrial | Stone, Clay, and Glass | New | Space Heating | Natural Gas | Boiler | A | Cumulative Winter Peak Savings (MW) | Achievable Technical Potential | 0 | 0 | 0 | 0 | 0 | 0 | 0 | 0 | 0 | 0 | 0 | 0 | 0 | 0 | 0 | 0 | 0 | 0 | 0 | 0 | 0 | 0
F13_Industrial_Stone, Clay, and Glass_New_Space Heating_Natural Gas_Boiler_A_Achievable Technical Potential | F13 | Industrial | Stone, Clay, and Glass | New | Space Heating | Natural Gas | Boiler | A | Purchases (Incremental) | Achievable Technical Potential | 0 | 0 | 0.00013202 | 0.0061707 | 0.0074613 | 0.0093038 | 0.005978 | 0.0071572 | 0.0071625 | 0.0080996 | 0.0060442 | 0.0069533 | 0.0068611 | 0.0079591 | 0.0054018 | 0.0065652 | 0.0065602 | 0.007637 | 0.0050445 | 0.006216 | 0.0060467 | 0.0060288
F14_Industrial_Stone, Clay, and Glass_New_Space Heating_Natural Gas_Boiler_A_Achievable Technical Potential | F14 | Industrial | Stone, Clay, and Glass | New | Space Heating | Natural Gas | Boiler | A | Purchases (Cumulative) | Achievable Technical Potential | 0 | 0 | 0.00013202 | 0.0063027 | 0.013764 | 0.023068 | 0.029046 | 0.036203 | 0.043365 | 0.051465 | 0.057509 | 0.064462 | 0.071324 | 0.079283 | 0.084684 | 0.09125 | 0.09781 | 0.10545 | 0.11049 | 0.11671 | 0.12275 | 0.12878
F1_Industrial_Stone, Clay, and Glass_New_Space Heating_Natural Gas_Unit Heater_A_Achievable Technical Potential | F1 | Industrial | Stone, Clay, and Glass | New | Space Heating | Natural Gas | Unit Heater | A | Original Unit Energy Savings (kWh or therms) | Achievable Technical Potential | 0 | 43660.7244 | 43660.7244 | 43660.7244 | 43660.7244 | 43660.7244 | 43660.7244 | 43660.7244 | 43660.7244 | 43660.7244 | 43660.7244 | 43660.7244 | 43660.7244 | 43660.7244 | 43660.7244 | 43660.7244 | 43660.7244 | 43660.7244 | 43660.7244 | 43660.7244 | 43660.7244 | 43660.7244
F2_Industrial_Stone, Clay, and Glass_New_Space Heating_Natural Gas_Unit Heater_A_Achievable Technical Potential | F2 | Industrial | Stone, Clay, and Glass | New | Space Heating | Natural Gas | Unit Heater | A | Original Unit Summer Peak Savings (kW) | Achievable Technical Potential | 0 | 0 | 0 | 0 | 0 | 0 | 0 | 0 | 0 | 0 | 0 | 0 | 0 | 0 | 0 | 0 | 0 | 0 | 0 | 0 | 0 | 0
F3_Industrial_Stone, Clay, and Glass_New_Space Heating_Natural Gas_Unit Heater_A_Achievable Technical Potential | F3 | Industrial | Stone, Clay, and Glass | New | Space Heating | Natural Gas | Unit Heater | A | Original Unit Winter Peak Savings (kW) | Achievable Technical Potential | 0 | 0 | 0 | 0 | 0 | 0 | 0 | 0 | 0 | 0 | 0 | 0 | 0 | 0 | 0 | 0 | 0 | 0 | 0 | 0 | 0 | 0
F4_Industrial_Stone, Clay, and Glass_New_Space Heating_Natural Gas_Unit Heater_A_Achievable Technical Potential | F4 | Industrial | Stone, Clay, and Glass | New | Space Heating | Natural Gas | Unit Heater | A | Standalone Impact on Baseline Energy (%) | Achievable Technical Potential | 0% | 0% | 0.01765% | 0.6547% | 1.136% | 1.608% | 1.892% | 2.231% | 2.55% | 2.881% | 3.11% | 3.355% | 3.747% | 4.099% | 4.448% | 4.738% | 5.012% | 5.377% | 5.55% | 5.793% | 5.986% | 6.102%
F5_Industrial_Stone, Clay, and Glass_New_Space Heating_Natural Gas_Unit Heater_A_Achievable Technical Potential | F5 | Industrial | Stone, Clay, and Glass | New | Space Heating | Natural Gas | Unit Heater | A | Standalone Impact on Baseline Summer Peak (%) | Achievable Technical Potential | bar: 2019 to 2040
F6_Industrial_Stone, Clay, and Glass_New_Space Heating_Natural Gas_Unit Heater_A_Achievable Technical Potential | F6 | Industrial | Stone, Clay, and Glass | New | Space Heating | Natural Gas | Unit Heater | A | Standalone Impact on Baseline Winter Peak (%) | Achievable Technical Potential | bar: 2019 to 2040
F7_Industrial_Stone, Clay, and Glass_New_Space Heating_Natural Gas_Unit Heater_A_Achievable Technical Potential | F7 | Industrial | Stone, Clay, and Glass | New | Space Heating | Natural Gas | Unit Heater | A | Incremental Energy Savings (MWh or mTherms) | Achievable Technical Potential | 0 | 0 | 0.00091044 | 0.058028 | 0.086829 | 0.12976 | 0.097685 | 0.13381 | 0.14825 | 0.18127 | 0.14365 | 0.17317 | 0.24043 | 0.26495 | 0.24027 | 0.25168 | 0.25941 | 0.34421 | 0.20406 | 0.27723 | 0.25671 | 0.21896
F8_Industrial_Stone, Clay, and Glass_New_Space Heating_Natural Gas_Unit Heater_A_Achievable Technical Potential | F8 | Industrial | Stone, Clay, and Glass | New | Space Heating | Natural Gas | Unit Heater | A | Incremental Summer Peak Savings (MW) | Achievable Technical Potential | 0 | 0 | 0 | 0 | 0 | 0 | 0 | 0 | 0 | 0 | 0 | 0 | 0 | 0 | 0 | 0 | 0 | 0 | 0 | 0 | 0 | 0
F9_Industrial_Stone, Clay, and Glass_New_Space Heating_Natural Gas_Unit Heater_A_Achievable Technical Potential | F9 | Industrial | Stone, Clay, and Glass | New | Space Heating | Natural Gas | Unit Heater | A | Incremental Winter Peak Savings (MW) | Achievable Technical Potential | 0 | 0 | 0 | 0 | 0 | 0 | 0 | 0 | 0 | 0 | 0 | 0 | 0 | 0 | 0 | 0 | 0 | 0 | 0 | 0 | 0 | 0
F10_Industrial_Stone, Clay, and Glass_New_Space Heating_Natural Gas_Unit Heater_A_Achievable Technical Potential | F10 | Industrial | Stone, Clay, and Glass | New | Space Heating | Natural Gas | Unit Heater | A | Cumulative Energy Savings (MWh or mTherms) | Achievable Technical Potential | 0 | 0 | 0.00091044 | 0.058939 | 0.14577 | 0.27553 | 0.37322 | 0.50703 | 0.65528 | 0.83654 | 0.98019 | 1.1534 | 1.3938 | 1.6587 | 1.899 | 2.1507 | 2.4101 | 2.7543 | 2.9584 | 3.2356 | 3.4923 | 3.7113
F11_Industrial_Stone, Clay, and Glass_New_Space Heating_Natural Gas_Unit Heater_A_Achievable Technical Potential | F11 | Industrial | Stone, Clay, and Glass | New | Space Heating | Natural Gas | Unit Heater | A | Cumulative Summer Peak Savings (MW) | Achievable Technical Potential | 0 | 0 | 0 | 0 | 0 | 0 | 0 | 0 | 0 | 0 | 0 | 0 | 0 | 0 | 0 | 0 | 0 | 0 | 0 | 0 | 0 | 0
F12_Industrial_Stone, Clay, and Glass_New_Space Heating_Natural Gas_Unit Heater_A_Achievable Technical Potential | F12 | Industrial | Stone, Clay, and Glass | New | Space Heating | Natural Gas | Unit Heater | A | Cumulative Winter Peak Savings (MW) | Achievable Technical Potential | 0 | 0 | 0 | 0 | 0 | 0 | 0 | 0 | 0 | 0 | 0 | 0 | 0 | 0 | 0 | 0 | 0 | 0 | 0 | 0 | 0 | 0
F13_Industrial_Stone, Clay, and Glass_New_Space Heating_Natural Gas_Unit Heater_A_Achievable Technical Potential | F13 | Industrial | Stone, Clay, and Glass | New | Space Heating | Natural Gas | Unit Heater | A | Purchases (Incremental) | Achievable Technical Potential | 0 | 0 | 2.0853e-05 | 0.0013291 | 0.0019887 | 0.0029721 | 0.0022374 | 0.0030648 | 0.0033955 | 0.0041517 | 0.0032902 | 0.0039663 | 0.0055068 | 0.0060683 | 0.005524 | 0.0070936 | 0.0079302 | 0.010856 | 0.0069112 | 0.0094145 | 0.0092752 | 0.0091667
F14_Industrial_Stone, Clay, and Glass_New_Space Heating_Natural Gas_Unit Heater_A_Achievable Technical Potential | F14 | Industrial | Stone, Clay, and Glass | New | Space Heating | Natural Gas | Unit Heater | A | Purchases (Cumulative) | Achievable Technical Potential | 0 | 0 | 2.0853e-05 | 0.0013499 | 0.0033387 | 0.0063107 | 0.0085481 | 0.011613 | 0.015008 | 0.01916 | 0.02245 | 0.026417 | 0.031923 | 0.037992 | 0.043495 | 0.049259 | 0.055201 | 0.063085 | 0.067758 | 0.074108 | 0.079988 | 0.085003
F1_Industrial_Petroleum_Existing_Space Heating_Natural Gas_Furnace_A_Achievable Technical Potential | F1 | Industrial | Petroleum | Existing | Space Heating | Natural Gas | Furnace | A | Original Unit Energy Savings (kWh or therms) | Achievable Technical Potential | 0 | 1443.5459 | 1443.5459 | 1443.5459 | 1443.5459 | 1443.5459 | 1443.5459 | 1443.5459 | 1443.5459 | 1443.5459 | 1443.5459 | 1443.5459 | 1443.5459 | 1443.5459 | 1443.5459 | 1443.5459 | 1443.5459 | 1443.5459 | 1443.5459 | 1443.5459 | 1443.5459 | 1443.5459
F2_Industrial_Petroleum_Existing_Space Heating_Natural Gas_Furnace_A_Achievable Technical Potential | F2 | Industrial | Petroleum | Existing | Space Heating | Natural Gas | Furnace | A | Original Unit Summer Peak Savings (kW) | Achievable Technical Potential | 0 | 0 | 0 | 0 | 0 | 0 | 0 | 0 | 0 | 0 | 0 | 0 | 0 | 0 | 0 | 0 | 0 | 0 | 0 | 0 | 0 | 0
F3_Industrial_Petroleum_Existing_Space Heating_Natural Gas_Furnace_A_Achievable Technical Potential | F3 | Industrial | Petroleum | Existing | Space Heating | Natural Gas | Furnace | A | Original Unit Winter Peak Savings (kW) | Achievable Technical Potential | 0 | 0 | 0 | 0 | 0 | 0 | 0 | 0 | 0 | 0 | 0 | 0 | 0 | 0 | 0 | 0 | 0 | 0 | 0 | 0 | 0 | 0
F4_Industrial_Petroleum_Existing_Space Heating_Natural Gas_Furnace_A_Achievable Technical Potential | F4 | Industrial | Petroleum | Existing | Space Heating | Natural Gas | Furnace | A | Standalone Impact on Baseline Energy (%) | Achievable Technical Potential | 0% | 0% | 0.002721% | 0.008572% | 0.01795% | 0.03122% | 0.04877% | 0.07058% | 0.09631% | 0.1256% | 0.1583% | 0.194% | 0.2297% | 0.2653% | 0.3005% | 0.3352% | 0.3694% | 0.4029% | 0.4356% | 0.4694% | 0.5044% | 0.5407%
F5_Industrial_Petroleum_Existing_Space Heating_Natural Gas_Furnace_A_Achievable Technical Potential | F5 | Industrial | Petroleum | Existing | Space Heating | Natural Gas | Furnace | A | Standalone Impact on Baseline Summer Peak (%) | Achievable Technical Potential | bar: 2019 to 2040
F6_Industrial_Petroleum_Existing_Space Heating_Natural Gas_Furnace_A_Achievable Technical Potential | F6 | Industrial | Petroleum | Existing | Space Heating | Natural Gas | Furnace | A | Standalone Impact on Baseline Winter Peak (%) | Achievable Technical Potential | bar: 2019 to 2040
F7_Industrial_Petroleum_Existing_Space Heating_Natural Gas_Furnace_A_Achievable Technical Potential | F7 | Industrial | Petroleum | Existing | Space Heating | Natural Gas | Furnace | A | Incremental Energy Savings (MWh or mTherms) | Achievable Technical Potential | 0 | 0 | 0.00014778 | 0.00030743 | 0.00047674 | 0.00065373 | 0.00083664 | 0.0010069 | 0.0011483 | 0.0012649 | 0.0013603 | 0.0014377 | 0.0013787 | 0.0013113 | 0.0012397 | 0.0011664 | 0.0010936 | 0.0010223 | 0.00094567 | 0.00094702 | 0.00095043 | 0.00095539
F8_Industrial_Petroleum_Existing_Space Heating_Natural Gas_Furnace_A_Achievable Technical Potential | F8 | Industrial | Petroleum | Existing | Space Heating | Natural Gas | Furnace | A | Incremental Summer Peak Savings (MW) | Achievable Technical Potential | 0 | 0 | 0 | 0 | 0 | 0 | 0 | 0 | 0 | 0 | 0 | 0 | 0 | 0 | 0 | 0 | 0 | 0 | 0 | 0 | 0 | 0
F9_Industrial_Petroleum_Existing_Space Heating_Natural Gas_Furnace_A_Achievable Technical Potential | F9 | Industrial | Petroleum | Existing | Space Heating | Natural Gas | Furnace | A | Incremental Winter Peak Savings (MW) | Achievable Technical Potential | 0 | 0 | 0 | 0 | 0 | 0 | 0 | 0 | 0 | 0 | 0 | 0 | 0 | 0 | 0 | 0 | 0 | 0 | 0 | 0 | 0 | 0
F10_Industrial_Petroleum_Existing_Space Heating_Natural Gas_Furnace_A_Achievable Technical Potential | F10 | Industrial | Petroleum | Existing | Space Heating | Natural Gas | Furnace | A | Cumulative Energy Savings (MWh or mTherms) | Achievable Technical Potential | 0 | 0 | 0.00014778 | 0.00045521 | 0.00093195 | 0.0015857 | 0.0024223 | 0.0034292 | 0.0045774 | 0.0058423 | 0.0072026 | 0.0086403 | 0.010019 | 0.01133 | 0.01257 | 0.013736 | 0.01483 | 0.015852 | 0.016798 | 0.017745 | 0.018695 | 0.019651
F11_Industrial_Petroleum_Existing_Space Heating_Natural Gas_Furnace_A_Achievable Technical Potential | F11 | Industrial | Petroleum | Existing | Space Heating | Natural Gas | Furnace | A | Cumulative Summer Peak Savings (MW) | Achievable Technical Potential | 0 | 0 | 0 | 0 | 0 | 0 | 0 | 0 | 0 | 0 | 0 | 0 | 0 | 0 | 0 | 0 | 0 | 0 | 0 | 0 | 0 | 0
F12_Industrial_Petroleum_Existing_Space Heating_Natural Gas_Furnace_A_Achievable Technical Potential | F12 | Industrial | Petroleum | Existing | Space Heating | Natural Gas | Furnace | A | Cumulative Winter Peak Savings (MW) | Achievable Technical Potential | 0 | 0 | 0 | 0 | 0 | 0 | 0 | 0 | 0 | 0 | 0 | 0 | 0 | 0 | 0 | 0 | 0 | 0 | 0 | 0 | 0 | 0
F13_Industrial_Petroleum_Existing_Space Heating_Natural Gas_Furnace_A_Achievable Technical Potential | F13 | Industrial | Petroleum | Existing | Space Heating | Natural Gas | Furnace | A | Purchases (Incremental) | Achievable Technical Potential | 0 | 0 | 0.00010237 | 0.00021297 | 0.00033026 | 0.00045286 | 0.00057957 | 0.00069749 | 0.00079545 | 0.00087624 | 0.00094234 | 0.00099595 | 0.00095505 | 0.00090842 | 0.00085878 | 0.00080804 | 0.00075755 | 0.0007082 | 0.0006551 | 0.00065604 | 0.0006584 | 0.00066184
F14_Industrial_Petroleum_Existing_Space Heating_Natural Gas_Furnace_A_Achievable Technical Potential | F14 | Industrial | Petroleum | Existing | Space Heating | Natural Gas | Furnace | A | Purchases (Cumulative) | Achievable Technical Potential | 0 | 0 | 0.00010237 | 0.00031534 | 0.0006456 | 0.0010985 | 0.001678 | 0.0023755 | 0.003171 | 0.0040472 | 0.0049895 | 0.0059855 | 0.0069405 | 0.007849 | 0.0087077 | 0.0095158 | 0.010273 | 0.010982 | 0.011637 | 0.012293 | 0.012951 | 0.013613
F1_Industrial_Petroleum_Existing_Space Heating_Natural Gas_Boiler_A_Achievable Technical Potential | F1 | Industrial | Petroleum | Existing | Space Heating | Natural Gas | Boiler | A | Original Unit Energy Savings (kWh or therms) | Achievable Technical Potential | 0 | 6227.3193 | 6227.3193 | 6227.3193 | 6227.3193 | 6227.3193 | 6227.3193 | 6227.3193 | 6227.3193 | 6227.3193 | 6227.3193 | 6227.3193 | 6227.3193 | 6227.3193 | 6227.3193 | 6227.3193 | 6227.3193 | 6227.3193 | 6227.3193 | 6227.3193 | 6227.3193 | 6227.3193
F2_Industrial_Petroleum_Existing_Space Heating_Natural Gas_Boiler_A_Achievable Technical Potential | F2 | Industrial | Petroleum | Existing | Space Heating | Natural Gas | Boiler | A | Original Unit Summer Peak Savings (kW) | Achievable Technical Potential | 0 | 0 | 0 | 0 | 0 | 0 | 0 | 0 | 0 | 0 | 0 | 0 | 0 | 0 | 0 | 0 | 0 | 0 | 0 | 0 | 0 | 0
F3_Industrial_Petroleum_Existing_Space Heating_Natural Gas_Boiler_A_Achievable Technical Potential | F3 | Industrial | Petroleum | Existing | Space Heating | Natural Gas | Boiler | A | Original Unit Winter Peak Savings (kW) | Achievable Technical Potential | 0 | 0 | 0 | 0 | 0 | 0 | 0 | 0 | 0 | 0 | 0 | 0 | 0 | 0 | 0 | 0 | 0 | 0 | 0 | 0 | 0 | 0
F4_Industrial_Petroleum_Existing_Space Heating_Natural Gas_Boiler_A_Achievable Technical Potential | F4 | Industrial | Petroleum | Existing | Space Heating | Natural Gas | Boiler | A | Standalone Impact on Baseline Energy (%) | Achievable Technical Potential | 0% | 0% | 0.04085% | 0.1025% | 0.1793% | 0.2672% | 0.3636% | 0.4659% | 0.5727% | 0.683% | 0.7967% | 0.9135% | 1.033% | 1.156% | 1.282% | 1.411% | 1.542% | 1.677% | 1.815% | 1.955% | 2.099% | 2.245%
F5_Industrial_Petroleum_Existing_Space Heating_Natural Gas_Boiler_A_Achievable Technical Potential | F5 | Industrial | Petroleum | Existing | Space Heating | Natural Gas | Boiler | A | Standalone Impact on Baseline Summer Peak (%) | Achievable Technical Potential | bar: 2019 to 2040
F6_Industrial_Petroleum_Existing_Space Heating_Natural Gas_Boiler_A_Achievable Technical Potential | F6 | Industrial | Petroleum | Existing | Space Heating | Natural Gas | Boiler | A | Standalone Impact on Baseline Winter Peak (%) | Achievable Technical Potential | bar: 2019 to 2040
F7_Industrial_Petroleum_Existing_Space Heating_Natural Gas_Boiler_A_Achievable Technical Potential | F7 | Industrial | Petroleum | Existing | Space Heating | Natural Gas | Boiler | A | Incremental Energy Savings (MWh or mTherms) | Achievable Technical Potential | 0 | 0 | 0.0022185 | 0.0032238 | 0.0038687 | 0.0042579 | 0.0044913 | 0.004577 | 0.0045812 | 0.0045464 | 0.0044947 | 0.0044343 | 0.0043723 | 0.0043097 | 0.0042469 | 0.004184 | 0.004121 | 0.0040581 | 0.0039955 | 0.0039331 | 0.0038712 | 0.0038096
F8_Industrial_Petroleum_Existing_Space Heating_Natural Gas_Boiler_A_Achievable Technical Potential | F8 | Industrial | Petroleum | Existing | Space Heating | Natural Gas | Boiler | A | Incremental Summer Peak Savings (MW) | Achievable Technical Potential | 0 | 0 | 0 | 0 | 0 | 0 | 0 | 0 | 0 | 0 | 0 | 0 | 0 | 0 | 0 | 0 | 0 | 0 | 0 | 0 | 0 | 0
F9_Industrial_Petroleum_Existing_Space Heating_Natural Gas_Boiler_A_Achievable Technical Potential | F9 | Industrial | Petroleum | Existing | Space Heating | Natural Gas | Boiler | A | Incremental Winter Peak Savings (MW) | Achievable Technical Potential | 0 | 0 | 0 | 0 | 0 | 0 | 0 | 0 | 0 | 0 | 0 | 0 | 0 | 0 | 0 | 0 | 0 | 0 | 0 | 0 | 0 | 0
F10_Industrial_Petroleum_Existing_Space Heating_Natural Gas_Boiler_A_Achievable Technical Potential | F10 | Industrial | Petroleum | Existing | Space Heating | Natural Gas | Boiler | A | Cumulative Energy Savings (MWh or mTherms) | Achievable Technical Potential | 0 | 0 | 0.0022185 | 0.0054423 | 0.009311 | 0.013569 | 0.01806 | 0.022637 | 0.027218 | 0.031765 | 0.036259 | 0.040694 | 0.045066 | 0.049376 | 0.053623 | 0.057807 | 0.061928 | 0.065986 | 0.069981 | 0.073914 | 0.077786 | 0.081595
F11_Industrial_Petroleum_Existing_Space Heating_Natural Gas_Boiler_A_Achievable Technical Potential | F11 | Industrial | Petroleum | Existing | Space Heating | Natural Gas | Boiler | A | Cumulative Summer Peak Savings (MW) | Achievable Technical Potential | 0 | 0 | 0 | 0 | 0 | 0 | 0 | 0 | 0 | 0 | 0 | 0 | 0 | 0 | 0 | 0 | 0 | 0 | 0 | 0 | 0 | 0
F12_Industrial_Petroleum_Existing_Space Heating_Natural Gas_Boiler_A_Achievable Technical Potential | F12 | Industrial | Petroleum | Existing | Space Heating | Natural Gas | Boiler | A | Cumulative Winter Peak Savings (MW) | Achievable Technical Potential | 0 | 0 | 0 | 0 | 0 | 0 | 0 | 0 | 0 | 0 | 0 | 0 | 0 | 0 | 0 | 0 | 0 | 0 | 0 | 0 | 0 | 0
F13_Industrial_Petroleum_Existing_Space Heating_Natural Gas_Boiler_A_Achievable Technical Potential | F13 | Industrial | Petroleum | Existing | Space Heating | Natural Gas | Boiler | A | Purchases (Incremental) | Achievable Technical Potential | 0 | 0 | 0.00035625 | 0.00051769 | 0.00062124 | 0.00068374 | 0.00072122 | 0.00073498 | 0.00073567 | 0.00073007 | 0.00072176 | 0.00071208 | 0.00070211 | 0.00069207 | 0.00068198 | 0.00067187 | 0.00066176 | 0.00065167 | 0.00064161 | 0.00063159 | 0.00062164 | 0.00061176
F14_Industrial_Petroleum_Existing_Space Heating_Natural Gas_Boiler_A_Achievable Technical Potential | F14 | Industrial | Petroleum | Existing | Space Heating | Natural Gas | Boiler | A | Purchases (Cumulative) | Achievable Technical Potential | 0 | 0 | 0.00035625 | 0.00087394 | 0.0014952 | 0.0021789 | 0.0029001 | 0.0036351 | 0.0043708 | 0.0051009 | 0.0058226 | 0.0065347 | 0.0072368 | 0.0079289 | 0.0086109 | 0.0092827 | 0.0099445 | 0.010596 | 0.011238 | 0.011869 | 0.012491 | 0.013103
F1_Industrial_Petroleum_Existing_Space Heating_Natural Gas_Unit Heater_A_Achievable Technical Potential | F1 | Industrial | Petroleum | Existing | Space Heating | Natural Gas | Unit Heater | A | Original Unit Energy Savings (kWh or therms) | Achievable Technical Potential | 0 | 0 | 0 | 0 | 0 | 0 | 0 | 0 | 0 | 0 | 0 | 0 | 0 | 0 | 0 | 0 | 0 | 0 | 0 | 0 | 0 | 0
F2_Industrial_Petroleum_Existing_Space Heating_Natural Gas_Unit Heater_A_Achievable Technical Potential | F2 | Industrial | Petroleum | Existing | Space Heating | Natural Gas | Unit Heater | A | Original Unit Summer Peak Savings (kW) | Achievable Technical Potential | 0 | 0 | 0 | 0 | 0 | 0 | 0 | 0 | 0 | 0 | 0 | 0 | 0 | 0 | 0 | 0 | 0 | 0 | 0 | 0 | 0 | 0
F3_Industrial_Petroleum_Existing_Space Heating_Natural Gas_Unit Heater_A_Achievable Technical Potential | F3 | Industrial | Petroleum | Existing | Space Heating | Natural Gas | Unit Heater | A | Original Unit Winter Peak Savings (kW) | Achievable Technical Potential | 0 | 0 | 0 | 0 | 0 | 0 | 0 | 0 | 0 | 0 | 0 | 0 | 0 | 0 | 0 | 0 | 0 | 0 | 0 | 0 | 0 | 0
F4_Industrial_Petroleum_Existing_Space Heating_Natural Gas_Unit Heater_A_Achievable Technical Potential | F4 | Industrial | Petroleum | Existing | Space Heating | Natural Gas | Unit Heater | A | Standalone Impact on Baseline Energy (%) | Achievable Technical Potential | bar: 2019 to 2040
F5_Industrial_Petroleum_Existing_Space Heating_Natural Gas_Unit Heater_A_Achievable Technical Potential | F5 | Industrial | Petroleum | Existing | Space Heating | Natural Gas | Unit Heater | A | Standalone Impact on Baseline Summer Peak (%) | Achievable Technical Potential | bar: 2019 to 2040
F6_Industrial_Petroleum_Existing_Space Heating_Natural Gas_Unit Heater_A_Achievable Technical Potential | F6 | Industrial | Petroleum | Existing | Space Heating | Natural Gas | Unit Heater | A | Standalone Impact on Baseline Winter Peak (%) | Achievable Technical Potential | bar: 2019 to 2040
F7_Industrial_Petroleum_Existing_Space Heating_Natural Gas_Unit Heater_A_Achievable Technical Potential | F7 | Industrial | Petroleum | Existing | Space Heating | Natural Gas | Unit Heater | A | Incremental Energy Savings (MWh or mTherms) | Achievable Technical Potential | 0 | 0 | 0 | 0 | 0 | 0 | 0 | 0 | 0 | 0 | 0 | 0 | 0 | 0 | 0 | 0 | 0 | 0 | 0 | 0 | 0 | 0
F8_Industrial_Petroleum_Existing_Space Heating_Natural Gas_Unit Heater_A_Achievable Technical Potential | F8 | Industrial | Petroleum | Existing | Space Heating | Natural Gas | Unit Heater | A | Incremental Summer Peak Savings (MW) | Achievable Technical Potential | 0 | 0 | 0 | 0 | 0 | 0 | 0 | 0 | 0 | 0 | 0 | 0 | 0 | 0 | 0 | 0 | 0 | 0 | 0 | 0 | 0 | 0
F9_Industrial_Petroleum_Existing_Space Heating_Natural Gas_Unit Heater_A_Achievable Technical Potential | F9 | Industrial | Petroleum | Existing | Space Heating | Natural Gas | Unit Heater | A | Incremental Winter Peak Savings (MW) | Achievable Technical Potential | 0 | 0 | 0 | 0 | 0 | 0 | 0 | 0 | 0 | 0 | 0 | 0 | 0 | 0 | 0 | 0 | 0 | 0 | 0 | 0 | 0 | 0
F10_Industrial_Petroleum_Existing_Space Heating_Natural Gas_Unit Heater_A_Achievable Technical Potential | F10 | Industrial | Petroleum | Existing | Space Heating | Natural Gas | Unit Heater | A | Cumulative Energy Savings (MWh or mTherms) | Achievable Technical Potential | 0 | 0 | 0 | 0 | 0 | 0 | 0 | 0 | 0 | 0 | 0 | 0 | 0 | 0 | 0 | 0 | 0 | 0 | 0 | 0 | 0 | 0
F11_Industrial_Petroleum_Existing_Space Heating_Natural Gas_Unit Heater_A_Achievable Technical Potential | F11 | Industrial | Petroleum | Existing | Space Heating | Natural Gas | Unit Heater | A | Cumulative Summer Peak Savings (MW) | Achievable Technical Potential | 0 | 0 | 0 | 0 | 0 | 0 | 0 | 0 | 0 | 0 | 0 | 0 | 0 | 0 | 0 | 0 | 0 | 0 | 0 | 0 | 0 | 0
F12_Industrial_Petroleum_Existing_Space Heating_Natural Gas_Unit Heater_A_Achievable Technical Potential | F12 | Industrial | Petroleum | Existing | Space Heating | Natural Gas | Unit Heater | A | Cumulative Winter Peak Savings (MW) | Achievable Technical Potential | 0 | 0 | 0 | 0 | 0 | 0 | 0 | 0 | 0 | 0 | 0 | 0 | 0 | 0 | 0 | 0 | 0 | 0 | 0 | 0 | 0 | 0
F13_Industrial_Petroleum_Existing_Space Heating_Natural Gas_Unit Heater_A_Achievable Technical Potential | F13 | Industrial | Petroleum | Existing | Space Heating | Natural Gas | Unit Heater | A | Purchases (Incremental) | Achievable Technical Potential | 0 | 0 | 0 | 0 | 0 | 0 | 0 | 0 | 0 | 0 | 0 | 0 | 0 | 0 | 0 | 0 | 0 | 0 | 0 | 0 | 0 | 0
F14_Industrial_Petroleum_Existing_Space Heating_Natural Gas_Unit Heater_A_Achievable Technical Potential | F14 | Industrial | Petroleum | Existing | Space Heating | Natural Gas | Unit Heater | A | Purchases (Cumulative) | Achievable Technical Potential | 0 | 0 | 0 | 0 | 0 | 0 | 0 | 0 | 0 | 0 | 0 | 0 | 0 | 0 | 0 | 0 | 0 | 0 | 0 | 0 | 0 | 0
F1_Industrial_Petroleum_New_Space Heating_Natural Gas_Furnace_A_Achievable Technical Potential | F1 | Industrial | Petroleum | New | Space Heating | Natural Gas | Furnace | A | Original Unit Energy Savings (kWh or therms) | Achievable Technical Potential | 0 | 1443.5073 | 1443.5073 | 1443.5073 | 1443.5073 | 1443.5073 | 1443.5073 | 1443.5073 | 1443.5073 | 1443.5073 | 1443.5073 | 1443.5073 | 1443.5073 | 1443.5073 | 1443.5073 | 1443.5073 | 1443.5073 | 1443.5073 | 1443.5073 | 1443.5073 | 1443.5073 | 1443.5073
F2_Industrial_Petroleum_New_Space Heating_Natural Gas_Furnace_A_Achievable Technical Potential | F2 | Industrial | Petroleum | New | Space Heating | Natural Gas | Furnace | A | Original Unit Summer Peak Savings (kW) | Achievable Technical Potential | 0 | 0 | 0 | 0 | 0 | 0 | 0 | 0 | 0 | 0 | 0 | 0 | 0 | 0 | 0 | 0 | 0 | 0 | 0 | 0 | 0 | 0
F3_Industrial_Petroleum_New_Space Heating_Natural Gas_Furnace_A_Achievable Technical Potential | F3 | Industrial | Petroleum | New | Space Heating | Natural Gas | Furnace | A | Original Unit Winter Peak Savings (kW) | Achievable Technical Potential | 0 | 0 | 0 | 0 | 0 | 0 | 0 | 0 | 0 | 0 | 0 | 0 | 0 | 0 | 0 | 0 | 0 | 0 | 0 | 0 | 0 | 0
F4_Industrial_Petroleum_New_Space Heating_Natural Gas_Furnace_A_Achievable Technical Potential | F4 | Industrial | Petroleum | New | Space Heating | Natural Gas | Furnace | A | Standalone Impact on Baseline Energy (%) | Achievable Technical Potential | 0% | 0% | 0.002539% | 0.09417% | 0.1633% | 0.2313% | 0.2722% | 0.3209% | 0.3668% | 0.4145% | 0.4473% | 0.4826% | 0.5145% | 0.548% | 0.5689% | 0.5925% | 0.6142% | 0.6372% | 0.6509% | 0.6733% | 0.693% | 0.7154%
F5_Industrial_Petroleum_New_Space Heating_Natural Gas_Furnace_A_Achievable Technical Potential | F5 | Industrial | Petroleum | New | Space Heating | Natural Gas | Furnace | A | Standalone Impact on Baseline Summer Peak (%) | Achievable Technical Potential | bar: 2019 to 2040
F6_Industrial_Petroleum_New_Space Heating_Natural Gas_Furnace_A_Achievable Technical Potential | F6 | Industrial | Petroleum | New | Space Heating | Natural Gas | Furnace | A | Standalone Impact on Baseline Winter Peak (%) | Achievable Technical Potential | bar: 2019 to 2040
F7_Industrial_Petroleum_New_Space Heating_Natural Gas_Furnace_A_Achievable Technical Potential | F7 | Industrial | Petroleum | New | Space Heating | Natural Gas | Furnace | A | Incremental Energy Savings (MWh or mTherms) | Achievable Technical Potential | 0 | 0 | 6.8575e-06 | 0.00043707 | 0.000654 | 0.00097737 | 0.00073577 | 0.0010079 | 0.0011166 | 0.0013653 | 0.001082 | 0.0013043 | 0.0013343 | 0.0015918 | 0.0011042 | 0.0013651 | 0.0013826 | 0.0016268 | 0.0010746 | 0.001525 | 0.0014783 | 0.0016131
F8_Industrial_Petroleum_New_Space Heating_Natural Gas_Furnace_A_Achievable Technical Potential | F8 | Industrial | Petroleum | New | Space Heating | Natural Gas | Furnace | A | Incremental Summer Peak Savings (MW) | Achievable Technical Potential | 0 | 0 | 0 | 0 | 0 | 0 | 0 | 0 | 0 | 0 | 0 | 0 | 0 | 0 | 0 | 0 | 0 | 0 | 0 | 0 | 0 | 0
F9_Industrial_Petroleum_New_Space Heating_Natural Gas_Furnace_A_Achievable Technical Potential | F9 | Industrial | Petroleum | New | Space Heating | Natural Gas | Furnace | A | Incremental Winter Peak Savings (MW) | Achievable Technical Potential | 0 | 0 | 0 | 0 | 0 | 0 | 0 | 0 | 0 | 0 | 0 | 0 | 0 | 0 | 0 | 0 | 0 | 0 | 0 | 0 | 0 | 0
F10_Industrial_Petroleum_New_Space Heating_Natural Gas_Furnace_A_Achievable Technical Potential | F10 | Industrial | Petroleum | New | Space Heating | Natural Gas | Furnace | A | Cumulative Energy Savings (MWh or mTherms) | Achievable Technical Potential | 0 | 0 | 6.8575e-06 | 0.00044393 | 0.0010979 | 0.0020753 | 0.0028111 | 0.0038189 | 0.0049355 | 0.0063008 | 0.0073828 | 0.0086872 | 0.010022 | 0.011613 | 0.012717 | 0.014083 | 0.015465 | 0.017092 | 0.018167 | 0.019692 | 0.02117 | 0.022783
F11_Industrial_Petroleum_New_Space Heating_Natural Gas_Furnace_A_Achievable Technical Potential | F11 | Industrial | Petroleum | New | Space Heating | Natural Gas | Furnace | A | Cumulative Summer Peak Savings (MW) | Achievable Technical Potential | 0 | 0 | 0 | 0 | 0 | 0 | 0 | 0 | 0 | 0 | 0 | 0 | 0 | 0 | 0 | 0 | 0 | 0 | 0 | 0 | 0 | 0
F12_Industrial_Petroleum_New_Space Heating_Natural Gas_Furnace_A_Achievable Technical Potential | F12 | Industrial | Petroleum | New | Space Heating | Natural Gas | Furnace | A | Cumulative Winter Peak Savings (MW) | Achievable Technical Potential | 0 | 0 | 0 | 0 | 0 | 0 | 0 | 0 | 0 | 0 | 0 | 0 | 0 | 0 | 0 | 0 | 0 | 0 | 0 | 0 | 0 | 0
F13_Industrial_Petroleum_New_Space Heating_Natural Gas_Furnace_A_Achievable Technical Potential | F13 | Industrial | Petroleum | New | Space Heating | Natural Gas | Furnace | A | Purchases (Incremental) | Achievable Technical Potential | 0 | 0 | 4.7506e-06 | 0.00030278 | 0.00045306 | 0.00067708 | 0.00050971 | 0.00069821 | 0.00077354 | 0.00094582 | 0.00074955 | 0.00090359 | 0.00092437 | 0.0011027 | 0.00076492 | 0.0009457 | 0.00095782 | 0.001127 | 0.00074446 | 0.0010565 | 0.0010241 | 0.0011175
F14_Industrial_Petroleum_New_Space Heating_Natural Gas_Furnace_A_Achievable Technical Potential | F14 | Industrial | Petroleum | New | Space Heating | Natural Gas | Furnace | A | Purchases (Cumulative) | Achievable Technical Potential | 0 | 0 | 4.7506e-06 | 0.00030754 | 0.0007606 | 0.0014377 | 0.0019474 | 0.0026456 | 0.0034191 | 0.004365 | 0.0051145 | 0.0060181 | 0.0069425 | 0.0080452 | 0.0088101 | 0.0097558 | 0.010714 | 0.011841 | 0.012585 | 0.013642 | 0.014666 | 0.015783
F1_Industrial_Petroleum_New_Space Heating_Natural Gas_Boiler_A_Achievable Technical Potential | F1 | Industrial | Petroleum | New | Space Heating | Natural Gas | Boiler | A | Original Unit Energy Savings (kWh or therms) | Achievable Technical Potential | 0 | 6223.5803 | 6223.5803 | 6223.5803 | 6223.5803 | 6223.5803 | 6223.5803 | 6223.5803 | 6223.5803 | 6223.5803 | 6223.5803 | 6223.5803 | 6223.5803 | 6223.5803 | 6223.5803 | 6223.5803 | 6223.5803 | 6223.5803 | 6223.5803 | 6223.5803 | 6223.5803 | 6223.5803
F2_Industrial_Petroleum_New_Space Heating_Natural Gas_Boiler_A_Achievable Technical Potential | F2 | Industrial | Petroleum | New | Space Heating | Natural Gas | Boiler | A | Original Unit Summer Peak Savings (kW) | Achievable Technical Potential | 0 | 0 | 0 | 0 | 0 | 0 | 0 | 0 | 0 | 0 | 0 | 0 | 0 | 0 | 0 | 0 | 0 | 0 | 0 | 0 | 0 | 0
F3_Industrial_Petroleum_New_Space Heating_Natural Gas_Boiler_A_Achievable Technical Potential | F3 | Industrial | Petroleum | New | Space Heating | Natural Gas | Boiler | A | Original Unit Winter Peak Savings (kW) | Achievable Technical Potential | 0 | 0 | 0 | 0 | 0 | 0 | 0 | 0 | 0 | 0 | 0 | 0 | 0 | 0 | 0 | 0 | 0 | 0 | 0 | 0 | 0 | 0
F4_Industrial_Petroleum_New_Space Heating_Natural Gas_Boiler_A_Achievable Technical Potential | F4 | Industrial | Petroleum | New | Space Heating | Natural Gas | Boiler | A | Standalone Impact on Baseline Energy (%) | Achievable Technical Potential | 0% | 0% | 0.03472% | 0.9498% | 1.455% | 1.826% | 1.998% | 2.161% | 2.29% | 2.405% | 2.475% | 2.544% | 2.601% | 2.658% | 2.691% | 2.727% | 2.759% | 2.793% | 2.812% | 2.835% | 2.854% | 2.873%
F5_Industrial_Petroleum_New_Space Heating_Natural Gas_Boiler_A_Achievable Technical Potential | F5 | Industrial | Petroleum | New | Space Heating | Natural Gas | Boiler | A | Standalone Impact on Baseline Summer Peak (%) | Achievable Technical Potential | bar: 2019 to 2040
F6_Industrial_Petroleum_New_Space Heating_Natural Gas_Boiler_A_Achievable Technical Potential | F6 | Industrial | Petroleum | New | Space Heating | Natural Gas | Boiler | A | Standalone Impact on Baseline Winter Peak (%) | Achievable Technical Potential | bar: 2019 to 2040
F7_Industrial_Petroleum_New_Space Heating_Natural Gas_Boiler_A_Achievable Technical Potential | F7 | Industrial | Petroleum | New | Space Heating | Natural Gas | Boiler | A | Incremental Energy Savings (MWh or mTherms) | Achievable Technical Potential | 0 | 0 | 9.3785e-05 | 0.0043835 | 0.0053003 | 0.0066091 | 0.0042466 | 0.0050843 | 0.005088 | 0.0057537 | 0.0042936 | 0.0049394 | 0.0048739 | 0.0056539 | 0.0038373 | 0.0046637 | 0.0046602 | 0.0054251 | 0.0035834 | 0.0044156 | 0.0042954 | 0.0042827
F8_Industrial_Petroleum_New_Space Heating_Natural Gas_Boiler_A_Achievable Technical Potential | F8 | Industrial | Petroleum | New | Space Heating | Natural Gas | Boiler | A | Incremental Summer Peak Savings (MW) | Achievable Technical Potential | 0 | 0 | 0 | 0 | 0 | 0 | 0 | 0 | 0 | 0 | 0 | 0 | 0 | 0 | 0 | 0 | 0 | 0 | 0 | 0 | 0 | 0
F9_Industrial_Petroleum_New_Space Heating_Natural Gas_Boiler_A_Achievable Technical Potential | F9 | Industrial | Petroleum | New | Space Heating | Natural Gas | Boiler | A | Incremental Winter Peak Savings (MW) | Achievable Technical Potential | 0 | 0 | 0 | 0 | 0 | 0 | 0 | 0 | 0 | 0 | 0 | 0 | 0 | 0 | 0 | 0 | 0 | 0 | 0 | 0 | 0 | 0
F10_Industrial_Petroleum_New_Space Heating_Natural Gas_Boiler_A_Achievable Technical Potential | F10 | Industrial | Petroleum | New | Space Heating | Natural Gas | Boiler | A | Cumulative Energy Savings (MWh or mTherms) | Achievable Technical Potential | 0 | 0 | 9.3785e-05 | 0.0044773 | 0.0097776 | 0.016387 | 0.020633 | 0.025718 | 0.030806 | 0.036559 | 0.040853 | 0.045792 | 0.050666 | 0.05632 | 0.060158 | 0.064821 | 0.069481 | 0.074907 | 0.07849 | 0.082906 | 0.087201 | 0.091484
F11_Industrial_Petroleum_New_Space Heating_Natural Gas_Boiler_A_Achievable Technical Potential | F11 | Industrial | Petroleum | New | Space Heating | Natural Gas | Boiler | A | Cumulative Summer Peak Savings (MW) | Achievable Technical Potential | 0 | 0 | 0 | 0 | 0 | 0 | 0 | 0 | 0 | 0 | 0 | 0 | 0 | 0 | 0 | 0 | 0 | 0 | 0 | 0 | 0 | 0
F12_Industrial_Petroleum_New_Space Heating_Natural Gas_Boiler_A_Achievable Technical Potential | F12 | Industrial | Petroleum | New | Space Heating | Natural Gas | Boiler | A | Cumulative Winter Peak Savings (MW) | Achievable Technical Potential | 0 | 0 | 0 | 0 | 0 | 0 | 0 | 0 | 0 | 0 | 0 | 0 | 0 | 0 | 0 | 0 | 0 | 0 | 0 | 0 | 0 | 0
F13_Industrial_Petroleum_New_Space Heating_Natural Gas_Boiler_A_Achievable Technical Potential | F13 | Industrial | Petroleum | New | Space Heating | Natural Gas | Boiler | A | Purchases (Incremental) | Achievable Technical Potential | 0 | 0 | 1.5069e-05 | 0.00070434 | 0.00085165 | 0.001062 | 0.00068234 | 0.00081694 | 0.00081754 | 0.00092451 | 0.0006899 | 0.00079367 | 0.00078314 | 0.00090846 | 0.00061658 | 0.00074937 | 0.0007488 | 0.0008717 | 0.00057578 | 0.0007095 | 0.00069018 | 0.00068814
F14_Industrial_Petroleum_New_Space Heating_Natural Gas_Boiler_A_Achievable Technical Potential | F14 | Industrial | Petroleum | New | Space Heating | Natural Gas | Boiler | A | Purchases (Cumulative) | Achievable Technical Potential | 0 | 0 | 1.5069e-05 | 0.00071941 | 0.0015711 | 0.002633 | 0.0033153 | 0.0041323 | 0.0049498 | 0.0058743 | 0.0065642 | 0.0073579 | 0.008141 | 0.0090495 | 0.0096661 | 0.010415 | 0.011164 | 0.012036 | 0.012612 | 0.013321 | 0.014011 | 0.0147
F1_Industrial_Petroleum_New_Space Heating_Natural Gas_Unit Heater_A_Achievable Technical Potential | F1 | Industrial | Petroleum | New | Space Heating | Natural Gas | Unit Heater | A | Original Unit Energy Savings (kWh or therms) | Achievable Technical Potential | 0 | 0 | 0 | 0 | 0 | 0 | 0 | 0 | 0 | 0 | 0 | 0 | 0 | 0 | 0 | 0 | 0 | 0 | 0 | 0 | 0 | 0
F2_Industrial_Petroleum_New_Space Heating_Natural Gas_Unit Heater_A_Achievable Technical Potential | F2 | Industrial | Petroleum | New | Space Heating | Natural Gas | Unit Heater | A | Original Unit Summer Peak Savings (kW) | Achievable Technical Potential | 0 | 0 | 0 | 0 | 0 | 0 | 0 | 0 | 0 | 0 | 0 | 0 | 0 | 0 | 0 | 0 | 0 | 0 | 0 | 0 | 0 | 0
F3_Industrial_Petroleum_New_Space Heating_Natural Gas_Unit Heater_A_Achievable Technical Potential | F3 | Industrial | Petroleum | New | Space Heating | Natural Gas | Unit Heater | A | Original Unit Winter Peak Savings (kW) | Achievable Technical Potential | 0 | 0 | 0 | 0 | 0 | 0 | 0 | 0 | 0 | 0 | 0 | 0 | 0 | 0 | 0 | 0 | 0 | 0 | 0 | 0 | 0 | 0
F4_Industrial_Petroleum_New_Space Heating_Natural Gas_Unit Heater_A_Achievable Technical Potential | F4 | Industrial | Petroleum | New | Space Heating | Natural Gas | Unit Heater | A | Standalone Impact on Baseline Energy (%) | Achievable Technical Potential | bar: 2019 to 2040
F5_Industrial_Petroleum_New_Space Heating_Natural Gas_Unit Heater_A_Achievable Technical Potential | F5 | Industrial | Petroleum | New | Space Heating | Natural Gas | Unit Heater | A | Standalone Impact on Baseline Summer Peak (%) | Achievable Technical Potential | bar: 2019 to 2040
F6_Industrial_Petroleum_New_Space Heating_Natural Gas_Unit Heater_A_Achievable Technical Potential | F6 | Industrial | Petroleum | New | Space Heating | Natural Gas | Unit Heater | A | Standalone Impact on Baseline Winter Peak (%) | Achievable Technical Potential | bar: 2019 to 2040
F7_Industrial_Petroleum_New_Space Heating_Natural Gas_Unit Heater_A_Achievable Technical Potential | F7 | Industrial | Petroleum | New | Space Heating | Natural Gas | Unit Heater | A | Incremental Energy Savings (MWh or mTherms) | Achievable Technical Potential | 0 | 0 | 0 | 0 | 0 | 0 | 0 | 0 | 0 | 0 | 0 | 0 | 0 | 0 | 0 | 0 | 0 | 0 | 0 | 0 | 0 | 0
F8_Industrial_Petroleum_New_Space Heating_Natural Gas_Unit Heater_A_Achievable Technical Potential | F8 | Industrial | Petroleum | New | Space Heating | Natural Gas | Unit Heater | A | Incremental Summer Peak Savings (MW) | Achievable Technical Potential | 0 | 0 | 0 | 0 | 0 | 0 | 0 | 0 | 0 | 0 | 0 | 0 | 0 | 0 | 0 | 0 | 0 | 0 | 0 | 0 | 0 | 0
F9_Industrial_Petroleum_New_Space Heating_Natural Gas_Unit Heater_A_Achievable Technical Potential | F9 | Industrial | Petroleum | New | Space Heating | Natural Gas | Unit Heater | A | Incremental Winter Peak Savings (MW) | Achievable Technical Potential | 0 | 0 | 0 | 0 | 0 | 0 | 0 | 0 | 0 | 0 | 0 | 0 | 0 | 0 | 0 | 0 | 0 | 0 | 0 | 0 | 0 | 0
F10_Industrial_Petroleum_New_Space Heating_Natural Gas_Unit Heater_A_Achievable Technical Potential | F10 | Industrial | Petroleum | New | Space Heating | Natural Gas | Unit Heater | A | Cumulative Energy Savings (MWh or mTherms) | Achievable Technical Potential | 0 | 0 | 0 | 0 | 0 | 0 | 0 | 0 | 0 | 0 | 0 | 0 | 0 | 0 | 0 | 0 | 0 | 0 | 0 | 0 | 0 | 0
F11_Industrial_Petroleum_New_Space Heating_Natural Gas_Unit Heater_A_Achievable Technical Potential | F11 | Industrial | Petroleum | New | Space Heating | Natural Gas | Unit Heater | A | Cumulative Summer Peak Savings (MW) | Achievable Technical Potential | 0 | 0 | 0 | 0 | 0 | 0 | 0 | 0 | 0 | 0 | 0 | 0 | 0 | 0 | 0 | 0 | 0 | 0 | 0 | 0 | 0 | 0
F12_Industrial_Petroleum_New_Space Heating_Natural Gas_Unit Heater_A_Achievable Technical Potential | F12 | Industrial | Petroleum | New | Space Heating | Natural Gas | Unit Heater | A | Cumulative Winter Peak Savings (MW) | Achievable Technical Potential | 0 | 0 | 0 | 0 | 0 | 0 | 0 | 0 | 0 | 0 | 0 | 0 | 0 | 0 | 0 | 0 | 0 | 0 | 0 | 0 | 0 | 0
F13_Industrial_Petroleum_New_Space Heating_Natural Gas_Unit Heater_A_Achievable Technical Potential | F13 | Industrial | Petroleum | New | Space Heating | Natural Gas | Unit Heater | A | Purchases (Incremental) | Achievable Technical Potential | 0 | 0 | 0 | 0 | 0 | 0 | 0 | 0 | 0 | 0 | 0 | 0 | 0 | 0 | 0 | 0 | 0 | 0 | 0 | 0 | 0 | 0
F14_Industrial_Petroleum_New_Space Heating_Natural Gas_Unit Heater_A_Achievable Technical Potential | F14 | Industrial | Petroleum | New | Space Heating | Natural Gas | Unit Heater | A | Purchases (Cumulative) | Achievable Technical Potential | 0 | 0 | 0 | 0 | 0 | 0 | 0 | 0 | 0 | 0 | 0 | 0 | 0 | 0 | 0 | 0 | 0 | 0 | 0 | 0 | 0 | 0
F1_Industrial_Paper and Printing_Existing_Space Heating_Natural Gas_Furnace_A_Achievable Technical Potential | F1 | Industrial | Paper and Printing | Existing | Space Heating | Natural Gas | Furnace | A | Original Unit Energy Savings (kWh or therms) | Achievable Technical Potential | 0 | 1443.5459 | 1443.5459 | 1443.5459 | 1443.5459 | 1443.5459 | 1443.5459 | 1443.5459 | 1443.5459 | 1443.5459 | 1443.5459 | 1443.5459 | 1443.5459 | 1443.5459 | 1443.5459 | 1443.5459 | 1443.5459 | 1443.5459 | 1443.5459 | 1443.5459 | 1443.5459 | 1443.5459
F2_Industrial_Paper and Printing_Existing_Space Heating_Natural Gas_Furnace_A_Achievable Technical Potential | F2 | Industrial | Paper and Printing | Existing | Space Heating | Natural Gas | Furnace | A | Original Unit Summer Peak Savings (kW) | Achievable Technical Potential | 0 | 0 | 0 | 0 | 0 | 0 | 0 | 0 | 0 | 0 | 0 | 0 | 0 | 0 | 0 | 0 | 0 | 0 | 0 | 0 | 0 | 0
F3_Industrial_Paper and Printing_Existing_Space Heating_Natural Gas_Furnace_A_Achievable Technical Potential | F3 | Industrial | Paper and Printing | Existing | Space Heating | Natural Gas | Furnace | A | Original Unit Winter Peak Savings (kW) | Achievable Technical Potential | 0 | 0 | 0 | 0 | 0 | 0 | 0 | 0 | 0 | 0 | 0 | 0 | 0 | 0 | 0 | 0 | 0 | 0 | 0 | 0 | 0 | 0
F4_Industrial_Paper and Printing_Existing_Space Heating_Natural Gas_Furnace_A_Achievable Technical Potential | F4 | Industrial | Paper and Printing | Existing | Space Heating | Natural Gas | Furnace | A | Standalone Impact on Baseline Energy (%) | Achievable Technical Potential | 0% | 0% | 0.00132% | 0.004149% | 0.008663% | 0.01503% | 0.02342% | 0.03382% | 0.04604% | 0.05991% | 0.07531% | 0.0921% | 0.1089% | 0.1255% | 0.1419% | 0.158% | 0.1738% | 0.1893% | 0.2044% | 0.22% | 0.2361% | 0.2528%
F5_Industrial_Paper and Printing_Existing_Space Heating_Natural Gas_Furnace_A_Achievable Technical Potential | F5 | Industrial | Paper and Printing | Existing | Space Heating | Natural Gas | Furnace | A | Standalone Impact on Baseline Summer Peak (%) | Achievable Technical Potential | bar: 2019 to 2040
F6_Industrial_Paper and Printing_Existing_Space Heating_Natural Gas_Furnace_A_Achievable Technical Potential | F6 | Industrial | Paper and Printing | Existing | Space Heating | Natural Gas | Furnace | A | Standalone Impact on Baseline Winter Peak (%) | Achievable Technical Potential | bar: 2019 to 2040
F7_Industrial_Paper and Printing_Existing_Space Heating_Natural Gas_Furnace_A_Achievable Technical Potential | F7 | Industrial | Paper and Printing | Existing | Space Heating | Natural Gas | Furnace | A | Incremental Energy Savings (MWh or mTherms) | Achievable Technical Potential | 0 | 0 | 0.00090884 | 0.0018907 | 0.0029319 | 0.0040204 | 0.0051453 | 0.0061921 | 0.0070618 | 0.007779 | 0.0083658 | 0.0088417 | 0.0084787 | 0.0080647 | 0.007624 | 0.0071736 | 0.0067253 | 0.0062872 | 0.0058158 | 0.0058241 | 0.0058451 | 0.0058756
F8_Industrial_Paper and Printing_Existing_Space Heating_Natural Gas_Furnace_A_Achievable Technical Potential | F8 | Industrial | Paper and Printing | Existing | Space Heating | Natural Gas | Furnace | A | Incremental Summer Peak Savings (MW) | Achievable Technical Potential | 0 | 0 | 0 | 0 | 0 | 0 | 0 | 0 | 0 | 0 | 0 | 0 | 0 | 0 | 0 | 0 | 0 | 0 | 0 | 0 | 0 | 0
F9_Industrial_Paper and Printing_Existing_Space Heating_Natural Gas_Furnace_A_Achievable Technical Potential | F9 | Industrial | Paper and Printing | Existing | Space Heating | Natural Gas | Furnace | A | Incremental Winter Peak Savings (MW) | Achievable Technical Potential | 0 | 0 | 0 | 0 | 0 | 0 | 0 | 0 | 0 | 0 | 0 | 0 | 0 | 0 | 0 | 0 | 0 | 0 | 0 | 0 | 0 | 0
F10_Industrial_Paper and Printing_Existing_Space Heating_Natural Gas_Furnace_A_Achievable Technical Potential | F10 | Industrial | Paper and Printing | Existing | Space Heating | Natural Gas | Furnace | A | Cumulative Energy Savings (MWh or mTherms) | Achievable Technical Potential | 0 | 0 | 0.00090884 | 0.0027995 | 0.0057315 | 0.0097518 | 0.014897 | 0.021089 | 0.028151 | 0.03593 | 0.044296 | 0.053137 | 0.061616 | 0.069681 | 0.077305 | 0.084478 | 0.091204 | 0.097491 | 0.10331 | 0.10913 | 0.11498 | 0.12085
F11_Industrial_Paper and Printing_Existing_Space Heating_Natural Gas_Furnace_A_Achievable Technical Potential | F11 | Industrial | Paper and Printing | Existing | Space Heating | Natural Gas | Furnace | A | Cumulative Summer Peak Savings (MW) | Achievable Technical Potential | 0 | 0 | 0 | 0 | 0 | 0 | 0 | 0 | 0 | 0 | 0 | 0 | 0 | 0 | 0 | 0 | 0 | 0 | 0 | 0 | 0 | 0
F12_Industrial_Paper and Printing_Existing_Space Heating_Natural Gas_Furnace_A_Achievable Technical Potential | F12 | Industrial | Paper and Printing | Existing | Space Heating | Natural Gas | Furnace | A | Cumulative Winter Peak Savings (MW) | Achievable Technical Potential | 0 | 0 | 0 | 0 | 0 | 0 | 0 | 0 | 0 | 0 | 0 | 0 | 0 | 0 | 0 | 0 | 0 | 0 | 0 | 0 | 0 | 0
F13_Industrial_Paper and Printing_Existing_Space Heating_Natural Gas_Furnace_A_Achievable Technical Potential | F13 | Industrial | Paper and Printing | Existing | Space Heating | Natural Gas | Furnace | A | Purchases (Incremental) | Achievable Technical Potential | 0 | 0 | 0.00062959 | 0.0013098 | 0.0020311 | 0.0027851 | 0.0035643 | 0.0042895 | 0.004892 | 0.0053888 | 0.0057953 | 0.006125 | 0.0058735 | 0.0055867 | 0.0052814 | 0.0049694 | 0.0046589 | 0.0043554 | 0.0040288 | 0.0040346 | 0.0040491 | 0.0040702
F14_Industrial_Paper and Printing_Existing_Space Heating_Natural Gas_Furnace_A_Achievable Technical Potential | F14 | Industrial | Paper and Printing | Existing | Space Heating | Natural Gas | Furnace | A | Purchases (Cumulative) | Achievable Technical Potential | 0 | 0 | 0.00062959 | 0.0019393 | 0.0039704 | 0.0067555 | 0.01032 | 0.014609 | 0.019501 | 0.02489 | 0.030685 | 0.03681 | 0.042684 | 0.048271 | 0.053552 | 0.058521 | 0.06318 | 0.067536 | 0.071565 | 0.075599 | 0.079648 | 0.083718
F1_Industrial_Paper and Printing_Existing_Space Heating_Natural Gas_Boiler_A_Achievable Technical Potential | F1 | Industrial | Paper and Printing | Existing | Space Heating | Natural Gas | Boiler | A | Original Unit Energy Savings (kWh or therms) | Achievable Technical Potential | 0 | 6227.3193 | 6227.3193 | 6227.3193 | 6227.3193 | 6227.3193 | 6227.3193 | 6227.3193 | 6227.3193 | 6227.3193 | 6227.3193 | 6227.3193 | 6227.3193 | 6227.3193 | 6227.3193 | 6227.3193 | 6227.3193 | 6227.3193 | 6227.3193 | 6227.3193 | 6227.3193 | 6227.3193
F2_Industrial_Paper and Printing_Existing_Space Heating_Natural Gas_Boiler_A_Achievable Technical Potential | F2 | Industrial | Paper and Printing | Existing | Space Heating | Natural Gas | Boiler | A | Original Unit Summer Peak Savings (kW) | Achievable Technical Potential | 0 | 0 | 0 | 0 | 0 | 0 | 0 | 0 | 0 | 0 | 0 | 0 | 0 | 0 | 0 | 0 | 0 | 0 | 0 | 0 | 0 | 0
F3_Industrial_Paper and Printing_Existing_Space Heating_Natural Gas_Boiler_A_Achievable Technical Potential | F3 | Industrial | Paper and Printing | Existing | Space Heating | Natural Gas | Boiler | A | Original Unit Winter Peak Savings (kW) | Achievable Technical Potential | 0 | 0 | 0 | 0 | 0 | 0 | 0 | 0 | 0 | 0 | 0 | 0 | 0 | 0 | 0 | 0 | 0 | 0 | 0 | 0 | 0 | 0
F4_Industrial_Paper and Printing_Existing_Space Heating_Natural Gas_Boiler_A_Achievable Technical Potential | F4 | Industrial | Paper and Printing | Existing | Space Heating | Natural Gas | Boiler | A | Standalone Impact on Baseline Energy (%) | Achievable Technical Potential | 0% | 0% | 0.01982% | 0.0496% | 0.08655% | 0.1286% | 0.1746% | 0.2232% | 0.2737% | 0.3257% | 0.3791% | 0.4338% | 0.4897% | 0.5469% | 0.6053% | 0.665% | 0.7259% | 0.7881% | 0.8516% | 0.9163% | 0.9823% | 1.05%
F5_Industrial_Paper and Printing_Existing_Space Heating_Natural Gas_Boiler_A_Achievable Technical Potential | F5 | Industrial | Paper and Printing | Existing | Space Heating | Natural Gas | Boiler | A | Standalone Impact on Baseline Summer Peak (%) | Achievable Technical Potential | bar: 2019 to 2040
F6_Industrial_Paper and Printing_Existing_Space Heating_Natural Gas_Boiler_A_Achievable Technical Potential | F6 | Industrial | Paper and Printing | Existing | Space Heating | Natural Gas | Boiler | A | Standalone Impact on Baseline Winter Peak (%) | Achievable Technical Potential | bar: 2019 to 2040
F7_Industrial_Paper and Printing_Existing_Space Heating_Natural Gas_Boiler_A_Achievable Technical Potential | F7 | Industrial | Paper and Printing | Existing | Space Heating | Natural Gas | Boiler | A | Incremental Energy Savings (MWh or mTherms) | Achievable Technical Potential | 0 | 0 | 0.013643 | 0.019826 | 0.023792 | 0.026186 | 0.027621 | 0.028148 | 0.028174 | 0.02796 | 0.027642 | 0.027271 | 0.026889 | 0.026505 | 0.026118 | 0.025731 | 0.025344 | 0.024957 | 0.024572 | 0.024189 | 0.023807 | 0.023429
F8_Industrial_Paper and Printing_Existing_Space Heating_Natural Gas_Boiler_A_Achievable Technical Potential | F8 | Industrial | Paper and Printing | Existing | Space Heating | Natural Gas | Boiler | A | Incremental Summer Peak Savings (MW) | Achievable Technical Potential | 0 | 0 | 0 | 0 | 0 | 0 | 0 | 0 | 0 | 0 | 0 | 0 | 0 | 0 | 0 | 0 | 0 | 0 | 0 | 0 | 0 | 0
F9_Industrial_Paper and Printing_Existing_Space Heating_Natural Gas_Boiler_A_Achievable Technical Potential | F9 | Industrial | Paper and Printing | Existing | Space Heating | Natural Gas | Boiler | A | Incremental Winter Peak Savings (MW) | Achievable Technical Potential | 0 | 0 | 0 | 0 | 0 | 0 | 0 | 0 | 0 | 0 | 0 | 0 | 0 | 0 | 0 | 0 | 0 | 0 | 0 | 0 | 0 | 0
F10_Industrial_Paper and Printing_Existing_Space Heating_Natural Gas_Boiler_A_Achievable Technical Potential | F10 | Industrial | Paper and Printing | Existing | Space Heating | Natural Gas | Boiler | A | Cumulative Energy Savings (MWh or mTherms) | Achievable Technical Potential | 0 | 0 | 0.013643 | 0.03347 | 0.057262 | 0.083447 | 0.11107 | 0.13922 | 0.16739 | 0.19535 | 0.22299 | 0.25026 | 0.27715 | 0.30366 | 0.32978 | 0.35551 | 0.38085 | 0.40581 | 0.43038 | 0.45457 | 0.47838 | 0.5018
F11_Industrial_Paper and Printing_Existing_Space Heating_Natural Gas_Boiler_A_Achievable Technical Potential | F11 | Industrial | Paper and Printing | Existing | Space Heating | Natural Gas | Boiler | A | Cumulative Summer Peak Savings (MW) | Achievable Technical Potential | 0 | 0 | 0 | 0 | 0 | 0 | 0 | 0 | 0 | 0 | 0 | 0 | 0 | 0 | 0 | 0 | 0 | 0 | 0 | 0 | 0 | 0
F12_Industrial_Paper and Printing_Existing_Space Heating_Natural Gas_Boiler_A_Achievable Technical Potential | F12 | Industrial | Paper and Printing | Existing | Space Heating | Natural Gas | Boiler | A | Cumulative Winter Peak Savings (MW) | Achievable Technical Potential | 0 | 0 | 0 | 0 | 0 | 0 | 0 | 0 | 0 | 0 | 0 | 0 | 0 | 0 | 0 | 0 | 0 | 0 | 0 | 0 | 0 | 0
F13_Industrial_Paper and Printing_Existing_Space Heating_Natural Gas_Boiler_A_Achievable Technical Potential | F13 | Industrial | Paper and Printing | Existing | Space Heating | Natural Gas | Boiler | A | Purchases (Incremental) | Achievable Technical Potential | 0 | 0 | 0.0021909 | 0.0031838 | 0.0038206 | 0.004205 | 0.0044355 | 0.0045201 | 0.0045243 | 0.0044899 | 0.0044388 | 0.0043792 | 0.0043179 | 0.0042562 | 0.0041941 | 0.004132 | 0.0040698 | 0.0040077 | 0.0039458 | 0.0038843 | 0.0038231 | 0.0037623
F14_Industrial_Paper and Printing_Existing_Space Heating_Natural Gas_Boiler_A_Achievable Technical Potential | F14 | Industrial | Paper and Printing | Existing | Space Heating | Natural Gas | Boiler | A | Purchases (Cumulative) | Achievable Technical Potential | 0 | 0 | 0.0021909 | 0.0053747 | 0.0091953 | 0.0134 | 0.017836 | 0.022356 | 0.02688 | 0.03137 | 0.035809 | 0.040188 | 0.044506 | 0.048762 | 0.052956 | 0.057088 | 0.061158 | 0.065166 | 0.069112 | 0.072996 | 0.076819 | 0.080581
F1_Industrial_Paper and Printing_Existing_Space Heating_Natural Gas_Unit Heater_A_Achievable Technical Potential | F1 | Industrial | Paper and Printing | Existing | Space Heating | Natural Gas | Unit Heater | A | Original Unit Energy Savings (kWh or therms) | Achievable Technical Potential | 0 | 43660.7244 | 43660.7244 | 43660.7244 | 43660.7244 | 43660.7244 | 43660.7244 | 43660.7244 | 43660.7244 | 43660.7244 | 43660.7244 | 43660.7244 | 43660.7244 | 43660.7244 | 43660.7244 | 43660.7244 | 43660.7244 | 43660.7244 | 43660.7244 | 43660.7244 | 43660.7244 | 43660.7244
F2_Industrial_Paper and Printing_Existing_Space Heating_Natural Gas_Unit Heater_A_Achievable Technical Potential | F2 | Industrial | Paper and Printing | Existing | Space Heating | Natural Gas | Unit Heater | A | Original Unit Summer Peak Savings (kW) | Achievable Technical Potential | 0 | 0 | 0 | 0 | 0 | 0 | 0 | 0 | 0 | 0 | 0 | 0 | 0 | 0 | 0 | 0 | 0 | 0 | 0 | 0 | 0 | 0
F3_Industrial_Paper and Printing_Existing_Space Heating_Natural Gas_Unit Heater_A_Achievable Technical Potential | F3 | Industrial | Paper and Printing | Existing | Space Heating | Natural Gas | Unit Heater | A | Original Unit Winter Peak Savings (kW) | Achievable Technical Potential | 0 | 0 | 0 | 0 | 0 | 0 | 0 | 0 | 0 | 0 | 0 | 0 | 0 | 0 | 0 | 0 | 0 | 0 | 0 | 0 | 0 | 0
F4_Industrial_Paper and Printing_Existing_Space Heating_Natural Gas_Unit Heater_A_Achievable Technical Potential | F4 | Industrial | Paper and Printing | Existing | Space Heating | Natural Gas | Unit Heater | A | Standalone Impact on Baseline Energy (%) | Achievable Technical Potential | 0% | 0% | 0.001758% | 0.008631% | 0.02544% | 0.05832% | 0.1147% | 0.2015% | 0.3244% | 0.4883% | 0.693% | 0.9373% | 1.221% | 1.543% | 1.903% | 2.297% | 2.722% | 3.121% | 3.489% | 3.822% | 4.121% | 4.383%
F5_Industrial_Paper and Printing_Existing_Space Heating_Natural Gas_Unit Heater_A_Achievable Technical Potential | F5 | Industrial | Paper and Printing | Existing | Space Heating | Natural Gas | Unit Heater | A | Standalone Impact on Baseline Summer Peak (%) | Achievable Technical Potential | bar: 2019 to 2040
F6_Industrial_Paper and Printing_Existing_Space Heating_Natural Gas_Unit Heater_A_Achievable Technical Potential | F6 | Industrial | Paper and Printing | Existing | Space Heating | Natural Gas | Unit Heater | A | Standalone Impact on Baseline Winter Peak (%) | Achievable Technical Potential | bar: 2019 to 2040
F7_Industrial_Paper and Printing_Existing_Space Heating_Natural Gas_Unit Heater_A_Achievable Technical Potential | F7 | Industrial | Paper and Printing | Existing | Space Heating | Natural Gas | Unit Heater | A | Incremental Energy Savings (MWh or mTherms) | Achievable Technical Potential | 0 | 0 | 0.0012099 | 0.0046143 | 0.011004 | 0.021004 | 0.035095 | 0.052744 | 0.072717 | 0.094468 | 0.11474 | 0.13314 | 0.15007 | 0.16597 | 0.18001 | 0.19148 | 0.19982 | 0.17904 | 0.15601 | 0.13297 | 0.1107 | 0.08877
F8_Industrial_Paper and Printing_Existing_Space Heating_Natural Gas_Unit Heater_A_Achievable Technical Potential | F8 | Industrial | Paper and Printing | Existing | Space Heating | Natural Gas | Unit Heater | A | Incremental Summer Peak Savings (MW) | Achievable Technical Potential | 0 | 0 | 0 | 0 | 0 | 0 | 0 | 0 | 0 | 0 | 0 | 0 | 0 | 0 | 0 | 0 | 0 | 0 | 0 | 0 | 0 | 0
F9_Industrial_Paper and Printing_Existing_Space Heating_Natural Gas_Unit Heater_A_Achievable Technical Potential | F9 | Industrial | Paper and Printing | Existing | Space Heating | Natural Gas | Unit Heater | A | Incremental Winter Peak Savings (MW) | Achievable Technical Potential | 0 | 0 | 0 | 0 | 0 | 0 | 0 | 0 | 0 | 0 | 0 | 0 | 0 | 0 | 0 | 0 | 0 | 0 | 0 | 0 | 0 | 0
F10_Industrial_Paper and Printing_Existing_Space Heating_Natural Gas_Unit Heater_A_Achievable Technical Potential | F10 | Industrial | Paper and Printing | Existing | Space Heating | Natural Gas | Unit Heater | A | Cumulative Energy Savings (MWh or mTherms) | Achievable Technical Potential | 0 | 0 | 0.0012099 | 0.0058242 | 0.016828 | 0.037832 | 0.072927 | 0.12567 | 0.19839 | 0.29286 | 0.4076 | 0.54073 | 0.6908 | 0.85678 | 1.0368 | 1.2283 | 1.4281 | 1.6071 | 1.7631 | 1.8961 | 2.0068 | 2.0956
F11_Industrial_Paper and Printing_Existing_Space Heating_Natural Gas_Unit Heater_A_Achievable Technical Potential | F11 | Industrial | Paper and Printing | Existing | Space Heating | Natural Gas | Unit Heater | A | Cumulative Summer Peak Savings (MW) | Achievable Technical Potential | 0 | 0 | 0 | 0 | 0 | 0 | 0 | 0 | 0 | 0 | 0 | 0 | 0 | 0 | 0 | 0 | 0 | 0 | 0 | 0 | 0 | 0
F12_Industrial_Paper and Printing_Existing_Space Heating_Natural Gas_Unit Heater_A_Achievable Technical Potential | F12 | Industrial | Paper and Printing | Existing | Space Heating | Natural Gas | Unit Heater | A | Cumulative Winter Peak Savings (MW) | Achievable Technical Potential | 0 | 0 | 0 | 0 | 0 | 0 | 0 | 0 | 0 | 0 | 0 | 0 | 0 | 0 | 0 | 0 | 0 | 0 | 0 | 0 | 0 | 0
F13_Industrial_Paper and Printing_Existing_Space Heating_Natural Gas_Unit Heater_A_Achievable Technical Potential | F13 | Industrial | Paper and Printing | Existing | Space Heating | Natural Gas | Unit Heater | A | Purchases (Incremental) | Achievable Technical Potential | 0 | 0 | 2.7712e-05 | 0.00010569 | 0.00025203 | 0.00048106 | 0.00080381 | 0.0012081 | 0.0016655 | 0.0021637 | 0.002628 | 0.0030493 | 0.0034372 | 0.0038015 | 0.0041506 | 0.0044913 | 0.0048287 | 0.0045817 | 0.004377 | 0.0042536 | 0.0042009 | 0.0041969
F14_Industrial_Paper and Printing_Existing_Space Heating_Natural Gas_Unit Heater_A_Achievable Technical Potential | F14 | Industrial | Paper and Printing | Existing | Space Heating | Natural Gas | Unit Heater | A | Purchases (Cumulative) | Achievable Technical Potential | 0 | 0 | 2.7712e-05 | 0.0001334 | 0.00038543 | 0.00086649 | 0.0016703 | 0.0028784 | 0.0045439 | 0.0067075 | 0.0093356 | 0.012385 | 0.015822 | 0.019624 | 0.023746 | 0.028132 | 0.032709 | 0.036809 | 0.040382 | 0.043428 | 0.045963 | 0.047997
F1_Industrial_Paper and Printing_New_Space Heating_Natural Gas_Furnace_A_Achievable Technical Potential | F1 | Industrial | Paper and Printing | New | Space Heating | Natural Gas | Furnace | A | Original Unit Energy Savings (kWh or therms) | Achievable Technical Potential | 0 | 1443.5073 | 1443.5073 | 1443.5073 | 1443.5073 | 1443.5073 | 1443.5073 | 1443.5073 | 1443.5073 | 1443.5073 | 1443.5073 | 1443.5073 | 1443.5073 | 1443.5073 | 1443.5073 | 1443.5073 | 1443.5073 | 1443.5073 | 1443.5073 | 1443.5073 | 1443.5073 | 1443.5073
F2_Industrial_Paper and Printing_New_Space Heating_Natural Gas_Furnace_A_Achievable Technical Potential | F2 | Industrial | Paper and Printing | New | Space Heating | Natural Gas | Furnace | A | Original Unit Summer Peak Savings (kW) | Achievable Technical Potential | 0 | 0 | 0 | 0 | 0 | 0 | 0 | 0 | 0 | 0 | 0 | 0 | 0 | 0 | 0 | 0 | 0 | 0 | 0 | 0 | 0 | 0
F3_Industrial_Paper and Printing_New_Space Heating_Natural Gas_Furnace_A_Achievable Technical Potential | F3 | Industrial | Paper and Printing | New | Space Heating | Natural Gas | Furnace | A | Original Unit Winter Peak Savings (kW) | Achievable Technical Potential | 0 | 0 | 0 | 0 | 0 | 0 | 0 | 0 | 0 | 0 | 0 | 0 | 0 | 0 | 0 | 0 | 0 | 0 | 0 | 0 | 0 | 0
F4_Industrial_Paper and Printing_New_Space Heating_Natural Gas_Furnace_A_Achievable Technical Potential | F4 | Industrial | Paper and Printing | New | Space Heating | Natural Gas | Furnace | A | Standalone Impact on Baseline Energy (%) | Achievable Technical Potential | 0% | 0% | 0.001165% | 0.0432% | 0.07493% | 0.1061% | 0.1249% | 0.1472% | 0.1683% | 0.1901% | 0.2052% | 0.2214% | 0.236% | 0.2514% | 0.261% | 0.2718% | 0.2818% | 0.2923% | 0.2986% | 0.3089% | 0.3179% | 0.3282%
F5_Industrial_Paper and Printing_New_Space Heating_Natural Gas_Furnace_A_Achievable Technical Potential | F5 | Industrial | Paper and Printing | New | Space Heating | Natural Gas | Furnace | A | Standalone Impact on Baseline Summer Peak (%) | Achievable Technical Potential | bar: 2019 to 2040
F6_Industrial_Paper and Printing_New_Space Heating_Natural Gas_Furnace_A_Achievable Technical Potential | F6 | Industrial | Paper and Printing | New | Space Heating | Natural Gas | Furnace | A | Standalone Impact on Baseline Winter Peak (%) | Achievable Technical Potential | bar: 2019 to 2040
F7_Industrial_Paper and Printing_New_Space Heating_Natural Gas_Furnace_A_Achievable Technical Potential | F7 | Industrial | Paper and Printing | New | Space Heating | Natural Gas | Furnace | A | Incremental Energy Savings (MWh or mTherms) | Achievable Technical Potential | 0 | 0 | 4.2173e-05 | 0.002688 | 0.004022 | 0.0060108 | 0.0045249 | 0.0061983 | 0.0068671 | 0.0083965 | 0.0066541 | 0.0080216 | 0.0082061 | 0.0097892 | 0.0067905 | 0.0083955 | 0.008503 | 0.010005 | 0.0066089 | 0.0093789 | 0.0090917 | 0.0099207
F8_Industrial_Paper and Printing_New_Space Heating_Natural Gas_Furnace_A_Achievable Technical Potential | F8 | Industrial | Paper and Printing | New | Space Heating | Natural Gas | Furnace | A | Incremental Summer Peak Savings (MW) | Achievable Technical Potential | 0 | 0 | 0 | 0 | 0 | 0 | 0 | 0 | 0 | 0 | 0 | 0 | 0 | 0 | 0 | 0 | 0 | 0 | 0 | 0 | 0 | 0
F9_Industrial_Paper and Printing_New_Space Heating_Natural Gas_Furnace_A_Achievable Technical Potential | F9 | Industrial | Paper and Printing | New | Space Heating | Natural Gas | Furnace | A | Incremental Winter Peak Savings (MW) | Achievable Technical Potential | 0 | 0 | 0 | 0 | 0 | 0 | 0 | 0 | 0 | 0 | 0 | 0 | 0 | 0 | 0 | 0 | 0 | 0 | 0 | 0 | 0 | 0
F10_Industrial_Paper and Printing_New_Space Heating_Natural Gas_Furnace_A_Achievable Technical Potential | F10 | Industrial | Paper and Printing | New | Space Heating | Natural Gas | Furnace | A | Cumulative Energy Savings (MWh or mTherms) | Achievable Technical Potential | 0 | 0 | 4.2173e-05 | 0.0027301 | 0.0067522 | 0.012763 | 0.017288 | 0.023486 | 0.030353 | 0.03875 | 0.045404 | 0.053426 | 0.061632 | 0.071421 | 0.078211 | 0.086607 | 0.09511 | 0.10511 | 0.11172 | 0.1211 | 0.13019 | 0.14011
F11_Industrial_Paper and Printing_New_Space Heating_Natural Gas_Furnace_A_Achievable Technical Potential | F11 | Industrial | Paper and Printing | New | Space Heating | Natural Gas | Furnace | A | Cumulative Summer Peak Savings (MW) | Achievable Technical Potential | 0 | 0 | 0 | 0 | 0 | 0 | 0 | 0 | 0 | 0 | 0 | 0 | 0 | 0 | 0 | 0 | 0 | 0 | 0 | 0 | 0 | 0
F12_Industrial_Paper and Printing_New_Space Heating_Natural Gas_Furnace_A_Achievable Technical Potential | F12 | Industrial | Paper and Printing | New | Space Heating | Natural Gas | Furnace | A | Cumulative Winter Peak Savings (MW) | Achievable Technical Potential | 0 | 0 | 0 | 0 | 0 | 0 | 0 | 0 | 0 | 0 | 0 | 0 | 0 | 0 | 0 | 0 | 0 | 0 | 0 | 0 | 0 | 0
F13_Industrial_Paper and Printing_New_Space Heating_Natural Gas_Furnace_A_Achievable Technical Potential | F13 | Industrial | Paper and Printing | New | Space Heating | Natural Gas | Furnace | A | Purchases (Incremental) | Achievable Technical Potential | 0 | 0 | 2.9216e-05 | 0.0018621 | 0.0027863 | 0.004164 | 0.0031347 | 0.0042939 | 0.0047572 | 0.0058167 | 0.0046097 | 0.005557 | 0.0056848 | 0.0067816 | 0.0047042 | 0.005816 | 0.0058905 | 0.0069309 | 0.0045784 | 0.0064973 | 0.0062983 | 0.0068726
F14_Industrial_Paper and Printing_New_Space Heating_Natural Gas_Furnace_A_Achievable Technical Potential | F14 | Industrial | Paper and Printing | New | Space Heating | Natural Gas | Furnace | A | Purchases (Cumulative) | Achievable Technical Potential | 0 | 0 | 2.9216e-05 | 0.0018913 | 0.0046776 | 0.0088416 | 0.011976 | 0.01627 | 0.021027 | 0.026844 | 0.031454 | 0.037011 | 0.042696 | 0.049477 | 0.054182 | 0.059998 | 0.065888 | 0.072819 | 0.077397 | 0.083895 | 0.090193 | 0.097066
F1_Industrial_Paper and Printing_New_Space Heating_Natural Gas_Boiler_A_Achievable Technical Potential | F1 | Industrial | Paper and Printing | New | Space Heating | Natural Gas | Boiler | A | Original Unit Energy Savings (kWh or therms) | Achievable Technical Potential | 0 | 6223.5803 | 6223.5803 | 6223.5803 | 6223.5803 | 6223.5803 | 6223.5803 | 6223.5803 | 6223.5803 | 6223.5803 | 6223.5803 | 6223.5803 | 6223.5803 | 6223.5803 | 6223.5803 | 6223.5803 | 6223.5803 | 6223.5803 | 6223.5803 | 6223.5803 | 6223.5803 | 6223.5803
F2_Industrial_Paper and Printing_New_Space Heating_Natural Gas_Boiler_A_Achievable Technical Potential | F2 | Industrial | Paper and Printing | New | Space Heating | Natural Gas | Boiler | A | Original Unit Summer Peak Savings (kW) | Achievable Technical Potential | 0 | 0 | 0 | 0 | 0 | 0 | 0 | 0 | 0 | 0 | 0 | 0 | 0 | 0 | 0 | 0 | 0 | 0 | 0 | 0 | 0 | 0
F3_Industrial_Paper and Printing_New_Space Heating_Natural Gas_Boiler_A_Achievable Technical Potential | F3 | Industrial | Paper and Printing | New | Space Heating | Natural Gas | Boiler | A | Original Unit Winter Peak Savings (kW) | Achievable Technical Potential | 0 | 0 | 0 | 0 | 0 | 0 | 0 | 0 | 0 | 0 | 0 | 0 | 0 | 0 | 0 | 0 | 0 | 0 | 0 | 0 | 0 | 0
F4_Industrial_Paper and Printing_New_Space Heating_Natural Gas_Boiler_A_Achievable Technical Potential | F4 | Industrial | Paper and Printing | New | Space Heating | Natural Gas | Boiler | A | Standalone Impact on Baseline Energy (%) | Achievable Technical Potential | 0% | 0% | 0.01593% | 0.4357% | 0.6673% | 0.8378% | 0.9165% | 0.9913% | 1.05% | 1.103% | 1.136% | 1.167% | 1.193% | 1.219% | 1.235% | 1.251% | 1.266% | 1.281% | 1.29% | 1.3% | 1.309% | 1.318%
F5_Industrial_Paper and Printing_New_Space Heating_Natural Gas_Boiler_A_Achievable Technical Potential | F5 | Industrial | Paper and Printing | New | Space Heating | Natural Gas | Boiler | A | Standalone Impact on Baseline Summer Peak (%) | Achievable Technical Potential | bar: 2019 to 2040
F6_Industrial_Paper and Printing_New_Space Heating_Natural Gas_Boiler_A_Achievable Technical Potential | F6 | Industrial | Paper and Printing | New | Space Heating | Natural Gas | Boiler | A | Standalone Impact on Baseline Winter Peak (%) | Achievable Technical Potential | bar: 2019 to 2040
F7_Industrial_Paper and Printing_New_Space Heating_Natural Gas_Boiler_A_Achievable Technical Potential | F7 | Industrial | Paper and Printing | New | Space Heating | Natural Gas | Boiler | A | Incremental Energy Savings (MWh or mTherms) | Achievable Technical Potential | 0 | 0 | 0.00057677 | 0.026958 | 0.032596 | 0.040646 | 0.026116 | 0.031268 | 0.031291 | 0.035385 | 0.026405 | 0.030377 | 0.029974 | 0.034771 | 0.023599 | 0.028682 | 0.02866 | 0.033364 | 0.022038 | 0.027156 | 0.026416 | 0.026338
F8_Industrial_Paper and Printing_New_Space Heating_Natural Gas_Boiler_A_Achievable Technical Potential | F8 | Industrial | Paper and Printing | New | Space Heating | Natural Gas | Boiler | A | Incremental Summer Peak Savings (MW) | Achievable Technical Potential | 0 | 0 | 0 | 0 | 0 | 0 | 0 | 0 | 0 | 0 | 0 | 0 | 0 | 0 | 0 | 0 | 0 | 0 | 0 | 0 | 0 | 0
F9_Industrial_Paper and Printing_New_Space Heating_Natural Gas_Boiler_A_Achievable Technical Potential | F9 | Industrial | Paper and Printing | New | Space Heating | Natural Gas | Boiler | A | Incremental Winter Peak Savings (MW) | Achievable Technical Potential | 0 | 0 | 0 | 0 | 0 | 0 | 0 | 0 | 0 | 0 | 0 | 0 | 0 | 0 | 0 | 0 | 0 | 0 | 0 | 0 | 0 | 0
F10_Industrial_Paper and Printing_New_Space Heating_Natural Gas_Boiler_A_Achievable Technical Potential | F10 | Industrial | Paper and Printing | New | Space Heating | Natural Gas | Boiler | A | Cumulative Energy Savings (MWh or mTherms) | Achievable Technical Potential | 0 | 0 | 0.00057677 | 0.027535 | 0.060132 | 0.10078 | 0.12689 | 0.15816 | 0.18945 | 0.22484 | 0.25124 | 0.28162 | 0.31159 | 0.34637 | 0.36996 | 0.39865 | 0.42731 | 0.46067 | 0.48271 | 0.50986 | 0.53628 | 0.56262
F11_Industrial_Paper and Printing_New_Space Heating_Natural Gas_Boiler_A_Achievable Technical Potential | F11 | Industrial | Paper and Printing | New | Space Heating | Natural Gas | Boiler | A | Cumulative Summer Peak Savings (MW) | Achievable Technical Potential | 0 | 0 | 0 | 0 | 0 | 0 | 0 | 0 | 0 | 0 | 0 | 0 | 0 | 0 | 0 | 0 | 0 | 0 | 0 | 0 | 0 | 0
F12_Industrial_Paper and Printing_New_Space Heating_Natural Gas_Boiler_A_Achievable Technical Potential | F12 | Industrial | Paper and Printing | New | Space Heating | Natural Gas | Boiler | A | Cumulative Winter Peak Savings (MW) | Achievable Technical Potential | 0 | 0 | 0 | 0 | 0 | 0 | 0 | 0 | 0 | 0 | 0 | 0 | 0 | 0 | 0 | 0 | 0 | 0 | 0 | 0 | 0 | 0
F13_Industrial_Paper and Printing_New_Space Heating_Natural Gas_Boiler_A_Achievable Technical Potential | F13 | Industrial | Paper and Printing | New | Space Heating | Natural Gas | Boiler | A | Purchases (Incremental) | Achievable Technical Potential | 0 | 0 | 9.2675e-05 | 0.0043316 | 0.0052376 | 0.0065309 | 0.0041963 | 0.0050241 | 0.0050278 | 0.0056857 | 0.0042428 | 0.004881 | 0.0048163 | 0.005587 | 0.0037919 | 0.0046085 | 0.0046051 | 0.0053609 | 0.003541 | 0.0043634 | 0.0042446 | 0.004232
F14_Industrial_Paper and Printing_New_Space Heating_Natural Gas_Boiler_A_Achievable Technical Potential | F14 | Industrial | Paper and Printing | New | Space Heating | Natural Gas | Boiler | A | Purchases (Cumulative) | Achievable Technical Potential | 0 | 0 | 9.2675e-05 | 0.0044243 | 0.0096619 | 0.016193 | 0.020389 | 0.025413 | 0.030441 | 0.036127 | 0.04037 | 0.045251 | 0.050067 | 0.055654 | 0.059446 | 0.064054 | 0.068659 | 0.07402 | 0.077561 | 0.081925 | 0.086169 | 0.090401
F1_Industrial_Paper and Printing_New_Space Heating_Natural Gas_Unit Heater_A_Achievable Technical Potential | F1 | Industrial | Paper and Printing | New | Space Heating | Natural Gas | Unit Heater | A | Original Unit Energy Savings (kWh or therms) | Achievable Technical Potential | 0 | 43660.7244 | 43660.7244 | 43660.7244 | 43660.7244 | 43660.7244 | 43660.7244 | 43660.7244 | 43660.7244 | 43660.7244 | 43660.7244 | 43660.7244 | 43660.7244 | 43660.7244 | 43660.7244 | 43660.7244 | 43660.7244 | 43660.7244 | 43660.7244 | 43660.7244 | 43660.7244 | 43660.7244
F2_Industrial_Paper and Printing_New_Space Heating_Natural Gas_Unit Heater_A_Achievable Technical Potential | F2 | Industrial | Paper and Printing | New | Space Heating | Natural Gas | Unit Heater | A | Original Unit Summer Peak Savings (kW) | Achievable Technical Potential | 0 | 0 | 0 | 0 | 0 | 0 | 0 | 0 | 0 | 0 | 0 | 0 | 0 | 0 | 0 | 0 | 0 | 0 | 0 | 0 | 0 | 0
F3_Industrial_Paper and Printing_New_Space Heating_Natural Gas_Unit Heater_A_Achievable Technical Potential | F3 | Industrial | Paper and Printing | New | Space Heating | Natural Gas | Unit Heater | A | Original Unit Winter Peak Savings (kW) | Achievable Technical Potential | 0 | 0 | 0 | 0 | 0 | 0 | 0 | 0 | 0 | 0 | 0 | 0 | 0 | 0 | 0 | 0 | 0 | 0 | 0 | 0 | 0 | 0
F4_Industrial_Paper and Printing_New_Space Heating_Natural Gas_Unit Heater_A_Achievable Technical Potential | F4 | Industrial | Paper and Printing | New | Space Heating | Natural Gas | Unit Heater | A | Standalone Impact on Baseline Energy (%) | Achievable Technical Potential | 0% | 0% | 0.01765% | 0.6547% | 1.136% | 1.608% | 1.892% | 2.231% | 2.55% | 2.881% | 3.11% | 3.355% | 3.747% | 4.099% | 4.448% | 4.738% | 5.012% | 5.377% | 5.55% | 5.793% | 5.986% | 6.102%
F5_Industrial_Paper and Printing_New_Space Heating_Natural Gas_Unit Heater_A_Achievable Technical Potential | F5 | Industrial | Paper and Printing | New | Space Heating | Natural Gas | Unit Heater | A | Standalone Impact on Baseline Summer Peak (%) | Achievable Technical Potential | bar: 2019 to 2040
F6_Industrial_Paper and Printing_New_Space Heating_Natural Gas_Unit Heater_A_Achievable Technical Potential | F6 | Industrial | Paper and Printing | New | Space Heating | Natural Gas | Unit Heater | A | Standalone Impact on Baseline Winter Peak (%) | Achievable Technical Potential | bar: 2019 to 2040
F7_Industrial_Paper and Printing_New_Space Heating_Natural Gas_Unit Heater_A_Achievable Technical Potential | F7 | Industrial | Paper and Printing | New | Space Heating | Natural Gas | Unit Heater | A | Incremental Energy Savings (MWh or mTherms) | Achievable Technical Potential | 0 | 0 | 0.0006391 | 0.040734 | 0.060951 | 0.091089 | 0.068572 | 0.093931 | 0.10407 | 0.12724 | 0.10084 | 0.12156 | 0.16878 | 0.18598 | 0.16866 | 0.17667 | 0.1821 | 0.24162 | 0.14324 | 0.19461 | 0.1802 | 0.1537
F8_Industrial_Paper and Printing_New_Space Heating_Natural Gas_Unit Heater_A_Achievable Technical Potential | F8 | Industrial | Paper and Printing | New | Space Heating | Natural Gas | Unit Heater | A | Incremental Summer Peak Savings (MW) | Achievable Technical Potential | 0 | 0 | 0 | 0 | 0 | 0 | 0 | 0 | 0 | 0 | 0 | 0 | 0 | 0 | 0 | 0 | 0 | 0 | 0 | 0 | 0 | 0
F9_Industrial_Paper and Printing_New_Space Heating_Natural Gas_Unit Heater_A_Achievable Technical Potential | F9 | Industrial | Paper and Printing | New | Space Heating | Natural Gas | Unit Heater | A | Incremental Winter Peak Savings (MW) | Achievable Technical Potential | 0 | 0 | 0 | 0 | 0 | 0 | 0 | 0 | 0 | 0 | 0 | 0 | 0 | 0 | 0 | 0 | 0 | 0 | 0 | 0 | 0 | 0
F10_Industrial_Paper and Printing_New_Space Heating_Natural Gas_Unit Heater_A_Achievable Technical Potential | F10 | Industrial | Paper and Printing | New | Space Heating | Natural Gas | Unit Heater | A | Cumulative Energy Savings (MWh or mTherms) | Achievable Technical Potential | 0 | 0 | 0.0006391 | 0.041373 | 0.10232 | 0.19341 | 0.26198 | 0.35592 | 0.45998 | 0.58722 | 0.68806 | 0.80962 | 0.9784 | 1.1644 | 1.333 | 1.5097 | 1.6918 | 1.9334 | 2.0767 | 2.2713 | 2.4515 | 2.6052
F11_Industrial_Paper and Printing_New_Space Heating_Natural Gas_Unit Heater_A_Achievable Technical Potential | F11 | Industrial | Paper and Printing | New | Space Heating | Natural Gas | Unit Heater | A | Cumulative Summer Peak Savings (MW) | Achievable Technical Potential | 0 | 0 | 0 | 0 | 0 | 0 | 0 | 0 | 0 | 0 | 0 | 0 | 0 | 0 | 0 | 0 | 0 | 0 | 0 | 0 | 0 | 0
F12_Industrial_Paper and Printing_New_Space Heating_Natural Gas_Unit Heater_A_Achievable Technical Potential | F12 | Industrial | Paper and Printing | New | Space Heating | Natural Gas | Unit Heater | A | Cumulative Winter Peak Savings (MW) | Achievable Technical Potential | 0 | 0 | 0 | 0 | 0 | 0 | 0 | 0 | 0 | 0 | 0 | 0 | 0 | 0 | 0 | 0 | 0 | 0 | 0 | 0 | 0 | 0
F13_Industrial_Paper and Printing_New_Space Heating_Natural Gas_Unit Heater_A_Achievable Technical Potential | F13 | Industrial | Paper and Printing | New | Space Heating | Natural Gas | Unit Heater | A | Purchases (Incremental) | Achievable Technical Potential | 0 | 0 | 1.4638e-05 | 0.00093297 | 0.001396 | 0.0020863 | 0.0015706 | 0.0021514 | 0.0023835 | 0.0029144 | 0.0023096 | 0.0027842 | 0.0038656 | 0.0042598 | 0.0038776 | 0.0049795 | 0.0055667 | 0.0076204 | 0.0048514 | 0.0066086 | 0.0065108 | 0.0064347
F14_Industrial_Paper and Printing_New_Space Heating_Natural Gas_Unit Heater_A_Achievable Technical Potential | F14 | Industrial | Paper and Printing | New | Space Heating | Natural Gas | Unit Heater | A | Purchases (Cumulative) | Achievable Technical Potential | 0 | 0 | 1.4638e-05 | 0.00094761 | 0.0023436 | 0.0044299 | 0.0060005 | 0.0081518 | 0.010535 | 0.01345 | 0.015759 | 0.018544 | 0.022409 | 0.026669 | 0.030532 | 0.034578 | 0.038749 | 0.044283 | 0.047564 | 0.052021 | 0.056149 | 0.059669
F1_Industrial_Instruments_Existing_Space Heating_Natural Gas_Furnace_A_Achievable Technical Potential | F1 | Industrial | Instruments | Existing | Space Heating | Natural Gas | Furnace | A | Original Unit Energy Savings (kWh or therms) | Achievable Technical Potential | 0 | 1443.5459 | 1443.5459 | 1443.5459 | 1443.5459 | 1443.5459 | 1443.5459 | 1443.5459 | 1443.5459 | 1443.5459 | 1443.5459 | 1443.5459 | 1443.5459 | 1443.5459 | 1443.5459 | 1443.5459 | 1443.5459 | 1443.5459 | 1443.5459 | 1443.5459 | 1443.5459 | 1443.5459
F2_Industrial_Instruments_Existing_Space Heating_Natural Gas_Furnace_A_Achievable Technical Potential | F2 | Industrial | Instruments | Existing | Space Heating | Natural Gas | Furnace | A | Original Unit Summer Peak Savings (kW) | Achievable Technical Potential | 0 | 0 | 0 | 0 | 0 | 0 | 0 | 0 | 0 | 0 | 0 | 0 | 0 | 0 | 0 | 0 | 0 | 0 | 0 | 0 | 0 | 0
F3_Industrial_Instruments_Existing_Space Heating_Natural Gas_Furnace_A_Achievable Technical Potential | F3 | Industrial | Instruments | Existing | Space Heating | Natural Gas | Furnace | A | Original Unit Winter Peak Savings (kW) | Achievable Technical Potential | 0 | 0 | 0 | 0 | 0 | 0 | 0 | 0 | 0 | 0 | 0 | 0 | 0 | 0 | 0 | 0 | 0 | 0 | 0 | 0 | 0 | 0
F4_Industrial_Instruments_Existing_Space Heating_Natural Gas_Furnace_A_Achievable Technical Potential | F4 | Industrial | Instruments | Existing | Space Heating | Natural Gas | Furnace | A | Standalone Impact on Baseline Energy (%) | Achievable Technical Potential | 0% | 0% | 0.00132% | 0.004149% | 0.008663% | 0.01503% | 0.02342% | 0.03382% | 0.04604% | 0.05991% | 0.07531% | 0.0921% | 0.1089% | 0.1255% | 0.1419% | 0.158% | 0.1738% | 0.1893% | 0.2044% | 0.22% | 0.2361% | 0.2528%
F5_Industrial_Instruments_Existing_Space Heating_Natural Gas_Furnace_A_Achievable Technical Potential | F5 | Industrial | Instruments | Existing | Space Heating | Natural Gas | Furnace | A | Standalone Impact on Baseline Summer Peak (%) | Achievable Technical Potential | bar: 2019 to 2040
F6_Industrial_Instruments_Existing_Space Heating_Natural Gas_Furnace_A_Achievable Technical Potential | F6 | Industrial | Instruments | Existing | Space Heating | Natural Gas | Furnace | A | Standalone Impact on Baseline Winter Peak (%) | Achievable Technical Potential | bar: 2019 to 2040
F7_Industrial_Instruments_Existing_Space Heating_Natural Gas_Furnace_A_Achievable Technical Potential | F7 | Industrial | Instruments | Existing | Space Heating | Natural Gas | Furnace | A | Incremental Energy Savings (MWh or mTherms) | Achievable Technical Potential | 0 | 0 | 0.0058166 | 0.0121 | 0.018764 | 0.02573 | 0.03293 | 0.039629 | 0.045195 | 0.049785 | 0.053541 | 0.056587 | 0.054263 | 0.051614 | 0.048793 | 0.045911 | 0.043042 | 0.040238 | 0.037221 | 0.037274 | 0.037408 | 0.037604
F8_Industrial_Instruments_Existing_Space Heating_Natural Gas_Furnace_A_Achievable Technical Potential | F8 | Industrial | Instruments | Existing | Space Heating | Natural Gas | Furnace | A | Incremental Summer Peak Savings (MW) | Achievable Technical Potential | 0 | 0 | 0 | 0 | 0 | 0 | 0 | 0 | 0 | 0 | 0 | 0 | 0 | 0 | 0 | 0 | 0 | 0 | 0 | 0 | 0 | 0
F9_Industrial_Instruments_Existing_Space Heating_Natural Gas_Furnace_A_Achievable Technical Potential | F9 | Industrial | Instruments | Existing | Space Heating | Natural Gas | Furnace | A | Incremental Winter Peak Savings (MW) | Achievable Technical Potential | 0 | 0 | 0 | 0 | 0 | 0 | 0 | 0 | 0 | 0 | 0 | 0 | 0 | 0 | 0 | 0 | 0 | 0 | 0 | 0 | 0 | 0
F10_Industrial_Instruments_Existing_Space Heating_Natural Gas_Furnace_A_Achievable Technical Potential | F10 | Industrial | Instruments | Existing | Space Heating | Natural Gas | Furnace | A | Cumulative Energy Savings (MWh or mTherms) | Achievable Technical Potential | 0 | 0 | 0.0058166 | 0.017917 | 0.036681 | 0.062412 | 0.095341 | 0.13497 | 0.18017 | 0.22995 | 0.28349 | 0.34008 | 0.39434 | 0.44596 | 0.49475 | 0.54066 | 0.5837 | 0.62394 | 0.66116 | 0.69844 | 0.73584 | 0.77345
F11_Industrial_Instruments_Existing_Space Heating_Natural Gas_Furnace_A_Achievable Technical Potential | F11 | Industrial | Instruments | Existing | Space Heating | Natural Gas | Furnace | A | Cumulative Summer Peak Savings (MW) | Achievable Technical Potential | 0 | 0 | 0 | 0 | 0 | 0 | 0 | 0 | 0 | 0 | 0 | 0 | 0 | 0 | 0 | 0 | 0 | 0 | 0 | 0 | 0 | 0
F12_Industrial_Instruments_Existing_Space Heating_Natural Gas_Furnace_A_Achievable Technical Potential | F12 | Industrial | Instruments | Existing | Space Heating | Natural Gas | Furnace | A | Cumulative Winter Peak Savings (MW) | Achievable Technical Potential | 0 | 0 | 0 | 0 | 0 | 0 | 0 | 0 | 0 | 0 | 0 | 0 | 0 | 0 | 0 | 0 | 0 | 0 | 0 | 0 | 0 | 0
F13_Industrial_Instruments_Existing_Space Heating_Natural Gas_Furnace_A_Achievable Technical Potential | F13 | Industrial | Instruments | Existing | Space Heating | Natural Gas | Furnace | A | Purchases (Incremental) | Achievable Technical Potential | 0 | 0 | 0.0040294 | 0.0083824 | 0.012999 | 0.017824 | 0.022812 | 0.027453 | 0.031308 | 0.034488 | 0.03709 | 0.0392 | 0.03759 | 0.035755 | 0.033801 | 0.031804 | 0.029817 | 0.027874 | 0.025784 | 0.025821 | 0.025914 | 0.02605
F14_Industrial_Instruments_Existing_Space Heating_Natural Gas_Furnace_A_Achievable Technical Potential | F14 | Industrial | Instruments | Existing | Space Heating | Natural Gas | Furnace | A | Purchases (Cumulative) | Achievable Technical Potential | 0 | 0 | 0.0040294 | 0.012412 | 0.025411 | 0.043235 | 0.066047 | 0.093499 | 0.12481 | 0.1593 | 0.19639 | 0.23559 | 0.27318 | 0.30893 | 0.34273 | 0.37454 | 0.40435 | 0.43223 | 0.45801 | 0.48383 | 0.50975 | 0.5358
F1_Industrial_Instruments_Existing_Space Heating_Natural Gas_Boiler_A_Achievable Technical Potential | F1 | Industrial | Instruments | Existing | Space Heating | Natural Gas | Boiler | A | Original Unit Energy Savings (kWh or therms) | Achievable Technical Potential | 0 | 6227.3193 | 6227.3193 | 6227.3193 | 6227.3193 | 6227.3193 | 6227.3193 | 6227.3193 | 6227.3193 | 6227.3193 | 6227.3193 | 6227.3193 | 6227.3193 | 6227.3193 | 6227.3193 | 6227.3193 | 6227.3193 | 6227.3193 | 6227.3193 | 6227.3193 | 6227.3193 | 6227.3193
F2_Industrial_Instruments_Existing_Space Heating_Natural Gas_Boiler_A_Achievable Technical Potential | F2 | Industrial | Instruments | Existing | Space Heating | Natural Gas | Boiler | A | Original Unit Summer Peak Savings (kW) | Achievable Technical Potential | 0 | 0 | 0 | 0 | 0 | 0 | 0 | 0 | 0 | 0 | 0 | 0 | 0 | 0 | 0 | 0 | 0 | 0 | 0 | 0 | 0 | 0
F3_Industrial_Instruments_Existing_Space Heating_Natural Gas_Boiler_A_Achievable Technical Potential | F3 | Industrial | Instruments | Existing | Space Heating | Natural Gas | Boiler | A | Original Unit Winter Peak Savings (kW) | Achievable Technical Potential | 0 | 0 | 0 | 0 | 0 | 0 | 0 | 0 | 0 | 0 | 0 | 0 | 0 | 0 | 0 | 0 | 0 | 0 | 0 | 0 | 0 | 0
F4_Industrial_Instruments_Existing_Space Heating_Natural Gas_Boiler_A_Achievable Technical Potential | F4 | Industrial | Instruments | Existing | Space Heating | Natural Gas | Boiler | A | Standalone Impact on Baseline Energy (%) | Achievable Technical Potential | 0% | 0% | 0.01982% | 0.0496% | 0.08655% | 0.1286% | 0.1746% | 0.2232% | 0.2737% | 0.3257% | 0.3791% | 0.4338% | 0.4897% | 0.5469% | 0.6053% | 0.665% | 0.7259% | 0.7881% | 0.8516% | 0.9163% | 0.9823% | 1.05%
F5_Industrial_Instruments_Existing_Space Heating_Natural Gas_Boiler_A_Achievable Technical Potential | F5 | Industrial | Instruments | Existing | Space Heating | Natural Gas | Boiler | A | Standalone Impact on Baseline Summer Peak (%) | Achievable Technical Potential | bar: 2019 to 2040
F6_Industrial_Instruments_Existing_Space Heating_Natural Gas_Boiler_A_Achievable Technical Potential | F6 | Industrial | Instruments | Existing | Space Heating | Natural Gas | Boiler | A | Standalone Impact on Baseline Winter Peak (%) | Achievable Technical Potential | bar: 2019 to 2040
F7_Industrial_Instruments_Existing_Space Heating_Natural Gas_Boiler_A_Achievable Technical Potential | F7 | Industrial | Instruments | Existing | Space Heating | Natural Gas | Boiler | A | Incremental Energy Savings (MWh or mTherms) | Achievable Technical Potential | 0 | 0 | 0.087318 | 0.12689 | 0.15227 | 0.16759 | 0.17677 | 0.18015 | 0.18032 | 0.17894 | 0.17691 | 0.17453 | 0.17209 | 0.16963 | 0.16716 | 0.16468 | 0.1622 | 0.15973 | 0.15726 | 0.15481 | 0.15237 | 0.14995
F8_Industrial_Instruments_Existing_Space Heating_Natural Gas_Boiler_A_Achievable Technical Potential | F8 | Industrial | Instruments | Existing | Space Heating | Natural Gas | Boiler | A | Incremental Summer Peak Savings (MW) | Achievable Technical Potential | 0 | 0 | 0 | 0 | 0 | 0 | 0 | 0 | 0 | 0 | 0 | 0 | 0 | 0 | 0 | 0 | 0 | 0 | 0 | 0 | 0 | 0
F9_Industrial_Instruments_Existing_Space Heating_Natural Gas_Boiler_A_Achievable Technical Potential | F9 | Industrial | Instruments | Existing | Space Heating | Natural Gas | Boiler | A | Incremental Winter Peak Savings (MW) | Achievable Technical Potential | 0 | 0 | 0 | 0 | 0 | 0 | 0 | 0 | 0 | 0 | 0 | 0 | 0 | 0 | 0 | 0 | 0 | 0 | 0 | 0 | 0 | 0
F10_Industrial_Instruments_Existing_Space Heating_Natural Gas_Boiler_A_Achievable Technical Potential | F10 | Industrial | Instruments | Existing | Space Heating | Natural Gas | Boiler | A | Cumulative Energy Savings (MWh or mTherms) | Achievable Technical Potential | 0 | 0 | 0.087318 | 0.21421 | 0.36647 | 0.53406 | 0.71084 | 0.89098 | 1.0713 | 1.2502 | 1.4272 | 1.6017 | 1.7738 | 1.9434 | 2.1106 | 2.2752 | 2.4374 | 2.5972 | 2.7544 | 2.9092 | 3.0616 | 3.2115
F11_Industrial_Instruments_Existing_Space Heating_Natural Gas_Boiler_A_Achievable Technical Potential | F11 | Industrial | Instruments | Existing | Space Heating | Natural Gas | Boiler | A | Cumulative Summer Peak Savings (MW) | Achievable Technical Potential | 0 | 0 | 0 | 0 | 0 | 0 | 0 | 0 | 0 | 0 | 0 | 0 | 0 | 0 | 0 | 0 | 0 | 0 | 0 | 0 | 0 | 0
F12_Industrial_Instruments_Existing_Space Heating_Natural Gas_Boiler_A_Achievable Technical Potential | F12 | Industrial | Instruments | Existing | Space Heating | Natural Gas | Boiler | A | Cumulative Winter Peak Savings (MW) | Achievable Technical Potential | 0 | 0 | 0 | 0 | 0 | 0 | 0 | 0 | 0 | 0 | 0 | 0 | 0 | 0 | 0 | 0 | 0 | 0 | 0 | 0 | 0 | 0
F13_Industrial_Instruments_Existing_Space Heating_Natural Gas_Boiler_A_Achievable Technical Potential | F13 | Industrial | Instruments | Existing | Space Heating | Natural Gas | Boiler | A | Purchases (Incremental) | Achievable Technical Potential | 0 | 0 | 0.014022 | 0.020376 | 0.024452 | 0.026912 | 0.028387 | 0.028929 | 0.028956 | 0.028735 | 0.028408 | 0.028027 | 0.027635 | 0.02724 | 0.026842 | 0.026445 | 0.026047 | 0.025649 | 0.025253 | 0.024859 | 0.024468 | 0.024079
F14_Industrial_Instruments_Existing_Space Heating_Natural Gas_Boiler_A_Achievable Technical Potential | F14 | Industrial | Instruments | Existing | Space Heating | Natural Gas | Boiler | A | Purchases (Cumulative) | Achievable Technical Potential | 0 | 0 | 0.014022 | 0.034398 | 0.058849 | 0.085761 | 0.11415 | 0.14308 | 0.17203 | 0.20077 | 0.22918 | 0.2572 | 0.28484 | 0.31208 | 0.33892 | 0.36536 | 0.39141 | 0.41706 | 0.44231 | 0.46717 | 0.49164 | 0.51572
F1_Industrial_Instruments_Existing_Space Heating_Natural Gas_Unit Heater_A_Achievable Technical Potential | F1 | Industrial | Instruments | Existing | Space Heating | Natural Gas | Unit Heater | A | Original Unit Energy Savings (kWh or therms) | Achievable Technical Potential | 0 | 43660.7244 | 43660.7244 | 43660.7244 | 43660.7244 | 43660.7244 | 43660.7244 | 43660.7244 | 43660.7244 | 43660.7244 | 43660.7244 | 43660.7244 | 43660.7244 | 43660.7244 | 43660.7244 | 43660.7244 | 43660.7244 | 43660.7244 | 43660.7244 | 43660.7244 | 43660.7244 | 43660.7244
F2_Industrial_Instruments_Existing_Space Heating_Natural Gas_Unit Heater_A_Achievable Technical Potential | F2 | Industrial | Instruments | Existing | Space Heating | Natural Gas | Unit Heater | A | Original Unit Summer Peak Savings (kW) | Achievable Technical Potential | 0 | 0 | 0 | 0 | 0 | 0 | 0 | 0 | 0 | 0 | 0 | 0 | 0 | 0 | 0 | 0 | 0 | 0 | 0 | 0 | 0 | 0
F3_Industrial_Instruments_Existing_Space Heating_Natural Gas_Unit Heater_A_Achievable Technical Potential | F3 | Industrial | Instruments | Existing | Space Heating | Natural Gas | Unit Heater | A | Original Unit Winter Peak Savings (kW) | Achievable Technical Potential | 0 | 0 | 0 | 0 | 0 | 0 | 0 | 0 | 0 | 0 | 0 | 0 | 0 | 0 | 0 | 0 | 0 | 0 | 0 | 0 | 0 | 0
F4_Industrial_Instruments_Existing_Space Heating_Natural Gas_Unit Heater_A_Achievable Technical Potential | F4 | Industrial | Instruments | Existing | Space Heating | Natural Gas | Unit Heater | A | Standalone Impact on Baseline Energy (%) | Achievable Technical Potential | 0% | 0% | 0.001758% | 0.008631% | 0.02544% | 0.05832% | 0.1147% | 0.2015% | 0.3244% | 0.4883% | 0.693% | 0.9373% | 1.221% | 1.543% | 1.903% | 2.297% | 2.722% | 3.121% | 3.489% | 3.822% | 4.121% | 4.383%
F5_Industrial_Instruments_Existing_Space Heating_Natural Gas_Unit Heater_A_Achievable Technical Potential | F5 | Industrial | Instruments | Existing | Space Heating | Natural Gas | Unit Heater | A | Standalone Impact on Baseline Summer Peak (%) | Achievable Technical Potential | bar: 2019 to 2040
F6_Industrial_Instruments_Existing_Space Heating_Natural Gas_Unit Heater_A_Achievable Technical Potential | F6 | Industrial | Instruments | Existing | Space Heating | Natural Gas | Unit Heater | A | Standalone Impact on Baseline Winter Peak (%) | Achievable Technical Potential | bar: 2019 to 2040
F7_Industrial_Instruments_Existing_Space Heating_Natural Gas_Unit Heater_A_Achievable Technical Potential | F7 | Industrial | Instruments | Existing | Space Heating | Natural Gas | Unit Heater | A | Incremental Energy Savings (MWh or mTherms) | Achievable Technical Potential | 0 | 0 | 0.0077434 | 0.029532 | 0.070426 | 0.13442 | 0.22461 | 0.33756 | 0.46539 | 0.60459 | 0.73434 | 0.85206 | 0.96045 | 1.0622 | 1.152 | 1.2255 | 1.2788 | 1.1458 | 0.99844 | 0.85102 | 0.70847 | 0.56813
F8_Industrial_Instruments_Existing_Space Heating_Natural Gas_Unit Heater_A_Achievable Technical Potential | F8 | Industrial | Instruments | Existing | Space Heating | Natural Gas | Unit Heater | A | Incremental Summer Peak Savings (MW) | Achievable Technical Potential | 0 | 0 | 0 | 0 | 0 | 0 | 0 | 0 | 0 | 0 | 0 | 0 | 0 | 0 | 0 | 0 | 0 | 0 | 0 | 0 | 0 | 0
F9_Industrial_Instruments_Existing_Space Heating_Natural Gas_Unit Heater_A_Achievable Technical Potential | F9 | Industrial | Instruments | Existing | Space Heating | Natural Gas | Unit Heater | A | Incremental Winter Peak Savings (MW) | Achievable Technical Potential | 0 | 0 | 0 | 0 | 0 | 0 | 0 | 0 | 0 | 0 | 0 | 0 | 0 | 0 | 0 | 0 | 0 | 0 | 0 | 0 | 0 | 0
F10_Industrial_Instruments_Existing_Space Heating_Natural Gas_Unit Heater_A_Achievable Technical Potential | F10 | Industrial | Instruments | Existing | Space Heating | Natural Gas | Unit Heater | A | Cumulative Energy Savings (MWh or mTherms) | Achievable Technical Potential | 0 | 0 | 0.0077434 | 0.037275 | 0.1077 | 0.24212 | 0.46673 | 0.80429 | 1.2697 | 1.8743 | 2.6086 | 3.4607 | 4.4211 | 5.4834 | 6.6354 | 7.8609 | 9.1397 | 10.2855 | 11.284 | 12.135 | 12.8435 | 13.4116
F11_Industrial_Instruments_Existing_Space Heating_Natural Gas_Unit Heater_A_Achievable Technical Potential | F11 | Industrial | Instruments | Existing | Space Heating | Natural Gas | Unit Heater | A | Cumulative Summer Peak Savings (MW) | Achievable Technical Potential | 0 | 0 | 0 | 0 | 0 | 0 | 0 | 0 | 0 | 0 | 0 | 0 | 0 | 0 | 0 | 0 | 0 | 0 | 0 | 0 | 0 | 0
F12_Industrial_Instruments_Existing_Space Heating_Natural Gas_Unit Heater_A_Achievable Technical Potential | F12 | Industrial | Instruments | Existing | Space Heating | Natural Gas | Unit Heater | A | Cumulative Winter Peak Savings (MW) | Achievable Technical Potential | 0 | 0 | 0 | 0 | 0 | 0 | 0 | 0 | 0 | 0 | 0 | 0 | 0 | 0 | 0 | 0 | 0 | 0 | 0 | 0 | 0 | 0
F13_Industrial_Instruments_Existing_Space Heating_Natural Gas_Unit Heater_A_Achievable Technical Potential | F13 | Industrial | Instruments | Existing | Space Heating | Natural Gas | Unit Heater | A | Purchases (Incremental) | Achievable Technical Potential | 0 | 0 | 0.00017735 | 0.00067639 | 0.001613 | 0.0030788 | 0.0051444 | 0.0077315 | 0.010659 | 0.013847 | 0.016819 | 0.019516 | 0.021998 | 0.024329 | 0.026564 | 0.028744 | 0.030903 | 0.029323 | 0.028013 | 0.027223 | 0.026886 | 0.02686
F14_Industrial_Instruments_Existing_Space Heating_Natural Gas_Unit Heater_A_Achievable Technical Potential | F14 | Industrial | Instruments | Existing | Space Heating | Natural Gas | Unit Heater | A | Purchases (Cumulative) | Achievable Technical Potential | 0 | 0 | 0.00017735 | 0.00085374 | 0.0024668 | 0.0055455 | 0.01069 | 0.018421 | 0.029081 | 0.042928 | 0.059747 | 0.079263 | 0.10126 | 0.12559 | 0.15198 | 0.18004 | 0.20933 | 0.23558 | 0.25845 | 0.27794 | 0.29417 | 0.30718
F1_Industrial_Instruments_New_Space Heating_Natural Gas_Furnace_A_Achievable Technical Potential | F1 | Industrial | Instruments | New | Space Heating | Natural Gas | Furnace | A | Original Unit Energy Savings (kWh or therms) | Achievable Technical Potential | 0 | 1443.5073 | 1443.5073 | 1443.5073 | 1443.5073 | 1443.5073 | 1443.5073 | 1443.5073 | 1443.5073 | 1443.5073 | 1443.5073 | 1443.5073 | 1443.5073 | 1443.5073 | 1443.5073 | 1443.5073 | 1443.5073 | 1443.5073 | 1443.5073 | 1443.5073 | 1443.5073 | 1443.5073
F2_Industrial_Instruments_New_Space Heating_Natural Gas_Furnace_A_Achievable Technical Potential | F2 | Industrial | Instruments | New | Space Heating | Natural Gas | Furnace | A | Original Unit Summer Peak Savings (kW) | Achievable Technical Potential | 0 | 0 | 0 | 0 | 0 | 0 | 0 | 0 | 0 | 0 | 0 | 0 | 0 | 0 | 0 | 0 | 0 | 0 | 0 | 0 | 0 | 0
F3_Industrial_Instruments_New_Space Heating_Natural Gas_Furnace_A_Achievable Technical Potential | F3 | Industrial | Instruments | New | Space Heating | Natural Gas | Furnace | A | Original Unit Winter Peak Savings (kW) | Achievable Technical Potential | 0 | 0 | 0 | 0 | 0 | 0 | 0 | 0 | 0 | 0 | 0 | 0 | 0 | 0 | 0 | 0 | 0 | 0 | 0 | 0 | 0 | 0
F4_Industrial_Instruments_New_Space Heating_Natural Gas_Furnace_A_Achievable Technical Potential | F4 | Industrial | Instruments | New | Space Heating | Natural Gas | Furnace | A | Standalone Impact on Baseline Energy (%) | Achievable Technical Potential | 0% | 0% | 0.001165% | 0.0432% | 0.07493% | 0.1061% | 0.1249% | 0.1472% | 0.1683% | 0.1901% | 0.2052% | 0.2214% | 0.236% | 0.2514% | 0.261% | 0.2718% | 0.2818% | 0.2923% | 0.2986% | 0.3089% | 0.3179% | 0.3282%
F5_Industrial_Instruments_New_Space Heating_Natural Gas_Furnace_A_Achievable Technical Potential | F5 | Industrial | Instruments | New | Space Heating | Natural Gas | Furnace | A | Standalone Impact on Baseline Summer Peak (%) | Achievable Technical Potential | bar: 2019 to 2040
F6_Industrial_Instruments_New_Space Heating_Natural Gas_Furnace_A_Achievable Technical Potential | F6 | Industrial | Instruments | New | Space Heating | Natural Gas | Furnace | A | Standalone Impact on Baseline Winter Peak (%) | Achievable Technical Potential | bar: 2019 to 2040
F7_Industrial_Instruments_New_Space Heating_Natural Gas_Furnace_A_Achievable Technical Potential | F7 | Industrial | Instruments | New | Space Heating | Natural Gas | Furnace | A | Incremental Energy Savings (MWh or mTherms) | Achievable Technical Potential | 0 | 0 | 0.00026991 | 0.017203 | 0.025741 | 0.038469 | 0.028959 | 0.039669 | 0.043949 | 0.053738 | 0.042586 | 0.051338 | 0.052519 | 0.062651 | 0.043459 | 0.053731 | 0.054419 | 0.06403 | 0.042297 | 0.060025 | 0.058187 | 0.063492
F8_Industrial_Instruments_New_Space Heating_Natural Gas_Furnace_A_Achievable Technical Potential | F8 | Industrial | Instruments | New | Space Heating | Natural Gas | Furnace | A | Incremental Summer Peak Savings (MW) | Achievable Technical Potential | 0 | 0 | 0 | 0 | 0 | 0 | 0 | 0 | 0 | 0 | 0 | 0 | 0 | 0 | 0 | 0 | 0 | 0 | 0 | 0 | 0 | 0
F9_Industrial_Instruments_New_Space Heating_Natural Gas_Furnace_A_Achievable Technical Potential | F9 | Industrial | Instruments | New | Space Heating | Natural Gas | Furnace | A | Incremental Winter Peak Savings (MW) | Achievable Technical Potential | 0 | 0 | 0 | 0 | 0 | 0 | 0 | 0 | 0 | 0 | 0 | 0 | 0 | 0 | 0 | 0 | 0 | 0 | 0 | 0 | 0 | 0
F10_Industrial_Instruments_New_Space Heating_Natural Gas_Furnace_A_Achievable Technical Potential | F10 | Industrial | Instruments | New | Space Heating | Natural Gas | Furnace | A | Cumulative Energy Savings (MWh or mTherms) | Achievable Technical Potential | 0 | 0 | 0.00026991 | 0.017473 | 0.043214 | 0.081683 | 0.11064 | 0.15031 | 0.19426 | 0.248 | 0.29058 | 0.34192 | 0.39444 | 0.45709 | 0.50055 | 0.55428 | 0.6087 | 0.67273 | 0.71503 | 0.77505 | 0.83324 | 0.89673
F11_Industrial_Instruments_New_Space Heating_Natural Gas_Furnace_A_Achievable Technical Potential | F11 | Industrial | Instruments | New | Space Heating | Natural Gas | Furnace | A | Cumulative Summer Peak Savings (MW) | Achievable Technical Potential | 0 | 0 | 0 | 0 | 0 | 0 | 0 | 0 | 0 | 0 | 0 | 0 | 0 | 0 | 0 | 0 | 0 | 0 | 0 | 0 | 0 | 0
F12_Industrial_Instruments_New_Space Heating_Natural Gas_Furnace_A_Achievable Technical Potential | F12 | Industrial | Instruments | New | Space Heating | Natural Gas | Furnace | A | Cumulative Winter Peak Savings (MW) | Achievable Technical Potential | 0 | 0 | 0 | 0 | 0 | 0 | 0 | 0 | 0 | 0 | 0 | 0 | 0 | 0 | 0 | 0 | 0 | 0 | 0 | 0 | 0 | 0
F13_Industrial_Instruments_New_Space Heating_Natural Gas_Furnace_A_Achievable Technical Potential | F13 | Industrial | Instruments | New | Space Heating | Natural Gas | Furnace | A | Purchases (Incremental) | Achievable Technical Potential | 0 | 0 | 0.00018698 | 0.011917 | 0.017832 | 0.02665 | 0.020062 | 0.027481 | 0.030446 | 0.037227 | 0.029502 | 0.035565 | 0.036383 | 0.043402 | 0.030107 | 0.037222 | 0.037699 | 0.044357 | 0.029302 | 0.041582 | 0.040309 | 0.043985
F14_Industrial_Instruments_New_Space Heating_Natural Gas_Furnace_A_Achievable Technical Potential | F14 | Industrial | Instruments | New | Space Heating | Natural Gas | Furnace | A | Purchases (Cumulative) | Achievable Technical Potential | 0 | 0 | 0.00018698 | 0.012104 | 0.029937 | 0.056586 | 0.076648 | 0.10413 | 0.13458 | 0.1718 | 0.2013 | 0.23687 | 0.27325 | 0.31665 | 0.34676 | 0.38398 | 0.42168 | 0.46604 | 0.49534 | 0.53692 | 0.57723 | 0.62122
F1_Industrial_Instruments_New_Space Heating_Natural Gas_Boiler_A_Achievable Technical Potential | F1 | Industrial | Instruments | New | Space Heating | Natural Gas | Boiler | A | Original Unit Energy Savings (kWh or therms) | Achievable Technical Potential | 0 | 6223.5803 | 6223.5803 | 6223.5803 | 6223.5803 | 6223.5803 | 6223.5803 | 6223.5803 | 6223.5803 | 6223.5803 | 6223.5803 | 6223.5803 | 6223.5803 | 6223.5803 | 6223.5803 | 6223.5803 | 6223.5803 | 6223.5803 | 6223.5803 | 6223.5803 | 6223.5803 | 6223.5803
F2_Industrial_Instruments_New_Space Heating_Natural Gas_Boiler_A_Achievable Technical Potential | F2 | Industrial | Instruments | New | Space Heating | Natural Gas | Boiler | A | Original Unit Summer Peak Savings (kW) | Achievable Technical Potential | 0 | 0 | 0 | 0 | 0 | 0 | 0 | 0 | 0 | 0 | 0 | 0 | 0 | 0 | 0 | 0 | 0 | 0 | 0 | 0 | 0 | 0
F3_Industrial_Instruments_New_Space Heating_Natural Gas_Boiler_A_Achievable Technical Potential | F3 | Industrial | Instruments | New | Space Heating | Natural Gas | Boiler | A | Original Unit Winter Peak Savings (kW) | Achievable Technical Potential | 0 | 0 | 0 | 0 | 0 | 0 | 0 | 0 | 0 | 0 | 0 | 0 | 0 | 0 | 0 | 0 | 0 | 0 | 0 | 0 | 0 | 0
F4_Industrial_Instruments_New_Space Heating_Natural Gas_Boiler_A_Achievable Technical Potential | F4 | Industrial | Instruments | New | Space Heating | Natural Gas | Boiler | A | Standalone Impact on Baseline Energy (%) | Achievable Technical Potential | 0% | 0% | 0.01593% | 0.4357% | 0.6673% | 0.8378% | 0.9165% | 0.9913% | 1.05% | 1.103% | 1.136% | 1.167% | 1.193% | 1.219% | 1.235% | 1.251% | 1.266% | 1.281% | 1.29% | 1.3% | 1.309% | 1.318%
F5_Industrial_Instruments_New_Space Heating_Natural Gas_Boiler_A_Achievable Technical Potential | F5 | Industrial | Instruments | New | Space Heating | Natural Gas | Boiler | A | Standalone Impact on Baseline Summer Peak (%) | Achievable Technical Potential | bar: 2019 to 2040
F6_Industrial_Instruments_New_Space Heating_Natural Gas_Boiler_A_Achievable Technical Potential | F6 | Industrial | Instruments | New | Space Heating | Natural Gas | Boiler | A | Standalone Impact on Baseline Winter Peak (%) | Achievable Technical Potential | bar: 2019 to 2040
F7_Industrial_Instruments_New_Space Heating_Natural Gas_Boiler_A_Achievable Technical Potential | F7 | Industrial | Instruments | New | Space Heating | Natural Gas | Boiler | A | Incremental Energy Savings (MWh or mTherms) | Achievable Technical Potential | 0 | 0 | 0.0036913 | 0.17253 | 0.20862 | 0.26013 | 0.16714 | 0.20011 | 0.20026 | 0.22646 | 0.16899 | 0.19441 | 0.19184 | 0.22253 | 0.15104 | 0.18356 | 0.18342 | 0.21353 | 0.14104 | 0.1738 | 0.16906 | 0.16856
F8_Industrial_Instruments_New_Space Heating_Natural Gas_Boiler_A_Achievable Technical Potential | F8 | Industrial | Instruments | New | Space Heating | Natural Gas | Boiler | A | Incremental Summer Peak Savings (MW) | Achievable Technical Potential | 0 | 0 | 0 | 0 | 0 | 0 | 0 | 0 | 0 | 0 | 0 | 0 | 0 | 0 | 0 | 0 | 0 | 0 | 0 | 0 | 0 | 0
F9_Industrial_Instruments_New_Space Heating_Natural Gas_Boiler_A_Achievable Technical Potential | F9 | Industrial | Instruments | New | Space Heating | Natural Gas | Boiler | A | Incremental Winter Peak Savings (MW) | Achievable Technical Potential | 0 | 0 | 0 | 0 | 0 | 0 | 0 | 0 | 0 | 0 | 0 | 0 | 0 | 0 | 0 | 0 | 0 | 0 | 0 | 0 | 0 | 0
F10_Industrial_Instruments_New_Space Heating_Natural Gas_Boiler_A_Achievable Technical Potential | F10 | Industrial | Instruments | New | Space Heating | Natural Gas | Boiler | A | Cumulative Energy Savings (MWh or mTherms) | Achievable Technical Potential | 0 | 0 | 0.0036913 | 0.17622 | 0.38484 | 0.64497 | 0.81212 | 1.0122 | 1.2125 | 1.439 | 1.608 | 1.8024 | 1.9942 | 2.2167 | 2.3678 | 2.5513 | 2.7348 | 2.9483 | 3.0893 | 3.2631 | 3.4322 | 3.6008
F11_Industrial_Instruments_New_Space Heating_Natural Gas_Boiler_A_Achievable Technical Potential | F11 | Industrial | Instruments | New | Space Heating | Natural Gas | Boiler | A | Cumulative Summer Peak Savings (MW) | Achievable Technical Potential | 0 | 0 | 0 | 0 | 0 | 0 | 0 | 0 | 0 | 0 | 0 | 0 | 0 | 0 | 0 | 0 | 0 | 0 | 0 | 0 | 0 | 0
F12_Industrial_Instruments_New_Space Heating_Natural Gas_Boiler_A_Achievable Technical Potential | F12 | Industrial | Instruments | New | Space Heating | Natural Gas | Boiler | A | Cumulative Winter Peak Savings (MW) | Achievable Technical Potential | 0 | 0 | 0 | 0 | 0 | 0 | 0 | 0 | 0 | 0 | 0 | 0 | 0 | 0 | 0 | 0 | 0 | 0 | 0 | 0 | 0 | 0
F13_Industrial_Instruments_New_Space Heating_Natural Gas_Boiler_A_Achievable Technical Potential | F13 | Industrial | Instruments | New | Space Heating | Natural Gas | Boiler | A | Purchases (Incremental) | Achievable Technical Potential | 0 | 0 | 0.00059312 | 0.027722 | 0.03352 | 0.041798 | 0.026856 | 0.032154 | 0.032178 | 0.036388 | 0.027154 | 0.031238 | 0.030824 | 0.035757 | 0.024268 | 0.029495 | 0.029472 | 0.03431 | 0.022663 | 0.027926 | 0.027165 | 0.027085
F14_Industrial_Instruments_New_Space Heating_Natural Gas_Boiler_A_Achievable Technical Potential | F14 | Industrial | Instruments | New | Space Heating | Natural Gas | Boiler | A | Purchases (Cumulative) | Achievable Technical Potential | 0 | 0 | 0.00059312 | 0.028316 | 0.061836 | 0.10363 | 0.13049 | 0.16264 | 0.19482 | 0.23121 | 0.25836 | 0.2896 | 0.32043 | 0.35618 | 0.38045 | 0.40995 | 0.43942 | 0.47373 | 0.49639 | 0.52432 | 0.55148 | 0.57857
F1_Industrial_Instruments_New_Space Heating_Natural Gas_Unit Heater_A_Achievable Technical Potential | F1 | Industrial | Instruments | New | Space Heating | Natural Gas | Unit Heater | A | Original Unit Energy Savings (kWh or therms) | Achievable Technical Potential | 0 | 43660.7244 | 43660.7244 | 43660.7244 | 43660.7244 | 43660.7244 | 43660.7244 | 43660.7244 | 43660.7244 | 43660.7244 | 43660.7244 | 43660.7244 | 43660.7244 | 43660.7244 | 43660.7244 | 43660.7244 | 43660.7244 | 43660.7244 | 43660.7244 | 43660.7244 | 43660.7244 | 43660.7244
F2_Industrial_Instruments_New_Space Heating_Natural Gas_Unit Heater_A_Achievable Technical Potential | F2 | Industrial | Instruments | New | Space Heating | Natural Gas | Unit Heater | A | Original Unit Summer Peak Savings (kW) | Achievable Technical Potential | 0 | 0 | 0 | 0 | 0 | 0 | 0 | 0 | 0 | 0 | 0 | 0 | 0 | 0 | 0 | 0 | 0 | 0 | 0 | 0 | 0 | 0
F3_Industrial_Instruments_New_Space Heating_Natural Gas_Unit Heater_A_Achievable Technical Potential | F3 | Industrial | Instruments | New | Space Heating | Natural Gas | Unit Heater | A | Original Unit Winter Peak Savings (kW) | Achievable Technical Potential | 0 | 0 | 0 | 0 | 0 | 0 | 0 | 0 | 0 | 0 | 0 | 0 | 0 | 0 | 0 | 0 | 0 | 0 | 0 | 0 | 0 | 0
F4_Industrial_Instruments_New_Space Heating_Natural Gas_Unit Heater_A_Achievable Technical Potential | F4 | Industrial | Instruments | New | Space Heating | Natural Gas | Unit Heater | A | Standalone Impact on Baseline Energy (%) | Achievable Technical Potential | 0% | 0% | 0.01765% | 0.6547% | 1.136% | 1.608% | 1.892% | 2.231% | 2.55% | 2.881% | 3.11% | 3.355% | 3.747% | 4.099% | 4.448% | 4.738% | 5.012% | 5.377% | 5.55% | 5.793% | 5.986% | 6.102%
F5_Industrial_Instruments_New_Space Heating_Natural Gas_Unit Heater_A_Achievable Technical Potential | F5 | Industrial | Instruments | New | Space Heating | Natural Gas | Unit Heater | A | Standalone Impact on Baseline Summer Peak (%) | Achievable Technical Potential | bar: 2019 to 2040
F6_Industrial_Instruments_New_Space Heating_Natural Gas_Unit Heater_A_Achievable Technical Potential | F6 | Industrial | Instruments | New | Space Heating | Natural Gas | Unit Heater | A | Standalone Impact on Baseline Winter Peak (%) | Achievable Technical Potential | bar: 2019 to 2040
F7_Industrial_Instruments_New_Space Heating_Natural Gas_Unit Heater_A_Achievable Technical Potential | F7 | Industrial | Instruments | New | Space Heating | Natural Gas | Unit Heater | A | Incremental Energy Savings (MWh or mTherms) | Achievable Technical Potential | 0 | 0 | 0.0040902 | 0.2607 | 0.39009 | 0.58297 | 0.43886 | 0.60116 | 0.66602 | 0.81435 | 0.64536 | 0.77799 | 1.0802 | 1.1903 | 1.0794 | 1.1307 | 1.1654 | 1.5464 | 0.91676 | 1.2455 | 1.1533 | 0.98369
F8_Industrial_Instruments_New_Space Heating_Natural Gas_Unit Heater_A_Achievable Technical Potential | F8 | Industrial | Instruments | New | Space Heating | Natural Gas | Unit Heater | A | Incremental Summer Peak Savings (MW) | Achievable Technical Potential | 0 | 0 | 0 | 0 | 0 | 0 | 0 | 0 | 0 | 0 | 0 | 0 | 0 | 0 | 0 | 0 | 0 | 0 | 0 | 0 | 0 | 0
F9_Industrial_Instruments_New_Space Heating_Natural Gas_Unit Heater_A_Achievable Technical Potential | F9 | Industrial | Instruments | New | Space Heating | Natural Gas | Unit Heater | A | Incremental Winter Peak Savings (MW) | Achievable Technical Potential | 0 | 0 | 0 | 0 | 0 | 0 | 0 | 0 | 0 | 0 | 0 | 0 | 0 | 0 | 0 | 0 | 0 | 0 | 0 | 0 | 0 | 0
F10_Industrial_Instruments_New_Space Heating_Natural Gas_Unit Heater_A_Achievable Technical Potential | F10 | Industrial | Instruments | New | Space Heating | Natural Gas | Unit Heater | A | Cumulative Energy Savings (MWh or mTherms) | Achievable Technical Potential | 0 | 0 | 0.0040902 | 0.26479 | 0.65487 | 1.2378 | 1.6767 | 2.2779 | 2.9439 | 3.7582 | 4.4036 | 5.1816 | 6.2617 | 7.452 | 8.5315 | 9.6622 | 10.8276 | 12.374 | 13.2907 | 14.5362 | 15.6895 | 16.6732
F11_Industrial_Instruments_New_Space Heating_Natural Gas_Unit Heater_A_Achievable Technical Potential | F11 | Industrial | Instruments | New | Space Heating | Natural Gas | Unit Heater | A | Cumulative Summer Peak Savings (MW) | Achievable Technical Potential | 0 | 0 | 0 | 0 | 0 | 0 | 0 | 0 | 0 | 0 | 0 | 0 | 0 | 0 | 0 | 0 | 0 | 0 | 0 | 0 | 0 | 0
F12_Industrial_Instruments_New_Space Heating_Natural Gas_Unit Heater_A_Achievable Technical Potential | F12 | Industrial | Instruments | New | Space Heating | Natural Gas | Unit Heater | A | Cumulative Winter Peak Savings (MW) | Achievable Technical Potential | 0 | 0 | 0 | 0 | 0 | 0 | 0 | 0 | 0 | 0 | 0 | 0 | 0 | 0 | 0 | 0 | 0 | 0 | 0 | 0 | 0 | 0
F13_Industrial_Instruments_New_Space Heating_Natural Gas_Unit Heater_A_Achievable Technical Potential | F13 | Industrial | Instruments | New | Space Heating | Natural Gas | Unit Heater | A | Purchases (Incremental) | Achievable Technical Potential | 0 | 0 | 9.3682e-05 | 0.005971 | 0.0089345 | 0.013352 | 0.010052 | 0.013769 | 0.015254 | 0.018652 | 0.014781 | 0.017819 | 0.02474 | 0.027262 | 0.024817 | 0.031869 | 0.035627 | 0.04877 | 0.031049 | 0.042295 | 0.041669 | 0.041182
F14_Industrial_Instruments_New_Space Heating_Natural Gas_Unit Heater_A_Achievable Technical Potential | F14 | Industrial | Instruments | New | Space Heating | Natural Gas | Unit Heater | A | Purchases (Cumulative) | Achievable Technical Potential | 0 | 0 | 9.3682e-05 | 0.0060647 | 0.014999 | 0.028351 | 0.038403 | 0.052172 | 0.067426 | 0.086078 | 0.10086 | 0.11868 | 0.14342 | 0.17068 | 0.1954 | 0.2213 | 0.24799 | 0.28341 | 0.30441 | 0.33294 | 0.35935 | 0.38188
F1_Industrial_Wood and Lumber Products_Existing_Space Heating_Natural Gas_Furnace_A_Achievable Technical Potential | F1 | Industrial | Wood and Lumber Products | Existing | Space Heating | Natural Gas | Furnace | A | Original Unit Energy Savings (kWh or therms) | Achievable Technical Potential | 0 | 1443.5459 | 1443.5459 | 1443.5459 | 1443.5459 | 1443.5459 | 1443.5459 | 1443.5459 | 1443.5459 | 1443.5459 | 1443.5459 | 1443.5459 | 1443.5459 | 1443.5459 | 1443.5459 | 1443.5459 | 1443.5459 | 1443.5459 | 1443.5459 | 1443.5459 | 1443.5459 | 1443.5459
F2_Industrial_Wood and Lumber Products_Existing_Space Heating_Natural Gas_Furnace_A_Achievable Technical Potential | F2 | Industrial | Wood and Lumber Products | Existing | Space Heating | Natural Gas | Furnace | A | Original Unit Summer Peak Savings (kW) | Achievable Technical Potential | 0 | 0 | 0 | 0 | 0 | 0 | 0 | 0 | 0 | 0 | 0 | 0 | 0 | 0 | 0 | 0 | 0 | 0 | 0 | 0 | 0 | 0
F3_Industrial_Wood and Lumber Products_Existing_Space Heating_Natural Gas_Furnace_A_Achievable Technical Potential | F3 | Industrial | Wood and Lumber Products | Existing | Space Heating | Natural Gas | Furnace | A | Original Unit Winter Peak Savings (kW) | Achievable Technical Potential | 0 | 0 | 0 | 0 | 0 | 0 | 0 | 0 | 0 | 0 | 0 | 0 | 0 | 0 | 0 | 0 | 0 | 0 | 0 | 0 | 0 | 0
F4_Industrial_Wood and Lumber Products_Existing_Space Heating_Natural Gas_Furnace_A_Achievable Technical Potential | F4 | Industrial | Wood and Lumber Products | Existing | Space Heating | Natural Gas | Furnace | A | Standalone Impact on Baseline Energy (%) | Achievable Technical Potential | 0% | 0% | 0.00132% | 0.004149% | 0.008663% | 0.01503% | 0.02342% | 0.03382% | 0.04604% | 0.05991% | 0.07531% | 0.0921% | 0.1089% | 0.1255% | 0.1419% | 0.158% | 0.1738% | 0.1893% | 0.2044% | 0.22% | 0.2361% | 0.2528%
F5_Industrial_Wood and Lumber Products_Existing_Space Heating_Natural Gas_Furnace_A_Achievable Technical Potential | F5 | Industrial | Wood and Lumber Products | Existing | Space Heating | Natural Gas | Furnace | A | Standalone Impact on Baseline Summer Peak (%) | Achievable Technical Potential | bar: 2019 to 2040
F6_Industrial_Wood and Lumber Products_Existing_Space Heating_Natural Gas_Furnace_A_Achievable Technical Potential | F6 | Industrial | Wood and Lumber Products | Existing | Space Heating | Natural Gas | Furnace | A | Standalone Impact on Baseline Winter Peak (%) | Achievable Technical Potential | bar: 2019 to 2040
F7_Industrial_Wood and Lumber Products_Existing_Space Heating_Natural Gas_Furnace_A_Achievable Technical Potential | F7 | Industrial | Wood and Lumber Products | Existing | Space Heating | Natural Gas | Furnace | A | Incremental Energy Savings (MWh or mTherms) | Achievable Technical Potential | 0 | 0 | 0.0012371 | 0.0025735 | 0.0039908 | 0.0054724 | 0.0070035 | 0.0084284 | 0.0096122 | 0.010588 | 0.011387 | 0.012035 | 0.011541 | 0.010977 | 0.010377 | 0.0097644 | 0.0091542 | 0.0085579 | 0.0079162 | 0.0079275 | 0.0079561 | 0.0079976
F8_Industrial_Wood and Lumber Products_Existing_Space Heating_Natural Gas_Furnace_A_Achievable Technical Potential | F8 | Industrial | Wood and Lumber Products | Existing | Space Heating | Natural Gas | Furnace | A | Incremental Summer Peak Savings (MW) | Achievable Technical Potential | 0 | 0 | 0 | 0 | 0 | 0 | 0 | 0 | 0 | 0 | 0 | 0 | 0 | 0 | 0 | 0 | 0 | 0 | 0 | 0 | 0 | 0
F9_Industrial_Wood and Lumber Products_Existing_Space Heating_Natural Gas_Furnace_A_Achievable Technical Potential | F9 | Industrial | Wood and Lumber Products | Existing | Space Heating | Natural Gas | Furnace | A | Incremental Winter Peak Savings (MW) | Achievable Technical Potential | 0 | 0 | 0 | 0 | 0 | 0 | 0 | 0 | 0 | 0 | 0 | 0 | 0 | 0 | 0 | 0 | 0 | 0 | 0 | 0 | 0 | 0
F10_Industrial_Wood and Lumber Products_Existing_Space Heating_Natural Gas_Furnace_A_Achievable Technical Potential | F10 | Industrial | Wood and Lumber Products | Existing | Space Heating | Natural Gas | Furnace | A | Cumulative Energy Savings (MWh or mTherms) | Achievable Technical Potential | 0 | 0 | 0.0012371 | 0.0038106 | 0.0078014 | 0.013274 | 0.020277 | 0.028706 | 0.038318 | 0.048906 | 0.060294 | 0.072329 | 0.083869 | 0.094847 | 0.10522 | 0.11499 | 0.12414 | 0.1327 | 0.14062 | 0.14854 | 0.1565 | 0.1645
F11_Industrial_Wood and Lumber Products_Existing_Space Heating_Natural Gas_Furnace_A_Achievable Technical Potential | F11 | Industrial | Wood and Lumber Products | Existing | Space Heating | Natural Gas | Furnace | A | Cumulative Summer Peak Savings (MW) | Achievable Technical Potential | 0 | 0 | 0 | 0 | 0 | 0 | 0 | 0 | 0 | 0 | 0 | 0 | 0 | 0 | 0 | 0 | 0 | 0 | 0 | 0 | 0 | 0
F12_Industrial_Wood and Lumber Products_Existing_Space Heating_Natural Gas_Furnace_A_Achievable Technical Potential | F12 | Industrial | Wood and Lumber Products | Existing | Space Heating | Natural Gas | Furnace | A | Cumulative Winter Peak Savings (MW) | Achievable Technical Potential | 0 | 0 | 0 | 0 | 0 | 0 | 0 | 0 | 0 | 0 | 0 | 0 | 0 | 0 | 0 | 0 | 0 | 0 | 0 | 0 | 0 | 0
F13_Industrial_Wood and Lumber Products_Existing_Space Heating_Natural Gas_Furnace_A_Achievable Technical Potential | F13 | Industrial | Wood and Lumber Products | Existing | Space Heating | Natural Gas | Furnace | A | Purchases (Incremental) | Achievable Technical Potential | 0 | 0 | 0.00085697 | 0.0017828 | 0.0027646 | 0.0037909 | 0.0048516 | 0.0058387 | 0.0066587 | 0.007335 | 0.0078883 | 0.0083371 | 0.0079948 | 0.0076044 | 0.0071889 | 0.0067642 | 0.0063415 | 0.0059284 | 0.0054839 | 0.0054917 | 0.0055115 | 0.0055402
F14_Industrial_Wood and Lumber Products_Existing_Space Heating_Natural Gas_Furnace_A_Achievable Technical Potential | F14 | Industrial | Wood and Lumber Products | Existing | Space Heating | Natural Gas | Furnace | A | Purchases (Cumulative) | Achievable Technical Potential | 0 | 0 | 0.00085697 | 0.0026398 | 0.0054043 | 0.0091953 | 0.014047 | 0.019886 | 0.026544 | 0.033879 | 0.041768 | 0.050105 | 0.0581 | 0.065704 | 0.072893 | 0.079657 | 0.085998 | 0.091927 | 0.097411 | 0.1029 | 0.10841 | 0.11395
F1_Industrial_Wood and Lumber Products_Existing_Space Heating_Natural Gas_Boiler_A_Achievable Technical Potential | F1 | Industrial | Wood and Lumber Products | Existing | Space Heating | Natural Gas | Boiler | A | Original Unit Energy Savings (kWh or therms) | Achievable Technical Potential | 0 | 6227.3193 | 6227.3193 | 6227.3193 | 6227.3193 | 6227.3193 | 6227.3193 | 6227.3193 | 6227.3193 | 6227.3193 | 6227.3193 | 6227.3193 | 6227.3193 | 6227.3193 | 6227.3193 | 6227.3193 | 6227.3193 | 6227.3193 | 6227.3193 | 6227.3193 | 6227.3193 | 6227.3193
F2_Industrial_Wood and Lumber Products_Existing_Space Heating_Natural Gas_Boiler_A_Achievable Technical Potential | F2 | Industrial | Wood and Lumber Products | Existing | Space Heating | Natural Gas | Boiler | A | Original Unit Summer Peak Savings (kW) | Achievable Technical Potential | 0 | 0 | 0 | 0 | 0 | 0 | 0 | 0 | 0 | 0 | 0 | 0 | 0 | 0 | 0 | 0 | 0 | 0 | 0 | 0 | 0 | 0
F3_Industrial_Wood and Lumber Products_Existing_Space Heating_Natural Gas_Boiler_A_Achievable Technical Potential | F3 | Industrial | Wood and Lumber Products | Existing | Space Heating | Natural Gas | Boiler | A | Original Unit Winter Peak Savings (kW) | Achievable Technical Potential | 0 | 0 | 0 | 0 | 0 | 0 | 0 | 0 | 0 | 0 | 0 | 0 | 0 | 0 | 0 | 0 | 0 | 0 | 0 | 0 | 0 | 0
F4_Industrial_Wood and Lumber Products_Existing_Space Heating_Natural Gas_Boiler_A_Achievable Technical Potential | F4 | Industrial | Wood and Lumber Products | Existing | Space Heating | Natural Gas | Boiler | A | Standalone Impact on Baseline Energy (%) | Achievable Technical Potential | 0% | 0% | 0.01982% | 0.0496% | 0.08655% | 0.1286% | 0.1746% | 0.2232% | 0.2737% | 0.3257% | 0.3791% | 0.4338% | 0.4897% | 0.5469% | 0.6053% | 0.665% | 0.7259% | 0.7881% | 0.8516% | 0.9163% | 0.9823% | 1.05%
F5_Industrial_Wood and Lumber Products_Existing_Space Heating_Natural Gas_Boiler_A_Achievable Technical Potential | F5 | Industrial | Wood and Lumber Products | Existing | Space Heating | Natural Gas | Boiler | A | Standalone Impact on Baseline Summer Peak (%) | Achievable Technical Potential | bar: 2019 to 2040
F6_Industrial_Wood and Lumber Products_Existing_Space Heating_Natural Gas_Boiler_A_Achievable Technical Potential | F6 | Industrial | Wood and Lumber Products | Existing | Space Heating | Natural Gas | Boiler | A | Standalone Impact on Baseline Winter Peak (%) | Achievable Technical Potential | bar: 2019 to 2040
F7_Industrial_Wood and Lumber Products_Existing_Space Heating_Natural Gas_Boiler_A_Achievable Technical Potential | F7 | Industrial | Wood and Lumber Products | Existing | Space Heating | Natural Gas | Boiler | A | Incremental Energy Savings (MWh or mTherms) | Achievable Technical Potential | 0 | 0 | 0.018571 | 0.026987 | 0.032385 | 0.035643 | 0.037597 | 0.038314 | 0.03835 | 0.038058 | 0.037625 | 0.03712 | 0.0366 | 0.036077 | 0.035551 | 0.035024 | 0.034497 | 0.033971 | 0.033446 | 0.032924 | 0.032406 | 0.031891
F8_Industrial_Wood and Lumber Products_Existing_Space Heating_Natural Gas_Boiler_A_Achievable Technical Potential | F8 | Industrial | Wood and Lumber Products | Existing | Space Heating | Natural Gas | Boiler | A | Incremental Summer Peak Savings (MW) | Achievable Technical Potential | 0 | 0 | 0 | 0 | 0 | 0 | 0 | 0 | 0 | 0 | 0 | 0 | 0 | 0 | 0 | 0 | 0 | 0 | 0 | 0 | 0 | 0
F9_Industrial_Wood and Lumber Products_Existing_Space Heating_Natural Gas_Boiler_A_Achievable Technical Potential | F9 | Industrial | Wood and Lumber Products | Existing | Space Heating | Natural Gas | Boiler | A | Incremental Winter Peak Savings (MW) | Achievable Technical Potential | 0 | 0 | 0 | 0 | 0 | 0 | 0 | 0 | 0 | 0 | 0 | 0 | 0 | 0 | 0 | 0 | 0 | 0 | 0 | 0 | 0 | 0
F10_Industrial_Wood and Lumber Products_Existing_Space Heating_Natural Gas_Boiler_A_Achievable Technical Potential | F10 | Industrial | Wood and Lumber Products | Existing | Space Heating | Natural Gas | Boiler | A | Cumulative Energy Savings (MWh or mTherms) | Achievable Technical Potential | 0 | 0 | 0.018571 | 0.045558 | 0.077942 | 0.11359 | 0.15118 | 0.1895 | 0.22785 | 0.2659 | 0.30353 | 0.34065 | 0.37725 | 0.41333 | 0.44888 | 0.4839 | 0.5184 | 0.55237 | 0.58582 | 0.61874 | 0.65115 | 0.68304
F11_Industrial_Wood and Lumber Products_Existing_Space Heating_Natural Gas_Boiler_A_Achievable Technical Potential | F11 | Industrial | Wood and Lumber Products | Existing | Space Heating | Natural Gas | Boiler | A | Cumulative Summer Peak Savings (MW) | Achievable Technical Potential | 0 | 0 | 0 | 0 | 0 | 0 | 0 | 0 | 0 | 0 | 0 | 0 | 0 | 0 | 0 | 0 | 0 | 0 | 0 | 0 | 0 | 0
F12_Industrial_Wood and Lumber Products_Existing_Space Heating_Natural Gas_Boiler_A_Achievable Technical Potential | F12 | Industrial | Wood and Lumber Products | Existing | Space Heating | Natural Gas | Boiler | A | Cumulative Winter Peak Savings (MW) | Achievable Technical Potential | 0 | 0 | 0 | 0 | 0 | 0 | 0 | 0 | 0 | 0 | 0 | 0 | 0 | 0 | 0 | 0 | 0 | 0 | 0 | 0 | 0 | 0
F13_Industrial_Wood and Lumber Products_Existing_Space Heating_Natural Gas_Boiler_A_Achievable Technical Potential | F13 | Industrial | Wood and Lumber Products | Existing | Space Heating | Natural Gas | Boiler | A | Purchases (Incremental) | Achievable Technical Potential | 0 | 0 | 0.0029822 | 0.0043336 | 0.0052004 | 0.0057236 | 0.0060374 | 0.0061526 | 0.0061583 | 0.0061115 | 0.0060419 | 0.0059608 | 0.0058774 | 0.0057933 | 0.0057089 | 0.0056243 | 0.0055396 | 0.0054551 | 0.0053709 | 0.0052871 | 0.0052038 | 0.0051211
F14_Industrial_Wood and Lumber Products_Existing_Space Heating_Natural Gas_Boiler_A_Achievable Technical Potential | F14 | Industrial | Wood and Lumber Products | Existing | Space Heating | Natural Gas | Boiler | A | Purchases (Cumulative) | Achievable Technical Potential | 0 | 0 | 0.0029822 | 0.0073158 | 0.012516 | 0.01824 | 0.024277 | 0.03043 | 0.036588 | 0.0427 | 0.048741 | 0.054702 | 0.06058 | 0.066373 | 0.072082 | 0.077706 | 0.083246 | 0.088701 | 0.094072 | 0.099359 | 0.10456 | 0.10968
F1_Industrial_Wood and Lumber Products_Existing_Space Heating_Natural Gas_Unit Heater_A_Achievable Technical Potential | F1 | Industrial | Wood and Lumber Products | Existing | Space Heating | Natural Gas | Unit Heater | A | Original Unit Energy Savings (kWh or therms) | Achievable Technical Potential | 0 | 43660.7244 | 43660.7244 | 43660.7244 | 43660.7244 | 43660.7244 | 43660.7244 | 43660.7244 | 43660.7244 | 43660.7244 | 43660.7244 | 43660.7244 | 43660.7244 | 43660.7244 | 43660.7244 | 43660.7244 | 43660.7244 | 43660.7244 | 43660.7244 | 43660.7244 | 43660.7244 | 43660.7244
F2_Industrial_Wood and Lumber Products_Existing_Space Heating_Natural Gas_Unit Heater_A_Achievable Technical Potential | F2 | Industrial | Wood and Lumber Products | Existing | Space Heating | Natural Gas | Unit Heater | A | Original Unit Summer Peak Savings (kW) | Achievable Technical Potential | 0 | 0 | 0 | 0 | 0 | 0 | 0 | 0 | 0 | 0 | 0 | 0 | 0 | 0 | 0 | 0 | 0 | 0 | 0 | 0 | 0 | 0
F3_Industrial_Wood and Lumber Products_Existing_Space Heating_Natural Gas_Unit Heater_A_Achievable Technical Potential | F3 | Industrial | Wood and Lumber Products | Existing | Space Heating | Natural Gas | Unit Heater | A | Original Unit Winter Peak Savings (kW) | Achievable Technical Potential | 0 | 0 | 0 | 0 | 0 | 0 | 0 | 0 | 0 | 0 | 0 | 0 | 0 | 0 | 0 | 0 | 0 | 0 | 0 | 0 | 0 | 0
F4_Industrial_Wood and Lumber Products_Existing_Space Heating_Natural Gas_Unit Heater_A_Achievable Technical Potential | F4 | Industrial | Wood and Lumber Products | Existing | Space Heating | Natural Gas | Unit Heater | A | Standalone Impact on Baseline Energy (%) | Achievable Technical Potential | 0% | 0% | 0.001758% | 0.008631% | 0.02544% | 0.05832% | 0.1147% | 0.2015% | 0.3244% | 0.4883% | 0.693% | 0.9373% | 1.221% | 1.543% | 1.903% | 2.297% | 2.722% | 3.121% | 3.489% | 3.822% | 4.121% | 4.383%
F5_Industrial_Wood and Lumber Products_Existing_Space Heating_Natural Gas_Unit Heater_A_Achievable Technical Potential | F5 | Industrial | Wood and Lumber Products | Existing | Space Heating | Natural Gas | Unit Heater | A | Standalone Impact on Baseline Summer Peak (%) | Achievable Technical Potential | bar: 2019 to 2040
F6_Industrial_Wood and Lumber Products_Existing_Space Heating_Natural Gas_Unit Heater_A_Achievable Technical Potential | F6 | Industrial | Wood and Lumber Products | Existing | Space Heating | Natural Gas | Unit Heater | A | Standalone Impact on Baseline Winter Peak (%) | Achievable Technical Potential | bar: 2019 to 2040
F7_Industrial_Wood and Lumber Products_Existing_Space Heating_Natural Gas_Unit Heater_A_Achievable Technical Potential | F7 | Industrial | Wood and Lumber Products | Existing | Space Heating | Natural Gas | Unit Heater | A | Incremental Energy Savings (MWh or mTherms) | Achievable Technical Potential | 0 | 0 | 0.0016469 | 0.0062808 | 0.014978 | 0.028589 | 0.04777 | 0.071794 | 0.09898 | 0.12859 | 0.15618 | 0.18122 | 0.20427 | 0.22592 | 0.24502 | 0.26063 | 0.27199 | 0.2437 | 0.21235 | 0.181 | 0.15068 | 0.12083
F8_Industrial_Wood and Lumber Products_Existing_Space Heating_Natural Gas_Unit Heater_A_Achievable Technical Potential | F8 | Industrial | Wood and Lumber Products | Existing | Space Heating | Natural Gas | Unit Heater | A | Incremental Summer Peak Savings (MW) | Achievable Technical Potential | 0 | 0 | 0 | 0 | 0 | 0 | 0 | 0 | 0 | 0 | 0 | 0 | 0 | 0 | 0 | 0 | 0 | 0 | 0 | 0 | 0 | 0
F9_Industrial_Wood and Lumber Products_Existing_Space Heating_Natural Gas_Unit Heater_A_Achievable Technical Potential | F9 | Industrial | Wood and Lumber Products | Existing | Space Heating | Natural Gas | Unit Heater | A | Incremental Winter Peak Savings (MW) | Achievable Technical Potential | 0 | 0 | 0 | 0 | 0 | 0 | 0 | 0 | 0 | 0 | 0 | 0 | 0 | 0 | 0 | 0 | 0 | 0 | 0 | 0 | 0 | 0
F10_Industrial_Wood and Lumber Products_Existing_Space Heating_Natural Gas_Unit Heater_A_Achievable Technical Potential | F10 | Industrial | Wood and Lumber Products | Existing | Space Heating | Natural Gas | Unit Heater | A | Cumulative Energy Savings (MWh or mTherms) | Achievable Technical Potential | 0 | 0 | 0.0016469 | 0.0079277 | 0.022906 | 0.051495 | 0.099265 | 0.17106 | 0.27004 | 0.39862 | 0.5548 | 0.73602 | 0.94029 | 1.1662 | 1.4112 | 1.6719 | 1.9438 | 2.1875 | 2.3999 | 2.5809 | 2.7316 | 2.8524
F11_Industrial_Wood and Lumber Products_Existing_Space Heating_Natural Gas_Unit Heater_A_Achievable Technical Potential | F11 | Industrial | Wood and Lumber Products | Existing | Space Heating | Natural Gas | Unit Heater | A | Cumulative Summer Peak Savings (MW) | Achievable Technical Potential | 0 | 0 | 0 | 0 | 0 | 0 | 0 | 0 | 0 | 0 | 0 | 0 | 0 | 0 | 0 | 0 | 0 | 0 | 0 | 0 | 0 | 0
F12_Industrial_Wood and Lumber Products_Existing_Space Heating_Natural Gas_Unit Heater_A_Achievable Technical Potential | F12 | Industrial | Wood and Lumber Products | Existing | Space Heating | Natural Gas | Unit Heater | A | Cumulative Winter Peak Savings (MW) | Achievable Technical Potential | 0 | 0 | 0 | 0 | 0 | 0 | 0 | 0 | 0 | 0 | 0 | 0 | 0 | 0 | 0 | 0 | 0 | 0 | 0 | 0 | 0 | 0
F13_Industrial_Wood and Lumber Products_Existing_Space Heating_Natural Gas_Unit Heater_A_Achievable Technical Potential | F13 | Industrial | Wood and Lumber Products | Existing | Space Heating | Natural Gas | Unit Heater | A | Purchases (Incremental) | Achievable Technical Potential | 0 | 0 | 3.772e-05 | 0.00014386 | 0.00034306 | 0.0006548 | 0.0010941 | 0.0016443 | 0.002267 | 0.0029451 | 0.0035772 | 0.0041506 | 0.0046786 | 0.0051744 | 0.0056496 | 0.0061134 | 0.0065726 | 0.0062364 | 0.0059578 | 0.0057899 | 0.0057181 | 0.0057126
F14_Industrial_Wood and Lumber Products_Existing_Space Heating_Natural Gas_Unit Heater_A_Achievable Technical Potential | F14 | Industrial | Wood and Lumber Products | Existing | Space Heating | Natural Gas | Unit Heater | A | Purchases (Cumulative) | Achievable Technical Potential | 0 | 0 | 3.772e-05 | 0.00018158 | 0.00052463 | 0.0011794 | 0.0022735 | 0.0039179 | 0.0061849 | 0.00913 | 0.012707 | 0.016858 | 0.021536 | 0.026711 | 0.032323 | 0.038292 | 0.044522 | 0.050103 | 0.054967 | 0.059112 | 0.062564 | 0.065331
F1_Industrial_Wood and Lumber Products_New_Space Heating_Natural Gas_Furnace_A_Achievable Technical Potential | F1 | Industrial | Wood and Lumber Products | New | Space Heating | Natural Gas | Furnace | A | Original Unit Energy Savings (kWh or therms) | Achievable Technical Potential | 0 | 1443.5073 | 1443.5073 | 1443.5073 | 1443.5073 | 1443.5073 | 1443.5073 | 1443.5073 | 1443.5073 | 1443.5073 | 1443.5073 | 1443.5073 | 1443.5073 | 1443.5073 | 1443.5073 | 1443.5073 | 1443.5073 | 1443.5073 | 1443.5073 | 1443.5073 | 1443.5073 | 1443.5073
F2_Industrial_Wood and Lumber Products_New_Space Heating_Natural Gas_Furnace_A_Achievable Technical Potential | F2 | Industrial | Wood and Lumber Products | New | Space Heating | Natural Gas | Furnace | A | Original Unit Summer Peak Savings (kW) | Achievable Technical Potential | 0 | 0 | 0 | 0 | 0 | 0 | 0 | 0 | 0 | 0 | 0 | 0 | 0 | 0 | 0 | 0 | 0 | 0 | 0 | 0 | 0 | 0
F3_Industrial_Wood and Lumber Products_New_Space Heating_Natural Gas_Furnace_A_Achievable Technical Potential | F3 | Industrial | Wood and Lumber Products | New | Space Heating | Natural Gas | Furnace | A | Original Unit Winter Peak Savings (kW) | Achievable Technical Potential | 0 | 0 | 0 | 0 | 0 | 0 | 0 | 0 | 0 | 0 | 0 | 0 | 0 | 0 | 0 | 0 | 0 | 0 | 0 | 0 | 0 | 0
F4_Industrial_Wood and Lumber Products_New_Space Heating_Natural Gas_Furnace_A_Achievable Technical Potential | F4 | Industrial | Wood and Lumber Products | New | Space Heating | Natural Gas | Furnace | A | Standalone Impact on Baseline Energy (%) | Achievable Technical Potential | 0% | 0% | 0.001165% | 0.0432% | 0.07493% | 0.1061% | 0.1249% | 0.1472% | 0.1683% | 0.1901% | 0.2052% | 0.2214% | 0.236% | 0.2514% | 0.261% | 0.2718% | 0.2818% | 0.2923% | 0.2986% | 0.3089% | 0.3179% | 0.3282%
F5_Industrial_Wood and Lumber Products_New_Space Heating_Natural Gas_Furnace_A_Achievable Technical Potential | F5 | Industrial | Wood and Lumber Products | New | Space Heating | Natural Gas | Furnace | A | Standalone Impact on Baseline Summer Peak (%) | Achievable Technical Potential | bar: 2019 to 2040
F6_Industrial_Wood and Lumber Products_New_Space Heating_Natural Gas_Furnace_A_Achievable Technical Potential | F6 | Industrial | Wood and Lumber Products | New | Space Heating | Natural Gas | Furnace | A | Standalone Impact on Baseline Winter Peak (%) | Achievable Technical Potential | bar: 2019 to 2040
F7_Industrial_Wood and Lumber Products_New_Space Heating_Natural Gas_Furnace_A_Achievable Technical Potential | F7 | Industrial | Wood and Lumber Products | New | Space Heating | Natural Gas | Furnace | A | Incremental Energy Savings (MWh or mTherms) | Achievable Technical Potential | 0 | 0 | 5.7404e-05 | 0.0036587 | 0.0054746 | 0.0081816 | 0.0061591 | 0.0084369 | 0.0093472 | 0.011429 | 0.0090573 | 0.010919 | 0.01117 | 0.013325 | 0.009243 | 0.011428 | 0.011574 | 0.013618 | 0.0089958 | 0.012766 | 0.012375 | 0.013504
F8_Industrial_Wood and Lumber Products_New_Space Heating_Natural Gas_Furnace_A_Achievable Technical Potential | F8 | Industrial | Wood and Lumber Products | New | Space Heating | Natural Gas | Furnace | A | Incremental Summer Peak Savings (MW) | Achievable Technical Potential | 0 | 0 | 0 | 0 | 0 | 0 | 0 | 0 | 0 | 0 | 0 | 0 | 0 | 0 | 0 | 0 | 0 | 0 | 0 | 0 | 0 | 0
F9_Industrial_Wood and Lumber Products_New_Space Heating_Natural Gas_Furnace_A_Achievable Technical Potential | F9 | Industrial | Wood and Lumber Products | New | Space Heating | Natural Gas | Furnace | A | Incremental Winter Peak Savings (MW) | Achievable Technical Potential | 0 | 0 | 0 | 0 | 0 | 0 | 0 | 0 | 0 | 0 | 0 | 0 | 0 | 0 | 0 | 0 | 0 | 0 | 0 | 0 | 0 | 0
F10_Industrial_Wood and Lumber Products_New_Space Heating_Natural Gas_Furnace_A_Achievable Technical Potential | F10 | Industrial | Wood and Lumber Products | New | Space Heating | Natural Gas | Furnace | A | Cumulative Energy Savings (MWh or mTherms) | Achievable Technical Potential | 0 | 0 | 5.7404e-05 | 0.0037161 | 0.0091908 | 0.017372 | 0.023532 | 0.031968 | 0.041316 | 0.052745 | 0.061802 | 0.072721 | 0.08389 | 0.097215 | 0.10646 | 0.11789 | 0.12946 | 0.14308 | 0.15207 | 0.16484 | 0.17721 | 0.19072
F11_Industrial_Wood and Lumber Products_New_Space Heating_Natural Gas_Furnace_A_Achievable Technical Potential | F11 | Industrial | Wood and Lumber Products | New | Space Heating | Natural Gas | Furnace | A | Cumulative Summer Peak Savings (MW) | Achievable Technical Potential | 0 | 0 | 0 | 0 | 0 | 0 | 0 | 0 | 0 | 0 | 0 | 0 | 0 | 0 | 0 | 0 | 0 | 0 | 0 | 0 | 0 | 0
F12_Industrial_Wood and Lumber Products_New_Space Heating_Natural Gas_Furnace_A_Achievable Technical Potential | F12 | Industrial | Wood and Lumber Products | New | Space Heating | Natural Gas | Furnace | A | Cumulative Winter Peak Savings (MW) | Achievable Technical Potential | 0 | 0 | 0 | 0 | 0 | 0 | 0 | 0 | 0 | 0 | 0 | 0 | 0 | 0 | 0 | 0 | 0 | 0 | 0 | 0 | 0 | 0
F13_Industrial_Wood and Lumber Products_New_Space Heating_Natural Gas_Furnace_A_Achievable Technical Potential | F13 | Industrial | Wood and Lumber Products | New | Space Heating | Natural Gas | Furnace | A | Purchases (Incremental) | Achievable Technical Potential | 0 | 0 | 3.9767e-05 | 0.0025346 | 0.0037926 | 0.0056679 | 0.0042668 | 0.0058447 | 0.0064753 | 0.0079175 | 0.0062745 | 0.007564 | 0.007738 | 0.0092308 | 0.0064032 | 0.0079165 | 0.0080179 | 0.009434 | 0.0062319 | 0.0088438 | 0.008573 | 0.0093547
F14_Industrial_Wood and Lumber Products_New_Space Heating_Natural Gas_Furnace_A_Achievable Technical Potential | F14 | Industrial | Wood and Lumber Products | New | Space Heating | Natural Gas | Furnace | A | Purchases (Cumulative) | Achievable Technical Potential | 0 | 0 | 3.9767e-05 | 0.0025744 | 0.006367 | 0.012035 | 0.016302 | 0.022146 | 0.028622 | 0.036539 | 0.042814 | 0.050378 | 0.058116 | 0.067346 | 0.07375 | 0.081666 | 0.089684 | 0.099118 | 0.10535 | 0.11419 | 0.12277 | 0.13212
F1_Industrial_Wood and Lumber Products_New_Space Heating_Natural Gas_Boiler_A_Achievable Technical Potential | F1 | Industrial | Wood and Lumber Products | New | Space Heating | Natural Gas | Boiler | A | Original Unit Energy Savings (kWh or therms) | Achievable Technical Potential | 0 | 6223.5803 | 6223.5803 | 6223.5803 | 6223.5803 | 6223.5803 | 6223.5803 | 6223.5803 | 6223.5803 | 6223.5803 | 6223.5803 | 6223.5803 | 6223.5803 | 6223.5803 | 6223.5803 | 6223.5803 | 6223.5803 | 6223.5803 | 6223.5803 | 6223.5803 | 6223.5803 | 6223.5803
F2_Industrial_Wood and Lumber Products_New_Space Heating_Natural Gas_Boiler_A_Achievable Technical Potential | F2 | Industrial | Wood and Lumber Products | New | Space Heating | Natural Gas | Boiler | A | Original Unit Summer Peak Savings (kW) | Achievable Technical Potential | 0 | 0 | 0 | 0 | 0 | 0 | 0 | 0 | 0 | 0 | 0 | 0 | 0 | 0 | 0 | 0 | 0 | 0 | 0 | 0 | 0 | 0
F3_Industrial_Wood and Lumber Products_New_Space Heating_Natural Gas_Boiler_A_Achievable Technical Potential | F3 | Industrial | Wood and Lumber Products | New | Space Heating | Natural Gas | Boiler | A | Original Unit Winter Peak Savings (kW) | Achievable Technical Potential | 0 | 0 | 0 | 0 | 0 | 0 | 0 | 0 | 0 | 0 | 0 | 0 | 0 | 0 | 0 | 0 | 0 | 0 | 0 | 0 | 0 | 0
F4_Industrial_Wood and Lumber Products_New_Space Heating_Natural Gas_Boiler_A_Achievable Technical Potential | F4 | Industrial | Wood and Lumber Products | New | Space Heating | Natural Gas | Boiler | A | Standalone Impact on Baseline Energy (%) | Achievable Technical Potential | 0% | 0% | 0.01593% | 0.4357% | 0.6673% | 0.8378% | 0.9165% | 0.9913% | 1.05% | 1.103% | 1.136% | 1.167% | 1.193% | 1.219% | 1.235% | 1.251% | 1.266% | 1.281% | 1.29% | 1.3% | 1.309% | 1.318%
F5_Industrial_Wood and Lumber Products_New_Space Heating_Natural Gas_Boiler_A_Achievable Technical Potential | F5 | Industrial | Wood and Lumber Products | New | Space Heating | Natural Gas | Boiler | A | Standalone Impact on Baseline Summer Peak (%) | Achievable Technical Potential | bar: 2019 to 2040
F6_Industrial_Wood and Lumber Products_New_Space Heating_Natural Gas_Boiler_A_Achievable Technical Potential | F6 | Industrial | Wood and Lumber Products | New | Space Heating | Natural Gas | Boiler | A | Standalone Impact on Baseline Winter Peak (%) | Achievable Technical Potential | bar: 2019 to 2040
F7_Industrial_Wood and Lumber Products_New_Space Heating_Natural Gas_Boiler_A_Achievable Technical Potential | F7 | Industrial | Wood and Lumber Products | New | Space Heating | Natural Gas | Boiler | A | Incremental Energy Savings (MWh or mTherms) | Achievable Technical Potential | 0 | 0 | 0.00078507 | 0.036694 | 0.044369 | 0.055325 | 0.035548 | 0.042561 | 0.042592 | 0.048165 | 0.035942 | 0.041348 | 0.0408 | 0.047329 | 0.032122 | 0.03904 | 0.039011 | 0.045414 | 0.029997 | 0.036964 | 0.035957 | 0.035851
F8_Industrial_Wood and Lumber Products_New_Space Heating_Natural Gas_Boiler_A_Achievable Technical Potential | F8 | Industrial | Wood and Lumber Products | New | Space Heating | Natural Gas | Boiler | A | Incremental Summer Peak Savings (MW) | Achievable Technical Potential | 0 | 0 | 0 | 0 | 0 | 0 | 0 | 0 | 0 | 0 | 0 | 0 | 0 | 0 | 0 | 0 | 0 | 0 | 0 | 0 | 0 | 0
F9_Industrial_Wood and Lumber Products_New_Space Heating_Natural Gas_Boiler_A_Achievable Technical Potential | F9 | Industrial | Wood and Lumber Products | New | Space Heating | Natural Gas | Boiler | A | Incremental Winter Peak Savings (MW) | Achievable Technical Potential | 0 | 0 | 0 | 0 | 0 | 0 | 0 | 0 | 0 | 0 | 0 | 0 | 0 | 0 | 0 | 0 | 0 | 0 | 0 | 0 | 0 | 0
F10_Industrial_Wood and Lumber Products_New_Space Heating_Natural Gas_Boiler_A_Achievable Technical Potential | F10 | Industrial | Wood and Lumber Products | New | Space Heating | Natural Gas | Boiler | A | Cumulative Energy Savings (MWh or mTherms) | Achievable Technical Potential | 0 | 0 | 0.00078507 | 0.03748 | 0.081849 | 0.13717 | 0.17272 | 0.21528 | 0.25787 | 0.30604 | 0.34198 | 0.38333 | 0.42413 | 0.47146 | 0.50358 | 0.54262 | 0.58163 | 0.62705 | 0.65704 | 0.69401 | 0.72996 | 0.76581
F11_Industrial_Wood and Lumber Products_New_Space Heating_Natural Gas_Boiler_A_Achievable Technical Potential | F11 | Industrial | Wood and Lumber Products | New | Space Heating | Natural Gas | Boiler | A | Cumulative Summer Peak Savings (MW) | Achievable Technical Potential | 0 | 0 | 0 | 0 | 0 | 0 | 0 | 0 | 0 | 0 | 0 | 0 | 0 | 0 | 0 | 0 | 0 | 0 | 0 | 0 | 0 | 0
F12_Industrial_Wood and Lumber Products_New_Space Heating_Natural Gas_Boiler_A_Achievable Technical Potential | F12 | Industrial | Wood and Lumber Products | New | Space Heating | Natural Gas | Boiler | A | Cumulative Winter Peak Savings (MW) | Achievable Technical Potential | 0 | 0 | 0 | 0 | 0 | 0 | 0 | 0 | 0 | 0 | 0 | 0 | 0 | 0 | 0 | 0 | 0 | 0 | 0 | 0 | 0 | 0
F13_Industrial_Wood and Lumber Products_New_Space Heating_Natural Gas_Boiler_A_Achievable Technical Potential | F13 | Industrial | Wood and Lumber Products | New | Space Heating | Natural Gas | Boiler | A | Purchases (Incremental) | Achievable Technical Potential | 0 | 0 | 0.00012615 | 0.005896 | 0.0071292 | 0.0088896 | 0.0057119 | 0.0068386 | 0.0068436 | 0.0077391 | 0.0057751 | 0.0066438 | 0.0065557 | 0.0076048 | 0.0051614 | 0.006273 | 0.0062682 | 0.007297 | 0.0048199 | 0.0059393 | 0.0057775 | 0.0057604
F14_Industrial_Wood and Lumber Products_New_Space Heating_Natural Gas_Boiler_A_Achievable Technical Potential | F14 | Industrial | Wood and Lumber Products | New | Space Heating | Natural Gas | Boiler | A | Purchases (Cumulative) | Achievable Technical Potential | 0 | 0 | 0.00012615 | 0.0060222 | 0.013151 | 0.022041 | 0.027753 | 0.034591 | 0.041435 | 0.049174 | 0.054949 | 0.061593 | 0.068149 | 0.075754 | 0.080915 | 0.087188 | 0.093456 | 0.10075 | 0.10557 | 0.11151 | 0.11729 | 0.12305
F1_Industrial_Wood and Lumber Products_New_Space Heating_Natural Gas_Unit Heater_A_Achievable Technical Potential | F1 | Industrial | Wood and Lumber Products | New | Space Heating | Natural Gas | Unit Heater | A | Original Unit Energy Savings (kWh or therms) | Achievable Technical Potential | 0 | 43660.7244 | 43660.7244 | 43660.7244 | 43660.7244 | 43660.7244 | 43660.7244 | 43660.7244 | 43660.7244 | 43660.7244 | 43660.7244 | 43660.7244 | 43660.7244 | 43660.7244 | 43660.7244 | 43660.7244 | 43660.7244 | 43660.7244 | 43660.7244 | 43660.7244 | 43660.7244 | 43660.7244
F2_Industrial_Wood and Lumber Products_New_Space Heating_Natural Gas_Unit Heater_A_Achievable Technical Potential | F2 | Industrial | Wood and Lumber Products | New | Space Heating | Natural Gas | Unit Heater | A | Original Unit Summer Peak Savings (kW) | Achievable Technical Potential | 0 | 0 | 0 | 0 | 0 | 0 | 0 | 0 | 0 | 0 | 0 | 0 | 0 | 0 | 0 | 0 | 0 | 0 | 0 | 0 | 0 | 0
F3_Industrial_Wood and Lumber Products_New_Space Heating_Natural Gas_Unit Heater_A_Achievable Technical Potential | F3 | Industrial | Wood and Lumber Products | New | Space Heating | Natural Gas | Unit Heater | A | Original Unit Winter Peak Savings (kW) | Achievable Technical Potential | 0 | 0 | 0 | 0 | 0 | 0 | 0 | 0 | 0 | 0 | 0 | 0 | 0 | 0 | 0 | 0 | 0 | 0 | 0 | 0 | 0 | 0
F4_Industrial_Wood and Lumber Products_New_Space Heating_Natural Gas_Unit Heater_A_Achievable Technical Potential | F4 | Industrial | Wood and Lumber Products | New | Space Heating | Natural Gas | Unit Heater | A | Standalone Impact on Baseline Energy (%) | Achievable Technical Potential | 0% | 0% | 0.01765% | 0.6547% | 1.136% | 1.608% | 1.892% | 2.231% | 2.55% | 2.881% | 3.11% | 3.355% | 3.747% | 4.099% | 4.448% | 4.738% | 5.012% | 5.377% | 5.55% | 5.793% | 5.986% | 6.102%
F5_Industrial_Wood and Lumber Products_New_Space Heating_Natural Gas_Unit Heater_A_Achievable Technical Potential | F5 | Industrial | Wood and Lumber Products | New | Space Heating | Natural Gas | Unit Heater | A | Standalone Impact on Baseline Summer Peak (%) | Achievable Technical Potential | bar: 2019 to 2040
F6_Industrial_Wood and Lumber Products_New_Space Heating_Natural Gas_Unit Heater_A_Achievable Technical Potential | F6 | Industrial | Wood and Lumber Products | New | Space Heating | Natural Gas | Unit Heater | A | Standalone Impact on Baseline Winter Peak (%) | Achievable Technical Potential | bar: 2019 to 2040
F7_Industrial_Wood and Lumber Products_New_Space Heating_Natural Gas_Unit Heater_A_Achievable Technical Potential | F7 | Industrial | Wood and Lumber Products | New | Space Heating | Natural Gas | Unit Heater | A | Incremental Energy Savings (MWh or mTherms) | Achievable Technical Potential | 0 | 0 | 0.00086992 | 0.055445 | 0.082964 | 0.12399 | 0.093337 | 0.12786 | 0.14165 | 0.1732 | 0.13726 | 0.16546 | 0.22973 | 0.25315 | 0.22957 | 0.24048 | 0.24786 | 0.32889 | 0.19498 | 0.26489 | 0.24528 | 0.20921
F8_Industrial_Wood and Lumber Products_New_Space Heating_Natural Gas_Unit Heater_A_Achievable Technical Potential | F8 | Industrial | Wood and Lumber Products | New | Space Heating | Natural Gas | Unit Heater | A | Incremental Summer Peak Savings (MW) | Achievable Technical Potential | 0 | 0 | 0 | 0 | 0 | 0 | 0 | 0 | 0 | 0 | 0 | 0 | 0 | 0 | 0 | 0 | 0 | 0 | 0 | 0 | 0 | 0
F9_Industrial_Wood and Lumber Products_New_Space Heating_Natural Gas_Unit Heater_A_Achievable Technical Potential | F9 | Industrial | Wood and Lumber Products | New | Space Heating | Natural Gas | Unit Heater | A | Incremental Winter Peak Savings (MW) | Achievable Technical Potential | 0 | 0 | 0 | 0 | 0 | 0 | 0 | 0 | 0 | 0 | 0 | 0 | 0 | 0 | 0 | 0 | 0 | 0 | 0 | 0 | 0 | 0
F10_Industrial_Wood and Lumber Products_New_Space Heating_Natural Gas_Unit Heater_A_Achievable Technical Potential | F10 | Industrial | Wood and Lumber Products | New | Space Heating | Natural Gas | Unit Heater | A | Cumulative Energy Savings (MWh or mTherms) | Achievable Technical Potential | 0 | 0 | 0.00086992 | 0.056315 | 0.13928 | 0.26327 | 0.3566 | 0.48446 | 0.62611 | 0.7993 | 0.93656 | 1.102 | 1.3318 | 1.5849 | 1.8145 | 2.055 | 2.3028 | 2.6317 | 2.8267 | 3.0916 | 3.3369 | 3.5461
F11_Industrial_Wood and Lumber Products_New_Space Heating_Natural Gas_Unit Heater_A_Achievable Technical Potential | F11 | Industrial | Wood and Lumber Products | New | Space Heating | Natural Gas | Unit Heater | A | Cumulative Summer Peak Savings (MW) | Achievable Technical Potential | 0 | 0 | 0 | 0 | 0 | 0 | 0 | 0 | 0 | 0 | 0 | 0 | 0 | 0 | 0 | 0 | 0 | 0 | 0 | 0 | 0 | 0
F12_Industrial_Wood and Lumber Products_New_Space Heating_Natural Gas_Unit Heater_A_Achievable Technical Potential | F12 | Industrial | Wood and Lumber Products | New | Space Heating | Natural Gas | Unit Heater | A | Cumulative Winter Peak Savings (MW) | Achievable Technical Potential | 0 | 0 | 0 | 0 | 0 | 0 | 0 | 0 | 0 | 0 | 0 | 0 | 0 | 0 | 0 | 0 | 0 | 0 | 0 | 0 | 0 | 0
F13_Industrial_Wood and Lumber Products_New_Space Heating_Natural Gas_Unit Heater_A_Achievable Technical Potential | F13 | Industrial | Wood and Lumber Products | New | Space Heating | Natural Gas | Unit Heater | A | Purchases (Incremental) | Achievable Technical Potential | 0 | 0 | 1.9924e-05 | 0.0012699 | 0.0019002 | 0.0028398 | 0.0021378 | 0.0029284 | 0.0032443 | 0.0039669 | 0.0031437 | 0.0037898 | 0.0052617 | 0.0057982 | 0.0052781 | 0.0067779 | 0.0075772 | 0.010373 | 0.0066035 | 0.0089954 | 0.0088623 | 0.0087587
F14_Industrial_Wood and Lumber Products_New_Space Heating_Natural Gas_Unit Heater_A_Achievable Technical Potential | F14 | Industrial | Wood and Lumber Products | New | Space Heating | Natural Gas | Unit Heater | A | Purchases (Cumulative) | Achievable Technical Potential | 0 | 0 | 1.9924e-05 | 0.0012898 | 0.00319 | 0.0060298 | 0.0081676 | 0.011096 | 0.01434 | 0.018307 | 0.021451 | 0.025241 | 0.030502 | 0.036301 | 0.041559 | 0.047067 | 0.052744 | 0.060277 | 0.064742 | 0.070809 | 0.076427 | 0.081219
F1_Industrial_Other Industrial_Existing_Space Heating_Natural Gas_Furnace_A_Achievable Technical Potential | F1 | Industrial | Other Industrial | Existing | Space Heating | Natural Gas | Furnace | A | Original Unit Energy Savings (kWh or therms) | Achievable Technical Potential | 0 | 1443.5459 | 1443.5459 | 1443.5459 | 1443.5459 | 1443.5459 | 1443.5459 | 1443.5459 | 1443.5459 | 1443.5459 | 1443.5459 | 1443.5459 | 1443.5459 | 1443.5459 | 1443.5459 | 1443.5459 | 1443.5459 | 1443.5459 | 1443.5459 | 1443.5459 | 1443.5459 | 1443.5459
F2_Industrial_Other Industrial_Existing_Space Heating_Natural Gas_Furnace_A_Achievable Technical Potential | F2 | Industrial | Other Industrial | Existing | Space Heating | Natural Gas | Furnace | A | Original Unit Summer Peak Savings (kW) | Achievable Technical Potential | 0 | 0 | 0 | 0 | 0 | 0 | 0 | 0 | 0 | 0 | 0 | 0 | 0 | 0 | 0 | 0 | 0 | 0 | 0 | 0 | 0 | 0
F3_Industrial_Other Industrial_Existing_Space Heating_Natural Gas_Furnace_A_Achievable Technical Potential | F3 | Industrial | Other Industrial | Existing | Space Heating | Natural Gas | Furnace | A | Original Unit Winter Peak Savings (kW) | Achievable Technical Potential | 0 | 0 | 0 | 0 | 0 | 0 | 0 | 0 | 0 | 0 | 0 | 0 | 0 | 0 | 0 | 0 | 0 | 0 | 0 | 0 | 0 | 0
F4_Industrial_Other Industrial_Existing_Space Heating_Natural Gas_Furnace_A_Achievable Technical Potential | F4 | Industrial | Other Industrial | Existing | Space Heating | Natural Gas | Furnace | A | Standalone Impact on Baseline Energy (%) | Achievable Technical Potential | 0% | 0% | 0.00132% | 0.004149% | 0.008663% | 0.01503% | 0.02342% | 0.03382% | 0.04604% | 0.05991% | 0.07531% | 0.0921% | 0.1089% | 0.1255% | 0.1419% | 0.158% | 0.1738% | 0.1893% | 0.2044% | 0.22% | 0.2361% | 0.2528%
F5_Industrial_Other Industrial_Existing_Space Heating_Natural Gas_Furnace_A_Achievable Technical Potential | F5 | Industrial | Other Industrial | Existing | Space Heating | Natural Gas | Furnace | A | Standalone Impact on Baseline Summer Peak (%) | Achievable Technical Potential | bar: 2019 to 2040
F6_Industrial_Other Industrial_Existing_Space Heating_Natural Gas_Furnace_A_Achievable Technical Potential | F6 | Industrial | Other Industrial | Existing | Space Heating | Natural Gas | Furnace | A | Standalone Impact on Baseline Winter Peak (%) | Achievable Technical Potential | bar: 2019 to 2040
F7_Industrial_Other Industrial_Existing_Space Heating_Natural Gas_Furnace_A_Achievable Technical Potential | F7 | Industrial | Other Industrial | Existing | Space Heating | Natural Gas | Furnace | A | Incremental Energy Savings (MWh or mTherms) | Achievable Technical Potential | 0 | 0 | 0.012299 | 0.025586 | 0.039677 | 0.054407 | 0.06963 | 0.083795 | 0.095565 | 0.10527 | 0.11321 | 0.11965 | 0.11474 | 0.10914 | 0.10317 | 0.097078 | 0.091011 | 0.085083 | 0.078703 | 0.078816 | 0.079099 | 0.079512
F8_Industrial_Other Industrial_Existing_Space Heating_Natural Gas_Furnace_A_Achievable Technical Potential | F8 | Industrial | Other Industrial | Existing | Space Heating | Natural Gas | Furnace | A | Incremental Summer Peak Savings (MW) | Achievable Technical Potential | 0 | 0 | 0 | 0 | 0 | 0 | 0 | 0 | 0 | 0 | 0 | 0 | 0 | 0 | 0 | 0 | 0 | 0 | 0 | 0 | 0 | 0
F9_Industrial_Other Industrial_Existing_Space Heating_Natural Gas_Furnace_A_Achievable Technical Potential | F9 | Industrial | Other Industrial | Existing | Space Heating | Natural Gas | Furnace | A | Incremental Winter Peak Savings (MW) | Achievable Technical Potential | 0 | 0 | 0 | 0 | 0 | 0 | 0 | 0 | 0 | 0 | 0 | 0 | 0 | 0 | 0 | 0 | 0 | 0 | 0 | 0 | 0 | 0
F10_Industrial_Other Industrial_Existing_Space Heating_Natural Gas_Furnace_A_Achievable Technical Potential | F10 | Industrial | Other Industrial | Existing | Space Heating | Natural Gas | Furnace | A | Cumulative Energy Savings (MWh or mTherms) | Achievable Technical Potential | 0 | 0 | 0.012299 | 0.037885 | 0.077562 | 0.13197 | 0.2016 | 0.28539 | 0.38096 | 0.48623 | 0.59944 | 0.71909 | 0.83383 | 0.94297 | 1.0461 | 1.1432 | 1.2342 | 1.3193 | 1.398 | 1.4768 | 1.5559 | 1.6354
F11_Industrial_Other Industrial_Existing_Space Heating_Natural Gas_Furnace_A_Achievable Technical Potential | F11 | Industrial | Other Industrial | Existing | Space Heating | Natural Gas | Furnace | A | Cumulative Summer Peak Savings (MW) | Achievable Technical Potential | 0 | 0 | 0 | 0 | 0 | 0 | 0 | 0 | 0 | 0 | 0 | 0 | 0 | 0 | 0 | 0 | 0 | 0 | 0 | 0 | 0 | 0
F12_Industrial_Other Industrial_Existing_Space Heating_Natural Gas_Furnace_A_Achievable Technical Potential | F12 | Industrial | Other Industrial | Existing | Space Heating | Natural Gas | Furnace | A | Cumulative Winter Peak Savings (MW) | Achievable Technical Potential | 0 | 0 | 0 | 0 | 0 | 0 | 0 | 0 | 0 | 0 | 0 | 0 | 0 | 0 | 0 | 0 | 0 | 0 | 0 | 0 | 0 | 0
F13_Industrial_Other Industrial_Existing_Space Heating_Natural Gas_Furnace_A_Achievable Technical Potential | F13 | Industrial | Other Industrial | Existing | Space Heating | Natural Gas | Furnace | A | Purchases (Incremental) | Achievable Technical Potential | 0 | 0 | 0.00852 | 0.017725 | 0.027486 | 0.03769 | 0.048235 | 0.058048 | 0.066201 | 0.072925 | 0.078426 | 0.082888 | 0.079484 | 0.075604 | 0.071472 | 0.067249 | 0.063047 | 0.05894 | 0.054521 | 0.054599 | 0.054795 | 0.055081
F14_Industrial_Other Industrial_Existing_Space Heating_Natural Gas_Furnace_A_Achievable Technical Potential | F14 | Industrial | Other Industrial | Existing | Space Heating | Natural Gas | Furnace | A | Purchases (Cumulative) | Achievable Technical Potential | 0 | 0 | 0.00852 | 0.026245 | 0.05373 | 0.09142 | 0.13965 | 0.1977 | 0.2639 | 0.33683 | 0.41526 | 0.49814 | 0.57763 | 0.65323 | 0.7247 | 0.79195 | 0.855 | 0.91394 | 0.96846 | 1.0231 | 1.0779 | 1.1329
F1_Industrial_Other Industrial_Existing_Space Heating_Natural Gas_Boiler_A_Achievable Technical Potential | F1 | Industrial | Other Industrial | Existing | Space Heating | Natural Gas | Boiler | A | Original Unit Energy Savings (kWh or therms) | Achievable Technical Potential | 0 | 6227.3193 | 6227.3193 | 6227.3193 | 6227.3193 | 6227.3193 | 6227.3193 | 6227.3193 | 6227.3193 | 6227.3193 | 6227.3193 | 6227.3193 | 6227.3193 | 6227.3193 | 6227.3193 | 6227.3193 | 6227.3193 | 6227.3193 | 6227.3193 | 6227.3193 | 6227.3193 | 6227.3193
F2_Industrial_Other Industrial_Existing_Space Heating_Natural Gas_Boiler_A_Achievable Technical Potential | F2 | Industrial | Other Industrial | Existing | Space Heating | Natural Gas | Boiler | A | Original Unit Summer Peak Savings (kW) | Achievable Technical Potential | 0 | 0 | 0 | 0 | 0 | 0 | 0 | 0 | 0 | 0 | 0 | 0 | 0 | 0 | 0 | 0 | 0 | 0 | 0 | 0 | 0 | 0
F3_Industrial_Other Industrial_Existing_Space Heating_Natural Gas_Boiler_A_Achievable Technical Potential | F3 | Industrial | Other Industrial | Existing | Space Heating | Natural Gas | Boiler | A | Original Unit Winter Peak Savings (kW) | Achievable Technical Potential | 0 | 0 | 0 | 0 | 0 | 0 | 0 | 0 | 0 | 0 | 0 | 0 | 0 | 0 | 0 | 0 | 0 | 0 | 0 | 0 | 0 | 0
F4_Industrial_Other Industrial_Existing_Space Heating_Natural Gas_Boiler_A_Achievable Technical Potential | F4 | Industrial | Other Industrial | Existing | Space Heating | Natural Gas | Boiler | A | Standalone Impact on Baseline Energy (%) | Achievable Technical Potential | 0% | 0% | 0.01982% | 0.0496% | 0.08655% | 0.1286% | 0.1746% | 0.2232% | 0.2737% | 0.3257% | 0.3791% | 0.4338% | 0.4897% | 0.5469% | 0.6053% | 0.665% | 0.7259% | 0.7881% | 0.8516% | 0.9163% | 0.9823% | 1.05%
F5_Industrial_Other Industrial_Existing_Space Heating_Natural Gas_Boiler_A_Achievable Technical Potential | F5 | Industrial | Other Industrial | Existing | Space Heating | Natural Gas | Boiler | A | Standalone Impact on Baseline Summer Peak (%) | Achievable Technical Potential | bar: 2019 to 2040
F6_Industrial_Other Industrial_Existing_Space Heating_Natural Gas_Boiler_A_Achievable Technical Potential | F6 | Industrial | Other Industrial | Existing | Space Heating | Natural Gas | Boiler | A | Standalone Impact on Baseline Winter Peak (%) | Achievable Technical Potential | bar: 2019 to 2040
F7_Industrial_Other Industrial_Existing_Space Heating_Natural Gas_Boiler_A_Achievable Technical Potential | F7 | Industrial | Other Industrial | Existing | Space Heating | Natural Gas | Boiler | A | Incremental Energy Savings (MWh or mTherms) | Achievable Technical Potential | 0 | 0 | 0.18463 | 0.2683 | 0.32197 | 0.35436 | 0.37379 | 0.38092 | 0.38128 | 0.37838 | 0.37407 | 0.36905 | 0.36388 | 0.35868 | 0.35345 | 0.34821 | 0.34297 | 0.33774 | 0.33252 | 0.32734 | 0.32218 | 0.31706
F8_Industrial_Other Industrial_Existing_Space Heating_Natural Gas_Boiler_A_Achievable Technical Potential | F8 | Industrial | Other Industrial | Existing | Space Heating | Natural Gas | Boiler | A | Incremental Summer Peak Savings (MW) | Achievable Technical Potential | 0 | 0 | 0 | 0 | 0 | 0 | 0 | 0 | 0 | 0 | 0 | 0 | 0 | 0 | 0 | 0 | 0 | 0 | 0 | 0 | 0 | 0
F9_Industrial_Other Industrial_Existing_Space Heating_Natural Gas_Boiler_A_Achievable Technical Potential | F9 | Industrial | Other Industrial | Existing | Space Heating | Natural Gas | Boiler | A | Incremental Winter Peak Savings (MW) | Achievable Technical Potential | 0 | 0 | 0 | 0 | 0 | 0 | 0 | 0 | 0 | 0 | 0 | 0 | 0 | 0 | 0 | 0 | 0 | 0 | 0 | 0 | 0 | 0
F10_Industrial_Other Industrial_Existing_Space Heating_Natural Gas_Boiler_A_Achievable Technical Potential | F10 | Industrial | Other Industrial | Existing | Space Heating | Natural Gas | Boiler | A | Cumulative Energy Savings (MWh or mTherms) | Achievable Technical Potential | 0 | 0 | 0.18463 | 0.45294 | 0.77491 | 1.1293 | 1.5031 | 1.884 | 2.2652 | 2.6436 | 3.0177 | 3.3867 | 3.7506 | 4.1093 | 4.4628 | 4.811 | 5.1539 | 5.4917 | 5.8242 | 6.1515 | 6.4737 | 6.7908
F11_Industrial_Other Industrial_Existing_Space Heating_Natural Gas_Boiler_A_Achievable Technical Potential | F11 | Industrial | Other Industrial | Existing | Space Heating | Natural Gas | Boiler | A | Cumulative Summer Peak Savings (MW) | Achievable Technical Potential | 0 | 0 | 0 | 0 | 0 | 0 | 0 | 0 | 0 | 0 | 0 | 0 | 0 | 0 | 0 | 0 | 0 | 0 | 0 | 0 | 0 | 0
F12_Industrial_Other Industrial_Existing_Space Heating_Natural Gas_Boiler_A_Achievable Technical Potential | F12 | Industrial | Other Industrial | Existing | Space Heating | Natural Gas | Boiler | A | Cumulative Winter Peak Savings (MW) | Achievable Technical Potential | 0 | 0 | 0 | 0 | 0 | 0 | 0 | 0 | 0 | 0 | 0 | 0 | 0 | 0 | 0 | 0 | 0 | 0 | 0 | 0 | 0 | 0
F13_Industrial_Other Industrial_Existing_Space Heating_Natural Gas_Boiler_A_Achievable Technical Potential | F13 | Industrial | Other Industrial | Existing | Space Heating | Natural Gas | Boiler | A | Purchases (Incremental) | Achievable Technical Potential | 0 | 0 | 0.029649 | 0.043085 | 0.051703 | 0.056904 | 0.060024 | 0.061169 | 0.061226 | 0.060761 | 0.060069 | 0.059263 | 0.058433 | 0.057598 | 0.056758 | 0.055917 | 0.055075 | 0.054235 | 0.053398 | 0.052564 | 0.051736 | 0.050914
F14_Industrial_Other Industrial_Existing_Space Heating_Natural Gas_Boiler_A_Achievable Technical Potential | F14 | Industrial | Other Industrial | Existing | Space Heating | Natural Gas | Boiler | A | Purchases (Cumulative) | Achievable Technical Potential | 0 | 0 | 0.029649 | 0.072734 | 0.12444 | 0.18134 | 0.24136 | 0.30253 | 0.36376 | 0.42452 | 0.48459 | 0.54385 | 0.60229 | 0.65988 | 0.71664 | 0.77256 | 0.82763 | 0.88187 | 0.93527 | 0.98783 | 1.0396 | 1.0905
F1_Industrial_Other Industrial_Existing_Space Heating_Natural Gas_Unit Heater_A_Achievable Technical Potential | F1 | Industrial | Other Industrial | Existing | Space Heating | Natural Gas | Unit Heater | A | Original Unit Energy Savings (kWh or therms) | Achievable Technical Potential | 0 | 43660.7244 | 43660.7244 | 43660.7244 | 43660.7244 | 43660.7244 | 43660.7244 | 43660.7244 | 43660.7244 | 43660.7244 | 43660.7244 | 43660.7244 | 43660.7244 | 43660.7244 | 43660.7244 | 43660.7244 | 43660.7244 | 43660.7244 | 43660.7244 | 43660.7244 | 43660.7244 | 43660.7244
F2_Industrial_Other Industrial_Existing_Space Heating_Natural Gas_Unit Heater_A_Achievable Technical Potential | F2 | Industrial | Other Industrial | Existing | Space Heating | Natural Gas | Unit Heater | A | Original Unit Summer Peak Savings (kW) | Achievable Technical Potential | 0 | 0 | 0 | 0 | 0 | 0 | 0 | 0 | 0 | 0 | 0 | 0 | 0 | 0 | 0 | 0 | 0 | 0 | 0 | 0 | 0 | 0
F3_Industrial_Other Industrial_Existing_Space Heating_Natural Gas_Unit Heater_A_Achievable Technical Potential | F3 | Industrial | Other Industrial | Existing | Space Heating | Natural Gas | Unit Heater | A | Original Unit Winter Peak Savings (kW) | Achievable Technical Potential | 0 | 0 | 0 | 0 | 0 | 0 | 0 | 0 | 0 | 0 | 0 | 0 | 0 | 0 | 0 | 0 | 0 | 0 | 0 | 0 | 0 | 0
F4_Industrial_Other Industrial_Existing_Space Heating_Natural Gas_Unit Heater_A_Achievable Technical Potential | F4 | Industrial | Other Industrial | Existing | Space Heating | Natural Gas | Unit Heater | A | Standalone Impact on Baseline Energy (%) | Achievable Technical Potential | 0% | 0% | 0.001758% | 0.008631% | 0.02544% | 0.05832% | 0.1147% | 0.2015% | 0.3244% | 0.4883% | 0.693% | 0.9373% | 1.221% | 1.543% | 1.903% | 2.297% | 2.722% | 3.121% | 3.489% | 3.822% | 4.121% | 4.383%
F5_Industrial_Other Industrial_Existing_Space Heating_Natural Gas_Unit Heater_A_Achievable Technical Potential | F5 | Industrial | Other Industrial | Existing | Space Heating | Natural Gas | Unit Heater | A | Standalone Impact on Baseline Summer Peak (%) | Achievable Technical Potential | bar: 2019 to 2040
F6_Industrial_Other Industrial_Existing_Space Heating_Natural Gas_Unit Heater_A_Achievable Technical Potential | F6 | Industrial | Other Industrial | Existing | Space Heating | Natural Gas | Unit Heater | A | Standalone Impact on Baseline Winter Peak (%) | Achievable Technical Potential | bar: 2019 to 2040
F7_Industrial_Other Industrial_Existing_Space Heating_Natural Gas_Unit Heater_A_Achievable Technical Potential | F7 | Industrial | Other Industrial | Existing | Space Heating | Natural Gas | Unit Heater | A | Incremental Energy Savings (MWh or mTherms) | Achievable Technical Potential | 0 | 0 | 0.016373 | 0.062444 | 0.14891 | 0.28423 | 0.47493 | 0.71377 | 0.98406 | 1.2784 | 1.5528 | 1.8017 | 2.0309 | 2.2461 | 2.436 | 2.5912 | 2.7041 | 2.4228 | 2.1112 | 1.7995 | 1.4981 | 1.2013
F8_Industrial_Other Industrial_Existing_Space Heating_Natural Gas_Unit Heater_A_Achievable Technical Potential | F8 | Industrial | Other Industrial | Existing | Space Heating | Natural Gas | Unit Heater | A | Incremental Summer Peak Savings (MW) | Achievable Technical Potential | 0 | 0 | 0 | 0 | 0 | 0 | 0 | 0 | 0 | 0 | 0 | 0 | 0 | 0 | 0 | 0 | 0 | 0 | 0 | 0 | 0 | 0
F9_Industrial_Other Industrial_Existing_Space Heating_Natural Gas_Unit Heater_A_Achievable Technical Potential | F9 | Industrial | Other Industrial | Existing | Space Heating | Natural Gas | Unit Heater | A | Incremental Winter Peak Savings (MW) | Achievable Technical Potential | 0 | 0 | 0 | 0 | 0 | 0 | 0 | 0 | 0 | 0 | 0 | 0 | 0 | 0 | 0 | 0 | 0 | 0 | 0 | 0 | 0 | 0
F10_Industrial_Other Industrial_Existing_Space Heating_Natural Gas_Unit Heater_A_Achievable Technical Potential | F10 | Industrial | Other Industrial | Existing | Space Heating | Natural Gas | Unit Heater | A | Cumulative Energy Savings (MWh or mTherms) | Achievable Technical Potential | 0 | 0 | 0.016373 | 0.078818 | 0.22773 | 0.51197 | 0.98689 | 1.7007 | 2.6847 | 3.9631 | 5.5159 | 7.3176 | 9.3484 | 11.5945 | 14.0305 | 16.6217 | 19.3258 | 21.7486 | 23.8598 | 25.6593 | 27.1574 | 28.3586
F11_Industrial_Other Industrial_Existing_Space Heating_Natural Gas_Unit Heater_A_Achievable Technical Potential | F11 | Industrial | Other Industrial | Existing | Space Heating | Natural Gas | Unit Heater | A | Cumulative Summer Peak Savings (MW) | Achievable Technical Potential | 0 | 0 | 0 | 0 | 0 | 0 | 0 | 0 | 0 | 0 | 0 | 0 | 0 | 0 | 0 | 0 | 0 | 0 | 0 | 0 | 0 | 0
F12_Industrial_Other Industrial_Existing_Space Heating_Natural Gas_Unit Heater_A_Achievable Technical Potential | F12 | Industrial | Other Industrial | Existing | Space Heating | Natural Gas | Unit Heater | A | Cumulative Winter Peak Savings (MW) | Achievable Technical Potential | 0 | 0 | 0 | 0 | 0 | 0 | 0 | 0 | 0 | 0 | 0 | 0 | 0 | 0 | 0 | 0 | 0 | 0 | 0 | 0 | 0 | 0
F13_Industrial_Other Industrial_Existing_Space Heating_Natural Gas_Unit Heater_A_Achievable Technical Potential | F13 | Industrial | Other Industrial | Existing | Space Heating | Natural Gas | Unit Heater | A | Purchases (Incremental) | Achievable Technical Potential | 0 | 0 | 0.00037501 | 0.0014302 | 0.0034107 | 0.0065101 | 0.010878 | 0.016348 | 0.022539 | 0.02928 | 0.035564 | 0.041265 | 0.046515 | 0.051444 | 0.056168 | 0.06078 | 0.065345 | 0.062002 | 0.059232 | 0.057563 | 0.05685 | 0.056795
F14_Industrial_Other Industrial_Existing_Space Heating_Natural Gas_Unit Heater_A_Achievable Technical Potential | F14 | Industrial | Other Industrial | Existing | Space Heating | Natural Gas | Unit Heater | A | Purchases (Cumulative) | Achievable Technical Potential | 0 | 0 | 0.00037501 | 0.0018052 | 0.0052159 | 0.011726 | 0.022604 | 0.038952 | 0.061491 | 0.090771 | 0.12634 | 0.1676 | 0.21412 | 0.26556 | 0.32135 | 0.3807 | 0.44264 | 0.49813 | 0.54648 | 0.5877 | 0.62201 | 0.64952
F1_Industrial_Other Industrial_New_Space Heating_Natural Gas_Furnace_A_Achievable Technical Potential | F1 | Industrial | Other Industrial | New | Space Heating | Natural Gas | Furnace | A | Original Unit Energy Savings (kWh or therms) | Achievable Technical Potential | 0 | 1443.5073 | 1443.5073 | 1443.5073 | 1443.5073 | 1443.5073 | 1443.5073 | 1443.5073 | 1443.5073 | 1443.5073 | 1443.5073 | 1443.5073 | 1443.5073 | 1443.5073 | 1443.5073 | 1443.5073 | 1443.5073 | 1443.5073 | 1443.5073 | 1443.5073 | 1443.5073 | 1443.5073
F2_Industrial_Other Industrial_New_Space Heating_Natural Gas_Furnace_A_Achievable Technical Potential | F2 | Industrial | Other Industrial | New | Space Heating | Natural Gas | Furnace | A | Original Unit Summer Peak Savings (kW) | Achievable Technical Potential | 0 | 0 | 0 | 0 | 0 | 0 | 0 | 0 | 0 | 0 | 0 | 0 | 0 | 0 | 0 | 0 | 0 | 0 | 0 | 0 | 0 | 0
F3_Industrial_Other Industrial_New_Space Heating_Natural Gas_Furnace_A_Achievable Technical Potential | F3 | Industrial | Other Industrial | New | Space Heating | Natural Gas | Furnace | A | Original Unit Winter Peak Savings (kW) | Achievable Technical Potential | 0 | 0 | 0 | 0 | 0 | 0 | 0 | 0 | 0 | 0 | 0 | 0 | 0 | 0 | 0 | 0 | 0 | 0 | 0 | 0 | 0 | 0
F4_Industrial_Other Industrial_New_Space Heating_Natural Gas_Furnace_A_Achievable Technical Potential | F4 | Industrial | Other Industrial | New | Space Heating | Natural Gas | Furnace | A | Standalone Impact on Baseline Energy (%) | Achievable Technical Potential | 0% | 0% | 0.001165% | 0.0432% | 0.07493% | 0.1061% | 0.1249% | 0.1472% | 0.1683% | 0.1901% | 0.2052% | 0.2214% | 0.236% | 0.2514% | 0.261% | 0.2718% | 0.2818% | 0.2923% | 0.2986% | 0.3089% | 0.3179% | 0.3282%
F5_Industrial_Other Industrial_New_Space Heating_Natural Gas_Furnace_A_Achievable Technical Potential | F5 | Industrial | Other Industrial | New | Space Heating | Natural Gas | Furnace | A | Standalone Impact on Baseline Summer Peak (%) | Achievable Technical Potential | bar: 2019 to 2040
F6_Industrial_Other Industrial_New_Space Heating_Natural Gas_Furnace_A_Achievable Technical Potential | F6 | Industrial | Other Industrial | New | Space Heating | Natural Gas | Furnace | A | Standalone Impact on Baseline Winter Peak (%) | Achievable Technical Potential | bar: 2019 to 2040
F7_Industrial_Other Industrial_New_Space Heating_Natural Gas_Furnace_A_Achievable Technical Potential | F7 | Industrial | Other Industrial | New | Space Heating | Natural Gas | Furnace | A | Incremental Energy Savings (MWh or mTherms) | Achievable Technical Potential | 0 | 0 | 0.00057071 | 0.036375 | 0.054429 | 0.081342 | 0.061234 | 0.08388 | 0.09293 | 0.11363 | 0.090048 | 0.10855 | 0.11105 | 0.13247 | 0.091894 | 0.11361 | 0.11507 | 0.13539 | 0.089436 | 0.12692 | 0.12304 | 0.13425
F8_Industrial_Other Industrial_New_Space Heating_Natural Gas_Furnace_A_Achievable Technical Potential | F8 | Industrial | Other Industrial | New | Space Heating | Natural Gas | Furnace | A | Incremental Summer Peak Savings (MW) | Achievable Technical Potential | 0 | 0 | 0 | 0 | 0 | 0 | 0 | 0 | 0 | 0 | 0 | 0 | 0 | 0 | 0 | 0 | 0 | 0 | 0 | 0 | 0 | 0
F9_Industrial_Other Industrial_New_Space Heating_Natural Gas_Furnace_A_Achievable Technical Potential | F9 | Industrial | Other Industrial | New | Space Heating | Natural Gas | Furnace | A | Incremental Winter Peak Savings (MW) | Achievable Technical Potential | 0 | 0 | 0 | 0 | 0 | 0 | 0 | 0 | 0 | 0 | 0 | 0 | 0 | 0 | 0 | 0 | 0 | 0 | 0 | 0 | 0 | 0
F10_Industrial_Other Industrial_New_Space Heating_Natural Gas_Furnace_A_Achievable Technical Potential | F10 | Industrial | Other Industrial | New | Space Heating | Natural Gas | Furnace | A | Cumulative Energy Savings (MWh or mTherms) | Achievable Technical Potential | 0 | 0 | 0.00057071 | 0.036946 | 0.091375 | 0.17272 | 0.23395 | 0.31783 | 0.41076 | 0.52439 | 0.61444 | 0.72299 | 0.83404 | 0.96652 | 1.0584 | 1.172 | 1.2871 | 1.4225 | 1.5119 | 1.6388 | 1.7619 | 1.8961
F11_Industrial_Other Industrial_New_Space Heating_Natural Gas_Furnace_A_Achievable Technical Potential | F11 | Industrial | Other Industrial | New | Space Heating | Natural Gas | Furnace | A | Cumulative Summer Peak Savings (MW) | Achievable Technical Potential | 0 | 0 | 0 | 0 | 0 | 0 | 0 | 0 | 0 | 0 | 0 | 0 | 0 | 0 | 0 | 0 | 0 | 0 | 0 | 0 | 0 | 0
F12_Industrial_Other Industrial_New_Space Heating_Natural Gas_Furnace_A_Achievable Technical Potential | F12 | Industrial | Other Industrial | New | Space Heating | Natural Gas | Furnace | A | Cumulative Winter Peak Savings (MW) | Achievable Technical Potential | 0 | 0 | 0 | 0 | 0 | 0 | 0 | 0 | 0 | 0 | 0 | 0 | 0 | 0 | 0 | 0 | 0 | 0 | 0 | 0 | 0 | 0
F13_Industrial_Other Industrial_New_Space Heating_Natural Gas_Furnace_A_Achievable Technical Potential | F13 | Industrial | Other Industrial | New | Space Heating | Natural Gas | Furnace | A | Purchases (Incremental) | Achievable Technical Potential | 0 | 0 | 0.00039537 | 0.025199 | 0.037706 | 0.05635 | 0.04242 | 0.058109 | 0.064378 | 0.078716 | 0.062382 | 0.075202 | 0.076931 | 0.091773 | 0.06366 | 0.078706 | 0.079715 | 0.093793 | 0.061958 | 0.087926 | 0.085234 | 0.093005
F14_Industrial_Other Industrial_New_Space Heating_Natural Gas_Furnace_A_Achievable Technical Potential | F14 | Industrial | Other Industrial | New | Space Heating | Natural Gas | Furnace | A | Purchases (Cumulative) | Achievable Technical Potential | 0 | 0 | 0.00039537 | 0.025595 | 0.063301 | 0.11965 | 0.16207 | 0.22018 | 0.28456 | 0.36327 | 0.42566 | 0.50086 | 0.57779 | 0.66956 | 0.73322 | 0.81193 | 0.89164 | 0.98544 | 1.0474 | 1.1353 | 1.2206 | 1.3136
F1_Industrial_Other Industrial_New_Space Heating_Natural Gas_Boiler_A_Achievable Technical Potential | F1 | Industrial | Other Industrial | New | Space Heating | Natural Gas | Boiler | A | Original Unit Energy Savings (kWh or therms) | Achievable Technical Potential | 0 | 6223.5803 | 6223.5803 | 6223.5803 | 6223.5803 | 6223.5803 | 6223.5803 | 6223.5803 | 6223.5803 | 6223.5803 | 6223.5803 | 6223.5803 | 6223.5803 | 6223.5803 | 6223.5803 | 6223.5803 | 6223.5803 | 6223.5803 | 6223.5803 | 6223.5803 | 6223.5803 | 6223.5803
F2_Industrial_Other Industrial_New_Space Heating_Natural Gas_Boiler_A_Achievable Technical Potential | F2 | Industrial | Other Industrial | New | Space Heating | Natural Gas | Boiler | A | Original Unit Summer Peak Savings (kW) | Achievable Technical Potential | 0 | 0 | 0 | 0 | 0 | 0 | 0 | 0 | 0 | 0 | 0 | 0 | 0 | 0 | 0 | 0 | 0 | 0 | 0 | 0 | 0 | 0
F3_Industrial_Other Industrial_New_Space Heating_Natural Gas_Boiler_A_Achievable Technical Potential | F3 | Industrial | Other Industrial | New | Space Heating | Natural Gas | Boiler | A | Original Unit Winter Peak Savings (kW) | Achievable Technical Potential | 0 | 0 | 0 | 0 | 0 | 0 | 0 | 0 | 0 | 0 | 0 | 0 | 0 | 0 | 0 | 0 | 0 | 0 | 0 | 0 | 0 | 0
F4_Industrial_Other Industrial_New_Space Heating_Natural Gas_Boiler_A_Achievable Technical Potential | F4 | Industrial | Other Industrial | New | Space Heating | Natural Gas | Boiler | A | Standalone Impact on Baseline Energy (%) | Achievable Technical Potential | 0% | 0% | 0.01593% | 0.4357% | 0.6673% | 0.8378% | 0.9165% | 0.9913% | 1.05% | 1.103% | 1.136% | 1.167% | 1.193% | 1.219% | 1.235% | 1.251% | 1.266% | 1.281% | 1.29% | 1.3% | 1.309% | 1.318%
F5_Industrial_Other Industrial_New_Space Heating_Natural Gas_Boiler_A_Achievable Technical Potential | F5 | Industrial | Other Industrial | New | Space Heating | Natural Gas | Boiler | A | Standalone Impact on Baseline Summer Peak (%) | Achievable Technical Potential | bar: 2019 to 2040
F6_Industrial_Other Industrial_New_Space Heating_Natural Gas_Boiler_A_Achievable Technical Potential | F6 | Industrial | Other Industrial | New | Space Heating | Natural Gas | Boiler | A | Standalone Impact on Baseline Winter Peak (%) | Achievable Technical Potential | bar: 2019 to 2040
F7_Industrial_Other Industrial_New_Space Heating_Natural Gas_Boiler_A_Achievable Technical Potential | F7 | Industrial | Other Industrial | New | Space Heating | Natural Gas | Boiler | A | Incremental Energy Savings (MWh or mTherms) | Achievable Technical Potential | 0 | 0 | 0.0078052 | 0.36482 | 0.44112 | 0.55005 | 0.35342 | 0.42314 | 0.42345 | 0.47886 | 0.35734 | 0.41109 | 0.40563 | 0.47055 | 0.31936 | 0.38814 | 0.38785 | 0.45151 | 0.29823 | 0.36749 | 0.35748 | 0.35643
F8_Industrial_Other Industrial_New_Space Heating_Natural Gas_Boiler_A_Achievable Technical Potential | F8 | Industrial | Other Industrial | New | Space Heating | Natural Gas | Boiler | A | Incremental Summer Peak Savings (MW) | Achievable Technical Potential | 0 | 0 | 0 | 0 | 0 | 0 | 0 | 0 | 0 | 0 | 0 | 0 | 0 | 0 | 0 | 0 | 0 | 0 | 0 | 0 | 0 | 0
F9_Industrial_Other Industrial_New_Space Heating_Natural Gas_Boiler_A_Achievable Technical Potential | F9 | Industrial | Other Industrial | New | Space Heating | Natural Gas | Boiler | A | Incremental Winter Peak Savings (MW) | Achievable Technical Potential | 0 | 0 | 0 | 0 | 0 | 0 | 0 | 0 | 0 | 0 | 0 | 0 | 0 | 0 | 0 | 0 | 0 | 0 | 0 | 0 | 0 | 0
F10_Industrial_Other Industrial_New_Space Heating_Natural Gas_Boiler_A_Achievable Technical Potential | F10 | Industrial | Other Industrial | New | Space Heating | Natural Gas | Boiler | A | Cumulative Energy Savings (MWh or mTherms) | Achievable Technical Potential | 0 | 0 | 0.0078052 | 0.37262 | 0.81374 | 1.3638 | 1.7172 | 2.1403 | 2.5638 | 3.0427 | 3.4 | 3.8111 | 4.2167 | 4.6873 | 5.0066 | 5.3948 | 5.7826 | 6.2341 | 6.5323 | 6.8998 | 7.2573 | 7.6137
F11_Industrial_Other Industrial_New_Space Heating_Natural Gas_Boiler_A_Achievable Technical Potential | F11 | Industrial | Other Industrial | New | Space Heating | Natural Gas | Boiler | A | Cumulative Summer Peak Savings (MW) | Achievable Technical Potential | 0 | 0 | 0 | 0 | 0 | 0 | 0 | 0 | 0 | 0 | 0 | 0 | 0 | 0 | 0 | 0 | 0 | 0 | 0 | 0 | 0 | 0
F12_Industrial_Other Industrial_New_Space Heating_Natural Gas_Boiler_A_Achievable Technical Potential | F12 | Industrial | Other Industrial | New | Space Heating | Natural Gas | Boiler | A | Cumulative Winter Peak Savings (MW) | Achievable Technical Potential | 0 | 0 | 0 | 0 | 0 | 0 | 0 | 0 | 0 | 0 | 0 | 0 | 0 | 0 | 0 | 0 | 0 | 0 | 0 | 0 | 0 | 0
F13_Industrial_Other Industrial_New_Space Heating_Natural Gas_Boiler_A_Achievable Technical Potential | F13 | Industrial | Other Industrial | New | Space Heating | Natural Gas | Boiler | A | Purchases (Incremental) | Achievable Technical Potential | 0 | 0 | 0.0012541 | 0.058619 | 0.070878 | 0.088381 | 0.056788 | 0.06799 | 0.06804 | 0.076942 | 0.057417 | 0.066053 | 0.065177 | 0.075607 | 0.051315 | 0.062366 | 0.062319 | 0.072548 | 0.04792 | 0.059048 | 0.05744 | 0.057271
F14_Industrial_Other Industrial_New_Space Heating_Natural Gas_Boiler_A_Achievable Technical Potential | F14 | Industrial | Other Industrial | New | Space Heating | Natural Gas | Boiler | A | Purchases (Cumulative) | Achievable Technical Potential | 0 | 0 | 0.0012541 | 0.059873 | 0.13075 | 0.21913 | 0.27592 | 0.34391 | 0.41195 | 0.48889 | 0.54631 | 0.61236 | 0.67754 | 0.75315 | 0.80446 | 0.86683 | 0.92914 | 1.0017 | 1.0496 | 1.1087 | 1.1661 | 1.2234
F1_Industrial_Other Industrial_New_Space Heating_Natural Gas_Unit Heater_A_Achievable Technical Potential | F1 | Industrial | Other Industrial | New | Space Heating | Natural Gas | Unit Heater | A | Original Unit Energy Savings (kWh or therms) | Achievable Technical Potential | 0 | 43660.7244 | 43660.7244 | 43660.7244 | 43660.7244 | 43660.7244 | 43660.7244 | 43660.7244 | 43660.7244 | 43660.7244 | 43660.7244 | 43660.7244 | 43660.7244 | 43660.7244 | 43660.7244 | 43660.7244 | 43660.7244 | 43660.7244 | 43660.7244 | 43660.7244 | 43660.7244 | 43660.7244
F2_Industrial_Other Industrial_New_Space Heating_Natural Gas_Unit Heater_A_Achievable Technical Potential | F2 | Industrial | Other Industrial | New | Space Heating | Natural Gas | Unit Heater | A | Original Unit Summer Peak Savings (kW) | Achievable Technical Potential | 0 | 0 | 0 | 0 | 0 | 0 | 0 | 0 | 0 | 0 | 0 | 0 | 0 | 0 | 0 | 0 | 0 | 0 | 0 | 0 | 0 | 0
F3_Industrial_Other Industrial_New_Space Heating_Natural Gas_Unit Heater_A_Achievable Technical Potential | F3 | Industrial | Other Industrial | New | Space Heating | Natural Gas | Unit Heater | A | Original Unit Winter Peak Savings (kW) | Achievable Technical Potential | 0 | 0 | 0 | 0 | 0 | 0 | 0 | 0 | 0 | 0 | 0 | 0 | 0 | 0 | 0 | 0 | 0 | 0 | 0 | 0 | 0 | 0
F4_Industrial_Other Industrial_New_Space Heating_Natural Gas_Unit Heater_A_Achievable Technical Potential | F4 | Industrial | Other Industrial | New | Space Heating | Natural Gas | Unit Heater | A | Standalone Impact on Baseline Energy (%) | Achievable Technical Potential | 0% | 0% | 0.01765% | 0.6547% | 1.136% | 1.608% | 1.892% | 2.231% | 2.55% | 2.881% | 3.11% | 3.355% | 3.747% | 4.099% | 4.448% | 4.738% | 5.012% | 5.377% | 5.55% | 5.793% | 5.986% | 6.102%
F5_Industrial_Other Industrial_New_Space Heating_Natural Gas_Unit Heater_A_Achievable Technical Potential | F5 | Industrial | Other Industrial | New | Space Heating | Natural Gas | Unit Heater | A | Standalone Impact on Baseline Summer Peak (%) | Achievable Technical Potential | bar: 2019 to 2040
F6_Industrial_Other Industrial_New_Space Heating_Natural Gas_Unit Heater_A_Achievable Technical Potential | F6 | Industrial | Other Industrial | New | Space Heating | Natural Gas | Unit Heater | A | Standalone Impact on Baseline Winter Peak (%) | Achievable Technical Potential | bar: 2019 to 2040
F7_Industrial_Other Industrial_New_Space Heating_Natural Gas_Unit Heater_A_Achievable Technical Potential | F7 | Industrial | Other Industrial | New | Space Heating | Natural Gas | Unit Heater | A | Incremental Energy Savings (MWh or mTherms) | Achievable Technical Potential | 0 | 0 | 0.0086487 | 0.55124 | 0.82483 | 1.2327 | 0.92796 | 1.2711 | 1.4083 | 1.7219 | 1.3646 | 1.6451 | 2.284 | 2.5169 | 2.2824 | 2.3909 | 2.4643 | 3.2698 | 1.9385 | 2.6336 | 2.4386 | 2.08
F8_Industrial_Other Industrial_New_Space Heating_Natural Gas_Unit Heater_A_Achievable Technical Potential | F8 | Industrial | Other Industrial | New | Space Heating | Natural Gas | Unit Heater | A | Incremental Summer Peak Savings (MW) | Achievable Technical Potential | 0 | 0 | 0 | 0 | 0 | 0 | 0 | 0 | 0 | 0 | 0 | 0 | 0 | 0 | 0 | 0 | 0 | 0 | 0 | 0 | 0 | 0
F9_Industrial_Other Industrial_New_Space Heating_Natural Gas_Unit Heater_A_Achievable Technical Potential | F9 | Industrial | Other Industrial | New | Space Heating | Natural Gas | Unit Heater | A | Incremental Winter Peak Savings (MW) | Achievable Technical Potential | 0 | 0 | 0 | 0 | 0 | 0 | 0 | 0 | 0 | 0 | 0 | 0 | 0 | 0 | 0 | 0 | 0 | 0 | 0 | 0 | 0 | 0
F10_Industrial_Other Industrial_New_Space Heating_Natural Gas_Unit Heater_A_Achievable Technical Potential | F10 | Industrial | Other Industrial | New | Space Heating | Natural Gas | Unit Heater | A | Cumulative Energy Savings (MWh or mTherms) | Achievable Technical Potential | 0 | 0 | 0.0086487 | 0.55989 | 1.3847 | 2.6174 | 3.5454 | 4.8165 | 6.2248 | 7.9467 | 9.3113 | 10.9564 | 13.2404 | 15.7572 | 18.0397 | 20.4305 | 22.8948 | 26.1646 | 28.1031 | 30.7367 | 33.1753 | 35.2553
F11_Industrial_Other Industrial_New_Space Heating_Natural Gas_Unit Heater_A_Achievable Technical Potential | F11 | Industrial | Other Industrial | New | Space Heating | Natural Gas | Unit Heater | A | Cumulative Summer Peak Savings (MW) | Achievable Technical Potential | 0 | 0 | 0 | 0 | 0 | 0 | 0 | 0 | 0 | 0 | 0 | 0 | 0 | 0 | 0 | 0 | 0 | 0 | 0 | 0 | 0 | 0
F12_Industrial_Other Industrial_New_Space Heating_Natural Gas_Unit Heater_A_Achievable Technical Potential | F12 | Industrial | Other Industrial | New | Space Heating | Natural Gas | Unit Heater | A | Cumulative Winter Peak Savings (MW) | Achievable Technical Potential | 0 | 0 | 0 | 0 | 0 | 0 | 0 | 0 | 0 | 0 | 0 | 0 | 0 | 0 | 0 | 0 | 0 | 0 | 0 | 0 | 0 | 0
F13_Industrial_Other Industrial_New_Space Heating_Natural Gas_Unit Heater_A_Achievable Technical Potential | F13 | Industrial | Other Industrial | New | Space Heating | Natural Gas | Unit Heater | A | Purchases (Incremental) | Achievable Technical Potential | 0 | 0 | 0.00019809 | 0.012626 | 0.018892 | 0.028233 | 0.021254 | 0.029114 | 0.032255 | 0.039439 | 0.031255 | 0.037678 | 0.052312 | 0.057646 | 0.052475 | 0.067386 | 0.075333 | 0.10312 | 0.065652 | 0.089433 | 0.088109 | 0.087079
F14_Industrial_Other Industrial_New_Space Heating_Natural Gas_Unit Heater_A_Achievable Technical Potential | F14 | Industrial | Other Industrial | New | Space Heating | Natural Gas | Unit Heater | A | Purchases (Cumulative) | Achievable Technical Potential | 0 | 0 | 0.00019809 | 0.012824 | 0.031715 | 0.059949 | 0.081202 | 0.11032 | 0.14257 | 0.18201 | 0.21327 | 0.25094 | 0.30326 | 0.3609 | 0.41318 | 0.46794 | 0.52438 | 0.59927 | 0.64367 | 0.70399 | 0.75984 | 0.80748
F1_Industrial_Food Products_Existing_Space Heating_Natural Gas_Insulation - Roof/Ceiling_A_Achievable Technical Potential | F1 | Industrial | Food Products | Existing | Space Heating | Natural Gas | Insulation - Roof/Ceiling | A | Original Unit Energy Savings (kWh or therms) | Achievable Technical Potential | 0 | 0 | 0.083035 | 0.082838 | 0.082641 | 0.082447 | 0.082256 | 0.08207 | 0.08189 | 0.081718 | 0.081553 | 0.081398 | 0.081252 | 0.081115 | 0.080985 | 0.080863 | 0.080748 | 0.08064 | 0.080538 | 0.080442 | 0.080353 | 0.080269
F2_Industrial_Food Products_Existing_Space Heating_Natural Gas_Insulation - Roof/Ceiling_A_Achievable Technical Potential | F2 | Industrial | Food Products | Existing | Space Heating | Natural Gas | Insulation - Roof/Ceiling | A | Original Unit Summer Peak Savings (kW) | Achievable Technical Potential | 0 | 0 | 0 | 0 | 0 | 0 | 0 | 0 | 0 | 0 | 0 | 0 | 0 | 0 | 0 | 0 | 0 | 0 | 0 | 0 | 0 | 0
F3_Industrial_Food Products_Existing_Space Heating_Natural Gas_Insulation - Roof/Ceiling_A_Achievable Technical Potential | F3 | Industrial | Food Products | Existing | Space Heating | Natural Gas | Insulation - Roof/Ceiling | A | Original Unit Winter Peak Savings (kW) | Achievable Technical Potential | 0 | 0 | 0 | 0 | 0 | 0 | 0 | 0 | 0 | 0 | 0 | 0 | 0 | 0 | 0 | 0 | 0 | 0 | 0 | 0 | 0 | 0
F4_Industrial_Food Products_Existing_Space Heating_Natural Gas_Insulation - Roof/Ceiling_A_Achievable Technical Potential | F4 | Industrial | Food Products | Existing | Space Heating | Natural Gas | Insulation - Roof/Ceiling | A | Standalone Impact on Baseline Energy (%) | Achievable Technical Potential | 0% | 0% | 0.3143% | 0.8697% | 1.74% | 2.969% | 4.545% | 6.403% | 8.431% | 10.49% | 12.47% | 14.25% | 15.79% | 17.06% | 18.1% | 18.94% | 19.61% | 20.18% | 20.66% | 21.12% | 21.49% | 21.86%
F5_Industrial_Food Products_Existing_Space Heating_Natural Gas_Insulation - Roof/Ceiling_A_Achievable Technical Potential | F5 | Industrial | Food Products | Existing | Space Heating | Natural Gas | Insulation - Roof/Ceiling | A | Standalone Impact on Baseline Summer Peak (%) | Achievable Technical Potential | bar: 2019 to 2040
F6_Industrial_Food Products_Existing_Space Heating_Natural Gas_Insulation - Roof/Ceiling_A_Achievable Technical Potential | F6 | Industrial | Food Products | Existing | Space Heating | Natural Gas | Insulation - Roof/Ceiling | A | Standalone Impact on Baseline Winter Peak (%) | Achievable Technical Potential | bar: 2019 to 2040
F7_Industrial_Food Products_Existing_Space Heating_Natural Gas_Insulation - Roof/Ceiling_A_Achievable Technical Potential | F7 | Industrial | Food Products | Existing | Space Heating | Natural Gas | Insulation - Roof/Ceiling | A | Incremental Energy Savings (MWh or mTherms) | Achievable Technical Potential | 0 | 0 | 1.2902 | 2.2137 | 3.3761 | 4.6341 | 5.7829 | 6.6154 | 6.9861 | 6.8512 | 6.2715 | 5.3827 | 4.3486 | 3.3183 | 2.3991 | 1.6479 | 1.0781 | 0.67335 | 0.40229 | 0.26737 | 0 | 0
F8_Industrial_Food Products_Existing_Space Heating_Natural Gas_Insulation - Roof/Ceiling_A_Achievable Technical Potential | F8 | Industrial | Food Products | Existing | Space Heating | Natural Gas | Insulation - Roof/Ceiling | A | Incremental Summer Peak Savings (MW) | Achievable Technical Potential | 0 | 0 | 0 | 0 | 0 | 0 | 0 | 0 | 0 | 0 | 0 | 0 | 0 | 0 | 0 | 0 | 0 | 0 | 0 | 0 | 0 | 0
F9_Industrial_Food Products_Existing_Space Heating_Natural Gas_Insulation - Roof/Ceiling_A_Achievable Technical Potential | F9 | Industrial | Food Products | Existing | Space Heating | Natural Gas | Insulation - Roof/Ceiling | A | Incremental Winter Peak Savings (MW) | Achievable Technical Potential | 0 | 0 | 0 | 0 | 0 | 0 | 0 | 0 | 0 | 0 | 0 | 0 | 0 | 0 | 0 | 0 | 0 | 0 | 0 | 0 | 0 | 0
F10_Industrial_Food Products_Existing_Space Heating_Natural Gas_Insulation - Roof/Ceiling_A_Achievable Technical Potential | F10 | Industrial | Food Products | Existing | Space Heating | Natural Gas | Insulation - Roof/Ceiling | A | Cumulative Energy Savings (MWh or mTherms) | Achievable Technical Potential | 0 | 0 | 1.2902 | 3.5008 | 6.8687 | 11.4866 | 17.2429 | 23.8193 | 30.7532 | 37.5395 | 43.7356 | 49.0352 | 53.2958 | 56.5238 | 58.8324 | 60.3916 | 61.3839 | 61.975 | 62.2992 | 62.4927 | 62.423 | 62.3577
F11_Industrial_Food Products_Existing_Space Heating_Natural Gas_Insulation - Roof/Ceiling_A_Achievable Technical Potential | F11 | Industrial | Food Products | Existing | Space Heating | Natural Gas | Insulation - Roof/Ceiling | A | Cumulative Summer Peak Savings (MW) | Achievable Technical Potential | 0 | 0 | 0 | 0 | 0 | 0 | 0 | 0 | 0 | 0 | 0 | 0 | 0 | 0 | 0 | 0 | 0 | 0 | 0 | 0 | 0 | 0
F12_Industrial_Food Products_Existing_Space Heating_Natural Gas_Insulation - Roof/Ceiling_A_Achievable Technical Potential | F12 | Industrial | Food Products | Existing | Space Heating | Natural Gas | Insulation - Roof/Ceiling | A | Cumulative Winter Peak Savings (MW) | Achievable Technical Potential | 0 | 0 | 0 | 0 | 0 | 0 | 0 | 0 | 0 | 0 | 0 | 0 | 0 | 0 | 0 | 0 | 0 | 0 | 0 | 0 | 0 | 0
F13_Industrial_Food Products_Existing_Space Heating_Natural Gas_Insulation - Roof/Ceiling_A_Achievable Technical Potential | F13 | Industrial | Food Products | Existing | Space Heating | Natural Gas | Insulation - Roof/Ceiling | A | Purchases (Incremental) | Achievable Technical Potential | 0 | 0 | 15538.2579 | 26723.1246 | 40852.5927 | 56207.5328 | 70303.4658 | 80606.5599 | 85310.391 | 83839.5221 | 76901.0789 | 66128.2985 | 53519.6574 | 40908.7036 | 29623.544 | 20378.9553 | 13351.7293 | 8350.0627 | 4995.015 | 3323.7322 | 0 | 0
F14_Industrial_Food Products_Existing_Space Heating_Natural Gas_Insulation - Roof/Ceiling_A_Achievable Technical Potential | F14 | Industrial | Food Products | Existing | Space Heating | Natural Gas | Insulation - Roof/Ceiling | A | Purchases (Cumulative) | Achievable Technical Potential | 0 | 0 | 15538.2579 | 42261.3825 | 83113.9752 | 139321.508 | 209624.9738 | 290231.5336 | 375541.9246 | 459381.4467 | 536282.5257 | 602410.8242 | 655930.4816 | 696839.1852 | 726462.7292 | 746841.6845 | 760193.4138 | 768543.4765 | 773538.4915 | 776862.2237 | 776862.2237 | 776862.2237
F1_Industrial_Food Products_Existing_Space Heating_Natural Gas_Insulation - Wall Cavity_A_Achievable Technical Potential | F1 | Industrial | Food Products | Existing | Space Heating | Natural Gas | Insulation - Wall Cavity | A | Original Unit Energy Savings (kWh or therms) | Achievable Technical Potential | 0 | 0 | 0.018165 | 0.018122 | 0.018079 | 0.018037 | 0.017995 | 0.017954 | 0.017915 | 0.017877 | 0.017841 | 0.017807 | 0.017775 | 0.017745 | 0.017717 | 0.01769 | 0.017665 | 0.017641 | 0.017619 | 0.017598 | 0.017579 | 0.01756
F2_Industrial_Food Products_Existing_Space Heating_Natural Gas_Insulation - Wall Cavity_A_Achievable Technical Potential | F2 | Industrial | Food Products | Existing | Space Heating | Natural Gas | Insulation - Wall Cavity | A | Original Unit Summer Peak Savings (kW) | Achievable Technical Potential | 0 | 0 | 0 | 0 | 0 | 0 | 0 | 0 | 0 | 0 | 0 | 0 | 0 | 0 | 0 | 0 | 0 | 0 | 0 | 0 | 0 | 0
F3_Industrial_Food Products_Existing_Space Heating_Natural Gas_Insulation - Wall Cavity_A_Achievable Technical Potential | F3 | Industrial | Food Products | Existing | Space Heating | Natural Gas | Insulation - Wall Cavity | A | Original Unit Winter Peak Savings (kW) | Achievable Technical Potential | 0 | 0 | 0 | 0 | 0 | 0 | 0 | 0 | 0 | 0 | 0 | 0 | 0 | 0 | 0 | 0 | 0 | 0 | 0 | 0 | 0 | 0
F4_Industrial_Food Products_Existing_Space Heating_Natural Gas_Insulation - Wall Cavity_A_Achievable Technical Potential | F4 | Industrial | Food Products | Existing | Space Heating | Natural Gas | Insulation - Wall Cavity | A | Standalone Impact on Baseline Energy (%) | Achievable Technical Potential | 0% | 0% | 0.06875% | 0.1903% | 0.3808% | 0.6494% | 0.9943% | 1.401% | 1.844% | 2.296% | 2.727% | 3.117% | 3.453% | 3.733% | 3.96% | 4.143% | 4.291% | 4.414% | 4.521% | 4.62% | 4.701% | 4.783%
F5_Industrial_Food Products_Existing_Space Heating_Natural Gas_Insulation - Wall Cavity_A_Achievable Technical Potential | F5 | Industrial | Food Products | Existing | Space Heating | Natural Gas | Insulation - Wall Cavity | A | Standalone Impact on Baseline Summer Peak (%) | Achievable Technical Potential | bar: 2019 to 2040
F6_Industrial_Food Products_Existing_Space Heating_Natural Gas_Insulation - Wall Cavity_A_Achievable Technical Potential | F6 | Industrial | Food Products | Existing | Space Heating | Natural Gas | Insulation - Wall Cavity | A | Standalone Impact on Baseline Winter Peak (%) | Achievable Technical Potential | bar: 2019 to 2040
F7_Industrial_Food Products_Existing_Space Heating_Natural Gas_Insulation - Wall Cavity_A_Achievable Technical Potential | F7 | Industrial | Food Products | Existing | Space Heating | Natural Gas | Insulation - Wall Cavity | A | Incremental Energy Savings (MWh or mTherms) | Achievable Technical Potential | 0 | 0 | 0.28226 | 0.48428 | 0.73858 | 1.0138 | 1.2651 | 1.4472 | 1.5283 | 1.4988 | 1.372 | 1.1776 | 0.95133 | 0.72593 | 0.52483 | 0.3605 | 0.23586 | 0.14731 | 0.088007 | 0.058491 | 0 | 0
F8_Industrial_Food Products_Existing_Space Heating_Natural Gas_Insulation - Wall Cavity_A_Achievable Technical Potential | F8 | Industrial | Food Products | Existing | Space Heating | Natural Gas | Insulation - Wall Cavity | A | Incremental Summer Peak Savings (MW) | Achievable Technical Potential | 0 | 0 | 0 | 0 | 0 | 0 | 0 | 0 | 0 | 0 | 0 | 0 | 0 | 0 | 0 | 0 | 0 | 0 | 0 | 0 | 0 | 0
F9_Industrial_Food Products_Existing_Space Heating_Natural Gas_Insulation - Wall Cavity_A_Achievable Technical Potential | F9 | Industrial | Food Products | Existing | Space Heating | Natural Gas | Insulation - Wall Cavity | A | Incremental Winter Peak Savings (MW) | Achievable Technical Potential | 0 | 0 | 0 | 0 | 0 | 0 | 0 | 0 | 0 | 0 | 0 | 0 | 0 | 0 | 0 | 0 | 0 | 0 | 0 | 0 | 0 | 0
F10_Industrial_Food Products_Existing_Space Heating_Natural Gas_Insulation - Wall Cavity_A_Achievable Technical Potential | F10 | Industrial | Food Products | Existing | Space Heating | Natural Gas | Insulation - Wall Cavity | A | Cumulative Energy Savings (MWh or mTherms) | Achievable Technical Potential | 0 | 0 | 0.28226 | 0.76587 | 1.5026 | 2.5129 | 3.7722 | 5.2109 | 6.7278 | 8.2124 | 9.5679 | 10.7273 | 11.6593 | 12.3655 | 12.8706 | 13.2117 | 13.4287 | 13.5581 | 13.629 | 13.6713 | 13.6561 | 13.6418
F11_Industrial_Food Products_Existing_Space Heating_Natural Gas_Insulation - Wall Cavity_A_Achievable Technical Potential | F11 | Industrial | Food Products | Existing | Space Heating | Natural Gas | Insulation - Wall Cavity | A | Cumulative Summer Peak Savings (MW) | Achievable Technical Potential | 0 | 0 | 0 | 0 | 0 | 0 | 0 | 0 | 0 | 0 | 0 | 0 | 0 | 0 | 0 | 0 | 0 | 0 | 0 | 0 | 0 | 0
F12_Industrial_Food Products_Existing_Space Heating_Natural Gas_Insulation - Wall Cavity_A_Achievable Technical Potential | F12 | Industrial | Food Products | Existing | Space Heating | Natural Gas | Insulation - Wall Cavity | A | Cumulative Winter Peak Savings (MW) | Achievable Technical Potential | 0 | 0 | 0 | 0 | 0 | 0 | 0 | 0 | 0 | 0 | 0 | 0 | 0 | 0 | 0 | 0 | 0 | 0 | 0 | 0 | 0 | 0
F13_Industrial_Food Products_Existing_Space Heating_Natural Gas_Insulation - Wall Cavity_A_Achievable Technical Potential | F13 | Industrial | Food Products | Existing | Space Heating | Natural Gas | Insulation - Wall Cavity | A | Purchases (Incremental) | Achievable Technical Potential | 0 | 0 | 15538.2579 | 26723.1246 | 40852.5927 | 56207.5328 | 70303.4658 | 80606.5599 | 85310.391 | 83839.5221 | 76901.0789 | 66128.2985 | 53519.6574 | 40908.7036 | 29623.544 | 20378.9553 | 13351.7293 | 8350.0627 | 4995.015 | 3323.7322 | 0 | 0
F14_Industrial_Food Products_Existing_Space Heating_Natural Gas_Insulation - Wall Cavity_A_Achievable Technical Potential | F14 | Industrial | Food Products | Existing | Space Heating | Natural Gas | Insulation - Wall Cavity | A | Purchases (Cumulative) | Achievable Technical Potential | 0 | 0 | 15538.2579 | 42261.3825 | 83113.9752 | 139321.508 | 209624.9738 | 290231.5336 | 375541.9246 | 459381.4467 | 536282.5257 | 602410.8242 | 655930.4816 | 696839.1852 | 726462.7292 | 746841.6845 | 760193.4138 | 768543.4765 | 773538.4915 | 776862.2237 | 776862.2237 | 776862.2237
F1_Industrial_Food Products_Existing_Space Heating_Natural Gas_Insulation - Ducting_A_Achievable Technical Potential | F1 | Industrial | Food Products | Existing | Space Heating | Natural Gas | Insulation - Ducting | A | Original Unit Energy Savings (kWh or therms) | Achievable Technical Potential | 0 | 0 | 0.0014398 | 0.0014319 | 0.0014239 | 0.0014161 | 0.0014083 | 0.0014008 | 0.0013935 | 0.0013865 | 0.0013799 | 0.0013736 | 0.0013677 | 0.0013622 | 0.001357 | 0.0013521 | 0.0013475 | 0.0013431 | 0.001339 | 0.0013352 | 0.0013316 | 0.0013281
F2_Industrial_Food Products_Existing_Space Heating_Natural Gas_Insulation - Ducting_A_Achievable Technical Potential | F2 | Industrial | Food Products | Existing | Space Heating | Natural Gas | Insulation - Ducting | A | Original Unit Summer Peak Savings (kW) | Achievable Technical Potential | 0 | 0 | 0 | 0 | 0 | 0 | 0 | 0 | 0 | 0 | 0 | 0 | 0 | 0 | 0 | 0 | 0 | 0 | 0 | 0 | 0 | 0
F3_Industrial_Food Products_Existing_Space Heating_Natural Gas_Insulation - Ducting_A_Achievable Technical Potential | F3 | Industrial | Food Products | Existing | Space Heating | Natural Gas | Insulation - Ducting | A | Original Unit Winter Peak Savings (kW) | Achievable Technical Potential | 0 | 0 | 0 | 0 | 0 | 0 | 0 | 0 | 0 | 0 | 0 | 0 | 0 | 0 | 0 | 0 | 0 | 0 | 0 | 0 | 0 | 0
F4_Industrial_Food Products_Existing_Space Heating_Natural Gas_Insulation - Ducting_A_Achievable Technical Potential | F4 | Industrial | Food Products | Existing | Space Heating | Natural Gas | Insulation - Ducting | A | Standalone Impact on Baseline Energy (%) | Achievable Technical Potential | 0% | 0% | 0.000688% | 0.00154% | 0.002589% | 0.003815% | 0.005221% | 0.006872% | 0.008694% | 0.01058% | 0.01238% | 0.01398% | 0.01528% | 0.01623% | 0.0169% | 0.01736% | 0.01771% | 0.01802% | 0.01831% | 0.0186% | 0.0189% | 0.0192%
F5_Industrial_Food Products_Existing_Space Heating_Natural Gas_Insulation - Ducting_A_Achievable Technical Potential | F5 | Industrial | Food Products | Existing | Space Heating | Natural Gas | Insulation - Ducting | A | Standalone Impact on Baseline Summer Peak (%) | Achievable Technical Potential | bar: 2019 to 2040
F6_Industrial_Food Products_Existing_Space Heating_Natural Gas_Insulation - Ducting_A_Achievable Technical Potential | F6 | Industrial | Food Products | Existing | Space Heating | Natural Gas | Insulation - Ducting | A | Standalone Impact on Baseline Winter Peak (%) | Achievable Technical Potential | bar: 2019 to 2040
F7_Industrial_Food Products_Existing_Space Heating_Natural Gas_Insulation - Ducting_A_Achievable Technical Potential | F7 | Industrial | Food Products | Existing | Space Heating | Natural Gas | Insulation - Ducting | A | Incremental Energy Savings (MWh or mTherms) | Achievable Technical Potential | 0 | 0 | 0.0028248 | 0.0033898 | 0.0040539 | 0.0045993 | 0.0051275 | 0.0058597 | 0.0062845 | 0.0062777 | 0.0057862 | 0.0048658 | 0.0036846 | 0.0023868 | 0.0013568 | 0.00063968 | 0.00026506 | 9.4417e-05 | 2.8895e-05 | 6.1714e-06 | 9.9422e-07 | 1.1698e-07
F8_Industrial_Food Products_Existing_Space Heating_Natural Gas_Insulation - Ducting_A_Achievable Technical Potential | F8 | Industrial | Food Products | Existing | Space Heating | Natural Gas | Insulation - Ducting | A | Incremental Summer Peak Savings (MW) | Achievable Technical Potential | 0 | 0 | 0 | 0 | 0 | 0 | 0 | 0 | 0 | 0 | 0 | 0 | 0 | 0 | 0 | 0 | 0 | 0 | 0 | 0 | 0 | 0
F9_Industrial_Food Products_Existing_Space Heating_Natural Gas_Insulation - Ducting_A_Achievable Technical Potential | F9 | Industrial | Food Products | Existing | Space Heating | Natural Gas | Insulation - Ducting | A | Incremental Winter Peak Savings (MW) | Achievable Technical Potential | 0 | 0 | 0 | 0 | 0 | 0 | 0 | 0 | 0 | 0 | 0 | 0 | 0 | 0 | 0 | 0 | 0 | 0 | 0 | 0 | 0 | 0
F10_Industrial_Food Products_Existing_Space Heating_Natural Gas_Insulation - Ducting_A_Achievable Technical Potential | F10 | Industrial | Food Products | Existing | Space Heating | Natural Gas | Insulation - Ducting | A | Cumulative Energy Savings (MWh or mTherms) | Achievable Technical Potential | 0 | 0 | 0.0028248 | 0.006199 | 0.010218 | 0.014761 | 0.019808 | 0.025562 | 0.031713 | 0.037832 | 0.043437 | 0.048106 | 0.051585 | 0.053762 | 0.054913 | 0.055355 | 0.055431 | 0.055346 | 0.055207 | 0.055054 | 0.054906 | 0.054765
F11_Industrial_Food Products_Existing_Space Heating_Natural Gas_Insulation - Ducting_A_Achievable Technical Potential | F11 | Industrial | Food Products | Existing | Space Heating | Natural Gas | Insulation - Ducting | A | Cumulative Summer Peak Savings (MW) | Achievable Technical Potential | 0 | 0 | 0 | 0 | 0 | 0 | 0 | 0 | 0 | 0 | 0 | 0 | 0 | 0 | 0 | 0 | 0 | 0 | 0 | 0 | 0 | 0
F12_Industrial_Food Products_Existing_Space Heating_Natural Gas_Insulation - Ducting_A_Achievable Technical Potential | F12 | Industrial | Food Products | Existing | Space Heating | Natural Gas | Insulation - Ducting | A | Cumulative Winter Peak Savings (MW) | Achievable Technical Potential | 0 | 0 | 0 | 0 | 0 | 0 | 0 | 0 | 0 | 0 | 0 | 0 | 0 | 0 | 0 | 0 | 0 | 0 | 0 | 0 | 0 | 0
F13_Industrial_Food Products_Existing_Space Heating_Natural Gas_Insulation - Ducting_A_Achievable Technical Potential | F13 | Industrial | Food Products | Existing | Space Heating | Natural Gas | Insulation - Ducting | A | Purchases (Incremental) | Achievable Technical Potential | 0 | 0 | 1961.8912 | 2367.357 | 2847.0047 | 3247.9424 | 3640.8157 | 4183.1623 | 4509.8735 | 4527.7206 | 4193.2672 | 3542.3223 | 2693.9365 | 1752.1646 | 999.8448 | 473.1066 | 196.7095 | 70.2974 | 21.5792 | 4.6222 | 0.74666 | 0.088079
F14_Industrial_Food Products_Existing_Space Heating_Natural Gas_Insulation - Ducting_A_Achievable Technical Potential | F14 | Industrial | Food Products | Existing | Space Heating | Natural Gas | Insulation - Ducting | A | Purchases (Cumulative) | Achievable Technical Potential | 0 | 0 | 1961.8912 | 4329.2482 | 7176.2529 | 10424.1953 | 14065.011 | 18248.1734 | 22758.0468 | 27285.7675 | 31479.0347 | 35021.357 | 37715.2936 | 39467.4582 | 40467.303 | 40940.4096 | 41137.1191 | 41207.4165 | 41228.9957 | 41233.6178 | 41234.3645 | 41234.4526
F1_Industrial_Food Products_Existing_Space Heating_Natural Gas_HVAC - Duct Repair and Sealing_A_Achievable Technical Potential | F1 | Industrial | Food Products | Existing | Space Heating | Natural Gas | HVAC - Duct Repair and Sealing | A | Original Unit Energy Savings (kWh or therms) | Achievable Technical Potential | 0 | 0 | 0.0040723 | 0.0040498 | 0.0040273 | 0.004005 | 0.0039832 | 0.0039618 | 0.0039412 | 0.0039215 | 0.0039027 | 0.003885 | 0.0038683 | 0.0038527 | 0.0038379 | 0.0038241 | 0.003811 | 0.0037987 | 0.0037871 | 0.0037763 | 0.003766 | 0.0037564
F2_Industrial_Food Products_Existing_Space Heating_Natural Gas_HVAC - Duct Repair and Sealing_A_Achievable Technical Potential | F2 | Industrial | Food Products | Existing | Space Heating | Natural Gas | HVAC - Duct Repair and Sealing | A | Original Unit Summer Peak Savings (kW) | Achievable Technical Potential | 0 | 0 | 0 | 0 | 0 | 0 | 0 | 0 | 0 | 0 | 0 | 0 | 0 | 0 | 0 | 0 | 0 | 0 | 0 | 0 | 0 | 0
F3_Industrial_Food Products_Existing_Space Heating_Natural Gas_HVAC - Duct Repair and Sealing_A_Achievable Technical Potential | F3 | Industrial | Food Products | Existing | Space Heating | Natural Gas | HVAC - Duct Repair and Sealing | A | Original Unit Winter Peak Savings (kW) | Achievable Technical Potential | 0 | 0 | 0 | 0 | 0 | 0 | 0 | 0 | 0 | 0 | 0 | 0 | 0 | 0 | 0 | 0 | 0 | 0 | 0 | 0 | 0 | 0
F4_Industrial_Food Products_Existing_Space Heating_Natural Gas_HVAC - Duct Repair and Sealing_A_Achievable Technical Potential | F4 | Industrial | Food Products | Existing | Space Heating | Natural Gas | HVAC - Duct Repair and Sealing | A | Standalone Impact on Baseline Energy (%) | Achievable Technical Potential | 0% | 0% | 0.00396% | 0.007964% | 0.01201% | 0.01611% | 0.02025% | 0.02444% | 0.02868% | 0.03297% | 0.03732% | 0.04173% | 0.0462% | 0.05073% | 0.05533% | 0.06% | 0.06474% | 0.06956% | 0.07445% | 0.07942% | 0.08447% | 0.0896%
F5_Industrial_Food Products_Existing_Space Heating_Natural Gas_HVAC - Duct Repair and Sealing_A_Achievable Technical Potential | F5 | Industrial | Food Products | Existing | Space Heating | Natural Gas | HVAC - Duct Repair and Sealing | A | Standalone Impact on Baseline Summer Peak (%) | Achievable Technical Potential | bar: 2019 to 2040
F6_Industrial_Food Products_Existing_Space Heating_Natural Gas_HVAC - Duct Repair and Sealing_A_Achievable Technical Potential | F6 | Industrial | Food Products | Existing | Space Heating | Natural Gas | HVAC - Duct Repair and Sealing | A | Standalone Impact on Baseline Winter Peak (%) | Achievable Technical Potential | bar: 2019 to 2040
F7_Industrial_Food Products_Existing_Space Heating_Natural Gas_HVAC - Duct Repair and Sealing_A_Achievable Technical Potential | F7 | Industrial | Food Products | Existing | Space Heating | Natural Gas | HVAC - Duct Repair and Sealing | A | Incremental Energy Savings (MWh or mTherms) | Achievable Technical Potential | 0 | 0 | 0.016258 | 0.015889 | 0.015528 | 0.015176 | 0.014833 | 0.014499 | 0.014175 | 0.013861 | 0.013557 | 0.013263 | 0.012978 | 0.012703 | 0.012436 | 0.012177 | 0.011926 | 0.011683 | 0.011447 | 0.011217 | 0.010994 | 0.010776
F8_Industrial_Food Products_Existing_Space Heating_Natural Gas_HVAC - Duct Repair and Sealing_A_Achievable Technical Potential | F8 | Industrial | Food Products | Existing | Space Heating | Natural Gas | HVAC - Duct Repair and Sealing | A | Incremental Summer Peak Savings (MW) | Achievable Technical Potential | 0 | 0 | 0 | 0 | 0 | 0 | 0 | 0 | 0 | 0 | 0 | 0 | 0 | 0 | 0 | 0 | 0 | 0 | 0 | 0 | 0 | 0
F9_Industrial_Food Products_Existing_Space Heating_Natural Gas_HVAC - Duct Repair and Sealing_A_Achievable Technical Potential | F9 | Industrial | Food Products | Existing | Space Heating | Natural Gas | HVAC - Duct Repair and Sealing | A | Incremental Winter Peak Savings (MW) | Achievable Technical Potential | 0 | 0 | 0 | 0 | 0 | 0 | 0 | 0 | 0 | 0 | 0 | 0 | 0 | 0 | 0 | 0 | 0 | 0 | 0 | 0 | 0 | 0
F10_Industrial_Food Products_Existing_Space Heating_Natural Gas_HVAC - Duct Repair and Sealing_A_Achievable Technical Potential | F10 | Industrial | Food Products | Existing | Space Heating | Natural Gas | HVAC - Duct Repair and Sealing | A | Cumulative Energy Savings (MWh or mTherms) | Achievable Technical Potential | 0 | 0 | 0.016258 | 0.032056 | 0.047407 | 0.062321 | 0.076813 | 0.090902 | 0.1046 | 0.11794 | 0.13093 | 0.1436 | 0.15596 | 0.16803 | 0.17983 | 0.19135 | 0.20263 | 0.21366 | 0.22445 | 0.23502 | 0.24538 | 0.25553
F11_Industrial_Food Products_Existing_Space Heating_Natural Gas_HVAC - Duct Repair and Sealing_A_Achievable Technical Potential | F11 | Industrial | Food Products | Existing | Space Heating | Natural Gas | HVAC - Duct Repair and Sealing | A | Cumulative Summer Peak Savings (MW) | Achievable Technical Potential | 0 | 0 | 0 | 0 | 0 | 0 | 0 | 0 | 0 | 0 | 0 | 0 | 0 | 0 | 0 | 0 | 0 | 0 | 0 | 0 | 0 | 0
F12_Industrial_Food Products_Existing_Space Heating_Natural Gas_HVAC - Duct Repair and Sealing_A_Achievable Technical Potential | F12 | Industrial | Food Products | Existing | Space Heating | Natural Gas | HVAC - Duct Repair and Sealing | A | Cumulative Winter Peak Savings (MW) | Achievable Technical Potential | 0 | 0 | 0 | 0 | 0 | 0 | 0 | 0 | 0 | 0 | 0 | 0 | 0 | 0 | 0 | 0 | 0 | 0 | 0 | 0 | 0 | 0
F13_Industrial_Food Products_Existing_Space Heating_Natural Gas_HVAC - Duct Repair and Sealing_A_Achievable Technical Potential | F13 | Industrial | Food Products | Existing | Space Heating | Natural Gas | HVAC - Duct Repair and Sealing | A | Purchases (Incremental) | Achievable Technical Potential | 0 | 0 | 3992.2205 | 3923.3892 | 3855.7445 | 3789.2662 | 3723.934 | 3659.7282 | 3596.6295 | 3534.6186 | 3473.6769 | 3413.7859 | 3354.9276 | 3297.084 | 3240.2377 | 3184.3715 | 3129.4686 | 3075.5122 | 3022.4861 | 2970.3743 | 2919.161 | 2868.8306
F14_Industrial_Food Products_Existing_Space Heating_Natural Gas_HVAC - Duct Repair and Sealing_A_Achievable Technical Potential | F14 | Industrial | Food Products | Existing | Space Heating | Natural Gas | HVAC - Duct Repair and Sealing | A | Purchases (Cumulative) | Achievable Technical Potential | 0 | 0 | 3992.2205 | 7915.6097 | 11771.3542 | 15560.6204 | 19284.5544 | 22944.2826 | 26540.9121 | 30075.5307 | 33549.2076 | 36962.9935 | 40317.9211 | 43615.0051 | 46855.2428 | 50039.6143 | 53169.0829 | 56244.5951 | 59267.0813 | 62237.4556 | 65156.6166 | 68025.4472
F1_Industrial_Food Products_Existing_Space Heating_Natural Gas_Windows - High Efficiency_A_Achievable Technical Potential | F1 | Industrial | Food Products | Existing | Space Heating | Natural Gas | Windows - High Efficiency | A | Original Unit Energy Savings (kWh or therms) | Achievable Technical Potential | 0 | 0 | 0.0077675 | 0.0077491 | 0.0077307 | 0.0077125 | 0.0076946 | 0.0076772 | 0.0076604 | 0.0076442 | 0.0076289 | 0.0076144 | 0.0076007 | 0.0075878 | 0.0075757 | 0.0075643 | 0.0075535 | 0.0075434 | 0.0075339 | 0.007525 | 0.0075166 | 0.0075087
F2_Industrial_Food Products_Existing_Space Heating_Natural Gas_Windows - High Efficiency_A_Achievable Technical Potential | F2 | Industrial | Food Products | Existing | Space Heating | Natural Gas | Windows - High Efficiency | A | Original Unit Summer Peak Savings (kW) | Achievable Technical Potential | 0 | 0 | 0 | 0 | 0 | 0 | 0 | 0 | 0 | 0 | 0 | 0 | 0 | 0 | 0 | 0 | 0 | 0 | 0 | 0 | 0 | 0
F3_Industrial_Food Products_Existing_Space Heating_Natural Gas_Windows - High Efficiency_A_Achievable Technical Potential | F3 | Industrial | Food Products | Existing | Space Heating | Natural Gas | Windows - High Efficiency | A | Original Unit Winter Peak Savings (kW) | Achievable Technical Potential | 0 | 0 | 0 | 0 | 0 | 0 | 0 | 0 | 0 | 0 | 0 | 0 | 0 | 0 | 0 | 0 | 0 | 0 | 0 | 0 | 0 | 0
F4_Industrial_Food Products_Existing_Space Heating_Natural Gas_Windows - High Efficiency_A_Achievable Technical Potential | F4 | Industrial | Food Products | Existing | Space Heating | Natural Gas | Windows - High Efficiency | A | Standalone Impact on Baseline Energy (%) | Achievable Technical Potential | 0% | 0% | 0.00596% | 0.01798% | 0.03945% | 0.07455% | 0.1281% | 0.2051% | 0.3105% | 0.4478% | 0.6188% | 0.8221% | 1.052% | 1.3% | 1.554% | 1.798% | 2.021% | 2.215% | 2.374% | 2.5% | 2.597% | 2.677%
F5_Industrial_Food Products_Existing_Space Heating_Natural Gas_Windows - High Efficiency_A_Achievable Technical Potential | F5 | Industrial | Food Products | Existing | Space Heating | Natural Gas | Windows - High Efficiency | A | Standalone Impact on Baseline Summer Peak (%) | Achievable Technical Potential | bar: 2019 to 2040
F6_Industrial_Food Products_Existing_Space Heating_Natural Gas_Windows - High Efficiency_A_Achievable Technical Potential | F6 | Industrial | Food Products | Existing | Space Heating | Natural Gas | Windows - High Efficiency | A | Standalone Impact on Baseline Winter Peak (%) | Achievable Technical Potential | bar: 2019 to 2040
F7_Industrial_Food Products_Existing_Space Heating_Natural Gas_Windows - High Efficiency_A_Achievable Technical Potential | F7 | Industrial | Food Products | Existing | Space Heating | Natural Gas | Windows - High Efficiency | A | Incremental Energy Savings (MWh or mTherms) | Achievable Technical Potential | 0 | 0 | 0.02447 | 0.047956 | 0.083481 | 0.13314 | 0.19814 | 0.27826 | 0.37116 | 0.47187 | 0.57241 | 0.66211 | 0.72872 | 0.76057 | 0.74937 | 0.69318 | 0.5981 | 0.48545 | 0.36436 | 0.24761 | 0.15529 | 0.099428
F8_Industrial_Food Products_Existing_Space Heating_Natural Gas_Windows - High Efficiency_A_Achievable Technical Potential | F8 | Industrial | Food Products | Existing | Space Heating | Natural Gas | Windows - High Efficiency | A | Incremental Summer Peak Savings (MW) | Achievable Technical Potential | 0 | 0 | 0 | 0 | 0 | 0 | 0 | 0 | 0 | 0 | 0 | 0 | 0 | 0 | 0 | 0 | 0 | 0 | 0 | 0 | 0 | 0
F9_Industrial_Food Products_Existing_Space Heating_Natural Gas_Windows - High Efficiency_A_Achievable Technical Potential | F9 | Industrial | Food Products | Existing | Space Heating | Natural Gas | Windows - High Efficiency | A | Incremental Winter Peak Savings (MW) | Achievable Technical Potential | 0 | 0 | 0 | 0 | 0 | 0 | 0 | 0 | 0 | 0 | 0 | 0 | 0 | 0 | 0 | 0 | 0 | 0 | 0 | 0 | 0 | 0
F10_Industrial_Food Products_Existing_Space Heating_Natural Gas_Windows - High Efficiency_A_Achievable Technical Potential | F10 | Industrial | Food Products | Existing | Space Heating | Natural Gas | Windows - High Efficiency | A | Cumulative Energy Savings (MWh or mTherms) | Achievable Technical Potential | 0 | 0 | 0.02447 | 0.072368 | 0.15568 | 0.28845 | 0.48592 | 0.76308 | 1.1326 | 1.6021 | 2.1712 | 2.8292 | 3.5529 | 4.3074 | 5.0499 | 5.7355 | 6.3254 | 6.8024 | 7.1582 | 7.3973 | 7.5444 | 7.6359
F11_Industrial_Food Products_Existing_Space Heating_Natural Gas_Windows - High Efficiency_A_Achievable Technical Potential | F11 | Industrial | Food Products | Existing | Space Heating | Natural Gas | Windows - High Efficiency | A | Cumulative Summer Peak Savings (MW) | Achievable Technical Potential | 0 | 0 | 0 | 0 | 0 | 0 | 0 | 0 | 0 | 0 | 0 | 0 | 0 | 0 | 0 | 0 | 0 | 0 | 0 | 0 | 0 | 0
F12_Industrial_Food Products_Existing_Space Heating_Natural Gas_Windows - High Efficiency_A_Achievable Technical Potential | F12 | Industrial | Food Products | Existing | Space Heating | Natural Gas | Windows - High Efficiency | A | Cumulative Winter Peak Savings (MW) | Achievable Technical Potential | 0 | 0 | 0 | 0 | 0 | 0 | 0 | 0 | 0 | 0 | 0 | 0 | 0 | 0 | 0 | 0 | 0 | 0 | 0 | 0 | 0 | 0
F13_Industrial_Food Products_Existing_Space Heating_Natural Gas_Windows - High Efficiency_A_Achievable Technical Potential | F13 | Industrial | Food Products | Existing | Space Heating | Natural Gas | Windows - High Efficiency | A | Purchases (Incremental) | Achievable Technical Potential | 0 | 0 | 3150.2668 | 6188.6046 | 10798.6969 | 17262.7061 | 25750.6116 | 36244.5096 | 48452.4437 | 61728.9035 | 75031.6698 | 86954.6425 | 95875.4327 | 100234.9021 | 98917.9667 | 91639.1612 | 79182.1577 | 64353.7563 | 48363.2185 | 32904.9484 | 20660.1472 | 13241.6985
F14_Industrial_Food Products_Existing_Space Heating_Natural Gas_Windows - High Efficiency_A_Achievable Technical Potential | F14 | Industrial | Food Products | Existing | Space Heating | Natural Gas | Windows - High Efficiency | A | Purchases (Cumulative) | Achievable Technical Potential | 0 | 0 | 3150.2668 | 9338.8714 | 20137.5683 | 37400.2743 | 63150.8859 | 99395.3955 | 147847.8392 | 209576.7427 | 284608.4125 | 371563.0549 | 467438.4877 | 567673.3898 | 666591.3565 | 758230.5177 | 837412.6754 | 901766.4316 | 950129.6501 | 983034.5985 | 1003694.7456 | 1016936.4442
F1_Industrial_Food Products_Existing_Space Heating_Natural Gas_Gas Boiler - Maintenance_A_Achievable Technical Potential | F1 | Industrial | Food Products | Existing | Space Heating | Natural Gas | Gas Boiler - Maintenance | A | Original Unit Energy Savings (kWh or therms) | Achievable Technical Potential | 0 | 0 | 0.9524 | 0.95001 | 0.94767 | 0.94538 | 0.94315 | 0.94099 | 0.93889 | 0.93687 | 0.93492 | 0.93305 | 0.93126 | 0.92956 | 0.92794 | 0.92641 | 0.92497 | 0.92362 | 0.92236 | 0.9212 | 0.92013 | 0.91916
F2_Industrial_Food Products_Existing_Space Heating_Natural Gas_Gas Boiler - Maintenance_A_Achievable Technical Potential | F2 | Industrial | Food Products | Existing | Space Heating | Natural Gas | Gas Boiler - Maintenance | A | Original Unit Summer Peak Savings (kW) | Achievable Technical Potential | 0 | 0 | 0 | 0 | 0 | 0 | 0 | 0 | 0 | 0 | 0 | 0 | 0 | 0 | 0 | 0 | 0 | 0 | 0 | 0 | 0 | 0
F3_Industrial_Food Products_Existing_Space Heating_Natural Gas_Gas Boiler - Maintenance_A_Achievable Technical Potential | F3 | Industrial | Food Products | Existing | Space Heating | Natural Gas | Gas Boiler - Maintenance | A | Original Unit Winter Peak Savings (kW) | Achievable Technical Potential | 0 | 0 | 0 | 0 | 0 | 0 | 0 | 0 | 0 | 0 | 0 | 0 | 0 | 0 | 0 | 0 | 0 | 0 | 0 | 0 | 0 | 0
F4_Industrial_Food Products_Existing_Space Heating_Natural Gas_Gas Boiler - Maintenance_A_Achievable Technical Potential | F4 | Industrial | Food Products | Existing | Space Heating | Natural Gas | Gas Boiler - Maintenance | A | Standalone Impact on Baseline Energy (%) | Achievable Technical Potential | 0% | 0% | 0.004189% | 0.007197% | 0.009355% | 0.0111% | 0.01268% | 0.0141% | 0.01538% | 0.01652% | 0.01754% | 0.01847% | 0.01931% | 0.02004% | 0.0207% | 0.02131% | 0.02187% | 0.02242% | 0.02295% | 0.02347% | 0.02398% | 0.02448%
F5_Industrial_Food Products_Existing_Space Heating_Natural Gas_Gas Boiler - Maintenance_A_Achievable Technical Potential | F5 | Industrial | Food Products | Existing | Space Heating | Natural Gas | Gas Boiler - Maintenance | A | Standalone Impact on Baseline Summer Peak (%) | Achievable Technical Potential | bar: 2019 to 2040
F6_Industrial_Food Products_Existing_Space Heating_Natural Gas_Gas Boiler - Maintenance_A_Achievable Technical Potential | F6 | Industrial | Food Products | Existing | Space Heating | Natural Gas | Gas Boiler - Maintenance | A | Standalone Impact on Baseline Winter Peak (%) | Achievable Technical Potential | bar: 2019 to 2040
F7_Industrial_Food Products_Existing_Space Heating_Natural Gas_Gas Boiler - Maintenance_A_Achievable Technical Potential | F7 | Industrial | Food Products | Existing | Space Heating | Natural Gas | Gas Boiler - Maintenance | A | Incremental Energy Savings (MWh or mTherms) | Achievable Technical Potential | 0 | 0 | 0.017197 | 0.011816 | 0.008019 | 0.0061227 | 0.0052595 | 0.0044625 | 0.0037487 | 0.0031232 | 0.0025843 | 0.0021258 | 0.0017399 | 0.0013292 | 0.0010156 | 0.00077603 | 0.00059302 | 0.00053435 | 0.00041042 | 0.00034689 | 0.00028559 | 0.00022645
F8_Industrial_Food Products_Existing_Space Heating_Natural Gas_Gas Boiler - Maintenance_A_Achievable Technical Potential | F8 | Industrial | Food Products | Existing | Space Heating | Natural Gas | Gas Boiler - Maintenance | A | Incremental Summer Peak Savings (MW) | Achievable Technical Potential | 0 | 0 | 0 | 0 | 0 | 0 | 0 | 0 | 0 | 0 | 0 | 0 | 0 | 0 | 0 | 0 | 0 | 0 | 0 | 0 | 0 | 0
F9_Industrial_Food Products_Existing_Space Heating_Natural Gas_Gas Boiler - Maintenance_A_Achievable Technical Potential | F9 | Industrial | Food Products | Existing | Space Heating | Natural Gas | Gas Boiler - Maintenance | A | Incremental Winter Peak Savings (MW) | Achievable Technical Potential | 0 | 0 | 0 | 0 | 0 | 0 | 0 | 0 | 0 | 0 | 0 | 0 | 0 | 0 | 0 | 0 | 0 | 0 | 0 | 0 | 0 | 0
F10_Industrial_Food Products_Existing_Space Heating_Natural Gas_Gas Boiler - Maintenance_A_Achievable Technical Potential | F10 | Industrial | Food Products | Existing | Space Heating | Natural Gas | Gas Boiler - Maintenance | A | Cumulative Energy Savings (MWh or mTherms) | Achievable Technical Potential | 0 | 0 | 0.017197 | 0.02897 | 0.036917 | 0.042951 | 0.048109 | 0.052461 | 0.056093 | 0.059096 | 0.061557 | 0.06356 | 0.065178 | 0.066388 | 0.067288 | 0.067953 | 0.06844 | 0.068874 | 0.069191 | 0.069451 | 0.069656 | 0.069809
F11_Industrial_Food Products_Existing_Space Heating_Natural Gas_Gas Boiler - Maintenance_A_Achievable Technical Potential | F11 | Industrial | Food Products | Existing | Space Heating | Natural Gas | Gas Boiler - Maintenance | A | Cumulative Summer Peak Savings (MW) | Achievable Technical Potential | 0 | 0 | 0 | 0 | 0 | 0 | 0 | 0 | 0 | 0 | 0 | 0 | 0 | 0 | 0 | 0 | 0 | 0 | 0 | 0 | 0 | 0
F12_Industrial_Food Products_Existing_Space Heating_Natural Gas_Gas Boiler - Maintenance_A_Achievable Technical Potential | F12 | Industrial | Food Products | Existing | Space Heating | Natural Gas | Gas Boiler - Maintenance | A | Cumulative Winter Peak Savings (MW) | Achievable Technical Potential | 0 | 0 | 0 | 0 | 0 | 0 | 0 | 0 | 0 | 0 | 0 | 0 | 0 | 0 | 0 | 0 | 0 | 0 | 0 | 0 | 0 | 0
F13_Industrial_Food Products_Existing_Space Heating_Natural Gas_Gas Boiler - Maintenance_A_Achievable Technical Potential | F13 | Industrial | Food Products | Existing | Space Heating | Natural Gas | Gas Boiler - Maintenance | A | Purchases (Incremental) | Achievable Technical Potential | 0 | 0 | 18.0563 | 12.4378 | 8.4619 | 6.4765 | 5.5765 | 4.7424 | 3.9927 | 3.3337 | 2.7641 | 2.2783 | 1.8683 | 1.43 | 1.0945 | 0.83767 | 0.64113 | 0.57854 | 0.44497 | 0.37656 | 0.31038 | 0.24637
F14_Industrial_Food Products_Existing_Space Heating_Natural Gas_Gas Boiler - Maintenance_A_Achievable Technical Potential | F14 | Industrial | Food Products | Existing | Space Heating | Natural Gas | Gas Boiler - Maintenance | A | Purchases (Cumulative) | Achievable Technical Potential | 0 | 0 | 18.0563 | 30.4942 | 38.956 | 45.4325 | 51.0091 | 55.7514 | 59.7441 | 63.0778 | 65.8419 | 68.1202 | 69.9886 | 71.4185 | 72.513 | 73.3507 | 73.9918 | 74.5703 | 75.0153 | 75.3919 | 75.7022 | 75.9486
F1_Industrial_Food Products_Existing_Process_Natural Gas_Gas Boiler - Maintenance_A_Achievable Technical Potential | F1 | Industrial | Food Products | Existing | Process | Natural Gas | Gas Boiler - Maintenance | A | Original Unit Energy Savings (kWh or therms) | Achievable Technical Potential | 0 | 0 | 34.75 | 34.75 | 34.75 | 34.75 | 34.75 | 34.75 | 34.75 | 34.75 | 34.75 | 34.75 | 34.75 | 34.75 | 34.75 | 34.75 | 34.75 | 34.75 | 34.75 | 34.75 | 34.75 | 34.75
F2_Industrial_Food Products_Existing_Process_Natural Gas_Gas Boiler - Maintenance_A_Achievable Technical Potential | F2 | Industrial | Food Products | Existing | Process | Natural Gas | Gas Boiler - Maintenance | A | Original Unit Summer Peak Savings (kW) | Achievable Technical Potential | 0 | 0 | 0 | 0 | 0 | 0 | 0 | 0 | 0 | 0 | 0 | 0 | 0 | 0 | 0 | 0 | 0 | 0 | 0 | 0 | 0 | 0
F3_Industrial_Food Products_Existing_Process_Natural Gas_Gas Boiler - Maintenance_A_Achievable Technical Potential | F3 | Industrial | Food Products | Existing | Process | Natural Gas | Gas Boiler - Maintenance | A | Original Unit Winter Peak Savings (kW) | Achievable Technical Potential | 0 | 0 | 0 | 0 | 0 | 0 | 0 | 0 | 0 | 0 | 0 | 0 | 0 | 0 | 0 | 0 | 0 | 0 | 0 | 0 | 0 | 0
F4_Industrial_Food Products_Existing_Process_Natural Gas_Gas Boiler - Maintenance_A_Achievable Technical Potential | F4 | Industrial | Food Products | Existing | Process | Natural Gas | Gas Boiler - Maintenance | A | Standalone Impact on Baseline Energy (%) | Achievable Technical Potential | 0% | 0% | 0.02325% | 0.03996% | 0.05194% | 0.06164% | 0.07042% | 0.07831% | 0.08539% | 0.09174% | 0.09744% | 0.1026% | 0.1072% | 0.1114% | 0.115% | 0.1184% | 0.1215% | 0.1246% | 0.1276% | 0.1305% | 0.1333% | 0.1361%
F5_Industrial_Food Products_Existing_Process_Natural Gas_Gas Boiler - Maintenance_A_Achievable Technical Potential | F5 | Industrial | Food Products | Existing | Process | Natural Gas | Gas Boiler - Maintenance | A | Standalone Impact on Baseline Summer Peak (%) | Achievable Technical Potential | bar: 2019 to 2040
F6_Industrial_Food Products_Existing_Process_Natural Gas_Gas Boiler - Maintenance_A_Achievable Technical Potential | F6 | Industrial | Food Products | Existing | Process | Natural Gas | Gas Boiler - Maintenance | A | Standalone Impact on Baseline Winter Peak (%) | Achievable Technical Potential | bar: 2019 to 2040
F7_Industrial_Food Products_Existing_Process_Natural Gas_Gas Boiler - Maintenance_A_Achievable Technical Potential | F7 | Industrial | Food Products | Existing | Process | Natural Gas | Gas Boiler - Maintenance | A | Incremental Energy Savings (MWh or mTherms) | Achievable Technical Potential | 0 | 0 | 1.4961 | 1.0306 | 0.70115 | 0.53664 | 0.46207 | 0.39295 | 0.33083 | 0.27623 | 0.22903 | 0.18878 | 0.15481 | 0.11849 | 0.090686 | 0.069409 | 0.053124 | 0.047938 | 0.03687 | 0.031202 | 0.025718 | 0.020414
F8_Industrial_Food Products_Existing_Process_Natural Gas_Gas Boiler - Maintenance_A_Achievable Technical Potential | F8 | Industrial | Food Products | Existing | Process | Natural Gas | Gas Boiler - Maintenance | A | Incremental Summer Peak Savings (MW) | Achievable Technical Potential | 0 | 0 | 0 | 0 | 0 | 0 | 0 | 0 | 0 | 0 | 0 | 0 | 0 | 0 | 0 | 0 | 0 | 0 | 0 | 0 | 0 | 0
F9_Industrial_Food Products_Existing_Process_Natural Gas_Gas Boiler - Maintenance_A_Achievable Technical Potential | F9 | Industrial | Food Products | Existing | Process | Natural Gas | Gas Boiler - Maintenance | A | Incremental Winter Peak Savings (MW) | Achievable Technical Potential | 0 | 0 | 0 | 0 | 0 | 0 | 0 | 0 | 0 | 0 | 0 | 0 | 0 | 0 | 0 | 0 | 0 | 0 | 0 | 0 | 0 | 0
F10_Industrial_Food Products_Existing_Process_Natural Gas_Gas Boiler - Maintenance_A_Achievable Technical Potential | F10 | Industrial | Food Products | Existing | Process | Natural Gas | Gas Boiler - Maintenance | A | Cumulative Energy Savings (MWh or mTherms) | Achievable Technical Potential | 0 | 0 | 1.4961 | 2.5267 | 3.2279 | 3.7645 | 4.2266 | 4.6195 | 4.9504 | 5.2266 | 5.4556 | 5.6444 | 5.7992 | 5.9177 | 6.0084 | 6.0778 | 6.1309 | 6.1789 | 6.2157 | 6.2469 | 6.2726 | 6.2931
F11_Industrial_Food Products_Existing_Process_Natural Gas_Gas Boiler - Maintenance_A_Achievable Technical Potential | F11 | Industrial | Food Products | Existing | Process | Natural Gas | Gas Boiler - Maintenance | A | Cumulative Summer Peak Savings (MW) | Achievable Technical Potential | 0 | 0 | 0 | 0 | 0 | 0 | 0 | 0 | 0 | 0 | 0 | 0 | 0 | 0 | 0 | 0 | 0 | 0 | 0 | 0 | 0 | 0
F12_Industrial_Food Products_Existing_Process_Natural Gas_Gas Boiler - Maintenance_A_Achievable Technical Potential | F12 | Industrial | Food Products | Existing | Process | Natural Gas | Gas Boiler - Maintenance | A | Cumulative Winter Peak Savings (MW) | Achievable Technical Potential | 0 | 0 | 0 | 0 | 0 | 0 | 0 | 0 | 0 | 0 | 0 | 0 | 0 | 0 | 0 | 0 | 0 | 0 | 0 | 0 | 0 | 0
F13_Industrial_Food Products_Existing_Process_Natural Gas_Gas Boiler - Maintenance_A_Achievable Technical Potential | F13 | Industrial | Food Products | Existing | Process | Natural Gas | Gas Boiler - Maintenance | A | Purchases (Incremental) | Achievable Technical Potential | 0 | 0 | 43.0544 | 29.6574 | 20.1769 | 15.4428 | 13.297 | 11.3079 | 9.5203 | 7.949 | 6.5909 | 5.4326 | 4.4549 | 3.4097 | 2.6097 | 1.9974 | 1.5287 | 1.3795 | 1.061 | 0.89789 | 0.74008 | 0.58745
F14_Industrial_Food Products_Existing_Process_Natural Gas_Gas Boiler - Maintenance_A_Achievable Technical Potential | F14 | Industrial | Food Products | Existing | Process | Natural Gas | Gas Boiler - Maintenance | A | Purchases (Cumulative) | Achievable Technical Potential | 0 | 0 | 43.0544 | 72.7117 | 92.8886 | 108.3314 | 121.6284 | 132.9363 | 142.4566 | 150.4056 | 156.9965 | 162.4291 | 166.884 | 170.2937 | 172.9033 | 174.9007 | 176.4295 | 177.809 | 178.87 | 179.7679 | 180.5079 | 181.0954
F1_Industrial_Food Products_Existing_Space Heating_Natural Gas_Gas Furnace - Maintenance_A_Achievable Technical Potential | F1 | Industrial | Food Products | Existing | Space Heating | Natural Gas | Gas Furnace - Maintenance | A | Original Unit Energy Savings (kWh or therms) | Achievable Technical Potential | 0 | 0 | 0.0093975 | 0.0093456 | 0.0092937 | 0.0092423 | 0.0091918 | 0.0091426 | 0.0090951 | 0.0090495 | 0.0090061 | 0.0089653 | 0.0089269 | 0.0088907 | 0.0088567 | 0.0088247 | 0.0087946 | 0.0087662 | 0.0087395 | 0.0087144 | 0.0086907 | 0.0086685
F2_Industrial_Food Products_Existing_Space Heating_Natural Gas_Gas Furnace - Maintenance_A_Achievable Technical Potential | F2 | Industrial | Food Products | Existing | Space Heating | Natural Gas | Gas Furnace - Maintenance | A | Original Unit Summer Peak Savings (kW) | Achievable Technical Potential | 0 | 0 | 0 | 0 | 0 | 0 | 0 | 0 | 0 | 0 | 0 | 0 | 0 | 0 | 0 | 0 | 0 | 0 | 0 | 0 | 0 | 0
F3_Industrial_Food Products_Existing_Space Heating_Natural Gas_Gas Furnace - Maintenance_A_Achievable Technical Potential | F3 | Industrial | Food Products | Existing | Space Heating | Natural Gas | Gas Furnace - Maintenance | A | Original Unit Winter Peak Savings (kW) | Achievable Technical Potential | 0 | 0 | 0 | 0 | 0 | 0 | 0 | 0 | 0 | 0 | 0 | 0 | 0 | 0 | 0 | 0 | 0 | 0 | 0 | 0 | 0 | 0
F4_Industrial_Food Products_Existing_Space Heating_Natural Gas_Gas Furnace - Maintenance_A_Achievable Technical Potential | F4 | Industrial | Food Products | Existing | Space Heating | Natural Gas | Gas Furnace - Maintenance | A | Standalone Impact on Baseline Energy (%) | Achievable Technical Potential | 0% | 0% | 3.298e-05% | 5.649e-05% | 7.319e-05% | 8.658e-05% | 9.861e-05% | 0.0001093% | 0.0001188% | 0.0001273% | 0.0001348% | 0.0001416% | 0.0001476% | 0.0001529% | 0.0001577% | 0.0001619% | 0.0001659% | 0.0001698% | 0.0001735% | 0.0001771% | 0.0001807% | 0.0001842%
F5_Industrial_Food Products_Existing_Space Heating_Natural Gas_Gas Furnace - Maintenance_A_Achievable Technical Potential | F5 | Industrial | Food Products | Existing | Space Heating | Natural Gas | Gas Furnace - Maintenance | A | Standalone Impact on Baseline Summer Peak (%) | Achievable Technical Potential | bar: 2019 to 2040
F6_Industrial_Food Products_Existing_Space Heating_Natural Gas_Gas Furnace - Maintenance_A_Achievable Technical Potential | F6 | Industrial | Food Products | Existing | Space Heating | Natural Gas | Gas Furnace - Maintenance | A | Standalone Impact on Baseline Winter Peak (%) | Achievable Technical Potential | bar: 2019 to 2040
F7_Industrial_Food Products_Existing_Space Heating_Natural Gas_Gas Furnace - Maintenance_A_Achievable Technical Potential | F7 | Industrial | Food Products | Existing | Space Heating | Natural Gas | Gas Furnace - Maintenance | A | Incremental Energy Savings (MWh or mTherms) | Achievable Technical Potential | 0 | 0 | 0.00013538 | 9.2741e-05 | 6.2745e-05 | 4.7758e-05 | 4.0897e-05 | 3.4593e-05 | 2.8973e-05 | 2.407e-05 | 1.9862e-05 | 1.6297e-05 | 1.3307e-05 | 1.0143e-05 | 7.7338e-06 | 5.8979e-06 | 4.4987e-06 | 4.0464e-06 | 3.1027e-06 | 2.6181e-06 | 2.1521e-06 | 1.7039e-06
F8_Industrial_Food Products_Existing_Space Heating_Natural Gas_Gas Furnace - Maintenance_A_Achievable Technical Potential | F8 | Industrial | Food Products | Existing | Space Heating | Natural Gas | Gas Furnace - Maintenance | A | Incremental Summer Peak Savings (MW) | Achievable Technical Potential | 0 | 0 | 0 | 0 | 0 | 0 | 0 | 0 | 0 | 0 | 0 | 0 | 0 | 0 | 0 | 0 | 0 | 0 | 0 | 0 | 0 | 0
F9_Industrial_Food Products_Existing_Space Heating_Natural Gas_Gas Furnace - Maintenance_A_Achievable Technical Potential | F9 | Industrial | Food Products | Existing | Space Heating | Natural Gas | Gas Furnace - Maintenance | A | Incremental Winter Peak Savings (MW) | Achievable Technical Potential | 0 | 0 | 0 | 0 | 0 | 0 | 0 | 0 | 0 | 0 | 0 | 0 | 0 | 0 | 0 | 0 | 0 | 0 | 0 | 0 | 0 | 0
F10_Industrial_Food Products_Existing_Space Heating_Natural Gas_Gas Furnace - Maintenance_A_Achievable Technical Potential | F10 | Industrial | Food Products | Existing | Space Heating | Natural Gas | Gas Furnace - Maintenance | A | Cumulative Energy Savings (MWh or mTherms) | Achievable Technical Potential | 0 | 0 | 0.00013538 | 0.00022738 | 0.00028886 | 0.00033502 | 0.00037409 | 0.00040668 | 0.00043353 | 0.00045543 | 0.00047311 | 0.00048726 | 0.00049848 | 0.00050661 | 0.0005124 | 0.00051645 | 0.00051918 | 0.00052155 | 0.00052307 | 0.00052418 | 0.00052491 | 0.00052527
F11_Industrial_Food Products_Existing_Space Heating_Natural Gas_Gas Furnace - Maintenance_A_Achievable Technical Potential | F11 | Industrial | Food Products | Existing | Space Heating | Natural Gas | Gas Furnace - Maintenance | A | Cumulative Summer Peak Savings (MW) | Achievable Technical Potential | 0 | 0 | 0 | 0 | 0 | 0 | 0 | 0 | 0 | 0 | 0 | 0 | 0 | 0 | 0 | 0 | 0 | 0 | 0 | 0 | 0 | 0
F12_Industrial_Food Products_Existing_Space Heating_Natural Gas_Gas Furnace - Maintenance_A_Achievable Technical Potential | F12 | Industrial | Food Products | Existing | Space Heating | Natural Gas | Gas Furnace - Maintenance | A | Cumulative Winter Peak Savings (MW) | Achievable Technical Potential | 0 | 0 | 0 | 0 | 0 | 0 | 0 | 0 | 0 | 0 | 0 | 0 | 0 | 0 | 0 | 0 | 0 | 0 | 0 | 0 | 0 | 0
F13_Industrial_Food Products_Existing_Space Heating_Natural Gas_Gas Furnace - Maintenance_A_Achievable Technical Potential | F13 | Industrial | Food Products | Existing | Space Heating | Natural Gas | Gas Furnace - Maintenance | A | Purchases (Incremental) | Achievable Technical Potential | 0 | 0 | 14.4063 | 9.9236 | 6.7513 | 5.1673 | 4.4493 | 3.7837 | 3.1855 | 2.6598 | 2.2054 | 1.8178 | 1.4907 | 1.1409 | 0.87322 | 0.66834 | 0.51153 | 0.46159 | 0.35502 | 0.30044 | 0.24764 | 0.19657
F14_Industrial_Food Products_Existing_Space Heating_Natural Gas_Gas Furnace - Maintenance_A_Achievable Technical Potential | F14 | Industrial | Food Products | Existing | Space Heating | Natural Gas | Gas Furnace - Maintenance | A | Purchases (Cumulative) | Achievable Technical Potential | 0 | 0 | 14.4063 | 24.3299 | 31.0812 | 36.2484 | 40.6977 | 44.4814 | 47.667 | 50.3267 | 52.5321 | 54.3499 | 55.8405 | 56.9814 | 57.8547 | 58.523 | 59.0345 | 59.4961 | 59.8511 | 60.1516 | 60.3992 | 60.5958
F1_Industrial_Food Products_Existing_Space Heating_Natural Gas_Gas Boiler - Hot Water Reset_A_Achievable Technical Potential | F1 | Industrial | Food Products | Existing | Space Heating | Natural Gas | Gas Boiler - Hot Water Reset | A | Original Unit Energy Savings (kWh or therms) | Achievable Technical Potential | 0 | 0 | 3.4633 | 3.4546 | 3.4461 | 3.4377 | 3.4296 | 3.4218 | 3.4142 | 3.4068 | 3.3997 | 3.3929 | 3.3864 | 3.3802 | 3.3743 | 3.3688 | 3.3635 | 3.3586 | 3.354 | 3.3498 | 3.3459 | 3.3424
F2_Industrial_Food Products_Existing_Space Heating_Natural Gas_Gas Boiler - Hot Water Reset_A_Achievable Technical Potential | F2 | Industrial | Food Products | Existing | Space Heating | Natural Gas | Gas Boiler - Hot Water Reset | A | Original Unit Summer Peak Savings (kW) | Achievable Technical Potential | 0 | 0 | 0 | 0 | 0 | 0 | 0 | 0 | 0 | 0 | 0 | 0 | 0 | 0 | 0 | 0 | 0 | 0 | 0 | 0 | 0 | 0
F3_Industrial_Food Products_Existing_Space Heating_Natural Gas_Gas Boiler - Hot Water Reset_A_Achievable Technical Potential | F3 | Industrial | Food Products | Existing | Space Heating | Natural Gas | Gas Boiler - Hot Water Reset | A | Original Unit Winter Peak Savings (kW) | Achievable Technical Potential | 0 | 0 | 0 | 0 | 0 | 0 | 0 | 0 | 0 | 0 | 0 | 0 | 0 | 0 | 0 | 0 | 0 | 0 | 0 | 0 | 0 | 0
F4_Industrial_Food Products_Existing_Space Heating_Natural Gas_Gas Boiler - Hot Water Reset_A_Achievable Technical Potential | F4 | Industrial | Food Products | Existing | Space Heating | Natural Gas | Gas Boiler - Hot Water Reset | A | Standalone Impact on Baseline Energy (%) | Achievable Technical Potential | 0% | 0% | 0.007402% | 0.01662% | 0.02803% | 0.04143% | 0.05687% | 0.07508% | 0.09527% | 0.1162% | 0.1364% | 0.1544% | 0.1692% | 0.1801% | 0.1879% | 0.1934% | 0.1977% | 0.2015% | 0.2052% | 0.2088% | 0.2124% | 0.2161%
F5_Industrial_Food Products_Existing_Space Heating_Natural Gas_Gas Boiler - Hot Water Reset_A_Achievable Technical Potential | F5 | Industrial | Food Products | Existing | Space Heating | Natural Gas | Gas Boiler - Hot Water Reset | A | Standalone Impact on Baseline Summer Peak (%) | Achievable Technical Potential | bar: 2019 to 2040
F6_Industrial_Food Products_Existing_Space Heating_Natural Gas_Gas Boiler - Hot Water Reset_A_Achievable Technical Potential | F6 | Industrial | Food Products | Existing | Space Heating | Natural Gas | Gas Boiler - Hot Water Reset | A | Standalone Impact on Baseline Winter Peak (%) | Achievable Technical Potential | bar: 2019 to 2040
F7_Industrial_Food Products_Existing_Space Heating_Natural Gas_Gas Boiler - Hot Water Reset_A_Achievable Technical Potential | F7 | Industrial | Food Products | Existing | Space Heating | Natural Gas | Gas Boiler - Hot Water Reset | A | Incremental Energy Savings (MWh or mTherms) | Achievable Technical Potential | 0 | 0 | 0.030391 | 0.036579 | 0.043882 | 0.049941 | 0.05585 | 0.064023 | 0.06887 | 0.068993 | 0.063764 | 0.053758 | 0.040804 | 0.026491 | 0.01509 | 0.0071287 | 0.0029594 | 0.001056 | 0.00032373 | 6.9254e-05 | 1.1174e-05 | 1.3168e-06
F8_Industrial_Food Products_Existing_Space Heating_Natural Gas_Gas Boiler - Hot Water Reset_A_Achievable Technical Potential | F8 | Industrial | Food Products | Existing | Space Heating | Natural Gas | Gas Boiler - Hot Water Reset | A | Incremental Summer Peak Savings (MW) | Achievable Technical Potential | 0 | 0 | 0 | 0 | 0 | 0 | 0 | 0 | 0 | 0 | 0 | 0 | 0 | 0 | 0 | 0 | 0 | 0 | 0 | 0 | 0 | 0
F9_Industrial_Food Products_Existing_Space Heating_Natural Gas_Gas Boiler - Hot Water Reset_A_Achievable Technical Potential | F9 | Industrial | Food Products | Existing | Space Heating | Natural Gas | Gas Boiler - Hot Water Reset | A | Incremental Winter Peak Savings (MW) | Achievable Technical Potential | 0 | 0 | 0 | 0 | 0 | 0 | 0 | 0 | 0 | 0 | 0 | 0 | 0 | 0 | 0 | 0 | 0 | 0 | 0 | 0 | 0 | 0
F10_Industrial_Food Products_Existing_Space Heating_Natural Gas_Gas Boiler - Hot Water Reset_A_Achievable Technical Potential | F10 | Industrial | Food Products | Existing | Space Heating | Natural Gas | Gas Boiler - Hot Water Reset | A | Cumulative Energy Savings (MWh or mTherms) | Achievable Technical Potential | 0 | 0 | 0.030391 | 0.066894 | 0.11061 | 0.16029 | 0.21576 | 0.27929 | 0.34753 | 0.41578 | 0.47868 | 0.53148 | 0.57126 | 0.59671 | 0.61076 | 0.61688 | 0.61888 | 0.61903 | 0.61852 | 0.6178 | 0.6171 | 0.61645
F11_Industrial_Food Products_Existing_Space Heating_Natural Gas_Gas Boiler - Hot Water Reset_A_Achievable Technical Potential | F11 | Industrial | Food Products | Existing | Space Heating | Natural Gas | Gas Boiler - Hot Water Reset | A | Cumulative Summer Peak Savings (MW) | Achievable Technical Potential | 0 | 0 | 0 | 0 | 0 | 0 | 0 | 0 | 0 | 0 | 0 | 0 | 0 | 0 | 0 | 0 | 0 | 0 | 0 | 0 | 0 | 0
F12_Industrial_Food Products_Existing_Space Heating_Natural Gas_Gas Boiler - Hot Water Reset_A_Achievable Technical Potential | F12 | Industrial | Food Products | Existing | Space Heating | Natural Gas | Gas Boiler - Hot Water Reset | A | Cumulative Winter Peak Savings (MW) | Achievable Technical Potential | 0 | 0 | 0 | 0 | 0 | 0 | 0 | 0 | 0 | 0 | 0 | 0 | 0 | 0 | 0 | 0 | 0 | 0 | 0 | 0 | 0 | 0
F13_Industrial_Food Products_Existing_Space Heating_Natural Gas_Gas Boiler - Hot Water Reset_A_Achievable Technical Potential | F13 | Industrial | Food Products | Existing | Space Heating | Natural Gas | Gas Boiler - Hot Water Reset | A | Purchases (Incremental) | Achievable Technical Potential | 0 | 0 | 8.7751 | 10.5887 | 12.7341 | 14.5274 | 16.2846 | 18.7104 | 20.1718 | 20.2516 | 18.7556 | 15.8441 | 12.0494 | 7.8371 | 4.4721 | 2.1161 | 0.87984 | 0.31443 | 0.096519 | 0.020674 | 0.0033397 | 0.00039396
F14_Industrial_Food Products_Existing_Space Heating_Natural Gas_Gas Boiler - Hot Water Reset_A_Achievable Technical Potential | F14 | Industrial | Food Products | Existing | Space Heating | Natural Gas | Gas Boiler - Hot Water Reset | A | Purchases (Cumulative) | Achievable Technical Potential | 0 | 0 | 8.7751 | 19.3639 | 32.0979 | 46.6253 | 62.91 | 81.6204 | 101.7922 | 122.0438 | 140.7994 | 156.6435 | 168.693 | 176.53 | 181.0021 | 183.1182 | 183.9981 | 184.3125 | 184.409 | 184.4297 | 184.433 | 184.4334
F1_Industrial_Food Products_Existing_Process_Natural Gas_Gas Boiler - Hot Water Reset_A_Achievable Technical Potential | F1 | Industrial | Food Products | Existing | Process | Natural Gas | Gas Boiler - Hot Water Reset | A | Original Unit Energy Savings (kWh or therms) | Achievable Technical Potential | 0 | 0 | 63.1817 | 63.1817 | 63.1817 | 63.1817 | 63.1817 | 63.1817 | 63.1817 | 63.1817 | 63.1817 | 63.1817 | 63.1817 | 63.1817 | 63.1817 | 63.1817 | 63.1817 | 63.1817 | 63.1817 | 63.1817 | 63.1817 | 63.1817
F2_Industrial_Food Products_Existing_Process_Natural Gas_Gas Boiler - Hot Water Reset_A_Achievable Technical Potential | F2 | Industrial | Food Products | Existing | Process | Natural Gas | Gas Boiler - Hot Water Reset | A | Original Unit Summer Peak Savings (kW) | Achievable Technical Potential | 0 | 0 | 0 | 0 | 0 | 0 | 0 | 0 | 0 | 0 | 0 | 0 | 0 | 0 | 0 | 0 | 0 | 0 | 0 | 0 | 0 | 0
F3_Industrial_Food Products_Existing_Process_Natural Gas_Gas Boiler - Hot Water Reset_A_Achievable Technical Potential | F3 | Industrial | Food Products | Existing | Process | Natural Gas | Gas Boiler - Hot Water Reset | A | Original Unit Winter Peak Savings (kW) | Achievable Technical Potential | 0 | 0 | 0 | 0 | 0 | 0 | 0 | 0 | 0 | 0 | 0 | 0 | 0 | 0 | 0 | 0 | 0 | 0 | 0 | 0 | 0 | 0
F4_Industrial_Food Products_Existing_Process_Natural Gas_Gas Boiler - Hot Water Reset_A_Achievable Technical Potential | F4 | Industrial | Food Products | Existing | Process | Natural Gas | Gas Boiler - Hot Water Reset | A | Standalone Impact on Baseline Energy (%) | Achievable Technical Potential | 0% | 0% | 0.02055% | 0.04613% | 0.07781% | 0.115% | 0.1579% | 0.2085% | 0.2645% | 0.3227% | 0.3789% | 0.4289% | 0.47% | 0.5004% | 0.5221% | 0.5375% | 0.5496% | 0.5602% | 0.5703% | 0.5803% | 0.5905% | 0.6009%
F5_Industrial_Food Products_Existing_Process_Natural Gas_Gas Boiler - Hot Water Reset_A_Achievable Technical Potential | F5 | Industrial | Food Products | Existing | Process | Natural Gas | Gas Boiler - Hot Water Reset | A | Standalone Impact on Baseline Summer Peak (%) | Achievable Technical Potential | bar: 2019 to 2040
F6_Industrial_Food Products_Existing_Process_Natural Gas_Gas Boiler - Hot Water Reset_A_Achievable Technical Potential | F6 | Industrial | Food Products | Existing | Process | Natural Gas | Gas Boiler - Hot Water Reset | A | Standalone Impact on Baseline Winter Peak (%) | Achievable Technical Potential | bar: 2019 to 2040
F7_Industrial_Food Products_Existing_Process_Natural Gas_Gas Boiler - Hot Water Reset_A_Achievable Technical Potential | F7 | Industrial | Food Products | Existing | Process | Natural Gas | Gas Boiler - Hot Water Reset | A | Incremental Energy Savings (MWh or mTherms) | Achievable Technical Potential | 0 | 0 | 1.322 | 1.5952 | 1.9184 | 2.1886 | 2.4533 | 2.8188 | 3.0389 | 3.051 | 2.8256 | 2.387 | 1.8153 | 1.1807 | 0.67374 | 0.3188 | 0.13255 | 0.047369 | 0.014541 | 0.0031146 | 0.00050313 | 5.9352e-05
F8_Industrial_Food Products_Existing_Process_Natural Gas_Gas Boiler - Hot Water Reset_A_Achievable Technical Potential | F8 | Industrial | Food Products | Existing | Process | Natural Gas | Gas Boiler - Hot Water Reset | A | Incremental Summer Peak Savings (MW) | Achievable Technical Potential | 0 | 0 | 0 | 0 | 0 | 0 | 0 | 0 | 0 | 0 | 0 | 0 | 0 | 0 | 0 | 0 | 0 | 0 | 0 | 0 | 0 | 0
F9_Industrial_Food Products_Existing_Process_Natural Gas_Gas Boiler - Hot Water Reset_A_Achievable Technical Potential | F9 | Industrial | Food Products | Existing | Process | Natural Gas | Gas Boiler - Hot Water Reset | A | Incremental Winter Peak Savings (MW) | Achievable Technical Potential | 0 | 0 | 0 | 0 | 0 | 0 | 0 | 0 | 0 | 0 | 0 | 0 | 0 | 0 | 0 | 0 | 0 | 0 | 0 | 0 | 0 | 0
F10_Industrial_Food Products_Existing_Process_Natural Gas_Gas Boiler - Hot Water Reset_A_Achievable Technical Potential | F10 | Industrial | Food Products | Existing | Process | Natural Gas | Gas Boiler - Hot Water Reset | A | Cumulative Energy Savings (MWh or mTherms) | Achievable Technical Potential | 0 | 0 | 1.322 | 2.9172 | 4.8357 | 7.0243 | 9.4776 | 12.2964 | 15.3353 | 18.3863 | 21.2119 | 23.5989 | 25.4142 | 26.5949 | 27.2686 | 27.5874 | 27.72 | 27.7673 | 27.7819 | 27.785 | 27.7855 | 27.7855
F11_Industrial_Food Products_Existing_Process_Natural Gas_Gas Boiler - Hot Water Reset_A_Achievable Technical Potential | F11 | Industrial | Food Products | Existing | Process | Natural Gas | Gas Boiler - Hot Water Reset | A | Cumulative Summer Peak Savings (MW) | Achievable Technical Potential | 0 | 0 | 0 | 0 | 0 | 0 | 0 | 0 | 0 | 0 | 0 | 0 | 0 | 0 | 0 | 0 | 0 | 0 | 0 | 0 | 0 | 0
F12_Industrial_Food Products_Existing_Process_Natural Gas_Gas Boiler - Hot Water Reset_A_Achievable Technical Potential | F12 | Industrial | Food Products | Existing | Process | Natural Gas | Gas Boiler - Hot Water Reset | A | Cumulative Winter Peak Savings (MW) | Achievable Technical Potential | 0 | 0 | 0 | 0 | 0 | 0 | 0 | 0 | 0 | 0 | 0 | 0 | 0 | 0 | 0 | 0 | 0 | 0 | 0 | 0 | 0 | 0
F13_Industrial_Food Products_Existing_Process_Natural Gas_Gas Boiler - Hot Water Reset_A_Achievable Technical Potential | F13 | Industrial | Food Products | Existing | Process | Natural Gas | Gas Boiler - Hot Water Reset | A | Purchases (Incremental) | Achievable Technical Potential | 0 | 0 | 20.9239 | 25.2482 | 30.3637 | 34.6398 | 38.8299 | 44.6141 | 48.0985 | 48.2888 | 44.7218 | 37.7794 | 28.7312 | 18.6871 | 10.6635 | 5.0458 | 2.0979 | 0.74973 | 0.23015 | 0.049296 | 0.0079632 | 0.00093938
F14_Industrial_Food Products_Existing_Process_Natural Gas_Gas Boiler - Hot Water Reset_A_Achievable Technical Potential | F14 | Industrial | Food Products | Existing | Process | Natural Gas | Gas Boiler - Hot Water Reset | A | Purchases (Cumulative) | Achievable Technical Potential | 0 | 0 | 20.9239 | 46.1721 | 76.5358 | 111.1756 | 150.0055 | 194.6195 | 242.718 | 291.0069 | 335.7287 | 373.5081 | 402.2393 | 420.9265 | 431.5899 | 436.6357 | 438.7336 | 439.4834 | 439.7135 | 439.7628 | 439.7708 | 439.7717
F1_Industrial_Food Products_Existing_Space Heating_Natural Gas_Steam Trap Maintenance_A_Achievable Technical Potential | F1 | Industrial | Food Products | Existing | Space Heating | Natural Gas | Steam Trap Maintenance | A | Original Unit Energy Savings (kWh or therms) | Achievable Technical Potential | 0 | 0 | 1.2235 | 1.2204 | 1.2174 | 1.2145 | 1.2116 | 1.2088 | 1.2062 | 1.2036 | 1.201 | 1.1986 | 1.1964 | 1.1942 | 1.1921 | 1.1901 | 1.1883 | 1.1865 | 1.1849 | 1.1834 | 1.182 | 1.1808
F2_Industrial_Food Products_Existing_Space Heating_Natural Gas_Steam Trap Maintenance_A_Achievable Technical Potential | F2 | Industrial | Food Products | Existing | Space Heating | Natural Gas | Steam Trap Maintenance | A | Original Unit Summer Peak Savings (kW) | Achievable Technical Potential | 0 | 0 | 0 | 0 | 0 | 0 | 0 | 0 | 0 | 0 | 0 | 0 | 0 | 0 | 0 | 0 | 0 | 0 | 0 | 0 | 0 | 0
F3_Industrial_Food Products_Existing_Space Heating_Natural Gas_Steam Trap Maintenance_A_Achievable Technical Potential | F3 | Industrial | Food Products | Existing | Space Heating | Natural Gas | Steam Trap Maintenance | A | Original Unit Winter Peak Savings (kW) | Achievable Technical Potential | 0 | 0 | 0 | 0 | 0 | 0 | 0 | 0 | 0 | 0 | 0 | 0 | 0 | 0 | 0 | 0 | 0 | 0 | 0 | 0 | 0 | 0
F4_Industrial_Food Products_Existing_Space Heating_Natural Gas_Steam Trap Maintenance_A_Achievable Technical Potential | F4 | Industrial | Food Products | Existing | Space Heating | Natural Gas | Steam Trap Maintenance | A | Standalone Impact on Baseline Energy (%) | Achievable Technical Potential | 0% | 0% | 0.00146% | 0.002944% | 0.004455% | 0.005992% | 0.007556% | 0.009147% | 0.01077% | 0.01241% | 0.01409% | 0.01579% | 0.01753% | 0.01929% | 0.02108% | 0.02291% | 0.02477% | 0.02665% | 0.02858% | 0.03053% | 0.03252% | 0.03455%
F5_Industrial_Food Products_Existing_Space Heating_Natural Gas_Steam Trap Maintenance_A_Achievable Technical Potential | F5 | Industrial | Food Products | Existing | Space Heating | Natural Gas | Steam Trap Maintenance | A | Standalone Impact on Baseline Summer Peak (%) | Achievable Technical Potential | bar: 2019 to 2040
F6_Industrial_Food Products_Existing_Space Heating_Natural Gas_Steam Trap Maintenance_A_Achievable Technical Potential | F6 | Industrial | Food Products | Existing | Space Heating | Natural Gas | Steam Trap Maintenance | A | Standalone Impact on Baseline Winter Peak (%) | Achievable Technical Potential | bar: 2019 to 2040
F7_Industrial_Food Products_Existing_Space Heating_Natural Gas_Steam Trap Maintenance_A_Achievable Technical Potential | F7 | Industrial | Food Products | Existing | Space Heating | Natural Gas | Steam Trap Maintenance | A | Incremental Energy Savings (MWh or mTherms) | Achievable Technical Potential | 0 | 0 | 0.0059924 | 0.0058743 | 0.0057588 | 0.0056458 | 0.0055354 | 0.0054275 | 0.0053221 | 0.005219 | 0.0051184 | 0.0050201 | 0.0049241 | 0.0048303 | 0.0047388 | 0.0046494 | 0.0045621 | 0.0044769 | 0.0043937 | 0.0043125 | 0.0042333 | 0.0041559
F8_Industrial_Food Products_Existing_Space Heating_Natural Gas_Steam Trap Maintenance_A_Achievable Technical Potential | F8 | Industrial | Food Products | Existing | Space Heating | Natural Gas | Steam Trap Maintenance | A | Incremental Summer Peak Savings (MW) | Achievable Technical Potential | 0 | 0 | 0 | 0 | 0 | 0 | 0 | 0 | 0 | 0 | 0 | 0 | 0 | 0 | 0 | 0 | 0 | 0 | 0 | 0 | 0 | 0
F9_Industrial_Food Products_Existing_Space Heating_Natural Gas_Steam Trap Maintenance_A_Achievable Technical Potential | F9 | Industrial | Food Products | Existing | Space Heating | Natural Gas | Steam Trap Maintenance | A | Incremental Winter Peak Savings (MW) | Achievable Technical Potential | 0 | 0 | 0 | 0 | 0 | 0 | 0 | 0 | 0 | 0 | 0 | 0 | 0 | 0 | 0 | 0 | 0 | 0 | 0 | 0 | 0 | 0
F10_Industrial_Food Products_Existing_Space Heating_Natural Gas_Steam Trap Maintenance_A_Achievable Technical Potential | F10 | Industrial | Food Products | Existing | Space Heating | Natural Gas | Steam Trap Maintenance | A | Cumulative Energy Savings (MWh or mTherms) | Achievable Technical Potential | 0 | 0 | 0.0059924 | 0.011852 | 0.017581 | 0.023185 | 0.028665 | 0.034027 | 0.039274 | 0.044408 | 0.049434 | 0.054355 | 0.059175 | 0.063897 | 0.068525 | 0.073061 | 0.077509 | 0.081873 | 0.086155 | 0.090359 | 0.094488 | 0.098544
F11_Industrial_Food Products_Existing_Space Heating_Natural Gas_Steam Trap Maintenance_A_Achievable Technical Potential | F11 | Industrial | Food Products | Existing | Space Heating | Natural Gas | Steam Trap Maintenance | A | Cumulative Summer Peak Savings (MW) | Achievable Technical Potential | 0 | 0 | 0 | 0 | 0 | 0 | 0 | 0 | 0 | 0 | 0 | 0 | 0 | 0 | 0 | 0 | 0 | 0 | 0 | 0 | 0 | 0
F12_Industrial_Food Products_Existing_Space Heating_Natural Gas_Steam Trap Maintenance_A_Achievable Technical Potential | F12 | Industrial | Food Products | Existing | Space Heating | Natural Gas | Steam Trap Maintenance | A | Cumulative Winter Peak Savings (MW) | Achievable Technical Potential | 0 | 0 | 0 | 0 | 0 | 0 | 0 | 0 | 0 | 0 | 0 | 0 | 0 | 0 | 0 | 0 | 0 | 0 | 0 | 0 | 0 | 0
F13_Industrial_Food Products_Existing_Space Heating_Natural Gas_Steam Trap Maintenance_A_Achievable Technical Potential | F13 | Industrial | Food Products | Existing | Space Heating | Natural Gas | Steam Trap Maintenance | A | Purchases (Incremental) | Achievable Technical Potential | 0 | 0 | 4.8978 | 4.8133 | 4.7303 | 4.6488 | 4.5686 | 4.4898 | 4.4124 | 4.3364 | 4.2616 | 4.1881 | 4.1159 | 4.0449 | 3.9752 | 3.9067 | 3.8393 | 3.7731 | 3.7081 | 3.6441 | 3.5813 | 3.5196
F14_Industrial_Food Products_Existing_Space Heating_Natural Gas_Steam Trap Maintenance_A_Achievable Technical Potential | F14 | Industrial | Food Products | Existing | Space Heating | Natural Gas | Steam Trap Maintenance | A | Purchases (Cumulative) | Achievable Technical Potential | 0 | 0 | 4.8978 | 9.7111 | 14.4414 | 19.0902 | 23.6588 | 28.1486 | 32.5611 | 36.8974 | 41.159 | 45.3471 | 49.463 | 53.508 | 57.4832 | 61.3899 | 65.2292 | 69.0023 | 72.7103 | 76.3545 | 79.9358 | 83.4553
F1_Industrial_Food Products_Existing_Process_Natural Gas_Steam Trap Maintenance_A_Achievable Technical Potential | F1 | Industrial | Food Products | Existing | Process | Natural Gas | Steam Trap Maintenance | A | Original Unit Energy Savings (kWh or therms) | Achievable Technical Potential | 0 | 0 | 44.6416 | 44.6416 | 44.6416 | 44.6416 | 44.6416 | 44.6416 | 44.6416 | 44.6416 | 44.6416 | 44.6416 | 44.6416 | 44.6416 | 44.6416 | 44.6416 | 44.6416 | 44.6416 | 44.6416 | 44.6416 | 44.6416 | 44.6416
F2_Industrial_Food Products_Existing_Process_Natural Gas_Steam Trap Maintenance_A_Achievable Technical Potential | F2 | Industrial | Food Products | Existing | Process | Natural Gas | Steam Trap Maintenance | A | Original Unit Summer Peak Savings (kW) | Achievable Technical Potential | 0 | 0 | 0 | 0 | 0 | 0 | 0 | 0 | 0 | 0 | 0 | 0 | 0 | 0 | 0 | 0 | 0 | 0 | 0 | 0 | 0 | 0
F3_Industrial_Food Products_Existing_Process_Natural Gas_Steam Trap Maintenance_A_Achievable Technical Potential | F3 | Industrial | Food Products | Existing | Process | Natural Gas | Steam Trap Maintenance | A | Original Unit Winter Peak Savings (kW) | Achievable Technical Potential | 0 | 0 | 0 | 0 | 0 | 0 | 0 | 0 | 0 | 0 | 0 | 0 | 0 | 0 | 0 | 0 | 0 | 0 | 0 | 0 | 0 | 0
F4_Industrial_Food Products_Existing_Process_Natural Gas_Steam Trap Maintenance_A_Achievable Technical Potential | F4 | Industrial | Food Products | Existing | Process | Natural Gas | Steam Trap Maintenance | A | Standalone Impact on Baseline Energy (%) | Achievable Technical Potential | 0% | 0% | 0.008102% | 0.01635% | 0.02474% | 0.03327% | 0.04196% | 0.0508% | 0.05979% | 0.06894% | 0.07825% | 0.08773% | 0.09737% | 0.1072% | 0.1172% | 0.1273% | 0.1377% | 0.1482% | 0.1589% | 0.1698% | 0.1808% | 0.1921%
F5_Industrial_Food Products_Existing_Process_Natural Gas_Steam Trap Maintenance_A_Achievable Technical Potential | F5 | Industrial | Food Products | Existing | Process | Natural Gas | Steam Trap Maintenance | A | Standalone Impact on Baseline Summer Peak (%) | Achievable Technical Potential | bar: 2019 to 2040
F6_Industrial_Food Products_Existing_Process_Natural Gas_Steam Trap Maintenance_A_Achievable Technical Potential | F6 | Industrial | Food Products | Existing | Process | Natural Gas | Steam Trap Maintenance | A | Standalone Impact on Baseline Winter Peak (%) | Achievable Technical Potential | bar: 2019 to 2040
F7_Industrial_Food Products_Existing_Process_Natural Gas_Steam Trap Maintenance_A_Achievable Technical Potential | F7 | Industrial | Food Products | Existing | Process | Natural Gas | Steam Trap Maintenance | A | Incremental Energy Savings (MWh or mTherms) | Achievable Technical Potential | 0 | 0 | 0.52134 | 0.51236 | 0.50352 | 0.49484 | 0.48631 | 0.47792 | 0.46968 | 0.46159 | 0.45363 | 0.44581 | 0.43812 | 0.43057 | 0.42314 | 0.41585 | 0.40868 | 0.40163 | 0.39471 | 0.3879 | 0.38121 | 0.37464
F8_Industrial_Food Products_Existing_Process_Natural Gas_Steam Trap Maintenance_A_Achievable Technical Potential | F8 | Industrial | Food Products | Existing | Process | Natural Gas | Steam Trap Maintenance | A | Incremental Summer Peak Savings (MW) | Achievable Technical Potential | 0 | 0 | 0 | 0 | 0 | 0 | 0 | 0 | 0 | 0 | 0 | 0 | 0 | 0 | 0 | 0 | 0 | 0 | 0 | 0 | 0 | 0
F9_Industrial_Food Products_Existing_Process_Natural Gas_Steam Trap Maintenance_A_Achievable Technical Potential | F9 | Industrial | Food Products | Existing | Process | Natural Gas | Steam Trap Maintenance | A | Incremental Winter Peak Savings (MW) | Achievable Technical Potential | 0 | 0 | 0 | 0 | 0 | 0 | 0 | 0 | 0 | 0 | 0 | 0 | 0 | 0 | 0 | 0 | 0 | 0 | 0 | 0 | 0 | 0
F10_Industrial_Food Products_Existing_Process_Natural Gas_Steam Trap Maintenance_A_Achievable Technical Potential | F10 | Industrial | Food Products | Existing | Process | Natural Gas | Steam Trap Maintenance | A | Cumulative Energy Savings (MWh or mTherms) | Achievable Technical Potential | 0 | 0 | 0.52134 | 1.0337 | 1.5372 | 2.0321 | 2.5184 | 2.9963 | 3.466 | 3.9276 | 4.3812 | 4.827 | 5.2651 | 5.6957 | 6.1188 | 6.5347 | 6.9433 | 7.345 | 7.7397 | 8.1276 | 8.5088 | 8.8834
F11_Industrial_Food Products_Existing_Process_Natural Gas_Steam Trap Maintenance_A_Achievable Technical Potential | F11 | Industrial | Food Products | Existing | Process | Natural Gas | Steam Trap Maintenance | A | Cumulative Summer Peak Savings (MW) | Achievable Technical Potential | 0 | 0 | 0 | 0 | 0 | 0 | 0 | 0 | 0 | 0 | 0 | 0 | 0 | 0 | 0 | 0 | 0 | 0 | 0 | 0 | 0 | 0
F12_Industrial_Food Products_Existing_Process_Natural Gas_Steam Trap Maintenance_A_Achievable Technical Potential | F12 | Industrial | Food Products | Existing | Process | Natural Gas | Steam Trap Maintenance | A | Cumulative Winter Peak Savings (MW) | Achievable Technical Potential | 0 | 0 | 0 | 0 | 0 | 0 | 0 | 0 | 0 | 0 | 0 | 0 | 0 | 0 | 0 | 0 | 0 | 0 | 0 | 0 | 0 | 0
F13_Industrial_Food Products_Existing_Process_Natural Gas_Steam Trap Maintenance_A_Achievable Technical Potential | F13 | Industrial | Food Products | Existing | Process | Natural Gas | Steam Trap Maintenance | A | Purchases (Incremental) | Achievable Technical Potential | 0 | 0 | 11.6784 | 11.4771 | 11.2792 | 11.0847 | 10.8936 | 10.7058 | 10.5212 | 10.3398 | 10.1615 | 9.9863 | 9.8142 | 9.645 | 9.4787 | 9.3152 | 9.1546 | 8.9968 | 8.8417 | 8.6892 | 8.5394 | 8.3922
F14_Industrial_Food Products_Existing_Process_Natural Gas_Steam Trap Maintenance_A_Achievable Technical Potential | F14 | Industrial | Food Products | Existing | Process | Natural Gas | Steam Trap Maintenance | A | Purchases (Cumulative) | Achievable Technical Potential | 0 | 0 | 11.6784 | 23.1555 | 34.4347 | 45.5195 | 56.4131 | 67.1189 | 77.6401 | 87.9799 | 98.1415 | 108.1278 | 117.942 | 127.5869 | 137.0656 | 146.3808 | 155.5355 | 164.5323 | 173.3739 | 182.0632 | 190.6026 | 198.9948
F1_Industrial_Food Products_Existing_Space Heating_Natural Gas_Gas Boiler - High Turndown_A_Achievable Technical Potential | F1 | Industrial | Food Products | Existing | Space Heating | Natural Gas | Gas Boiler - High Turndown | A | Original Unit Energy Savings (kWh or therms) | Achievable Technical Potential | 0 | 0 | 1.2987 | 1.2955 | 1.2923 | 1.2892 | 1.2861 | 1.2832 | 1.2803 | 1.2776 | 1.2749 | 1.2723 | 1.2699 | 1.2676 | 1.2654 | 1.2633 | 1.2613 | 1.2595 | 1.2578 | 1.2562 | 1.2547 | 1.2534
F2_Industrial_Food Products_Existing_Space Heating_Natural Gas_Gas Boiler - High Turndown_A_Achievable Technical Potential | F2 | Industrial | Food Products | Existing | Space Heating | Natural Gas | Gas Boiler - High Turndown | A | Original Unit Summer Peak Savings (kW) | Achievable Technical Potential | 0 | 0 | 0 | 0 | 0 | 0 | 0 | 0 | 0 | 0 | 0 | 0 | 0 | 0 | 0 | 0 | 0 | 0 | 0 | 0 | 0 | 0
F3_Industrial_Food Products_Existing_Space Heating_Natural Gas_Gas Boiler - High Turndown_A_Achievable Technical Potential | F3 | Industrial | Food Products | Existing | Space Heating | Natural Gas | Gas Boiler - High Turndown | A | Original Unit Winter Peak Savings (kW) | Achievable Technical Potential | 0 | 0 | 0 | 0 | 0 | 0 | 0 | 0 | 0 | 0 | 0 | 0 | 0 | 0 | 0 | 0 | 0 | 0 | 0 | 0 | 0 | 0
F4_Industrial_Food Products_Existing_Space Heating_Natural Gas_Gas Boiler - High Turndown_A_Achievable Technical Potential | F4 | Industrial | Food Products | Existing | Space Heating | Natural Gas | Gas Boiler - High Turndown | A | Standalone Impact on Baseline Energy (%) | Achievable Technical Potential | 0% | 0% | 0.004236% | 0.008546% | 0.01293% | 0.01739% | 0.02193% | 0.02613% | 0.02963% | 0.03259% | 0.03511% | 0.03728% | 0.03918% | 0.04086% | 0.04237% | 0.04375% | 0.04502% | 0.04621% | 0.04702% | 0.04785% | 0.04868% | 0.04954%
F5_Industrial_Food Products_Existing_Space Heating_Natural Gas_Gas Boiler - High Turndown_A_Achievable Technical Potential | F5 | Industrial | Food Products | Existing | Space Heating | Natural Gas | Gas Boiler - High Turndown | A | Standalone Impact on Baseline Summer Peak (%) | Achievable Technical Potential | bar: 2019 to 2040
F6_Industrial_Food Products_Existing_Space Heating_Natural Gas_Gas Boiler - High Turndown_A_Achievable Technical Potential | F6 | Industrial | Food Products | Existing | Space Heating | Natural Gas | Gas Boiler - High Turndown | A | Standalone Impact on Baseline Winter Peak (%) | Achievable Technical Potential | bar: 2019 to 2040
F7_Industrial_Food Products_Existing_Space Heating_Natural Gas_Gas Boiler - High Turndown_A_Achievable Technical Potential | F7 | Industrial | Food Products | Existing | Space Heating | Natural Gas | Gas Boiler - High Turndown | A | Incremental Energy Savings (MWh or mTherms) | Achievable Technical Potential | 0 | 0 | 0.017393 | 0.01705 | 0.016715 | 0.016387 | 0.016066 | 0.014178 | 0.011122 | 0.0087253 | 0.0068457 | 0.0053713 | 0.0042149 | 0.0033077 | 0.002596 | 0.0020376 | 0.0015995 | 0.0012557 | 8.4058e-06 | 2.9466e-06 | 9.8606e-07 | 3.1566e-07
F8_Industrial_Food Products_Existing_Space Heating_Natural Gas_Gas Boiler - High Turndown_A_Achievable Technical Potential | F8 | Industrial | Food Products | Existing | Space Heating | Natural Gas | Gas Boiler - High Turndown | A | Incremental Summer Peak Savings (MW) | Achievable Technical Potential | 0 | 0 | 0 | 0 | 0 | 0 | 0 | 0 | 0 | 0 | 0 | 0 | 0 | 0 | 0 | 0 | 0 | 0 | 0 | 0 | 0 | 0
F9_Industrial_Food Products_Existing_Space Heating_Natural Gas_Gas Boiler - High Turndown_A_Achievable Technical Potential | F9 | Industrial | Food Products | Existing | Space Heating | Natural Gas | Gas Boiler - High Turndown | A | Incremental Winter Peak Savings (MW) | Achievable Technical Potential | 0 | 0 | 0 | 0 | 0 | 0 | 0 | 0 | 0 | 0 | 0 | 0 | 0 | 0 | 0 | 0 | 0 | 0 | 0 | 0 | 0 | 0
F10_Industrial_Food Products_Existing_Space Heating_Natural Gas_Gas Boiler - High Turndown_A_Achievable Technical Potential | F10 | Industrial | Food Products | Existing | Space Heating | Natural Gas | Gas Boiler - High Turndown | A | Cumulative Energy Savings (MWh or mTherms) | Achievable Technical Potential | 0 | 0 | 0.017393 | 0.034399 | 0.051029 | 0.067293 | 0.083201 | 0.097188 | 0.10809 | 0.11659 | 0.12319 | 0.12831 | 0.13228 | 0.13535 | 0.13771 | 0.13952 | 0.1409 | 0.14195 | 0.14177 | 0.14159 | 0.14143 | 0.14128
F11_Industrial_Food Products_Existing_Space Heating_Natural Gas_Gas Boiler - High Turndown_A_Achievable Technical Potential | F11 | Industrial | Food Products | Existing | Space Heating | Natural Gas | Gas Boiler - High Turndown | A | Cumulative Summer Peak Savings (MW) | Achievable Technical Potential | 0 | 0 | 0 | 0 | 0 | 0 | 0 | 0 | 0 | 0 | 0 | 0 | 0 | 0 | 0 | 0 | 0 | 0 | 0 | 0 | 0 | 0
F12_Industrial_Food Products_Existing_Space Heating_Natural Gas_Gas Boiler - High Turndown_A_Achievable Technical Potential | F12 | Industrial | Food Products | Existing | Space Heating | Natural Gas | Gas Boiler - High Turndown | A | Cumulative Winter Peak Savings (MW) | Achievable Technical Potential | 0 | 0 | 0 | 0 | 0 | 0 | 0 | 0 | 0 | 0 | 0 | 0 | 0 | 0 | 0 | 0 | 0 | 0 | 0 | 0 | 0 | 0
F13_Industrial_Food Products_Existing_Space Heating_Natural Gas_Gas Boiler - High Turndown_A_Achievable Technical Potential | F13 | Industrial | Food Products | Existing | Space Heating | Natural Gas | Gas Boiler - High Turndown | A | Purchases (Incremental) | Achievable Technical Potential | 0 | 0 | 13.3923 | 13.1614 | 12.9344 | 12.7114 | 12.4923 | 11.0492 | 8.6869 | 6.8297 | 5.3696 | 4.2216 | 3.3191 | 2.6095 | 2.0516 | 1.613 | 1.2681 | 0.99701 | 0.0066831 | 0.0023457 | 0.00078587 | 0.00025185
F14_Industrial_Food Products_Existing_Space Heating_Natural Gas_Gas Boiler - High Turndown_A_Achievable Technical Potential | F14 | Industrial | Food Products | Existing | Space Heating | Natural Gas | Gas Boiler - High Turndown | A | Purchases (Cumulative) | Achievable Technical Potential | 0 | 0 | 13.3923 | 26.5536 | 39.488 | 52.1995 | 64.6917 | 75.7409 | 84.4279 | 91.2576 | 96.6272 | 100.8488 | 104.1679 | 106.7773 | 108.8289 | 110.4419 | 111.71 | 112.707 | 112.7137 | 112.716 | 112.7168 | 112.7171
F1_Industrial_Food Products_Existing_Process_Natural Gas_Gas Boiler - High Turndown_A_Achievable Technical Potential | F1 | Industrial | Food Products | Existing | Process | Natural Gas | Gas Boiler - High Turndown | A | Original Unit Energy Savings (kWh or therms) | Achievable Technical Potential | 0 | 0 | 47.3863 | 47.3863 | 47.3863 | 47.3863 | 47.3863 | 47.3863 | 47.3863 | 47.3863 | 47.3863 | 47.3863 | 47.3863 | 47.3863 | 47.3863 | 47.3863 | 47.3863 | 47.3863 | 47.3863 | 47.3863 | 47.3863 | 47.3863
F2_Industrial_Food Products_Existing_Process_Natural Gas_Gas Boiler - High Turndown_A_Achievable Technical Potential | F2 | Industrial | Food Products | Existing | Process | Natural Gas | Gas Boiler - High Turndown | A | Original Unit Summer Peak Savings (kW) | Achievable Technical Potential | 0 | 0 | 0 | 0 | 0 | 0 | 0 | 0 | 0 | 0 | 0 | 0 | 0 | 0 | 0 | 0 | 0 | 0 | 0 | 0 | 0 | 0
F3_Industrial_Food Products_Existing_Process_Natural Gas_Gas Boiler - High Turndown_A_Achievable Technical Potential | F3 | Industrial | Food Products | Existing | Process | Natural Gas | Gas Boiler - High Turndown | A | Original Unit Winter Peak Savings (kW) | Achievable Technical Potential | 0 | 0 | 0 | 0 | 0 | 0 | 0 | 0 | 0 | 0 | 0 | 0 | 0 | 0 | 0 | 0 | 0 | 0 | 0 | 0 | 0 | 0
F4_Industrial_Food Products_Existing_Process_Natural Gas_Gas Boiler - High Turndown_A_Achievable Technical Potential | F4 | Industrial | Food Products | Existing | Process | Natural Gas | Gas Boiler - High Turndown | A | Standalone Impact on Baseline Energy (%) | Achievable Technical Potential | 0% | 0% | 0.02352% | 0.04745% | 0.07179% | 0.09657% | 0.1218% | 0.1451% | 0.1646% | 0.181% | 0.195% | 0.2071% | 0.2177% | 0.227% | 0.2354% | 0.2431% | 0.2502% | 0.2569% | 0.2614% | 0.266% | 0.2707% | 0.2754%
F5_Industrial_Food Products_Existing_Process_Natural Gas_Gas Boiler - High Turndown_A_Achievable Technical Potential | F5 | Industrial | Food Products | Existing | Process | Natural Gas | Gas Boiler - High Turndown | A | Standalone Impact on Baseline Summer Peak (%) | Achievable Technical Potential | bar: 2019 to 2040
F6_Industrial_Food Products_Existing_Process_Natural Gas_Gas Boiler - High Turndown_A_Achievable Technical Potential | F6 | Industrial | Food Products | Existing | Process | Natural Gas | Gas Boiler - High Turndown | A | Standalone Impact on Baseline Winter Peak (%) | Achievable Technical Potential | bar: 2019 to 2040
F7_Industrial_Food Products_Existing_Process_Natural Gas_Gas Boiler - High Turndown_A_Achievable Technical Potential | F7 | Industrial | Food Products | Existing | Process | Natural Gas | Gas Boiler - High Turndown | A | Incremental Energy Savings (MWh or mTherms) | Achievable Technical Potential | 0 | 0 | 1.5132 | 1.4871 | 1.4615 | 1.4363 | 1.4115 | 1.2484 | 0.98154 | 0.77169 | 0.60671 | 0.477 | 0.37502 | 0.29484 | 0.23181 | 0.18225 | 0.14329 | 0.11265 | 0.00075513 | 0.00026504 | 8.8796e-05 | 2.8456e-05
F8_Industrial_Food Products_Existing_Process_Natural Gas_Gas Boiler - High Turndown_A_Achievable Technical Potential | F8 | Industrial | Food Products | Existing | Process | Natural Gas | Gas Boiler - High Turndown | A | Incremental Summer Peak Savings (MW) | Achievable Technical Potential | 0 | 0 | 0 | 0 | 0 | 0 | 0 | 0 | 0 | 0 | 0 | 0 | 0 | 0 | 0 | 0 | 0 | 0 | 0 | 0 | 0 | 0
F9_Industrial_Food Products_Existing_Process_Natural Gas_Gas Boiler - High Turndown_A_Achievable Technical Potential | F9 | Industrial | Food Products | Existing | Process | Natural Gas | Gas Boiler - High Turndown | A | Incremental Winter Peak Savings (MW) | Achievable Technical Potential | 0 | 0 | 0 | 0 | 0 | 0 | 0 | 0 | 0 | 0 | 0 | 0 | 0 | 0 | 0 | 0 | 0 | 0 | 0 | 0 | 0 | 0
F10_Industrial_Food Products_Existing_Process_Natural Gas_Gas Boiler - High Turndown_A_Achievable Technical Potential | F10 | Industrial | Food Products | Existing | Process | Natural Gas | Gas Boiler - High Turndown | A | Cumulative Energy Savings (MWh or mTherms) | Achievable Technical Potential | 0 | 0 | 1.5132 | 3.0003 | 4.4618 | 5.898 | 7.3095 | 8.558 | 9.5395 | 10.3112 | 10.9179 | 11.3949 | 11.7699 | 12.0648 | 12.2966 | 12.4788 | 12.6221 | 12.7348 | 12.7355 | 12.7358 | 12.7359 | 12.7359
F11_Industrial_Food Products_Existing_Process_Natural Gas_Gas Boiler - High Turndown_A_Achievable Technical Potential | F11 | Industrial | Food Products | Existing | Process | Natural Gas | Gas Boiler - High Turndown | A | Cumulative Summer Peak Savings (MW) | Achievable Technical Potential | 0 | 0 | 0 | 0 | 0 | 0 | 0 | 0 | 0 | 0 | 0 | 0 | 0 | 0 | 0 | 0 | 0 | 0 | 0 | 0 | 0 | 0
F12_Industrial_Food Products_Existing_Process_Natural Gas_Gas Boiler - High Turndown_A_Achievable Technical Potential | F12 | Industrial | Food Products | Existing | Process | Natural Gas | Gas Boiler - High Turndown | A | Cumulative Winter Peak Savings (MW) | Achievable Technical Potential | 0 | 0 | 0 | 0 | 0 | 0 | 0 | 0 | 0 | 0 | 0 | 0 | 0 | 0 | 0 | 0 | 0 | 0 | 0 | 0 | 0 | 0
F13_Industrial_Food Products_Existing_Process_Natural Gas_Gas Boiler - High Turndown_A_Achievable Technical Potential | F13 | Industrial | Food Products | Existing | Process | Natural Gas | Gas Boiler - High Turndown | A | Purchases (Incremental) | Achievable Technical Potential | 0 | 0 | 31.9331 | 31.3825 | 30.8415 | 30.3097 | 29.7871 | 26.3462 | 20.7136 | 16.2851 | 12.8035 | 10.0662 | 7.9141 | 6.2221 | 4.8919 | 3.846 | 3.0238 | 2.3773 | 0.015936 | 0.0055931 | 0.0018739 | 0.00060051
F14_Industrial_Food Products_Existing_Process_Natural Gas_Gas Boiler - High Turndown_A_Achievable Technical Potential | F14 | Industrial | Food Products | Existing | Process | Natural Gas | Gas Boiler - High Turndown | A | Purchases (Cumulative) | Achievable Technical Potential | 0 | 0 | 31.9331 | 63.3157 | 94.1571 | 124.4668 | 154.254 | 180.6002 | 201.3137 | 217.5989 | 230.4024 | 240.4686 | 248.3827 | 254.6048 | 259.4967 | 263.3427 | 266.3665 | 268.7438 | 268.7598 | 268.7654 | 268.7672 | 268.7678
F1_Industrial_Food Products_Existing_Space Heating_Natural Gas_Gas Boiler - Burner Control Optimization_A_Achievable Technical Potential | F1 | Industrial | Food Products | Existing | Space Heating | Natural Gas | Gas Boiler - Burner Control Optimization | A | Original Unit Energy Savings (kWh or therms) | Achievable Technical Potential | 0 | 0 | 0.37663 | 0.37568 | 0.37476 | 0.37385 | 0.37297 | 0.37212 | 0.37129 | 0.37049 | 0.36972 | 0.36898 | 0.36827 | 0.3676 | 0.36696 | 0.36635 | 0.36578 | 0.36525 | 0.36475 | 0.36429 | 0.36387 | 0.36349
F2_Industrial_Food Products_Existing_Space Heating_Natural Gas_Gas Boiler - Burner Control Optimization_A_Achievable Technical Potential | F2 | Industrial | Food Products | Existing | Space Heating | Natural Gas | Gas Boiler - Burner Control Optimization | A | Original Unit Summer Peak Savings (kW) | Achievable Technical Potential | 0 | 0 | 0 | 0 | 0 | 0 | 0 | 0 | 0 | 0 | 0 | 0 | 0 | 0 | 0 | 0 | 0 | 0 | 0 | 0 | 0 | 0
F3_Industrial_Food Products_Existing_Space Heating_Natural Gas_Gas Boiler - Burner Control Optimization_A_Achievable Technical Potential | F3 | Industrial | Food Products | Existing | Space Heating | Natural Gas | Gas Boiler - Burner Control Optimization | A | Original Unit Winter Peak Savings (kW) | Achievable Technical Potential | 0 | 0 | 0 | 0 | 0 | 0 | 0 | 0 | 0 | 0 | 0 | 0 | 0 | 0 | 0 | 0 | 0 | 0 | 0 | 0 | 0 | 0
F4_Industrial_Food Products_Existing_Space Heating_Natural Gas_Gas Boiler - Burner Control Optimization_A_Achievable Technical Potential | F4 | Industrial | Food Products | Existing | Space Heating | Natural Gas | Gas Boiler - Burner Control Optimization | A | Standalone Impact on Baseline Energy (%) | Achievable Technical Potential | 0% | 0% | 0.0003314% | 0.000858% | 0.001915% | 0.003771% | 0.006672% | 0.01076% | 0.016% | 0.02217% | 0.0289% | 0.03575% | 0.0423% | 0.04822% | 0.05332% | 0.05757% | 0.06101% | 0.06379% | 0.06604% | 0.06792% | 0.06955% | 0.07107%
F5_Industrial_Food Products_Existing_Space Heating_Natural Gas_Gas Boiler - Burner Control Optimization_A_Achievable Technical Potential | F5 | Industrial | Food Products | Existing | Space Heating | Natural Gas | Gas Boiler - Burner Control Optimization | A | Standalone Impact on Baseline Summer Peak (%) | Achievable Technical Potential | bar: 2019 to 2040
F6_Industrial_Food Products_Existing_Space Heating_Natural Gas_Gas Boiler - Burner Control Optimization_A_Achievable Technical Potential | F6 | Industrial | Food Products | Existing | Space Heating | Natural Gas | Gas Boiler - Burner Control Optimization | A | Standalone Impact on Baseline Winter Peak (%) | Achievable Technical Potential | bar: 2019 to 2040
F7_Industrial_Food Products_Existing_Space Heating_Natural Gas_Gas Boiler - Burner Control Optimization_A_Achievable Technical Potential | F7 | Industrial | Food Products | Existing | Space Heating | Natural Gas | Gas Boiler - Burner Control Optimization | A | Incremental Energy Savings (MWh or mTherms) | Achievable Technical Potential | 0 | 0 | 0.0013606 | 0.0020966 | 0.0041108 | 0.0070528 | 0.010756 | 0.014765 | 0.018427 | 0.021082 | 0.022266 | 0.021838 | 0.019993 | 0.017161 | 0.013864 | 0.01058 | 0.0076495 | 0.0052546 | 0.003438 | 0.0021474 | 0.0012831 | 0.00085287
F8_Industrial_Food Products_Existing_Space Heating_Natural Gas_Gas Boiler - Burner Control Optimization_A_Achievable Technical Potential | F8 | Industrial | Food Products | Existing | Space Heating | Natural Gas | Gas Boiler - Burner Control Optimization | A | Incremental Summer Peak Savings (MW) | Achievable Technical Potential | 0 | 0 | 0 | 0 | 0 | 0 | 0 | 0 | 0 | 0 | 0 | 0 | 0 | 0 | 0 | 0 | 0 | 0 | 0 | 0 | 0 | 0
F9_Industrial_Food Products_Existing_Space Heating_Natural Gas_Gas Boiler - Burner Control Optimization_A_Achievable Technical Potential | F9 | Industrial | Food Products | Existing | Space Heating | Natural Gas | Gas Boiler - Burner Control Optimization | A | Incremental Winter Peak Savings (MW) | Achievable Technical Potential | 0 | 0 | 0 | 0 | 0 | 0 | 0 | 0 | 0 | 0 | 0 | 0 | 0 | 0 | 0 | 0 | 0 | 0 | 0 | 0 | 0 | 0
F10_Industrial_Food Products_Existing_Space Heating_Natural Gas_Gas Boiler - Burner Control Optimization_A_Achievable Technical Potential | F10 | Industrial | Food Products | Existing | Space Heating | Natural Gas | Gas Boiler - Burner Control Optimization | A | Cumulative Energy Savings (MWh or mTherms) | Achievable Technical Potential | 0 | 0 | 0.0013606 | 0.0034538 | 0.0075561 | 0.014591 | 0.025313 | 0.04002 | 0.058358 | 0.079315 | 0.10142 | 0.12305 | 0.14281 | 0.15971 | 0.17329 | 0.18359 | 0.19095 | 0.19593 | 0.1991 | 0.201 | 0.20205 | 0.20269
F11_Industrial_Food Products_Existing_Space Heating_Natural Gas_Gas Boiler - Burner Control Optimization_A_Achievable Technical Potential | F11 | Industrial | Food Products | Existing | Space Heating | Natural Gas | Gas Boiler - Burner Control Optimization | A | Cumulative Summer Peak Savings (MW) | Achievable Technical Potential | 0 | 0 | 0 | 0 | 0 | 0 | 0 | 0 | 0 | 0 | 0 | 0 | 0 | 0 | 0 | 0 | 0 | 0 | 0 | 0 | 0 | 0
F12_Industrial_Food Products_Existing_Space Heating_Natural Gas_Gas Boiler - Burner Control Optimization_A_Achievable Technical Potential | F12 | Industrial | Food Products | Existing | Space Heating | Natural Gas | Gas Boiler - Burner Control Optimization | A | Cumulative Winter Peak Savings (MW) | Achievable Technical Potential | 0 | 0 | 0 | 0 | 0 | 0 | 0 | 0 | 0 | 0 | 0 | 0 | 0 | 0 | 0 | 0 | 0 | 0 | 0 | 0 | 0 | 0
F13_Industrial_Food Products_Existing_Space Heating_Natural Gas_Gas Boiler - Burner Control Optimization_A_Achievable Technical Potential | F13 | Industrial | Food Products | Existing | Space Heating | Natural Gas | Gas Boiler - Burner Control Optimization | A | Purchases (Incremental) | Achievable Technical Potential | 0 | 0 | 3.6126 | 5.5808 | 10.9691 | 18.865 | 28.8396 | 39.6794 | 49.6303 | 56.9037 | 60.2244 | 59.186 | 54.2879 | 46.6829 | 37.7819 | 28.8793 | 20.9126 | 14.3864 | 9.4256 | 5.8947 | 3.5262 | 2.3464
F14_Industrial_Food Products_Existing_Space Heating_Natural Gas_Gas Boiler - Burner Control Optimization_A_Achievable Technical Potential | F14 | Industrial | Food Products | Existing | Space Heating | Natural Gas | Gas Boiler - Burner Control Optimization | A | Purchases (Cumulative) | Achievable Technical Potential | 0 | 0 | 3.6126 | 9.1934 | 20.1625 | 39.0276 | 67.8672 | 107.5466 | 157.1769 | 214.0806 | 274.305 | 333.491 | 387.7788 | 434.4617 | 472.2436 | 501.1229 | 522.0354 | 536.4218 | 545.8474 | 551.7421 | 555.2683 | 557.6146
F1_Industrial_Food Products_Existing_Process_Natural Gas_Gas Boiler - Burner Control Optimization_A_Achievable Technical Potential | F1 | Industrial | Food Products | Existing | Process | Natural Gas | Gas Boiler - Burner Control Optimization | A | Original Unit Energy Savings (kWh or therms) | Achievable Technical Potential | 0 | 0 | 13.742 | 13.742 | 13.742 | 13.742 | 13.742 | 13.742 | 13.742 | 13.742 | 13.742 | 13.742 | 13.742 | 13.742 | 13.742 | 13.742 | 13.742 | 13.742 | 13.742 | 13.742 | 13.742 | 13.742
F2_Industrial_Food Products_Existing_Process_Natural Gas_Gas Boiler - Burner Control Optimization_A_Achievable Technical Potential | F2 | Industrial | Food Products | Existing | Process | Natural Gas | Gas Boiler - Burner Control Optimization | A | Original Unit Summer Peak Savings (kW) | Achievable Technical Potential | 0 | 0 | 0 | 0 | 0 | 0 | 0 | 0 | 0 | 0 | 0 | 0 | 0 | 0 | 0 | 0 | 0 | 0 | 0 | 0 | 0 | 0
F3_Industrial_Food Products_Existing_Process_Natural Gas_Gas Boiler - Burner Control Optimization_A_Achievable Technical Potential | F3 | Industrial | Food Products | Existing | Process | Natural Gas | Gas Boiler - Burner Control Optimization | A | Original Unit Winter Peak Savings (kW) | Achievable Technical Potential | 0 | 0 | 0 | 0 | 0 | 0 | 0 | 0 | 0 | 0 | 0 | 0 | 0 | 0 | 0 | 0 | 0 | 0 | 0 | 0 | 0 | 0
F4_Industrial_Food Products_Existing_Process_Natural Gas_Gas Boiler - Burner Control Optimization_A_Achievable Technical Potential | F4 | Industrial | Food Products | Existing | Process | Natural Gas | Gas Boiler - Burner Control Optimization | A | Standalone Impact on Baseline Energy (%) | Achievable Technical Potential | 0% | 0% | 0.00184% | 0.004764% | 0.01063% | 0.02094% | 0.03705% | 0.05974% | 0.08884% | 0.1231% | 0.1605% | 0.1986% | 0.235% | 0.2679% | 0.2963% | 0.3199% | 0.3391% | 0.3546% | 0.3671% | 0.3776% | 0.3867% | 0.3951%
F5_Industrial_Food Products_Existing_Process_Natural Gas_Gas Boiler - Burner Control Optimization_A_Achievable Technical Potential | F5 | Industrial | Food Products | Existing | Process | Natural Gas | Gas Boiler - Burner Control Optimization | A | Standalone Impact on Baseline Summer Peak (%) | Achievable Technical Potential | bar: 2019 to 2040
F6_Industrial_Food Products_Existing_Process_Natural Gas_Gas Boiler - Burner Control Optimization_A_Achievable Technical Potential | F6 | Industrial | Food Products | Existing | Process | Natural Gas | Gas Boiler - Burner Control Optimization | A | Standalone Impact on Baseline Winter Peak (%) | Achievable Technical Potential | bar: 2019 to 2040
F7_Industrial_Food Products_Existing_Process_Natural Gas_Gas Boiler - Burner Control Optimization_A_Achievable Technical Potential | F7 | Industrial | Food Products | Existing | Process | Natural Gas | Gas Boiler - Burner Control Optimization | A | Incremental Energy Savings (MWh or mTherms) | Achievable Technical Potential | 0 | 0 | 0.11838 | 0.18287 | 0.35943 | 0.61815 | 0.94499 | 1.3002 | 1.6262 | 1.8646 | 1.9734 | 1.9394 | 1.7789 | 1.5297 | 1.238 | 0.94629 | 0.68524 | 0.4714 | 0.30885 | 0.19315 | 0.11554 | 0.076884
F8_Industrial_Food Products_Existing_Process_Natural Gas_Gas Boiler - Burner Control Optimization_A_Achievable Technical Potential | F8 | Industrial | Food Products | Existing | Process | Natural Gas | Gas Boiler - Burner Control Optimization | A | Incremental Summer Peak Savings (MW) | Achievable Technical Potential | 0 | 0 | 0 | 0 | 0 | 0 | 0 | 0 | 0 | 0 | 0 | 0 | 0 | 0 | 0 | 0 | 0 | 0 | 0 | 0 | 0 | 0
F9_Industrial_Food Products_Existing_Process_Natural Gas_Gas Boiler - Burner Control Optimization_A_Achievable Technical Potential | F9 | Industrial | Food Products | Existing | Process | Natural Gas | Gas Boiler - Burner Control Optimization | A | Incremental Winter Peak Savings (MW) | Achievable Technical Potential | 0 | 0 | 0 | 0 | 0 | 0 | 0 | 0 | 0 | 0 | 0 | 0 | 0 | 0 | 0 | 0 | 0 | 0 | 0 | 0 | 0 | 0
F10_Industrial_Food Products_Existing_Process_Natural Gas_Gas Boiler - Burner Control Optimization_A_Achievable Technical Potential | F10 | Industrial | Food Products | Existing | Process | Natural Gas | Gas Boiler - Burner Control Optimization | A | Cumulative Energy Savings (MWh or mTherms) | Achievable Technical Potential | 0 | 0 | 0.11838 | 0.30124 | 0.66067 | 1.2788 | 2.2238 | 3.524 | 5.1502 | 7.0148 | 8.9882 | 10.9275 | 12.7064 | 14.2361 | 15.4741 | 16.4204 | 17.1056 | 17.577 | 17.8859 | 18.079 | 18.1946 | 18.2714
F11_Industrial_Food Products_Existing_Process_Natural Gas_Gas Boiler - Burner Control Optimization_A_Achievable Technical Potential | F11 | Industrial | Food Products | Existing | Process | Natural Gas | Gas Boiler - Burner Control Optimization | A | Cumulative Summer Peak Savings (MW) | Achievable Technical Potential | 0 | 0 | 0 | 0 | 0 | 0 | 0 | 0 | 0 | 0 | 0 | 0 | 0 | 0 | 0 | 0 | 0 | 0 | 0 | 0 | 0 | 0
F12_Industrial_Food Products_Existing_Process_Natural Gas_Gas Boiler - Burner Control Optimization_A_Achievable Technical Potential | F12 | Industrial | Food Products | Existing | Process | Natural Gas | Gas Boiler - Burner Control Optimization | A | Cumulative Winter Peak Savings (MW) | Achievable Technical Potential | 0 | 0 | 0 | 0 | 0 | 0 | 0 | 0 | 0 | 0 | 0 | 0 | 0 | 0 | 0 | 0 | 0 | 0 | 0 | 0 | 0 | 0
F13_Industrial_Food Products_Existing_Process_Natural Gas_Gas Boiler - Burner Control Optimization_A_Achievable Technical Potential | F13 | Industrial | Food Products | Existing | Process | Natural Gas | Gas Boiler - Burner Control Optimization | A | Purchases (Incremental) | Achievable Technical Potential | 0 | 0 | 8.6141 | 13.3071 | 26.1553 | 44.9827 | 68.7666 | 94.6133 | 118.3408 | 135.6839 | 143.6018 | 141.1259 | 129.4465 | 111.3128 | 90.0889 | 68.861 | 49.8649 | 34.3036 | 22.4748 | 14.0555 | 8.408 | 5.5948
F14_Industrial_Food Products_Existing_Process_Natural Gas_Gas Boiler - Burner Control Optimization_A_Achievable Technical Potential | F14 | Industrial | Food Products | Existing | Process | Natural Gas | Gas Boiler - Burner Control Optimization | A | Purchases (Cumulative) | Achievable Technical Potential | 0 | 0 | 8.6141 | 21.9212 | 48.0765 | 93.0592 | 161.8258 | 256.4391 | 374.7799 | 510.4638 | 654.0656 | 795.1915 | 924.638 | 1035.9508 | 1126.0397 | 1194.9007 | 1244.7656 | 1279.0692 | 1301.544 | 1315.5996 | 1324.0076 | 1329.6024
F1_Industrial_Food Products_Existing_Space Heating_Natural Gas_HVAC - Demand Controlled Ventilation_A_Achievable Technical Potential | F1 | Industrial | Food Products | Existing | Space Heating | Natural Gas | HVAC - Demand Controlled Ventilation | A | Original Unit Energy Savings (kWh or therms) | Achievable Technical Potential | 0 | 0 | 0.076632 | 0.076208 | 0.075785 | 0.075366 | 0.074954 | 0.074553 | 0.074165 | 0.073793 | 0.07344 | 0.073107 | 0.072794 | 0.072499 | 0.072221 | 0.07196 | 0.071715 | 0.071483 | 0.071266 | 0.071061 | 0.070868 | 0.070686
F2_Industrial_Food Products_Existing_Space Heating_Natural Gas_HVAC - Demand Controlled Ventilation_A_Achievable Technical Potential | F2 | Industrial | Food Products | Existing | Space Heating | Natural Gas | HVAC - Demand Controlled Ventilation | A | Original Unit Summer Peak Savings (kW) | Achievable Technical Potential | 0 | 0 | 0 | 0 | 0 | 0 | 0 | 0 | 0 | 0 | 0 | 0 | 0 | 0 | 0 | 0 | 0 | 0 | 0 | 0 | 0 | 0
F3_Industrial_Food Products_Existing_Space Heating_Natural Gas_HVAC - Demand Controlled Ventilation_A_Achievable Technical Potential | F3 | Industrial | Food Products | Existing | Space Heating | Natural Gas | HVAC - Demand Controlled Ventilation | A | Original Unit Winter Peak Savings (kW) | Achievable Technical Potential | 0 | 0 | 0 | 0 | 0 | 0 | 0 | 0 | 0 | 0 | 0 | 0 | 0 | 0 | 0 | 0 | 0 | 0 | 0 | 0 | 0 | 0
F4_Industrial_Food Products_Existing_Space Heating_Natural Gas_HVAC - Demand Controlled Ventilation_A_Achievable Technical Potential | F4 | Industrial | Food Products | Existing | Space Heating | Natural Gas | HVAC - Demand Controlled Ventilation | A | Standalone Impact on Baseline Energy (%) | Achievable Technical Potential | 0% | 0% | 0.04258% | 0.08564% | 0.1292% | 0.1732% | 0.2177% | 0.2628% | 0.3084% | 0.3545% | 0.4013% | 0.4487% | 0.4967% | 0.5455% | 0.595% | 0.6452% | 0.6962% | 0.748% | 0.8005% | 0.854% | 0.9083% | 0.9634%
F5_Industrial_Food Products_Existing_Space Heating_Natural Gas_HVAC - Demand Controlled Ventilation_A_Achievable Technical Potential | F5 | Industrial | Food Products | Existing | Space Heating | Natural Gas | HVAC - Demand Controlled Ventilation | A | Standalone Impact on Baseline Summer Peak (%) | Achievable Technical Potential | bar: 2019 to 2040
F6_Industrial_Food Products_Existing_Space Heating_Natural Gas_HVAC - Demand Controlled Ventilation_A_Achievable Technical Potential | F6 | Industrial | Food Products | Existing | Space Heating | Natural Gas | HVAC - Demand Controlled Ventilation | A | Standalone Impact on Baseline Winter Peak (%) | Achievable Technical Potential | bar: 2019 to 2040
F7_Industrial_Food Products_Existing_Space Heating_Natural Gas_HVAC - Demand Controlled Ventilation_A_Achievable Technical Potential | F7 | Industrial | Food Products | Existing | Space Heating | Natural Gas | HVAC - Demand Controlled Ventilation | A | Incremental Energy Savings (MWh or mTherms) | Achievable Technical Potential | 0 | 0 | 0.17482 | 0.17085 | 0.16698 | 0.16319 | 0.1595 | 0.15591 | 0.15243 | 0.14905 | 0.14577 | 0.14261 | 0.13955 | 0.13659 | 0.13372 | 0.13094 | 0.12824 | 0.12563 | 0.12309 | 0.12062 | 0.11821 | 0.11588
F8_Industrial_Food Products_Existing_Space Heating_Natural Gas_HVAC - Demand Controlled Ventilation_A_Achievable Technical Potential | F8 | Industrial | Food Products | Existing | Space Heating | Natural Gas | HVAC - Demand Controlled Ventilation | A | Incremental Summer Peak Savings (MW) | Achievable Technical Potential | 0 | 0 | 0 | 0 | 0 | 0 | 0 | 0 | 0 | 0 | 0 | 0 | 0 | 0 | 0 | 0 | 0 | 0 | 0 | 0 | 0 | 0
F9_Industrial_Food Products_Existing_Space Heating_Natural Gas_HVAC - Demand Controlled Ventilation_A_Achievable Technical Potential | F9 | Industrial | Food Products | Existing | Space Heating | Natural Gas | HVAC - Demand Controlled Ventilation | A | Incremental Winter Peak Savings (MW) | Achievable Technical Potential | 0 | 0 | 0 | 0 | 0 | 0 | 0 | 0 | 0 | 0 | 0 | 0 | 0 | 0 | 0 | 0 | 0 | 0 | 0 | 0 | 0 | 0
F10_Industrial_Food Products_Existing_Space Heating_Natural Gas_HVAC - Demand Controlled Ventilation_A_Achievable Technical Potential | F10 | Industrial | Food Products | Existing | Space Heating | Natural Gas | HVAC - Demand Controlled Ventilation | A | Cumulative Energy Savings (MWh or mTherms) | Achievable Technical Potential | 0 | 0 | 0.17482 | 0.3447 | 0.50976 | 0.67014 | 0.82598 | 0.97747 | 1.1248 | 1.2682 | 1.4079 | 1.5441 | 1.6771 | 1.8069 | 1.9337 | 2.0576 | 2.1789 | 2.2975 | 2.4135 | 2.5272 | 2.6386 | 2.7477
F11_Industrial_Food Products_Existing_Space Heating_Natural Gas_HVAC - Demand Controlled Ventilation_A_Achievable Technical Potential | F11 | Industrial | Food Products | Existing | Space Heating | Natural Gas | HVAC - Demand Controlled Ventilation | A | Cumulative Summer Peak Savings (MW) | Achievable Technical Potential | 0 | 0 | 0 | 0 | 0 | 0 | 0 | 0 | 0 | 0 | 0 | 0 | 0 | 0 | 0 | 0 | 0 | 0 | 0 | 0 | 0 | 0
F12_Industrial_Food Products_Existing_Space Heating_Natural Gas_HVAC - Demand Controlled Ventilation_A_Achievable Technical Potential | F12 | Industrial | Food Products | Existing | Space Heating | Natural Gas | HVAC - Demand Controlled Ventilation | A | Cumulative Winter Peak Savings (MW) | Achievable Technical Potential | 0 | 0 | 0 | 0 | 0 | 0 | 0 | 0 | 0 | 0 | 0 | 0 | 0 | 0 | 0 | 0 | 0 | 0 | 0 | 0 | 0 | 0
F13_Industrial_Food Products_Existing_Space Heating_Natural Gas_HVAC - Demand Controlled Ventilation_A_Achievable Technical Potential | F13 | Industrial | Food Products | Existing | Space Heating | Natural Gas | HVAC - Demand Controlled Ventilation | A | Purchases (Incremental) | Achievable Technical Potential | 0 | 0 | 2281.2689 | 2241.9367 | 2203.2826 | 2165.295 | 2127.9623 | 2091.2733 | 2055.2168 | 2019.7821 | 1984.9582 | 1950.7348 | 1917.1015 | 1884.048 | 1851.5644 | 1819.6409 | 1788.2678 | 1757.4356 | 1727.1349 | 1697.3568 | 1668.092 | 1639.3318
F14_Industrial_Food Products_Existing_Space Heating_Natural Gas_HVAC - Demand Controlled Ventilation_A_Achievable Technical Potential | F14 | Industrial | Food Products | Existing | Space Heating | Natural Gas | HVAC - Demand Controlled Ventilation | A | Purchases (Cumulative) | Achievable Technical Potential | 0 | 0 | 2281.2689 | 4523.2055 | 6726.4881 | 8891.7831 | 11019.7454 | 13111.0186 | 15166.2355 | 17186.0175 | 19170.9758 | 21121.7106 | 23038.8121 | 24922.86 | 26774.4244 | 28594.0653 | 30382.3331 | 32139.7686 | 33866.9036 | 35564.2603 | 37232.3523 | 38871.6841
F1_Industrial_Food Products_Existing_Space Heating_Natural Gas_Gas Boiler - Stack Economizer_A_Achievable Technical Potential | F1 | Industrial | Food Products | Existing | Space Heating | Natural Gas | Gas Boiler - Stack Economizer | A | Original Unit Energy Savings (kWh or therms) | Achievable Technical Potential | 0 | 0 | 0.94807 | 0.94569 | 0.94336 | 0.94108 | 0.93886 | 0.93671 | 0.93463 | 0.93261 | 0.93067 | 0.92881 | 0.92703 | 0.92533 | 0.92372 | 0.9222 | 0.92076 | 0.91942 | 0.91817 | 0.91701 | 0.91595 | 0.91498
F2_Industrial_Food Products_Existing_Space Heating_Natural Gas_Gas Boiler - Stack Economizer_A_Achievable Technical Potential | F2 | Industrial | Food Products | Existing | Space Heating | Natural Gas | Gas Boiler - Stack Economizer | A | Original Unit Summer Peak Savings (kW) | Achievable Technical Potential | 0 | 0 | 0 | 0 | 0 | 0 | 0 | 0 | 0 | 0 | 0 | 0 | 0 | 0 | 0 | 0 | 0 | 0 | 0 | 0 | 0 | 0
F3_Industrial_Food Products_Existing_Space Heating_Natural Gas_Gas Boiler - Stack Economizer_A_Achievable Technical Potential | F3 | Industrial | Food Products | Existing | Space Heating | Natural Gas | Gas Boiler - Stack Economizer | A | Original Unit Winter Peak Savings (kW) | Achievable Technical Potential | 0 | 0 | 0 | 0 | 0 | 0 | 0 | 0 | 0 | 0 | 0 | 0 | 0 | 0 | 0 | 0 | 0 | 0 | 0 | 0 | 0 | 0
F4_Industrial_Food Products_Existing_Space Heating_Natural Gas_Gas Boiler - Stack Economizer_A_Achievable Technical Potential | F4 | Industrial | Food Products | Existing | Space Heating | Natural Gas | Gas Boiler - Stack Economizer | A | Standalone Impact on Baseline Energy (%) | Achievable Technical Potential | 0% | 0% | 0.008247% | 0.01664% | 0.02517% | 0.03386% | 0.04269% | 0.05086% | 0.05768% | 0.06344% | 0.06835% | 0.07258% | 0.07627% | 0.07955% | 0.08248% | 0.08516% | 0.08764% | 0.08996% | 0.09154% | 0.09314% | 0.09477% | 0.09643%
F5_Industrial_Food Products_Existing_Space Heating_Natural Gas_Gas Boiler - Stack Economizer_A_Achievable Technical Potential | F5 | Industrial | Food Products | Existing | Space Heating | Natural Gas | Gas Boiler - Stack Economizer | A | Standalone Impact on Baseline Summer Peak (%) | Achievable Technical Potential | bar: 2019 to 2040
F6_Industrial_Food Products_Existing_Space Heating_Natural Gas_Gas Boiler - Stack Economizer_A_Achievable Technical Potential | F6 | Industrial | Food Products | Existing | Space Heating | Natural Gas | Gas Boiler - Stack Economizer | A | Standalone Impact on Baseline Winter Peak (%) | Achievable Technical Potential | bar: 2019 to 2040
F7_Industrial_Food Products_Existing_Space Heating_Natural Gas_Gas Boiler - Stack Economizer_A_Achievable Technical Potential | F7 | Industrial | Food Products | Existing | Space Heating | Natural Gas | Gas Boiler - Stack Economizer | A | Incremental Energy Savings (MWh or mTherms) | Achievable Technical Potential | 0 | 0 | 0.033858 | 0.033191 | 0.032538 | 0.0319 | 0.031276 | 0.0276 | 0.021651 | 0.016985 | 0.013326 | 0.010456 | 0.008205 | 0.006439 | 0.0050536 | 0.0039666 | 0.0031137 | 0.0024445 | 1.6363e-05 | 5.736e-06 | 1.9195e-06 | 6.1449e-07
F8_Industrial_Food Products_Existing_Space Heating_Natural Gas_Gas Boiler - Stack Economizer_A_Achievable Technical Potential | F8 | Industrial | Food Products | Existing | Space Heating | Natural Gas | Gas Boiler - Stack Economizer | A | Incremental Summer Peak Savings (MW) | Achievable Technical Potential | 0 | 0 | 0 | 0 | 0 | 0 | 0 | 0 | 0 | 0 | 0 | 0 | 0 | 0 | 0 | 0 | 0 | 0 | 0 | 0 | 0 | 0
F9_Industrial_Food Products_Existing_Space Heating_Natural Gas_Gas Boiler - Stack Economizer_A_Achievable Technical Potential | F9 | Industrial | Food Products | Existing | Space Heating | Natural Gas | Gas Boiler - Stack Economizer | A | Incremental Winter Peak Savings (MW) | Achievable Technical Potential | 0 | 0 | 0 | 0 | 0 | 0 | 0 | 0 | 0 | 0 | 0 | 0 | 0 | 0 | 0 | 0 | 0 | 0 | 0 | 0 | 0 | 0
F10_Industrial_Food Products_Existing_Space Heating_Natural Gas_Gas Boiler - Stack Economizer_A_Achievable Technical Potential | F10 | Industrial | Food Products | Existing | Space Heating | Natural Gas | Gas Boiler - Stack Economizer | A | Cumulative Energy Savings (MWh or mTherms) | Achievable Technical Potential | 0 | 0 | 0.033858 | 0.066964 | 0.099337 | 0.131 | 0.16196 | 0.18919 | 0.21042 | 0.22695 | 0.23981 | 0.24979 | 0.25751 | 0.26348 | 0.26807 | 0.2716 | 0.27429 | 0.27633 | 0.27597 | 0.27563 | 0.27531 | 0.27502
F11_Industrial_Food Products_Existing_Space Heating_Natural Gas_Gas Boiler - Stack Economizer_A_Achievable Technical Potential | F11 | Industrial | Food Products | Existing | Space Heating | Natural Gas | Gas Boiler - Stack Economizer | A | Cumulative Summer Peak Savings (MW) | Achievable Technical Potential | 0 | 0 | 0 | 0 | 0 | 0 | 0 | 0 | 0 | 0 | 0 | 0 | 0 | 0 | 0 | 0 | 0 | 0 | 0 | 0 | 0 | 0
F12_Industrial_Food Products_Existing_Space Heating_Natural Gas_Gas Boiler - Stack Economizer_A_Achievable Technical Potential | F12 | Industrial | Food Products | Existing | Space Heating | Natural Gas | Gas Boiler - Stack Economizer | A | Cumulative Winter Peak Savings (MW) | Achievable Technical Potential | 0 | 0 | 0 | 0 | 0 | 0 | 0 | 0 | 0 | 0 | 0 | 0 | 0 | 0 | 0 | 0 | 0 | 0 | 0 | 0 | 0 | 0
F13_Industrial_Food Products_Existing_Space Heating_Natural Gas_Gas Boiler - Stack Economizer_A_Achievable Technical Potential | F13 | Industrial | Food Products | Existing | Space Heating | Natural Gas | Gas Boiler - Stack Economizer | A | Purchases (Incremental) | Achievable Technical Potential | 0 | 0 | 35.7127 | 35.0969 | 34.4918 | 33.8971 | 33.3127 | 29.4645 | 23.1652 | 18.2126 | 14.3189 | 11.2576 | 8.8508 | 6.9586 | 5.4709 | 4.3012 | 3.3817 | 2.6587 | 0.017822 | 0.0062551 | 0.0020957 | 0.00067159
F14_Industrial_Food Products_Existing_Space Heating_Natural Gas_Gas Boiler - Stack Economizer_A_Achievable Technical Potential | F14 | Industrial | Food Products | Existing | Space Heating | Natural Gas | Gas Boiler - Stack Economizer | A | Purchases (Cumulative) | Achievable Technical Potential | 0 | 0 | 35.7127 | 70.8096 | 105.3014 | 139.1986 | 172.5113 | 201.9758 | 225.141 | 243.3536 | 257.6725 | 268.9301 | 277.7809 | 284.7395 | 290.2104 | 294.5116 | 297.8933 | 300.552 | 300.5698 | 300.5761 | 300.5782 | 300.5788
F1_Industrial_Food Products_Existing_Process_Natural Gas_Gas Boiler - Stack Economizer_A_Achievable Technical Potential | F1 | Industrial | Food Products | Existing | Process | Natural Gas | Gas Boiler - Stack Economizer | A | Original Unit Energy Savings (kWh or therms) | Achievable Technical Potential | 0 | 0 | 45.4909 | 45.4909 | 45.4909 | 45.4909 | 45.4909 | 45.4909 | 45.4909 | 45.4909 | 45.4909 | 45.4909 | 45.4909 | 45.4909 | 45.4909 | 45.4909 | 45.4909 | 45.4909 | 45.4909 | 45.4909 | 45.4909 | 45.4909
F2_Industrial_Food Products_Existing_Process_Natural Gas_Gas Boiler - Stack Economizer_A_Achievable Technical Potential | F2 | Industrial | Food Products | Existing | Process | Natural Gas | Gas Boiler - Stack Economizer | A | Original Unit Summer Peak Savings (kW) | Achievable Technical Potential | 0 | 0 | 0 | 0 | 0 | 0 | 0 | 0 | 0 | 0 | 0 | 0 | 0 | 0 | 0 | 0 | 0 | 0 | 0 | 0 | 0 | 0
F3_Industrial_Food Products_Existing_Process_Natural Gas_Gas Boiler - Stack Economizer_A_Achievable Technical Potential | F3 | Industrial | Food Products | Existing | Process | Natural Gas | Gas Boiler - Stack Economizer | A | Original Unit Winter Peak Savings (kW) | Achievable Technical Potential | 0 | 0 | 0 | 0 | 0 | 0 | 0 | 0 | 0 | 0 | 0 | 0 | 0 | 0 | 0 | 0 | 0 | 0 | 0 | 0 | 0 | 0
F4_Industrial_Food Products_Existing_Process_Natural Gas_Gas Boiler - Stack Economizer_A_Achievable Technical Potential | F4 | Industrial | Food Products | Existing | Process | Natural Gas | Gas Boiler - Stack Economizer | A | Standalone Impact on Baseline Energy (%) | Achievable Technical Potential | 0% | 0% | 0.0602% | 0.1215% | 0.1838% | 0.2472% | 0.3118% | 0.3714% | 0.4213% | 0.4633% | 0.4992% | 0.5302% | 0.5572% | 0.5812% | 0.6028% | 0.6224% | 0.6406% | 0.6577% | 0.6692% | 0.681% | 0.6929% | 0.7051%
F5_Industrial_Food Products_Existing_Process_Natural Gas_Gas Boiler - Stack Economizer_A_Achievable Technical Potential | F5 | Industrial | Food Products | Existing | Process | Natural Gas | Gas Boiler - Stack Economizer | A | Standalone Impact on Baseline Summer Peak (%) | Achievable Technical Potential | bar: 2019 to 2040
F6_Industrial_Food Products_Existing_Process_Natural Gas_Gas Boiler - Stack Economizer_A_Achievable Technical Potential | F6 | Industrial | Food Products | Existing | Process | Natural Gas | Gas Boiler - Stack Economizer | A | Standalone Impact on Baseline Winter Peak (%) | Achievable Technical Potential | bar: 2019 to 2040
F7_Industrial_Food Products_Existing_Process_Natural Gas_Gas Boiler - Stack Economizer_A_Achievable Technical Potential | F7 | Industrial | Food Products | Existing | Process | Natural Gas | Gas Boiler - Stack Economizer | A | Incremental Energy Savings (MWh or mTherms) | Achievable Technical Potential | 0 | 0 | 3.8738 | 3.807 | 3.7413 | 3.6768 | 3.6134 | 3.196 | 2.5127 | 1.9755 | 1.5532 | 1.2211 | 0.96005 | 0.7548 | 0.59343 | 0.46656 | 0.36681 | 0.28839 | 0.0019331 | 0.0006785 | 0.00022732 | 7.2847e-05
F8_Industrial_Food Products_Existing_Process_Natural Gas_Gas Boiler - Stack Economizer_A_Achievable Technical Potential | F8 | Industrial | Food Products | Existing | Process | Natural Gas | Gas Boiler - Stack Economizer | A | Incremental Summer Peak Savings (MW) | Achievable Technical Potential | 0 | 0 | 0 | 0 | 0 | 0 | 0 | 0 | 0 | 0 | 0 | 0 | 0 | 0 | 0 | 0 | 0 | 0 | 0 | 0 | 0 | 0
F9_Industrial_Food Products_Existing_Process_Natural Gas_Gas Boiler - Stack Economizer_A_Achievable Technical Potential | F9 | Industrial | Food Products | Existing | Process | Natural Gas | Gas Boiler - Stack Economizer | A | Incremental Winter Peak Savings (MW) | Achievable Technical Potential | 0 | 0 | 0 | 0 | 0 | 0 | 0 | 0 | 0 | 0 | 0 | 0 | 0 | 0 | 0 | 0 | 0 | 0 | 0 | 0 | 0 | 0
F10_Industrial_Food Products_Existing_Process_Natural Gas_Gas Boiler - Stack Economizer_A_Achievable Technical Potential | F10 | Industrial | Food Products | Existing | Process | Natural Gas | Gas Boiler - Stack Economizer | A | Cumulative Energy Savings (MWh or mTherms) | Achievable Technical Potential | 0 | 0 | 3.8738 | 7.6808 | 11.4221 | 15.0989 | 18.7124 | 21.9084 | 24.4212 | 26.3967 | 27.9499 | 29.171 | 30.131 | 30.8858 | 31.4793 | 31.9458 | 32.3126 | 32.601 | 32.603 | 32.6036 | 32.6039 | 32.6039
F11_Industrial_Food Products_Existing_Process_Natural Gas_Gas Boiler - Stack Economizer_A_Achievable Technical Potential | F11 | Industrial | Food Products | Existing | Process | Natural Gas | Gas Boiler - Stack Economizer | A | Cumulative Summer Peak Savings (MW) | Achievable Technical Potential | 0 | 0 | 0 | 0 | 0 | 0 | 0 | 0 | 0 | 0 | 0 | 0 | 0 | 0 | 0 | 0 | 0 | 0 | 0 | 0 | 0 | 0
F12_Industrial_Food Products_Existing_Process_Natural Gas_Gas Boiler - Stack Economizer_A_Achievable Technical Potential | F12 | Industrial | Food Products | Existing | Process | Natural Gas | Gas Boiler - Stack Economizer | A | Cumulative Winter Peak Savings (MW) | Achievable Technical Potential | 0 | 0 | 0 | 0 | 0 | 0 | 0 | 0 | 0 | 0 | 0 | 0 | 0 | 0 | 0 | 0 | 0 | 0 | 0 | 0 | 0 | 0
F13_Industrial_Food Products_Existing_Process_Natural Gas_Gas Boiler - Stack Economizer_A_Achievable Technical Potential | F13 | Industrial | Food Products | Existing | Process | Natural Gas | Gas Boiler - Stack Economizer | A | Purchases (Incremental) | Achievable Technical Potential | 0 | 0 | 85.155 | 83.6868 | 82.2439 | 80.8259 | 79.4324 | 70.2565 | 55.2362 | 43.4271 | 34.1427 | 26.8432 | 21.1043 | 16.5923 | 13.045 | 10.2561 | 8.0634 | 6.3395 | 0.042495 | 0.014915 | 0.004997 | 0.0016014
F14_Industrial_Food Products_Existing_Process_Natural Gas_Gas Boiler - Stack Economizer_A_Achievable Technical Potential | F14 | Industrial | Food Products | Existing | Process | Natural Gas | Gas Boiler - Stack Economizer | A | Purchases (Cumulative) | Achievable Technical Potential | 0 | 0 | 85.155 | 168.8417 | 251.0856 | 331.9115 | 411.3439 | 481.6004 | 536.8366 | 580.2637 | 614.4063 | 641.2495 | 662.3538 | 678.9462 | 691.9912 | 702.2473 | 710.3107 | 716.6502 | 716.6927 | 716.7076 | 716.7126 | 716.7142
F1_Industrial_Food Products_Existing_Space Heating_Natural Gas_Gas Furnace Tube Inserts_A_Achievable Technical Potential | F1 | Industrial | Food Products | Existing | Space Heating | Natural Gas | Gas Furnace Tube Inserts | A | Original Unit Energy Savings (kWh or therms) | Achievable Technical Potential | 0 | 0 | 0.088102 | 0.087615 | 0.087128 | 0.086647 | 0.086173 | 0.085712 | 0.085266 | 0.084839 | 0.084432 | 0.08405 | 0.08369 | 0.083351 | 0.083032 | 0.082732 | 0.082449 | 0.082183 | 0.081933 | 0.081697 | 0.081476 | 0.081267
F2_Industrial_Food Products_Existing_Space Heating_Natural Gas_Gas Furnace Tube Inserts_A_Achievable Technical Potential | F2 | Industrial | Food Products | Existing | Space Heating | Natural Gas | Gas Furnace Tube Inserts | A | Original Unit Summer Peak Savings (kW) | Achievable Technical Potential | 0 | 0 | 0 | 0 | 0 | 0 | 0 | 0 | 0 | 0 | 0 | 0 | 0 | 0 | 0 | 0 | 0 | 0 | 0 | 0 | 0 | 0
F3_Industrial_Food Products_Existing_Space Heating_Natural Gas_Gas Furnace Tube Inserts_A_Achievable Technical Potential | F3 | Industrial | Food Products | Existing | Space Heating | Natural Gas | Gas Furnace Tube Inserts | A | Original Unit Winter Peak Savings (kW) | Achievable Technical Potential | 0 | 0 | 0 | 0 | 0 | 0 | 0 | 0 | 0 | 0 | 0 | 0 | 0 | 0 | 0 | 0 | 0 | 0 | 0 | 0 | 0 | 0
F4_Industrial_Food Products_Existing_Space Heating_Natural Gas_Gas Furnace Tube Inserts_A_Achievable Technical Potential | F4 | Industrial | Food Products | Existing | Space Heating | Natural Gas | Gas Furnace Tube Inserts | A | Standalone Impact on Baseline Energy (%) | Achievable Technical Potential | bar: 2019 to 2040
F5_Industrial_Food Products_Existing_Space Heating_Natural Gas_Gas Furnace Tube Inserts_A_Achievable Technical Potential | F5 | Industrial | Food Products | Existing | Space Heating | Natural Gas | Gas Furnace Tube Inserts | A | Standalone Impact on Baseline Summer Peak (%) | Achievable Technical Potential | bar: 2019 to 2040
F6_Industrial_Food Products_Existing_Space Heating_Natural Gas_Gas Furnace Tube Inserts_A_Achievable Technical Potential | F6 | Industrial | Food Products | Existing | Space Heating | Natural Gas | Gas Furnace Tube Inserts | A | Standalone Impact on Baseline Winter Peak (%) | Achievable Technical Potential | bar: 2019 to 2040
F7_Industrial_Food Products_Existing_Space Heating_Natural Gas_Gas Furnace Tube Inserts_A_Achievable Technical Potential | F7 | Industrial | Food Products | Existing | Space Heating | Natural Gas | Gas Furnace Tube Inserts | A | Incremental Energy Savings (MWh or mTherms) | Achievable Technical Potential | 0 | 0 | 0 | 0 | 0 | 0 | 0 | 0 | 0 | 0 | 0 | 0 | 0 | 0 | 0 | 0 | 0 | 0 | 0 | 0 | 0 | 0
F8_Industrial_Food Products_Existing_Space Heating_Natural Gas_Gas Furnace Tube Inserts_A_Achievable Technical Potential | F8 | Industrial | Food Products | Existing | Space Heating | Natural Gas | Gas Furnace Tube Inserts | A | Incremental Summer Peak Savings (MW) | Achievable Technical Potential | 0 | 0 | 0 | 0 | 0 | 0 | 0 | 0 | 0 | 0 | 0 | 0 | 0 | 0 | 0 | 0 | 0 | 0 | 0 | 0 | 0 | 0
F9_Industrial_Food Products_Existing_Space Heating_Natural Gas_Gas Furnace Tube Inserts_A_Achievable Technical Potential | F9 | Industrial | Food Products | Existing | Space Heating | Natural Gas | Gas Furnace Tube Inserts | A | Incremental Winter Peak Savings (MW) | Achievable Technical Potential | 0 | 0 | 0 | 0 | 0 | 0 | 0 | 0 | 0 | 0 | 0 | 0 | 0 | 0 | 0 | 0 | 0 | 0 | 0 | 0 | 0 | 0
F10_Industrial_Food Products_Existing_Space Heating_Natural Gas_Gas Furnace Tube Inserts_A_Achievable Technical Potential | F10 | Industrial | Food Products | Existing | Space Heating | Natural Gas | Gas Furnace Tube Inserts | A | Cumulative Energy Savings (MWh or mTherms) | Achievable Technical Potential | 0 | 0 | 0 | 0 | 0 | 0 | 0 | 0 | 0 | 0 | 0 | 0 | 0 | 0 | 0 | 0 | 0 | 0 | 0 | 0 | 0 | 0
F11_Industrial_Food Products_Existing_Space Heating_Natural Gas_Gas Furnace Tube Inserts_A_Achievable Technical Potential | F11 | Industrial | Food Products | Existing | Space Heating | Natural Gas | Gas Furnace Tube Inserts | A | Cumulative Summer Peak Savings (MW) | Achievable Technical Potential | 0 | 0 | 0 | 0 | 0 | 0 | 0 | 0 | 0 | 0 | 0 | 0 | 0 | 0 | 0 | 0 | 0 | 0 | 0 | 0 | 0 | 0
F12_Industrial_Food Products_Existing_Space Heating_Natural Gas_Gas Furnace Tube Inserts_A_Achievable Technical Potential | F12 | Industrial | Food Products | Existing | Space Heating | Natural Gas | Gas Furnace Tube Inserts | A | Cumulative Winter Peak Savings (MW) | Achievable Technical Potential | 0 | 0 | 0 | 0 | 0 | 0 | 0 | 0 | 0 | 0 | 0 | 0 | 0 | 0 | 0 | 0 | 0 | 0 | 0 | 0 | 0 | 0
F13_Industrial_Food Products_Existing_Space Heating_Natural Gas_Gas Furnace Tube Inserts_A_Achievable Technical Potential | F13 | Industrial | Food Products | Existing | Space Heating | Natural Gas | Gas Furnace Tube Inserts | A | Purchases (Incremental) | Achievable Technical Potential | 0 | 0 | 0 | 0 | 0 | 0 | 0 | 0 | 0 | 0 | 0 | 0 | 0 | 0 | 0 | 0 | 0 | 0 | 0 | 0 | 0 | 0
F14_Industrial_Food Products_Existing_Space Heating_Natural Gas_Gas Furnace Tube Inserts_A_Achievable Technical Potential | F14 | Industrial | Food Products | Existing | Space Heating | Natural Gas | Gas Furnace Tube Inserts | A | Purchases (Cumulative) | Achievable Technical Potential | 0 | 0 | 0 | 0 | 0 | 0 | 0 | 0 | 0 | 0 | 0 | 0 | 0 | 0 | 0 | 0 | 0 | 0 | 0 | 0 | 0 | 0
F1_Industrial_Food Products_Existing_Space Heating_Natural Gas_Space Heating - Heat Recovery Ventilator_A_Achievable Technical Potential | F1 | Industrial | Food Products | Existing | Space Heating | Natural Gas | Space Heating - Heat Recovery Ventilator | A | Original Unit Energy Savings (kWh or therms) | Achievable Technical Potential | 0 | 0 | 0.01336 | 0.013329 | 0.013297 | 0.013266 | 0.013235 | 0.013205 | 0.013176 | 0.013148 | 0.013122 | 0.013097 | 0.013074 | 0.013051 | 0.013031 | 0.013011 | 0.012992 | 0.012975 | 0.012959 | 0.012943 | 0.012929 | 0.012915
F2_Industrial_Food Products_Existing_Space Heating_Natural Gas_Space Heating - Heat Recovery Ventilator_A_Achievable Technical Potential | F2 | Industrial | Food Products | Existing | Space Heating | Natural Gas | Space Heating - Heat Recovery Ventilator | A | Original Unit Summer Peak Savings (kW) | Achievable Technical Potential | 0 | 0 | 0 | 0 | 0 | 0 | 0 | 0 | 0 | 0 | 0 | 0 | 0 | 0 | 0 | 0 | 0 | 0 | 0 | 0 | 0 | 0
F3_Industrial_Food Products_Existing_Space Heating_Natural Gas_Space Heating - Heat Recovery Ventilator_A_Achievable Technical Potential | F3 | Industrial | Food Products | Existing | Space Heating | Natural Gas | Space Heating - Heat Recovery Ventilator | A | Original Unit Winter Peak Savings (kW) | Achievable Technical Potential | 0 | 0 | 0 | 0 | 0 | 0 | 0 | 0 | 0 | 0 | 0 | 0 | 0 | 0 | 0 | 0 | 0 | 0 | 0 | 0 | 0 | 0
F4_Industrial_Food Products_Existing_Space Heating_Natural Gas_Space Heating - Heat Recovery Ventilator_A_Achievable Technical Potential | F4 | Industrial | Food Products | Existing | Space Heating | Natural Gas | Space Heating - Heat Recovery Ventilator | A | Standalone Impact on Baseline Energy (%) | Achievable Technical Potential | 0% | 0% | 0.01817% | 0.03666% | 0.05548% | 0.07462% | 0.0941% | 0.1139% | 0.1341% | 0.1546% | 0.1755% | 0.1967% | 0.2184% | 0.2404% | 0.2628% | 0.2855% | 0.3087% | 0.3323% | 0.3563% | 0.3807% | 0.4056% | 0.4309%
F5_Industrial_Food Products_Existing_Space Heating_Natural Gas_Space Heating - Heat Recovery Ventilator_A_Achievable Technical Potential | F5 | Industrial | Food Products | Existing | Space Heating | Natural Gas | Space Heating - Heat Recovery Ventilator | A | Standalone Impact on Baseline Summer Peak (%) | Achievable Technical Potential | bar: 2019 to 2040
F6_Industrial_Food Products_Existing_Space Heating_Natural Gas_Space Heating - Heat Recovery Ventilator_A_Achievable Technical Potential | F6 | Industrial | Food Products | Existing | Space Heating | Natural Gas | Space Heating - Heat Recovery Ventilator | A | Standalone Impact on Baseline Winter Peak (%) | Achievable Technical Potential | bar: 2019 to 2040
F7_Industrial_Food Products_Existing_Space Heating_Natural Gas_Space Heating - Heat Recovery Ventilator_A_Achievable Technical Potential | F7 | Industrial | Food Products | Existing | Space Heating | Natural Gas | Space Heating - Heat Recovery Ventilator | A | Incremental Energy Savings (MWh or mTherms) | Achievable Technical Potential | 0 | 0 | 0.074604 | 0.073143 | 0.071711 | 0.070309 | 0.068937 | 0.067595 | 0.066284 | 0.065004 | 0.063755 | 0.062537 | 0.061348 | 0.060188 | 0.059056 | 0.05795 | 0.05687 | 0.055815 | 0.054783 | 0.053775 | 0.052789 | 0.051824
F8_Industrial_Food Products_Existing_Space Heating_Natural Gas_Space Heating - Heat Recovery Ventilator_A_Achievable Technical Potential | F8 | Industrial | Food Products | Existing | Space Heating | Natural Gas | Space Heating - Heat Recovery Ventilator | A | Incremental Summer Peak Savings (MW) | Achievable Technical Potential | 0 | 0 | 0 | 0 | 0 | 0 | 0 | 0 | 0 | 0 | 0 | 0 | 0 | 0 | 0 | 0 | 0 | 0 | 0 | 0 | 0 | 0
F9_Industrial_Food Products_Existing_Space Heating_Natural Gas_Space Heating - Heat Recovery Ventilator_A_Achievable Technical Potential | F9 | Industrial | Food Products | Existing | Space Heating | Natural Gas | Space Heating - Heat Recovery Ventilator | A | Incremental Winter Peak Savings (MW) | Achievable Technical Potential | 0 | 0 | 0 | 0 | 0 | 0 | 0 | 0 | 0 | 0 | 0 | 0 | 0 | 0 | 0 | 0 | 0 | 0 | 0 | 0 | 0 | 0
F10_Industrial_Food Products_Existing_Space Heating_Natural Gas_Space Heating - Heat Recovery Ventilator_A_Achievable Technical Potential | F10 | Industrial | Food Products | Existing | Space Heating | Natural Gas | Space Heating - Heat Recovery Ventilator | A | Cumulative Energy Savings (MWh or mTherms) | Achievable Technical Potential | 0 | 0 | 0.074604 | 0.14757 | 0.21893 | 0.28872 | 0.35699 | 0.42378 | 0.48914 | 0.55311 | 0.61575 | 0.67712 | 0.73725 | 0.79619 | 0.85397 | 0.91064 | 0.96621 | 1.0207 | 1.0742 | 1.1267 | 1.1783 | 1.2289
F11_Industrial_Food Products_Existing_Space Heating_Natural Gas_Space Heating - Heat Recovery Ventilator_A_Achievable Technical Potential | F11 | Industrial | Food Products | Existing | Space Heating | Natural Gas | Space Heating - Heat Recovery Ventilator | A | Cumulative Summer Peak Savings (MW) | Achievable Technical Potential | 0 | 0 | 0 | 0 | 0 | 0 | 0 | 0 | 0 | 0 | 0 | 0 | 0 | 0 | 0 | 0 | 0 | 0 | 0 | 0 | 0 | 0
F12_Industrial_Food Products_Existing_Space Heating_Natural Gas_Space Heating - Heat Recovery Ventilator_A_Achievable Technical Potential | F12 | Industrial | Food Products | Existing | Space Heating | Natural Gas | Space Heating - Heat Recovery Ventilator | A | Cumulative Winter Peak Savings (MW) | Achievable Technical Potential | 0 | 0 | 0 | 0 | 0 | 0 | 0 | 0 | 0 | 0 | 0 | 0 | 0 | 0 | 0 | 0 | 0 | 0 | 0 | 0 | 0 | 0
F13_Industrial_Food Products_Existing_Space Heating_Natural Gas_Space Heating - Heat Recovery Ventilator_A_Achievable Technical Potential | F13 | Industrial | Food Products | Existing | Space Heating | Natural Gas | Space Heating - Heat Recovery Ventilator | A | Purchases (Incremental) | Achievable Technical Potential | 0 | 0 | 5583.9224 | 5487.6479 | 5393.0333 | 5300.0499 | 5208.6698 | 5118.8651 | 5030.6088 | 4943.8742 | 4858.635 | 4774.8654 | 4692.5402 | 4611.6343 | 4532.1233 | 4453.9833 | 4377.1905 | 4301.7217 | 4227.5541 | 4154.6652 | 4083.033 | 4012.6359
F14_Industrial_Food Products_Existing_Space Heating_Natural Gas_Space Heating - Heat Recovery Ventilator_A_Achievable Technical Potential | F14 | Industrial | Food Products | Existing | Space Heating | Natural Gas | Space Heating - Heat Recovery Ventilator | A | Purchases (Cumulative) | Achievable Technical Potential | 0 | 0 | 5583.9224 | 11071.5703 | 16464.6036 | 21764.6536 | 26973.3233 | 32092.1885 | 37122.7973 | 42066.6715 | 46925.3065 | 51700.1719 | 56392.712 | 61004.3463 | 65536.4697 | 69990.453 | 74367.6434 | 78669.3651 | 82896.9192 | 87051.5844 | 91134.6174 | 95147.2533
F1_Industrial_Food Products_Existing_Space Heating_Natural Gas_Thermostat - Programmable_A_Achievable Technical Potential | F1 | Industrial | Food Products | Existing | Space Heating | Natural Gas | Thermostat - Programmable | A | Original Unit Energy Savings (kWh or therms) | Achievable Technical Potential | 0 | 0 | 0.0064634 | 0.006448 | 0.0064327 | 0.0064176 | 0.0064027 | 0.0063882 | 0.0063742 | 0.0063608 | 0.006348 | 0.006336 | 0.0063246 | 0.0063139 | 0.0063038 | 0.0062943 | 0.0062853 | 0.0062769 | 0.006269 | 0.0062616 | 0.0062546 | 0.006248
F2_Industrial_Food Products_Existing_Space Heating_Natural Gas_Thermostat - Programmable_A_Achievable Technical Potential | F2 | Industrial | Food Products | Existing | Space Heating | Natural Gas | Thermostat - Programmable | A | Original Unit Summer Peak Savings (kW) | Achievable Technical Potential | 0 | 0 | 0 | 0 | 0 | 0 | 0 | 0 | 0 | 0 | 0 | 0 | 0 | 0 | 0 | 0 | 0 | 0 | 0 | 0 | 0 | 0
F3_Industrial_Food Products_Existing_Space Heating_Natural Gas_Thermostat - Programmable_A_Achievable Technical Potential | F3 | Industrial | Food Products | Existing | Space Heating | Natural Gas | Thermostat - Programmable | A | Original Unit Winter Peak Savings (kW) | Achievable Technical Potential | 0 | 0 | 0 | 0 | 0 | 0 | 0 | 0 | 0 | 0 | 0 | 0 | 0 | 0 | 0 | 0 | 0 | 0 | 0 | 0 | 0 | 0
F4_Industrial_Food Products_Existing_Space Heating_Natural Gas_Thermostat - Programmable_A_Achievable Technical Potential | F4 | Industrial | Food Products | Existing | Space Heating | Natural Gas | Thermostat - Programmable | A | Standalone Impact on Baseline Energy (%) | Achievable Technical Potential | 0% | 0% | 0.02637% | 0.05321% | 0.08051% | 0.1083% | 0.1366% | 0.1653% | 0.1946% | 0.2244% | 0.2547% | 0.2855% | 0.3169% | 0.3489% | 0.3813% | 0.4144% | 0.4481% | 0.4823% | 0.5171% | 0.5526% | 0.5886% | 0.6253%
F5_Industrial_Food Products_Existing_Space Heating_Natural Gas_Thermostat - Programmable_A_Achievable Technical Potential | F5 | Industrial | Food Products | Existing | Space Heating | Natural Gas | Thermostat - Programmable | A | Standalone Impact on Baseline Summer Peak (%) | Achievable Technical Potential | bar: 2019 to 2040
F6_Industrial_Food Products_Existing_Space Heating_Natural Gas_Thermostat - Programmable_A_Achievable Technical Potential | F6 | Industrial | Food Products | Existing | Space Heating | Natural Gas | Thermostat - Programmable | A | Standalone Impact on Baseline Winter Peak (%) | Achievable Technical Potential | bar: 2019 to 2040
F7_Industrial_Food Products_Existing_Space Heating_Natural Gas_Thermostat - Programmable_A_Achievable Technical Potential | F7 | Industrial | Food Products | Existing | Space Heating | Natural Gas | Thermostat - Programmable | A | Incremental Energy Savings (MWh or mTherms) | Achievable Technical Potential | 0 | 0 | 0.10827 | 0.10615 | 0.10408 | 0.10204 | 0.10005 | 0.098102 | 0.096199 | 0.094341 | 0.092528 | 0.09076 | 0.089035 | 0.087352 | 0.085708 | 0.084104 | 0.082536 | 0.081004 | 0.079507 | 0.078044 | 0.076613 | 0.075213
F8_Industrial_Food Products_Existing_Space Heating_Natural Gas_Thermostat - Programmable_A_Achievable Technical Potential | F8 | Industrial | Food Products | Existing | Space Heating | Natural Gas | Thermostat - Programmable | A | Incremental Summer Peak Savings (MW) | Achievable Technical Potential | 0 | 0 | 0 | 0 | 0 | 0 | 0 | 0 | 0 | 0 | 0 | 0 | 0 | 0 | 0 | 0 | 0 | 0 | 0 | 0 | 0 | 0
F9_Industrial_Food Products_Existing_Space Heating_Natural Gas_Thermostat - Programmable_A_Achievable Technical Potential | F9 | Industrial | Food Products | Existing | Space Heating | Natural Gas | Thermostat - Programmable | A | Incremental Winter Peak Savings (MW) | Achievable Technical Potential | 0 | 0 | 0 | 0 | 0 | 0 | 0 | 0 | 0 | 0 | 0 | 0 | 0 | 0 | 0 | 0 | 0 | 0 | 0 | 0 | 0 | 0
F10_Industrial_Food Products_Existing_Space Heating_Natural Gas_Thermostat - Programmable_A_Achievable Technical Potential | F10 | Industrial | Food Products | Existing | Space Heating | Natural Gas | Thermostat - Programmable | A | Cumulative Energy Savings (MWh or mTherms) | Achievable Technical Potential | 0 | 0 | 0.10827 | 0.21417 | 0.31774 | 0.41903 | 0.51811 | 0.61504 | 0.70989 | 0.80273 | 0.89365 | 0.98271 | 1.07 | 1.1555 | 1.2394 | 1.3216 | 1.4023 | 1.4814 | 1.559 | 1.6352 | 1.71 | 1.7834
F11_Industrial_Food Products_Existing_Space Heating_Natural Gas_Thermostat - Programmable_A_Achievable Technical Potential | F11 | Industrial | Food Products | Existing | Space Heating | Natural Gas | Thermostat - Programmable | A | Cumulative Summer Peak Savings (MW) | Achievable Technical Potential | 0 | 0 | 0 | 0 | 0 | 0 | 0 | 0 | 0 | 0 | 0 | 0 | 0 | 0 | 0 | 0 | 0 | 0 | 0 | 0 | 0 | 0
F12_Industrial_Food Products_Existing_Space Heating_Natural Gas_Thermostat - Programmable_A_Achievable Technical Potential | F12 | Industrial | Food Products | Existing | Space Heating | Natural Gas | Thermostat - Programmable | A | Cumulative Winter Peak Savings (MW) | Achievable Technical Potential | 0 | 0 | 0 | 0 | 0 | 0 | 0 | 0 | 0 | 0 | 0 | 0 | 0 | 0 | 0 | 0 | 0 | 0 | 0 | 0 | 0 | 0
F13_Industrial_Food Products_Existing_Space Heating_Natural Gas_Thermostat - Programmable_A_Achievable Technical Potential | F13 | Industrial | Food Products | Existing | Space Heating | Natural Gas | Thermostat - Programmable | A | Purchases (Incremental) | Achievable Technical Potential | 0 | 0 | 16751.7673 | 16462.9437 | 16179.0998 | 15900.1498 | 15626.0093 | 15356.5954 | 15091.8265 | 14831.6226 | 14575.905 | 14324.5962 | 14077.6205 | 13834.9029 | 13596.37 | 13361.9499 | 13131.5714 | 12905.165 | 12682.6622 | 12463.9956 | 12249.0991 | 12037.9078
F14_Industrial_Food Products_Existing_Space Heating_Natural Gas_Thermostat - Programmable_A_Achievable Technical Potential | F14 | Industrial | Food Products | Existing | Space Heating | Natural Gas | Thermostat - Programmable | A | Purchases (Cumulative) | Achievable Technical Potential | 0 | 0 | 16751.7673 | 33214.711 | 49393.8108 | 65293.9607 | 80919.97 | 96276.5654 | 111368.3919 | 126200.0144 | 140775.9194 | 155100.5156 | 169178.1361 | 183013.039 | 196609.409 | 209971.3589 | 223102.9303 | 236008.0953 | 248690.7575 | 261154.7531 | 273403.8522 | 285441.76
F1_Industrial_Food Products_Existing_Space Heating_Natural Gas_ENERGY STAR Connected Thermostat_A_Achievable Technical Potential | F1 | Industrial | Food Products | Existing | Space Heating | Natural Gas | ENERGY STAR Connected Thermostat | A | Original Unit Energy Savings (kWh or therms) | Achievable Technical Potential | 0 | 0 | 0.015624 | 0.015587 | 0.01555 | 0.015514 | 0.015478 | 0.015443 | 0.015409 | 0.015376 | 0.015345 | 0.015316 | 0.015289 | 0.015263 | 0.015238 | 0.015215 | 0.015194 | 0.015173 | 0.015154 | 0.015136 | 0.01512 | 0.015104
F2_Industrial_Food Products_Existing_Space Heating_Natural Gas_ENERGY STAR Connected Thermostat_A_Achievable Technical Potential | F2 | Industrial | Food Products | Existing | Space Heating | Natural Gas | ENERGY STAR Connected Thermostat | A | Original Unit Summer Peak Savings (kW) | Achievable Technical Potential | 0 | 0 | 0 | 0 | 0 | 0 | 0 | 0 | 0 | 0 | 0 | 0 | 0 | 0 | 0 | 0 | 0 | 0 | 0 | 0 | 0 | 0
F3_Industrial_Food Products_Existing_Space Heating_Natural Gas_ENERGY STAR Connected Thermostat_A_Achievable Technical Potential | F3 | Industrial | Food Products | Existing | Space Heating | Natural Gas | ENERGY STAR Connected Thermostat | A | Original Unit Winter Peak Savings (kW) | Achievable Technical Potential | 0 | 0 | 0 | 0 | 0 | 0 | 0 | 0 | 0 | 0 | 0 | 0 | 0 | 0 | 0 | 0 | 0 | 0 | 0 | 0 | 0 | 0
F4_Industrial_Food Products_Existing_Space Heating_Natural Gas_ENERGY STAR Connected Thermostat_A_Achievable Technical Potential | F4 | Industrial | Food Products | Existing | Space Heating | Natural Gas | ENERGY STAR Connected Thermostat | A | Standalone Impact on Baseline Energy (%) | Achievable Technical Potential | 0% | 0% | 0.06375% | 0.1286% | 0.1946% | 0.2618% | 0.3301% | 0.3997% | 0.4704% | 0.5424% | 0.6157% | 0.6903% | 0.7661% | 0.8433% | 0.9219% | 1.002% | 1.083% | 1.166% | 1.25% | 1.336% | 1.423% | 1.512%
F5_Industrial_Food Products_Existing_Space Heating_Natural Gas_ENERGY STAR Connected Thermostat_A_Achievable Technical Potential | F5 | Industrial | Food Products | Existing | Space Heating | Natural Gas | ENERGY STAR Connected Thermostat | A | Standalone Impact on Baseline Summer Peak (%) | Achievable Technical Potential | bar: 2019 to 2040
F6_Industrial_Food Products_Existing_Space Heating_Natural Gas_ENERGY STAR Connected Thermostat_A_Achievable Technical Potential | F6 | Industrial | Food Products | Existing | Space Heating | Natural Gas | ENERGY STAR Connected Thermostat | A | Standalone Impact on Baseline Winter Peak (%) | Achievable Technical Potential | bar: 2019 to 2040
F7_Industrial_Food Products_Existing_Space Heating_Natural Gas_ENERGY STAR Connected Thermostat_A_Achievable Technical Potential | F7 | Industrial | Food Products | Existing | Space Heating | Natural Gas | ENERGY STAR Connected Thermostat | A | Incremental Energy Savings (MWh or mTherms) | Achievable Technical Potential | 0 | 0 | 0.26173 | 0.25661 | 0.25159 | 0.24667 | 0.24185 | 0.23715 | 0.23255 | 0.22806 | 0.22367 | 0.2194 | 0.21523 | 0.21116 | 0.20719 | 0.20331 | 0.19952 | 0.19582 | 0.1922 | 0.18866 | 0.1852 | 0.18182
F8_Industrial_Food Products_Existing_Space Heating_Natural Gas_ENERGY STAR Connected Thermostat_A_Achievable Technical Potential | F8 | Industrial | Food Products | Existing | Space Heating | Natural Gas | ENERGY STAR Connected Thermostat | A | Incremental Summer Peak Savings (MW) | Achievable Technical Potential | 0 | 0 | 0 | 0 | 0 | 0 | 0 | 0 | 0 | 0 | 0 | 0 | 0 | 0 | 0 | 0 | 0 | 0 | 0 | 0 | 0 | 0
F9_Industrial_Food Products_Existing_Space Heating_Natural Gas_ENERGY STAR Connected Thermostat_A_Achievable Technical Potential | F9 | Industrial | Food Products | Existing | Space Heating | Natural Gas | ENERGY STAR Connected Thermostat | A | Incremental Winter Peak Savings (MW) | Achievable Technical Potential | 0 | 0 | 0 | 0 | 0 | 0 | 0 | 0 | 0 | 0 | 0 | 0 | 0 | 0 | 0 | 0 | 0 | 0 | 0 | 0 | 0 | 0
F10_Industrial_Food Products_Existing_Space Heating_Natural Gas_ENERGY STAR Connected Thermostat_A_Achievable Technical Potential | F10 | Industrial | Food Products | Existing | Space Heating | Natural Gas | ENERGY STAR Connected Thermostat | A | Cumulative Energy Savings (MWh or mTherms) | Achievable Technical Potential | 0 | 0 | 0.26173 | 0.51772 | 0.76808 | 1.0129 | 1.2524 | 1.4868 | 1.7161 | 1.9405 | 2.1603 | 2.3756 | 2.5865 | 2.7933 | 2.996 | 3.1948 | 3.3898 | 3.5811 | 3.7687 | 3.9529 | 4.1337 | 4.3112
F11_Industrial_Food Products_Existing_Space Heating_Natural Gas_ENERGY STAR Connected Thermostat_A_Achievable Technical Potential | F11 | Industrial | Food Products | Existing | Space Heating | Natural Gas | ENERGY STAR Connected Thermostat | A | Cumulative Summer Peak Savings (MW) | Achievable Technical Potential | 0 | 0 | 0 | 0 | 0 | 0 | 0 | 0 | 0 | 0 | 0 | 0 | 0 | 0 | 0 | 0 | 0 | 0 | 0 | 0 | 0 | 0
F12_Industrial_Food Products_Existing_Space Heating_Natural Gas_ENERGY STAR Connected Thermostat_A_Achievable Technical Potential | F12 | Industrial | Food Products | Existing | Space Heating | Natural Gas | ENERGY STAR Connected Thermostat | A | Cumulative Winter Peak Savings (MW) | Achievable Technical Potential | 0 | 0 | 0 | 0 | 0 | 0 | 0 | 0 | 0 | 0 | 0 | 0 | 0 | 0 | 0 | 0 | 0 | 0 | 0 | 0 | 0 | 0
F13_Industrial_Food Products_Existing_Space Heating_Natural Gas_ENERGY STAR Connected Thermostat_A_Achievable Technical Potential | F13 | Industrial | Food Products | Existing | Space Heating | Natural Gas | ENERGY STAR Connected Thermostat | A | Purchases (Incremental) | Achievable Technical Potential | 0 | 0 | 16751.7673 | 16462.9437 | 16179.0998 | 15900.1498 | 15626.0093 | 15356.5954 | 15091.8265 | 14831.6226 | 14575.905 | 14324.5962 | 14077.6205 | 13834.9029 | 13596.37 | 13361.9499 | 13131.5714 | 12905.165 | 12682.6622 | 12463.9956 | 12249.0991 | 12037.9078
F14_Industrial_Food Products_Existing_Space Heating_Natural Gas_ENERGY STAR Connected Thermostat_A_Achievable Technical Potential | F14 | Industrial | Food Products | Existing | Space Heating | Natural Gas | ENERGY STAR Connected Thermostat | A | Purchases (Cumulative) | Achievable Technical Potential | 0 | 0 | 16751.7673 | 33214.711 | 49393.8108 | 65293.9607 | 80919.97 | 96276.5654 | 111368.3919 | 126200.0144 | 140775.9194 | 155100.5156 | 169178.1361 | 183013.039 | 196609.409 | 209971.3589 | 223102.9303 | 236008.0953 | 248690.7575 | 261154.7531 | 273403.8522 | 285441.76
F1_Industrial_Food Products_Existing_Space Heating_Natural Gas_Destratification Fans (HVLS)_A_Achievable Technical Potential | F1 | Industrial | Food Products | Existing | Space Heating | Natural Gas | Destratification Fans (HVLS) | A | Original Unit Energy Savings (kWh or therms) | Achievable Technical Potential | 0 | 0 | 0.015624 | 0.015587 | 0.01555 | 0.015514 | 0.015478 | 0.015443 | 0.015409 | 0.015376 | 0.015345 | 0.015316 | 0.015289 | 0.015263 | 0.015238 | 0.015215 | 0.015194 | 0.015173 | 0.015154 | 0.015136 | 0.01512 | 0.015104
F2_Industrial_Food Products_Existing_Space Heating_Natural Gas_Destratification Fans (HVLS)_A_Achievable Technical Potential | F2 | Industrial | Food Products | Existing | Space Heating | Natural Gas | Destratification Fans (HVLS) | A | Original Unit Summer Peak Savings (kW) | Achievable Technical Potential | 0 | 0 | 0 | 0 | 0 | 0 | 0 | 0 | 0 | 0 | 0 | 0 | 0 | 0 | 0 | 0 | 0 | 0 | 0 | 0 | 0 | 0
F3_Industrial_Food Products_Existing_Space Heating_Natural Gas_Destratification Fans (HVLS)_A_Achievable Technical Potential | F3 | Industrial | Food Products | Existing | Space Heating | Natural Gas | Destratification Fans (HVLS) | A | Original Unit Winter Peak Savings (kW) | Achievable Technical Potential | 0 | 0 | 0 | 0 | 0 | 0 | 0 | 0 | 0 | 0 | 0 | 0 | 0 | 0 | 0 | 0 | 0 | 0 | 0 | 0 | 0 | 0
F4_Industrial_Food Products_Existing_Space Heating_Natural Gas_Destratification Fans (HVLS)_A_Achievable Technical Potential | F4 | Industrial | Food Products | Existing | Space Heating | Natural Gas | Destratification Fans (HVLS) | A | Standalone Impact on Baseline Energy (%) | Achievable Technical Potential | 0% | 0% | 0.06375% | 0.1286% | 0.1946% | 0.2618% | 0.3301% | 0.3997% | 0.4704% | 0.5424% | 0.6157% | 0.6903% | 0.7661% | 0.8433% | 0.9219% | 1.002% | 1.083% | 1.166% | 1.25% | 1.336% | 1.423% | 1.512%
F5_Industrial_Food Products_Existing_Space Heating_Natural Gas_Destratification Fans (HVLS)_A_Achievable Technical Potential | F5 | Industrial | Food Products | Existing | Space Heating | Natural Gas | Destratification Fans (HVLS) | A | Standalone Impact on Baseline Summer Peak (%) | Achievable Technical Potential | bar: 2019 to 2040
F6_Industrial_Food Products_Existing_Space Heating_Natural Gas_Destratification Fans (HVLS)_A_Achievable Technical Potential | F6 | Industrial | Food Products | Existing | Space Heating | Natural Gas | Destratification Fans (HVLS) | A | Standalone Impact on Baseline Winter Peak (%) | Achievable Technical Potential | bar: 2019 to 2040
F7_Industrial_Food Products_Existing_Space Heating_Natural Gas_Destratification Fans (HVLS)_A_Achievable Technical Potential | F7 | Industrial | Food Products | Existing | Space Heating | Natural Gas | Destratification Fans (HVLS) | A | Incremental Energy Savings (MWh or mTherms) | Achievable Technical Potential | 0 | 0 | 0.26173 | 0.25661 | 0.25159 | 0.24667 | 0.24185 | 0.23715 | 0.23255 | 0.22806 | 0.22367 | 0.2194 | 0.21523 | 0.21116 | 0.20719 | 0.20331 | 0.19952 | 0.19582 | 0.1922 | 0.18866 | 0.1852 | 0.18182
F8_Industrial_Food Products_Existing_Space Heating_Natural Gas_Destratification Fans (HVLS)_A_Achievable Technical Potential | F8 | Industrial | Food Products | Existing | Space Heating | Natural Gas | Destratification Fans (HVLS) | A | Incremental Summer Peak Savings (MW) | Achievable Technical Potential | 0 | 0 | 0 | 0 | 0 | 0 | 0 | 0 | 0 | 0 | 0 | 0 | 0 | 0 | 0 | 0 | 0 | 0 | 0 | 0 | 0 | 0
F9_Industrial_Food Products_Existing_Space Heating_Natural Gas_Destratification Fans (HVLS)_A_Achievable Technical Potential | F9 | Industrial | Food Products | Existing | Space Heating | Natural Gas | Destratification Fans (HVLS) | A | Incremental Winter Peak Savings (MW) | Achievable Technical Potential | 0 | 0 | 0 | 0 | 0 | 0 | 0 | 0 | 0 | 0 | 0 | 0 | 0 | 0 | 0 | 0 | 0 | 0 | 0 | 0 | 0 | 0
F10_Industrial_Food Products_Existing_Space Heating_Natural Gas_Destratification Fans (HVLS)_A_Achievable Technical Potential | F10 | Industrial | Food Products | Existing | Space Heating | Natural Gas | Destratification Fans (HVLS) | A | Cumulative Energy Savings (MWh or mTherms) | Achievable Technical Potential | 0 | 0 | 0.26173 | 0.51772 | 0.76808 | 1.0129 | 1.2524 | 1.4868 | 1.7161 | 1.9405 | 2.1603 | 2.3756 | 2.5865 | 2.7933 | 2.996 | 3.1948 | 3.3898 | 3.5811 | 3.7687 | 3.9529 | 4.1337 | 4.3112
F11_Industrial_Food Products_Existing_Space Heating_Natural Gas_Destratification Fans (HVLS)_A_Achievable Technical Potential | F11 | Industrial | Food Products | Existing | Space Heating | Natural Gas | Destratification Fans (HVLS) | A | Cumulative Summer Peak Savings (MW) | Achievable Technical Potential | 0 | 0 | 0 | 0 | 0 | 0 | 0 | 0 | 0 | 0 | 0 | 0 | 0 | 0 | 0 | 0 | 0 | 0 | 0 | 0 | 0 | 0
F12_Industrial_Food Products_Existing_Space Heating_Natural Gas_Destratification Fans (HVLS)_A_Achievable Technical Potential | F12 | Industrial | Food Products | Existing | Space Heating | Natural Gas | Destratification Fans (HVLS) | A | Cumulative Winter Peak Savings (MW) | Achievable Technical Potential | 0 | 0 | 0 | 0 | 0 | 0 | 0 | 0 | 0 | 0 | 0 | 0 | 0 | 0 | 0 | 0 | 0 | 0 | 0 | 0 | 0 | 0
F13_Industrial_Food Products_Existing_Space Heating_Natural Gas_Destratification Fans (HVLS)_A_Achievable Technical Potential | F13 | Industrial | Food Products | Existing | Space Heating | Natural Gas | Destratification Fans (HVLS) | A | Purchases (Incremental) | Achievable Technical Potential | 0 | 0 | 16751.7673 | 16462.9437 | 16179.0998 | 15900.1498 | 15626.0093 | 15356.5954 | 15091.8265 | 14831.6226 | 14575.905 | 14324.5962 | 14077.6205 | 13834.9029 | 13596.37 | 13361.9499 | 13131.5714 | 12905.165 | 12682.6622 | 12463.9956 | 12249.0991 | 12037.9078
F14_Industrial_Food Products_Existing_Space Heating_Natural Gas_Destratification Fans (HVLS)_A_Achievable Technical Potential | F14 | Industrial | Food Products | Existing | Space Heating | Natural Gas | Destratification Fans (HVLS) | A | Purchases (Cumulative) | Achievable Technical Potential | 0 | 0 | 16751.7673 | 33214.711 | 49393.8108 | 65293.9607 | 80919.97 | 96276.5654 | 111368.3919 | 126200.0144 | 140775.9194 | 155100.5156 | 169178.1361 | 183013.039 | 196609.409 | 209971.3589 | 223102.9303 | 236008.0953 | 248690.7575 | 261154.7531 | 273403.8522 | 285441.76
F1_Industrial_Food Products_Existing_Space Heating_Natural Gas_Gas Boiler - Insulate Steam Lines/Condensate Tank_A_Achievable Technical Potential | F1 | Industrial | Food Products | Existing | Space Heating | Natural Gas | Gas Boiler - Insulate Steam Lines/Condensate Tank | A | Original Unit Energy Savings (kWh or therms) | Achievable Technical Potential | 0 | 0 | 10.3143 | 10.2884 | 10.2631 | 10.2383 | 10.2142 | 10.1908 | 10.1681 | 10.1462 | 10.1251 | 10.1048 | 10.0855 | 10.067 | 10.0495 | 10.0329 | 10.0173 | 10.0026 | 9.989 | 9.9764 | 9.9649 | 9.9544
F2_Industrial_Food Products_Existing_Space Heating_Natural Gas_Gas Boiler - Insulate Steam Lines/Condensate Tank_A_Achievable Technical Potential | F2 | Industrial | Food Products | Existing | Space Heating | Natural Gas | Gas Boiler - Insulate Steam Lines/Condensate Tank | A | Original Unit Summer Peak Savings (kW) | Achievable Technical Potential | 0 | 0 | 0 | 0 | 0 | 0 | 0 | 0 | 0 | 0 | 0 | 0 | 0 | 0 | 0 | 0 | 0 | 0 | 0 | 0 | 0 | 0
F3_Industrial_Food Products_Existing_Space Heating_Natural Gas_Gas Boiler - Insulate Steam Lines/Condensate Tank_A_Achievable Technical Potential | F3 | Industrial | Food Products | Existing | Space Heating | Natural Gas | Gas Boiler - Insulate Steam Lines/Condensate Tank | A | Original Unit Winter Peak Savings (kW) | Achievable Technical Potential | 0 | 0 | 0 | 0 | 0 | 0 | 0 | 0 | 0 | 0 | 0 | 0 | 0 | 0 | 0 | 0 | 0 | 0 | 0 | 0 | 0 | 0
F4_Industrial_Food Products_Existing_Space Heating_Natural Gas_Gas Boiler - Insulate Steam Lines/Condensate Tank_A_Achievable Technical Potential | F4 | Industrial | Food Products | Existing | Space Heating | Natural Gas | Gas Boiler - Insulate Steam Lines/Condensate Tank | A | Standalone Impact on Baseline Energy (%) | Achievable Technical Potential | 0% | 0% | 0.005127% | 0.01034% | 0.01565% | 0.02105% | 0.02654% | 0.03213% | 0.03782% | 0.0436% | 0.04949% | 0.05548% | 0.06157% | 0.06776% | 0.07406% | 0.08047% | 0.08699% | 0.09363% | 0.1004% | 0.1073% | 0.1142% | 0.1214%
F5_Industrial_Food Products_Existing_Space Heating_Natural Gas_Gas Boiler - Insulate Steam Lines/Condensate Tank_A_Achievable Technical Potential | F5 | Industrial | Food Products | Existing | Space Heating | Natural Gas | Gas Boiler - Insulate Steam Lines/Condensate Tank | A | Standalone Impact on Baseline Summer Peak (%) | Achievable Technical Potential | bar: 2019 to 2040
F6_Industrial_Food Products_Existing_Space Heating_Natural Gas_Gas Boiler - Insulate Steam Lines/Condensate Tank_A_Achievable Technical Potential | F6 | Industrial | Food Products | Existing | Space Heating | Natural Gas | Gas Boiler - Insulate Steam Lines/Condensate Tank | A | Standalone Impact on Baseline Winter Peak (%) | Achievable Technical Potential | bar: 2019 to 2040
F7_Industrial_Food Products_Existing_Space Heating_Natural Gas_Gas Boiler - Insulate Steam Lines/Condensate Tank_A_Achievable Technical Potential | F7 | Industrial | Food Products | Existing | Space Heating | Natural Gas | Gas Boiler - Insulate Steam Lines/Condensate Tank | A | Incremental Energy Savings (MWh or mTherms) | Achievable Technical Potential | 0 | 0 | 0.021049 | 0.020634 | 0.020228 | 0.019831 | 0.019444 | 0.019065 | 0.018694 | 0.018332 | 0.017979 | 0.017633 | 0.017296 | 0.016967 | 0.016645 | 0.016331 | 0.016025 | 0.015725 | 0.015433 | 0.015148 | 0.01487 | 0.014598
F8_Industrial_Food Products_Existing_Space Heating_Natural Gas_Gas Boiler - Insulate Steam Lines/Condensate Tank_A_Achievable Technical Potential | F8 | Industrial | Food Products | Existing | Space Heating | Natural Gas | Gas Boiler - Insulate Steam Lines/Condensate Tank | A | Incremental Summer Peak Savings (MW) | Achievable Technical Potential | 0 | 0 | 0 | 0 | 0 | 0 | 0 | 0 | 0 | 0 | 0 | 0 | 0 | 0 | 0 | 0 | 0 | 0 | 0 | 0 | 0 | 0
F9_Industrial_Food Products_Existing_Space Heating_Natural Gas_Gas Boiler - Insulate Steam Lines/Condensate Tank_A_Achievable Technical Potential | F9 | Industrial | Food Products | Existing | Space Heating | Natural Gas | Gas Boiler - Insulate Steam Lines/Condensate Tank | A | Incremental Winter Peak Savings (MW) | Achievable Technical Potential | 0 | 0 | 0 | 0 | 0 | 0 | 0 | 0 | 0 | 0 | 0 | 0 | 0 | 0 | 0 | 0 | 0 | 0 | 0 | 0 | 0 | 0
F10_Industrial_Food Products_Existing_Space Heating_Natural Gas_Gas Boiler - Insulate Steam Lines/Condensate Tank_A_Achievable Technical Potential | F10 | Industrial | Food Products | Existing | Space Heating | Natural Gas | Gas Boiler - Insulate Steam Lines/Condensate Tank | A | Cumulative Energy Savings (MWh or mTherms) | Achievable Technical Potential | 0 | 0 | 0.021049 | 0.04163 | 0.061755 | 0.081438 | 0.10069 | 0.11952 | 0.13795 | 0.15599 | 0.17364 | 0.19093 | 0.20786 | 0.22444 | 0.2407 | 0.25663 | 0.27226 | 0.28759 | 0.30263 | 0.31739 | 0.3319 | 0.34614
F11_Industrial_Food Products_Existing_Space Heating_Natural Gas_Gas Boiler - Insulate Steam Lines/Condensate Tank_A_Achievable Technical Potential | F11 | Industrial | Food Products | Existing | Space Heating | Natural Gas | Gas Boiler - Insulate Steam Lines/Condensate Tank | A | Cumulative Summer Peak Savings (MW) | Achievable Technical Potential | 0 | 0 | 0 | 0 | 0 | 0 | 0 | 0 | 0 | 0 | 0 | 0 | 0 | 0 | 0 | 0 | 0 | 0 | 0 | 0 | 0 | 0
F12_Industrial_Food Products_Existing_Space Heating_Natural Gas_Gas Boiler - Insulate Steam Lines/Condensate Tank_A_Achievable Technical Potential | F12 | Industrial | Food Products | Existing | Space Heating | Natural Gas | Gas Boiler - Insulate Steam Lines/Condensate Tank | A | Cumulative Winter Peak Savings (MW) | Achievable Technical Potential | 0 | 0 | 0 | 0 | 0 | 0 | 0 | 0 | 0 | 0 | 0 | 0 | 0 | 0 | 0 | 0 | 0 | 0 | 0 | 0 | 0 | 0
F13_Industrial_Food Products_Existing_Space Heating_Natural Gas_Gas Boiler - Insulate Steam Lines/Condensate Tank_A_Achievable Technical Potential | F13 | Industrial | Food Products | Existing | Space Heating | Natural Gas | Gas Boiler - Insulate Steam Lines/Condensate Tank | A | Purchases (Incremental) | Achievable Technical Potential | 0 | 0 | 2.0407 | 2.0055 | 1.971 | 1.937 | 1.9036 | 1.8708 | 1.8385 | 1.8068 | 1.7757 | 1.745 | 1.715 | 1.6854 | 1.6563 | 1.6278 | 1.5997 | 1.5721 | 1.545 | 1.5184 | 1.4922 | 1.4665
F14_Industrial_Food Products_Existing_Space Heating_Natural Gas_Gas Boiler - Insulate Steam Lines/Condensate Tank_A_Achievable Technical Potential | F14 | Industrial | Food Products | Existing | Space Heating | Natural Gas | Gas Boiler - Insulate Steam Lines/Condensate Tank | A | Purchases (Cumulative) | Achievable Technical Potential | 0 | 0 | 2.0407 | 4.0463 | 6.0172 | 7.9542 | 9.8578 | 11.7286 | 13.5671 | 15.3739 | 17.1496 | 18.8946 | 20.6096 | 22.295 | 23.9513 | 25.5791 | 27.1788 | 28.7509 | 30.296 | 31.8144 | 33.3066 | 34.7731
F1_Industrial_Food Products_Existing_Process_Natural Gas_Gas Boiler - Insulate Steam Lines/Condensate Tank_A_Achievable Technical Potential | F1 | Industrial | Food Products | Existing | Process | Natural Gas | Gas Boiler - Insulate Steam Lines/Condensate Tank | A | Original Unit Energy Savings (kWh or therms) | Achievable Technical Potential | 0 | 0 | 376.3371 | 376.3371 | 376.3371 | 376.3371 | 376.3371 | 376.3371 | 376.3371 | 376.3371 | 376.3371 | 376.3371 | 376.3371 | 376.3371 | 376.3371 | 376.3371 | 376.3371 | 376.3371 | 376.3371 | 376.3371 | 376.3371 | 376.3371
F2_Industrial_Food Products_Existing_Process_Natural Gas_Gas Boiler - Insulate Steam Lines/Condensate Tank_A_Achievable Technical Potential | F2 | Industrial | Food Products | Existing | Process | Natural Gas | Gas Boiler - Insulate Steam Lines/Condensate Tank | A | Original Unit Summer Peak Savings (kW) | Achievable Technical Potential | 0 | 0 | 0 | 0 | 0 | 0 | 0 | 0 | 0 | 0 | 0 | 0 | 0 | 0 | 0 | 0 | 0 | 0 | 0 | 0 | 0 | 0
F3_Industrial_Food Products_Existing_Process_Natural Gas_Gas Boiler - Insulate Steam Lines/Condensate Tank_A_Achievable Technical Potential | F3 | Industrial | Food Products | Existing | Process | Natural Gas | Gas Boiler - Insulate Steam Lines/Condensate Tank | A | Original Unit Winter Peak Savings (kW) | Achievable Technical Potential | 0 | 0 | 0 | 0 | 0 | 0 | 0 | 0 | 0 | 0 | 0 | 0 | 0 | 0 | 0 | 0 | 0 | 0 | 0 | 0 | 0 | 0
F4_Industrial_Food Products_Existing_Process_Natural Gas_Gas Boiler - Insulate Steam Lines/Condensate Tank_A_Achievable Technical Potential | F4 | Industrial | Food Products | Existing | Process | Natural Gas | Gas Boiler - Insulate Steam Lines/Condensate Tank | A | Standalone Impact on Baseline Energy (%) | Achievable Technical Potential | 0% | 0% | 0.02846% | 0.05742% | 0.08688% | 0.1169% | 0.1474% | 0.1784% | 0.21% | 0.2422% | 0.2749% | 0.3081% | 0.342% | 0.3765% | 0.4115% | 0.4472% | 0.4835% | 0.5205% | 0.5581% | 0.5963% | 0.6352% | 0.6748%
F5_Industrial_Food Products_Existing_Process_Natural Gas_Gas Boiler - Insulate Steam Lines/Condensate Tank_A_Achievable Technical Potential | F5 | Industrial | Food Products | Existing | Process | Natural Gas | Gas Boiler - Insulate Steam Lines/Condensate Tank | A | Standalone Impact on Baseline Summer Peak (%) | Achievable Technical Potential | bar: 2019 to 2040
F6_Industrial_Food Products_Existing_Process_Natural Gas_Gas Boiler - Insulate Steam Lines/Condensate Tank_A_Achievable Technical Potential | F6 | Industrial | Food Products | Existing | Process | Natural Gas | Gas Boiler - Insulate Steam Lines/Condensate Tank | A | Standalone Impact on Baseline Winter Peak (%) | Achievable Technical Potential | bar: 2019 to 2040
F7_Industrial_Food Products_Existing_Process_Natural Gas_Gas Boiler - Insulate Steam Lines/Condensate Tank_A_Achievable Technical Potential | F7 | Industrial | Food Products | Existing | Process | Natural Gas | Gas Boiler - Insulate Steam Lines/Condensate Tank | A | Incremental Energy Savings (MWh or mTherms) | Achievable Technical Potential | 0 | 0 | 1.8313 | 1.7997 | 1.7687 | 1.7382 | 1.7082 | 1.6787 | 1.6498 | 1.6214 | 1.5934 | 1.5659 | 1.5389 | 1.5124 | 1.4863 | 1.4607 | 1.4355 | 1.4108 | 1.3864 | 1.3625 | 1.339 | 1.316
F8_Industrial_Food Products_Existing_Process_Natural Gas_Gas Boiler - Insulate Steam Lines/Condensate Tank_A_Achievable Technical Potential | F8 | Industrial | Food Products | Existing | Process | Natural Gas | Gas Boiler - Insulate Steam Lines/Condensate Tank | A | Incremental Summer Peak Savings (MW) | Achievable Technical Potential | 0 | 0 | 0 | 0 | 0 | 0 | 0 | 0 | 0 | 0 | 0 | 0 | 0 | 0 | 0 | 0 | 0 | 0 | 0 | 0 | 0 | 0
F9_Industrial_Food Products_Existing_Process_Natural Gas_Gas Boiler - Insulate Steam Lines/Condensate Tank_A_Achievable Technical Potential | F9 | Industrial | Food Products | Existing | Process | Natural Gas | Gas Boiler - Insulate Steam Lines/Condensate Tank | A | Incremental Winter Peak Savings (MW) | Achievable Technical Potential | 0 | 0 | 0 | 0 | 0 | 0 | 0 | 0 | 0 | 0 | 0 | 0 | 0 | 0 | 0 | 0 | 0 | 0 | 0 | 0 | 0 | 0
F10_Industrial_Food Products_Existing_Process_Natural Gas_Gas Boiler - Insulate Steam Lines/Condensate Tank_A_Achievable Technical Potential | F10 | Industrial | Food Products | Existing | Process | Natural Gas | Gas Boiler - Insulate Steam Lines/Condensate Tank | A | Cumulative Energy Savings (MWh or mTherms) | Achievable Technical Potential | 0 | 0 | 1.8313 | 3.631 | 5.3996 | 7.1378 | 8.846 | 10.5247 | 12.1745 | 13.7959 | 15.3893 | 16.9552 | 18.4941 | 20.0065 | 21.4929 | 22.9536 | 24.3891 | 25.7998 | 27.1863 | 28.5488 | 29.8878 | 31.2038
F11_Industrial_Food Products_Existing_Process_Natural Gas_Gas Boiler - Insulate Steam Lines/Condensate Tank_A_Achievable Technical Potential | F11 | Industrial | Food Products | Existing | Process | Natural Gas | Gas Boiler - Insulate Steam Lines/Condensate Tank | A | Cumulative Summer Peak Savings (MW) | Achievable Technical Potential | 0 | 0 | 0 | 0 | 0 | 0 | 0 | 0 | 0 | 0 | 0 | 0 | 0 | 0 | 0 | 0 | 0 | 0 | 0 | 0 | 0 | 0
F12_Industrial_Food Products_Existing_Process_Natural Gas_Gas Boiler - Insulate Steam Lines/Condensate Tank_A_Achievable Technical Potential | F12 | Industrial | Food Products | Existing | Process | Natural Gas | Gas Boiler - Insulate Steam Lines/Condensate Tank | A | Cumulative Winter Peak Savings (MW) | Achievable Technical Potential | 0 | 0 | 0 | 0 | 0 | 0 | 0 | 0 | 0 | 0 | 0 | 0 | 0 | 0 | 0 | 0 | 0 | 0 | 0 | 0 | 0 | 0
F13_Industrial_Food Products_Existing_Process_Natural Gas_Gas Boiler - Insulate Steam Lines/Condensate Tank_A_Achievable Technical Potential | F13 | Industrial | Food Products | Existing | Process | Natural Gas | Gas Boiler - Insulate Steam Lines/Condensate Tank | A | Purchases (Incremental) | Achievable Technical Potential | 0 | 0 | 4.866 | 4.7821 | 4.6997 | 4.6186 | 4.539 | 4.4607 | 4.3838 | 4.3083 | 4.234 | 4.161 | 4.0892 | 4.0187 | 3.9494 | 3.8813 | 3.8144 | 3.7487 | 3.684 | 3.6205 | 3.5581 | 3.4967
F14_Industrial_Food Products_Existing_Process_Natural Gas_Gas Boiler - Insulate Steam Lines/Condensate Tank_A_Achievable Technical Potential | F14 | Industrial | Food Products | Existing | Process | Natural Gas | Gas Boiler - Insulate Steam Lines/Condensate Tank | A | Purchases (Cumulative) | Achievable Technical Potential | 0 | 0 | 4.866 | 9.6481 | 14.3478 | 18.9664 | 23.5055 | 27.9662 | 32.35 | 36.6583 | 40.8923 | 45.0533 | 49.1425 | 53.1612 | 57.1107 | 60.992 | 64.8064 | 68.5551 | 72.2391 | 75.8597 | 79.4177 | 82.9145
F1_Industrial_Food Products_Existing_Space Heating_Natural Gas_Gas Boiler - Insulate Hot Water Lines_A_Achievable Technical Potential | F1 | Industrial | Food Products | Existing | Space Heating | Natural Gas | Gas Boiler - Insulate Hot Water Lines | A | Original Unit Energy Savings (kWh or therms) | Achievable Technical Potential | 0 | 0 | 11.6584 | 11.6292 | 11.6005 | 11.5725 | 11.5453 | 11.5188 | 11.4931 | 11.4684 | 11.4445 | 11.4216 | 11.3997 | 11.3789 | 11.3591 | 11.3403 | 11.3227 | 11.3061 | 11.2907 | 11.2765 | 11.2635 | 11.2516
F2_Industrial_Food Products_Existing_Space Heating_Natural Gas_Gas Boiler - Insulate Hot Water Lines_A_Achievable Technical Potential | F2 | Industrial | Food Products | Existing | Space Heating | Natural Gas | Gas Boiler - Insulate Hot Water Lines | A | Original Unit Summer Peak Savings (kW) | Achievable Technical Potential | 0 | 0 | 0 | 0 | 0 | 0 | 0 | 0 | 0 | 0 | 0 | 0 | 0 | 0 | 0 | 0 | 0 | 0 | 0 | 0 | 0 | 0
F3_Industrial_Food Products_Existing_Space Heating_Natural Gas_Gas Boiler - Insulate Hot Water Lines_A_Achievable Technical Potential | F3 | Industrial | Food Products | Existing | Space Heating | Natural Gas | Gas Boiler - Insulate Hot Water Lines | A | Original Unit Winter Peak Savings (kW) | Achievable Technical Potential | 0 | 0 | 0 | 0 | 0 | 0 | 0 | 0 | 0 | 0 | 0 | 0 | 0 | 0 | 0 | 0 | 0 | 0 | 0 | 0 | 0 | 0
F4_Industrial_Food Products_Existing_Space Heating_Natural Gas_Gas Boiler - Insulate Hot Water Lines_A_Achievable Technical Potential | F4 | Industrial | Food Products | Existing | Space Heating | Natural Gas | Gas Boiler - Insulate Hot Water Lines | A | Standalone Impact on Baseline Energy (%) | Achievable Technical Potential | 0% | 0% | 0.01159% | 0.02338% | 0.03537% | 0.04758% | 0.06% | 0.07264% | 0.08549% | 0.09857% | 0.1119% | 0.1254% | 0.1392% | 0.1532% | 0.1674% | 0.1819% | 0.1967% | 0.2117% | 0.2269% | 0.2425% | 0.2583% | 0.2744%
F5_Industrial_Food Products_Existing_Space Heating_Natural Gas_Gas Boiler - Insulate Hot Water Lines_A_Achievable Technical Potential | F5 | Industrial | Food Products | Existing | Space Heating | Natural Gas | Gas Boiler - Insulate Hot Water Lines | A | Standalone Impact on Baseline Summer Peak (%) | Achievable Technical Potential | bar: 2019 to 2040
F6_Industrial_Food Products_Existing_Space Heating_Natural Gas_Gas Boiler - Insulate Hot Water Lines_A_Achievable Technical Potential | F6 | Industrial | Food Products | Existing | Space Heating | Natural Gas | Gas Boiler - Insulate Hot Water Lines | A | Standalone Impact on Baseline Winter Peak (%) | Achievable Technical Potential | bar: 2019 to 2040
F7_Industrial_Food Products_Existing_Space Heating_Natural Gas_Gas Boiler - Insulate Hot Water Lines_A_Achievable Technical Potential | F7 | Industrial | Food Products | Existing | Space Heating | Natural Gas | Gas Boiler - Insulate Hot Water Lines | A | Incremental Energy Savings (MWh or mTherms) | Achievable Technical Potential | 0 | 0 | 0.047583 | 0.046646 | 0.045728 | 0.044832 | 0.043955 | 0.043098 | 0.042261 | 0.041442 | 0.040643 | 0.039863 | 0.0391 | 0.038356 | 0.037629 | 0.036919 | 0.036226 | 0.035549 | 0.034889 | 0.034244 | 0.033615 | 0.033
F8_Industrial_Food Products_Existing_Space Heating_Natural Gas_Gas Boiler - Insulate Hot Water Lines_A_Achievable Technical Potential | F8 | Industrial | Food Products | Existing | Space Heating | Natural Gas | Gas Boiler - Insulate Hot Water Lines | A | Incremental Summer Peak Savings (MW) | Achievable Technical Potential | 0 | 0 | 0 | 0 | 0 | 0 | 0 | 0 | 0 | 0 | 0 | 0 | 0 | 0 | 0 | 0 | 0 | 0 | 0 | 0 | 0 | 0
F9_Industrial_Food Products_Existing_Space Heating_Natural Gas_Gas Boiler - Insulate Hot Water Lines_A_Achievable Technical Potential | F9 | Industrial | Food Products | Existing | Space Heating | Natural Gas | Gas Boiler - Insulate Hot Water Lines | A | Incremental Winter Peak Savings (MW) | Achievable Technical Potential | 0 | 0 | 0 | 0 | 0 | 0 | 0 | 0 | 0 | 0 | 0 | 0 | 0 | 0 | 0 | 0 | 0 | 0 | 0 | 0 | 0 | 0
F10_Industrial_Food Products_Existing_Space Heating_Natural Gas_Gas Boiler - Insulate Hot Water Lines_A_Achievable Technical Potential | F10 | Industrial | Food Products | Existing | Space Heating | Natural Gas | Gas Boiler - Insulate Hot Water Lines | A | Cumulative Energy Savings (MWh or mTherms) | Achievable Technical Potential | 0 | 0 | 0.047583 | 0.09411 | 0.13961 | 0.1841 | 0.22762 | 0.2702 | 0.31186 | 0.35263 | 0.39254 | 0.43162 | 0.46989 | 0.50738 | 0.54413 | 0.58015 | 0.61547 | 0.65012 | 0.68413 | 0.71751 | 0.75029 | 0.7825
F11_Industrial_Food Products_Existing_Space Heating_Natural Gas_Gas Boiler - Insulate Hot Water Lines_A_Achievable Technical Potential | F11 | Industrial | Food Products | Existing | Space Heating | Natural Gas | Gas Boiler - Insulate Hot Water Lines | A | Cumulative Summer Peak Savings (MW) | Achievable Technical Potential | 0 | 0 | 0 | 0 | 0 | 0 | 0 | 0 | 0 | 0 | 0 | 0 | 0 | 0 | 0 | 0 | 0 | 0 | 0 | 0 | 0 | 0
F12_Industrial_Food Products_Existing_Space Heating_Natural Gas_Gas Boiler - Insulate Hot Water Lines_A_Achievable Technical Potential | F12 | Industrial | Food Products | Existing | Space Heating | Natural Gas | Gas Boiler - Insulate Hot Water Lines | A | Cumulative Winter Peak Savings (MW) | Achievable Technical Potential | 0 | 0 | 0 | 0 | 0 | 0 | 0 | 0 | 0 | 0 | 0 | 0 | 0 | 0 | 0 | 0 | 0 | 0 | 0 | 0 | 0 | 0
F13_Industrial_Food Products_Existing_Space Heating_Natural Gas_Gas Boiler - Insulate Hot Water Lines_A_Achievable Technical Potential | F13 | Industrial | Food Products | Existing | Space Heating | Natural Gas | Gas Boiler - Insulate Hot Water Lines | A | Purchases (Incremental) | Achievable Technical Potential | 0 | 0 | 4.0815 | 4.0111 | 3.9419 | 3.874 | 3.8072 | 3.7415 | 3.677 | 3.6136 | 3.5513 | 3.4901 | 3.4299 | 3.3708 | 3.3127 | 3.2556 | 3.1994 | 3.1443 | 3.0901 | 3.0368 | 2.9844 | 2.933
F14_Industrial_Food Products_Existing_Space Heating_Natural Gas_Gas Boiler - Insulate Hot Water Lines_A_Achievable Technical Potential | F14 | Industrial | Food Products | Existing | Space Heating | Natural Gas | Gas Boiler - Insulate Hot Water Lines | A | Purchases (Cumulative) | Achievable Technical Potential | 0 | 0 | 4.0815 | 8.0926 | 12.0345 | 15.9085 | 19.7156 | 23.4572 | 27.1342 | 30.7478 | 34.2992 | 37.7893 | 41.2192 | 44.59 | 47.9027 | 51.1582 | 54.3576 | 57.5019 | 60.5919 | 63.6287 | 66.6131 | 69.5461
F1_Industrial_Food Products_Existing_Process_Natural Gas_Gas Boiler - Insulate Hot Water Lines_A_Achievable Technical Potential | F1 | Industrial | Food Products | Existing | Process | Natural Gas | Gas Boiler - Insulate Hot Water Lines | A | Original Unit Energy Savings (kWh or therms) | Achievable Technical Potential | 0 | 0 | 425.3792 | 425.3792 | 425.3792 | 425.3792 | 425.3792 | 425.3792 | 425.3792 | 425.3792 | 425.3792 | 425.3792 | 425.3792 | 425.3792 | 425.3792 | 425.3792 | 425.3792 | 425.3792 | 425.3792 | 425.3792 | 425.3792 | 425.3792
F2_Industrial_Food Products_Existing_Process_Natural Gas_Gas Boiler - Insulate Hot Water Lines_A_Achievable Technical Potential | F2 | Industrial | Food Products | Existing | Process | Natural Gas | Gas Boiler - Insulate Hot Water Lines | A | Original Unit Summer Peak Savings (kW) | Achievable Technical Potential | 0 | 0 | 0 | 0 | 0 | 0 | 0 | 0 | 0 | 0 | 0 | 0 | 0 | 0 | 0 | 0 | 0 | 0 | 0 | 0 | 0 | 0
F3_Industrial_Food Products_Existing_Process_Natural Gas_Gas Boiler - Insulate Hot Water Lines_A_Achievable Technical Potential | F3 | Industrial | Food Products | Existing | Process | Natural Gas | Gas Boiler - Insulate Hot Water Lines | A | Original Unit Winter Peak Savings (kW) | Achievable Technical Potential | 0 | 0 | 0 | 0 | 0 | 0 | 0 | 0 | 0 | 0 | 0 | 0 | 0 | 0 | 0 | 0 | 0 | 0 | 0 | 0 | 0 | 0
F4_Industrial_Food Products_Existing_Process_Natural Gas_Gas Boiler - Insulate Hot Water Lines_A_Achievable Technical Potential | F4 | Industrial | Food Products | Existing | Process | Natural Gas | Gas Boiler - Insulate Hot Water Lines | A | Standalone Impact on Baseline Energy (%) | Achievable Technical Potential | 0% | 0% | 0.06434% | 0.1298% | 0.1964% | 0.2642% | 0.3332% | 0.4033% | 0.4748% | 0.5474% | 0.6214% | 0.6966% | 0.7732% | 0.8511% | 0.9303% | 1.011% | 1.093% | 1.177% | 1.262% | 1.348% | 1.436% | 1.526%
F5_Industrial_Food Products_Existing_Process_Natural Gas_Gas Boiler - Insulate Hot Water Lines_A_Achievable Technical Potential | F5 | Industrial | Food Products | Existing | Process | Natural Gas | Gas Boiler - Insulate Hot Water Lines | A | Standalone Impact on Baseline Summer Peak (%) | Achievable Technical Potential | bar: 2019 to 2040
F6_Industrial_Food Products_Existing_Process_Natural Gas_Gas Boiler - Insulate Hot Water Lines_A_Achievable Technical Potential | F6 | Industrial | Food Products | Existing | Process | Natural Gas | Gas Boiler - Insulate Hot Water Lines | A | Standalone Impact on Baseline Winter Peak (%) | Achievable Technical Potential | bar: 2019 to 2040
F7_Industrial_Food Products_Existing_Process_Natural Gas_Gas Boiler - Insulate Hot Water Lines_A_Achievable Technical Potential | F7 | Industrial | Food Products | Existing | Process | Natural Gas | Gas Boiler - Insulate Hot Water Lines | A | Incremental Energy Savings (MWh or mTherms) | Achievable Technical Potential | 0 | 0 | 4.1398 | 4.0684 | 3.9983 | 3.9293 | 3.8616 | 3.795 | 3.7296 | 3.6653 | 3.6021 | 3.54 | 3.479 | 3.419 | 3.36 | 3.3021 | 3.2452 | 3.1892 | 3.1342 | 3.0802 | 3.0271 | 2.9749
F8_Industrial_Food Products_Existing_Process_Natural Gas_Gas Boiler - Insulate Hot Water Lines_A_Achievable Technical Potential | F8 | Industrial | Food Products | Existing | Process | Natural Gas | Gas Boiler - Insulate Hot Water Lines | A | Incremental Summer Peak Savings (MW) | Achievable Technical Potential | 0 | 0 | 0 | 0 | 0 | 0 | 0 | 0 | 0 | 0 | 0 | 0 | 0 | 0 | 0 | 0 | 0 | 0 | 0 | 0 | 0 | 0
F9_Industrial_Food Products_Existing_Process_Natural Gas_Gas Boiler - Insulate Hot Water Lines_A_Achievable Technical Potential | F9 | Industrial | Food Products | Existing | Process | Natural Gas | Gas Boiler - Insulate Hot Water Lines | A | Incremental Winter Peak Savings (MW) | Achievable Technical Potential | 0 | 0 | 0 | 0 | 0 | 0 | 0 | 0 | 0 | 0 | 0 | 0 | 0 | 0 | 0 | 0 | 0 | 0 | 0 | 0 | 0 | 0
F10_Industrial_Food Products_Existing_Process_Natural Gas_Gas Boiler - Insulate Hot Water Lines_A_Achievable Technical Potential | F10 | Industrial | Food Products | Existing | Process | Natural Gas | Gas Boiler - Insulate Hot Water Lines | A | Cumulative Energy Savings (MWh or mTherms) | Achievable Technical Potential | 0 | 0 | 4.1398 | 8.2082 | 12.2065 | 16.1359 | 19.9975 | 23.7925 | 27.5221 | 31.1874 | 34.7895 | 38.3294 | 41.8084 | 45.2274 | 48.5874 | 51.8895 | 55.1346 | 58.3238 | 61.4581 | 64.5382 | 67.5653 | 70.5402
F11_Industrial_Food Products_Existing_Process_Natural Gas_Gas Boiler - Insulate Hot Water Lines_A_Achievable Technical Potential | F11 | Industrial | Food Products | Existing | Process | Natural Gas | Gas Boiler - Insulate Hot Water Lines | A | Cumulative Summer Peak Savings (MW) | Achievable Technical Potential | 0 | 0 | 0 | 0 | 0 | 0 | 0 | 0 | 0 | 0 | 0 | 0 | 0 | 0 | 0 | 0 | 0 | 0 | 0 | 0 | 0 | 0
F12_Industrial_Food Products_Existing_Process_Natural Gas_Gas Boiler - Insulate Hot Water Lines_A_Achievable Technical Potential | F12 | Industrial | Food Products | Existing | Process | Natural Gas | Gas Boiler - Insulate Hot Water Lines | A | Cumulative Winter Peak Savings (MW) | Achievable Technical Potential | 0 | 0 | 0 | 0 | 0 | 0 | 0 | 0 | 0 | 0 | 0 | 0 | 0 | 0 | 0 | 0 | 0 | 0 | 0 | 0 | 0 | 0
F13_Industrial_Food Products_Existing_Process_Natural Gas_Gas Boiler - Insulate Hot Water Lines_A_Achievable Technical Potential | F13 | Industrial | Food Products | Existing | Process | Natural Gas | Gas Boiler - Insulate Hot Water Lines | A | Purchases (Incremental) | Achievable Technical Potential | 0 | 0 | 9.732 | 9.5642 | 9.3993 | 9.2373 | 9.078 | 8.9215 | 8.7677 | 8.6165 | 8.468 | 8.322 | 8.1785 | 8.0375 | 7.8989 | 7.7627 | 7.6289 | 7.4973 | 7.3681 | 7.241 | 7.1162 | 6.9935
F14_Industrial_Food Products_Existing_Process_Natural Gas_Gas Boiler - Insulate Hot Water Lines_A_Achievable Technical Potential | F14 | Industrial | Food Products | Existing | Process | Natural Gas | Gas Boiler - Insulate Hot Water Lines | A | Purchases (Cumulative) | Achievable Technical Potential | 0 | 0 | 9.732 | 19.2963 | 28.6956 | 37.9329 | 47.0109 | 55.9324 | 64.7001 | 73.3166 | 81.7846 | 90.1065 | 98.285 | 106.3224 | 114.2213 | 121.984 | 129.6129 | 137.1102 | 144.4783 | 151.7193 | 158.8355 | 165.829
F1_Industrial_Food Products_Existing_Process_Natural Gas_Process - Insulate Heated Process Fluids_A_Achievable Technical Potential | F1 | Industrial | Food Products | Existing | Process | Natural Gas | Process - Insulate Heated Process Fluids | A | Original Unit Energy Savings (kWh or therms) | Achievable Technical Potential | 0 | 0 | 275.607 | 275.607 | 275.607 | 275.607 | 275.607 | 275.607 | 275.607 | 275.607 | 275.607 | 275.607 | 275.607 | 275.607 | 275.607 | 275.607 | 275.607 | 275.607 | 275.607 | 275.607 | 275.607 | 275.607
F2_Industrial_Food Products_Existing_Process_Natural Gas_Process - Insulate Heated Process Fluids_A_Achievable Technical Potential | F2 | Industrial | Food Products | Existing | Process | Natural Gas | Process - Insulate Heated Process Fluids | A | Original Unit Summer Peak Savings (kW) | Achievable Technical Potential | 0 | 0 | 0 | 0 | 0 | 0 | 0 | 0 | 0 | 0 | 0 | 0 | 0 | 0 | 0 | 0 | 0 | 0 | 0 | 0 | 0 | 0
F3_Industrial_Food Products_Existing_Process_Natural Gas_Process - Insulate Heated Process Fluids_A_Achievable Technical Potential | F3 | Industrial | Food Products | Existing | Process | Natural Gas | Process - Insulate Heated Process Fluids | A | Original Unit Winter Peak Savings (kW) | Achievable Technical Potential | 0 | 0 | 0 | 0 | 0 | 0 | 0 | 0 | 0 | 0 | 0 | 0 | 0 | 0 | 0 | 0 | 0 | 0 | 0 | 0 | 0 | 0
F4_Industrial_Food Products_Existing_Process_Natural Gas_Process - Insulate Heated Process Fluids_A_Achievable Technical Potential | F4 | Industrial | Food Products | Existing | Process | Natural Gas | Process - Insulate Heated Process Fluids | A | Standalone Impact on Baseline Energy (%) | Achievable Technical Potential | 0% | 0% | 0.04559% | 0.09198% | 0.1392% | 0.1872% | 0.2361% | 0.2813% | 0.319% | 0.3509% | 0.3781% | 0.4015% | 0.422% | 0.4401% | 0.4565% | 0.4714% | 0.4851% | 0.4981% | 0.5068% | 0.5157% | 0.5248% | 0.534%
F5_Industrial_Food Products_Existing_Process_Natural Gas_Process - Insulate Heated Process Fluids_A_Achievable Technical Potential | F5 | Industrial | Food Products | Existing | Process | Natural Gas | Process - Insulate Heated Process Fluids | A | Standalone Impact on Baseline Summer Peak (%) | Achievable Technical Potential | bar: 2019 to 2040
F6_Industrial_Food Products_Existing_Process_Natural Gas_Process - Insulate Heated Process Fluids_A_Achievable Technical Potential | F6 | Industrial | Food Products | Existing | Process | Natural Gas | Process - Insulate Heated Process Fluids | A | Standalone Impact on Baseline Winter Peak (%) | Achievable Technical Potential | bar: 2019 to 2040
F7_Industrial_Food Products_Existing_Process_Natural Gas_Process - Insulate Heated Process Fluids_A_Achievable Technical Potential | F7 | Industrial | Food Products | Existing | Process | Natural Gas | Process - Insulate Heated Process Fluids | A | Incremental Energy Savings (MWh or mTherms) | Achievable Technical Potential | 0 | 0 | 2.9337 | 2.8831 | 2.8334 | 2.7845 | 2.7365 | 2.4204 | 1.9029 | 1.4961 | 1.1762 | 0.92477 | 0.72706 | 0.57162 | 0.44941 | 0.35333 | 0.27779 | 0.2184 | 0.001464 | 0.00051384 | 0.00017215 | 5.5168e-05
F8_Industrial_Food Products_Existing_Process_Natural Gas_Process - Insulate Heated Process Fluids_A_Achievable Technical Potential | F8 | Industrial | Food Products | Existing | Process | Natural Gas | Process - Insulate Heated Process Fluids | A | Incremental Summer Peak Savings (MW) | Achievable Technical Potential | 0 | 0 | 0 | 0 | 0 | 0 | 0 | 0 | 0 | 0 | 0 | 0 | 0 | 0 | 0 | 0 | 0 | 0 | 0 | 0 | 0 | 0
F9_Industrial_Food Products_Existing_Process_Natural Gas_Process - Insulate Heated Process Fluids_A_Achievable Technical Potential | F9 | Industrial | Food Products | Existing | Process | Natural Gas | Process - Insulate Heated Process Fluids | A | Incremental Winter Peak Savings (MW) | Achievable Technical Potential | 0 | 0 | 0 | 0 | 0 | 0 | 0 | 0 | 0 | 0 | 0 | 0 | 0 | 0 | 0 | 0 | 0 | 0 | 0 | 0 | 0 | 0
F10_Industrial_Food Products_Existing_Process_Natural Gas_Process - Insulate Heated Process Fluids_A_Achievable Technical Potential | F10 | Industrial | Food Products | Existing | Process | Natural Gas | Process - Insulate Heated Process Fluids | A | Cumulative Energy Savings (MWh or mTherms) | Achievable Technical Potential | 0 | 0 | 2.9337 | 5.8167 | 8.6501 | 11.4346 | 14.1712 | 16.5916 | 18.4945 | 19.9906 | 21.1668 | 22.0916 | 22.8187 | 23.3903 | 23.8397 | 24.193 | 24.4708 | 24.6892 | 24.6907 | 24.6912 | 24.6914 | 24.6914
F11_Industrial_Food Products_Existing_Process_Natural Gas_Process - Insulate Heated Process Fluids_A_Achievable Technical Potential | F11 | Industrial | Food Products | Existing | Process | Natural Gas | Process - Insulate Heated Process Fluids | A | Cumulative Summer Peak Savings (MW) | Achievable Technical Potential | 0 | 0 | 0 | 0 | 0 | 0 | 0 | 0 | 0 | 0 | 0 | 0 | 0 | 0 | 0 | 0 | 0 | 0 | 0 | 0 | 0 | 0
F12_Industrial_Food Products_Existing_Process_Natural Gas_Process - Insulate Heated Process Fluids_A_Achievable Technical Potential | F12 | Industrial | Food Products | Existing | Process | Natural Gas | Process - Insulate Heated Process Fluids | A | Cumulative Winter Peak Savings (MW) | Achievable Technical Potential | 0 | 0 | 0 | 0 | 0 | 0 | 0 | 0 | 0 | 0 | 0 | 0 | 0 | 0 | 0 | 0 | 0 | 0 | 0 | 0 | 0 | 0
F13_Industrial_Food Products_Existing_Process_Natural Gas_Process - Insulate Heated Process Fluids_A_Achievable Technical Potential | F13 | Industrial | Food Products | Existing | Process | Natural Gas | Process - Insulate Heated Process Fluids | A | Purchases (Incremental) | Achievable Technical Potential | 0 | 0 | 10.6444 | 10.4608 | 10.2805 | 10.1032 | 9.929 | 8.7821 | 6.9045 | 5.4284 | 4.2678 | 3.3554 | 2.638 | 2.074 | 1.6306 | 1.282 | 1.0079 | 0.79244 | 0.0053118 | 0.0018644 | 0.00062463 | 0.00020017
F14_Industrial_Food Products_Existing_Process_Natural Gas_Process - Insulate Heated Process Fluids_A_Achievable Technical Potential | F14 | Industrial | Food Products | Existing | Process | Natural Gas | Process - Insulate Heated Process Fluids | A | Purchases (Cumulative) | Achievable Technical Potential | 0 | 0 | 10.6444 | 21.1052 | 31.3857 | 41.4889 | 51.418 | 60.2001 | 67.1046 | 72.533 | 76.8008 | 80.1562 | 82.7942 | 84.8683 | 86.4989 | 87.7809 | 88.7888 | 89.5813 | 89.5866 | 89.5885 | 89.5891 | 89.5893
F1_Industrial_Food Products_Existing_Process_Natural Gas_Process Heat Recovery_A_Achievable Technical Potential | F1 | Industrial | Food Products | Existing | Process | Natural Gas | Process Heat Recovery | A | Original Unit Energy Savings (kWh or therms) | Achievable Technical Potential | 0 | 0 | 3.2358 | 3.2358 | 3.2358 | 3.2358 | 3.2358 | 3.2358 | 3.2358 | 3.2358 | 3.2358 | 3.2358 | 3.2358 | 3.2358 | 3.2358 | 3.2358 | 3.2358 | 3.2358 | 3.2358 | 3.2358 | 3.2358 | 3.2358
F2_Industrial_Food Products_Existing_Process_Natural Gas_Process Heat Recovery_A_Achievable Technical Potential | F2 | Industrial | Food Products | Existing | Process | Natural Gas | Process Heat Recovery | A | Original Unit Summer Peak Savings (kW) | Achievable Technical Potential | 0 | 0 | 0 | 0 | 0 | 0 | 0 | 0 | 0 | 0 | 0 | 0 | 0 | 0 | 0 | 0 | 0 | 0 | 0 | 0 | 0 | 0
F3_Industrial_Food Products_Existing_Process_Natural Gas_Process Heat Recovery_A_Achievable Technical Potential | F3 | Industrial | Food Products | Existing | Process | Natural Gas | Process Heat Recovery | A | Original Unit Winter Peak Savings (kW) | Achievable Technical Potential | 0 | 0 | 0 | 0 | 0 | 0 | 0 | 0 | 0 | 0 | 0 | 0 | 0 | 0 | 0 | 0 | 0 | 0 | 0 | 0 | 0 | 0
F4_Industrial_Food Products_Existing_Process_Natural Gas_Process Heat Recovery_A_Achievable Technical Potential | F4 | Industrial | Food Products | Existing | Process | Natural Gas | Process Heat Recovery | A | Standalone Impact on Baseline Energy (%) | Achievable Technical Potential | 0% | 0% | 0.01927% | 0.03888% | 0.05883% | 0.07913% | 0.09979% | 0.1189% | 0.1348% | 0.1483% | 0.1598% | 0.1697% | 0.1784% | 0.186% | 0.1929% | 0.1992% | 0.2051% | 0.2105% | 0.2142% | 0.218% | 0.2218% | 0.2257%
F5_Industrial_Food Products_Existing_Process_Natural Gas_Process Heat Recovery_A_Achievable Technical Potential | F5 | Industrial | Food Products | Existing | Process | Natural Gas | Process Heat Recovery | A | Standalone Impact on Baseline Summer Peak (%) | Achievable Technical Potential | bar: 2019 to 2040
F6_Industrial_Food Products_Existing_Process_Natural Gas_Process Heat Recovery_A_Achievable Technical Potential | F6 | Industrial | Food Products | Existing | Process | Natural Gas | Process Heat Recovery | A | Standalone Impact on Baseline Winter Peak (%) | Achievable Technical Potential | bar: 2019 to 2040
F7_Industrial_Food Products_Existing_Process_Natural Gas_Process Heat Recovery_A_Achievable Technical Potential | F7 | Industrial | Food Products | Existing | Process | Natural Gas | Process Heat Recovery | A | Incremental Energy Savings (MWh or mTherms) | Achievable Technical Potential | 0 | 0 | 1.2399 | 1.2186 | 1.1976 | 1.1769 | 1.1566 | 1.023 | 0.8043 | 0.63234 | 0.49715 | 0.39086 | 0.3073 | 0.2416 | 0.18995 | 0.14934 | 0.11741 | 0.09231 | 0.00061877 | 0.00021718 | 7.2761e-05 | 2.3317e-05
F8_Industrial_Food Products_Existing_Process_Natural Gas_Process Heat Recovery_A_Achievable Technical Potential | F8 | Industrial | Food Products | Existing | Process | Natural Gas | Process Heat Recovery | A | Incremental Summer Peak Savings (MW) | Achievable Technical Potential | 0 | 0 | 0 | 0 | 0 | 0 | 0 | 0 | 0 | 0 | 0 | 0 | 0 | 0 | 0 | 0 | 0 | 0 | 0 | 0 | 0 | 0
F9_Industrial_Food Products_Existing_Process_Natural Gas_Process Heat Recovery_A_Achievable Technical Potential | F9 | Industrial | Food Products | Existing | Process | Natural Gas | Process Heat Recovery | A | Incremental Winter Peak Savings (MW) | Achievable Technical Potential | 0 | 0 | 0 | 0 | 0 | 0 | 0 | 0 | 0 | 0 | 0 | 0 | 0 | 0 | 0 | 0 | 0 | 0 | 0 | 0 | 0 | 0
F10_Industrial_Food Products_Existing_Process_Natural Gas_Process Heat Recovery_A_Achievable Technical Potential | F10 | Industrial | Food Products | Existing | Process | Natural Gas | Process Heat Recovery | A | Cumulative Energy Savings (MWh or mTherms) | Achievable Technical Potential | 0 | 0 | 1.2399 | 2.4585 | 3.6561 | 4.833 | 5.9896 | 7.0126 | 7.8169 | 8.4492 | 8.9464 | 9.3372 | 9.6445 | 9.8862 | 10.0761 | 10.2254 | 10.3429 | 10.4352 | 10.4358 | 10.436 | 10.4361 | 10.4361
F11_Industrial_Food Products_Existing_Process_Natural Gas_Process Heat Recovery_A_Achievable Technical Potential | F11 | Industrial | Food Products | Existing | Process | Natural Gas | Process Heat Recovery | A | Cumulative Summer Peak Savings (MW) | Achievable Technical Potential | 0 | 0 | 0 | 0 | 0 | 0 | 0 | 0 | 0 | 0 | 0 | 0 | 0 | 0 | 0 | 0 | 0 | 0 | 0 | 0 | 0 | 0
F12_Industrial_Food Products_Existing_Process_Natural Gas_Process Heat Recovery_A_Achievable Technical Potential | F12 | Industrial | Food Products | Existing | Process | Natural Gas | Process Heat Recovery | A | Cumulative Winter Peak Savings (MW) | Achievable Technical Potential | 0 | 0 | 0 | 0 | 0 | 0 | 0 | 0 | 0 | 0 | 0 | 0 | 0 | 0 | 0 | 0 | 0 | 0 | 0 | 0 | 0 | 0
F13_Industrial_Food Products_Existing_Process_Natural Gas_Process Heat Recovery_A_Achievable Technical Potential | F13 | Industrial | Food Products | Existing | Process | Natural Gas | Process Heat Recovery | A | Purchases (Incremental) | Achievable Technical Potential | 0 | 0 | 383.1973 | 376.5905 | 370.0975 | 363.7166 | 357.4456 | 316.1545 | 248.5628 | 195.4218 | 153.642 | 120.7944 | 94.9694 | 74.6656 | 58.7026 | 46.1524 | 36.2853 | 28.5278 | 0.19123 | 0.067118 | 0.022487 | 0.0072061
F14_Industrial_Food Products_Existing_Process_Natural Gas_Process Heat Recovery_A_Achievable Technical Potential | F14 | Industrial | Food Products | Existing | Process | Natural Gas | Process Heat Recovery | A | Purchases (Cumulative) | Achievable Technical Potential | 0 | 0 | 383.1973 | 759.7878 | 1129.8854 | 1493.6019 | 1851.0475 | 2167.202 | 2415.7648 | 2611.1866 | 2764.8285 | 2885.6229 | 2980.5923 | 3055.2579 | 3113.9604 | 3160.1128 | 3196.3981 | 3224.9259 | 3225.1171 | 3225.1843 | 3225.2067 | 3225.214
F1_Industrial_Food Products_Existing_Space Heating_Natural Gas_Building Automation System_A_Achievable Technical Potential | F1 | Industrial | Food Products | Existing | Space Heating | Natural Gas | Building Automation System | A | Original Unit Energy Savings (kWh or therms) | Achievable Technical Potential | 0 | 0 | 0.015624 | 0.015587 | 0.01555 | 0.015514 | 0.015478 | 0.015443 | 0.015409 | 0.015376 | 0.015345 | 0.015316 | 0.015289 | 0.015263 | 0.015238 | 0.015215 | 0.015194 | 0.015173 | 0.015154 | 0.015136 | 0.01512 | 0.015104
F2_Industrial_Food Products_Existing_Space Heating_Natural Gas_Building Automation System_A_Achievable Technical Potential | F2 | Industrial | Food Products | Existing | Space Heating | Natural Gas | Building Automation System | A | Original Unit Summer Peak Savings (kW) | Achievable Technical Potential | 0 | 0 | 0 | 0 | 0 | 0 | 0 | 0 | 0 | 0 | 0 | 0 | 0 | 0 | 0 | 0 | 0 | 0 | 0 | 0 | 0 | 0
F3_Industrial_Food Products_Existing_Space Heating_Natural Gas_Building Automation System_A_Achievable Technical Potential | F3 | Industrial | Food Products | Existing | Space Heating | Natural Gas | Building Automation System | A | Original Unit Winter Peak Savings (kW) | Achievable Technical Potential | 0 | 0 | 0 | 0 | 0 | 0 | 0 | 0 | 0 | 0 | 0 | 0 | 0 | 0 | 0 | 0 | 0 | 0 | 0 | 0 | 0 | 0
F4_Industrial_Food Products_Existing_Space Heating_Natural Gas_Building Automation System_A_Achievable Technical Potential | F4 | Industrial | Food Products | Existing | Space Heating | Natural Gas | Building Automation System | A | Standalone Impact on Baseline Energy (%) | Achievable Technical Potential | 0% | 0% | 0.01308% | 0.03945% | 0.08656% | 0.1636% | 0.2811% | 0.4501% | 0.6813% | 0.9827% | 1.358% | 1.804% | 2.309% | 2.854% | 3.41% | 3.946% | 4.435% | 4.86% | 5.21% | 5.485% | 5.699% | 5.875%
F5_Industrial_Food Products_Existing_Space Heating_Natural Gas_Building Automation System_A_Achievable Technical Potential | F5 | Industrial | Food Products | Existing | Space Heating | Natural Gas | Building Automation System | A | Standalone Impact on Baseline Summer Peak (%) | Achievable Technical Potential | bar: 2019 to 2040
F6_Industrial_Food Products_Existing_Space Heating_Natural Gas_Building Automation System_A_Achievable Technical Potential | F6 | Industrial | Food Products | Existing | Space Heating | Natural Gas | Building Automation System | A | Standalone Impact on Baseline Winter Peak (%) | Achievable Technical Potential | bar: 2019 to 2040
F7_Industrial_Food Products_Existing_Space Heating_Natural Gas_Building Automation System_A_Achievable Technical Potential | F7 | Industrial | Food Products | Existing | Space Heating | Natural Gas | Building Automation System | A | Incremental Energy Savings (MWh or mTherms) | Achievable Technical Potential | 0 | 0 | 0.053695 | 0.10523 | 0.18319 | 0.29215 | 0.43479 | 0.61059 | 0.81447 | 1.0355 | 1.2561 | 1.4529 | 1.5991 | 1.6689 | 1.6444 | 1.5211 | 1.3125 | 1.0652 | 0.79954 | 0.54334 | 0.34077 | 0.21818
F8_Industrial_Food Products_Existing_Space Heating_Natural Gas_Building Automation System_A_Achievable Technical Potential | F8 | Industrial | Food Products | Existing | Space Heating | Natural Gas | Building Automation System | A | Incremental Summer Peak Savings (MW) | Achievable Technical Potential | 0 | 0 | 0 | 0 | 0 | 0 | 0 | 0 | 0 | 0 | 0 | 0 | 0 | 0 | 0 | 0 | 0 | 0 | 0 | 0 | 0 | 0
F9_Industrial_Food Products_Existing_Space Heating_Natural Gas_Building Automation System_A_Achievable Technical Potential | F9 | Industrial | Food Products | Existing | Space Heating | Natural Gas | Building Automation System | A | Incremental Winter Peak Savings (MW) | Achievable Technical Potential | 0 | 0 | 0 | 0 | 0 | 0 | 0 | 0 | 0 | 0 | 0 | 0 | 0 | 0 | 0 | 0 | 0 | 0 | 0 | 0 | 0 | 0
F10_Industrial_Food Products_Existing_Space Heating_Natural Gas_Building Automation System_A_Achievable Technical Potential | F10 | Industrial | Food Products | Existing | Space Heating | Natural Gas | Building Automation System | A | Cumulative Energy Savings (MWh or mTherms) | Achievable Technical Potential | 0 | 0 | 0.053695 | 0.1588 | 0.34161 | 0.63296 | 1.0663 | 1.6745 | 2.4853 | 3.5155 | 4.7645 | 6.2083 | 7.7962 | 9.452 | 11.0813 | 12.5856 | 13.8802 | 14.9268 | 15.7076 | 16.2323 | 16.555 | 16.7558
F11_Industrial_Food Products_Existing_Space Heating_Natural Gas_Building Automation System_A_Achievable Technical Potential | F11 | Industrial | Food Products | Existing | Space Heating | Natural Gas | Building Automation System | A | Cumulative Summer Peak Savings (MW) | Achievable Technical Potential | 0 | 0 | 0 | 0 | 0 | 0 | 0 | 0 | 0 | 0 | 0 | 0 | 0 | 0 | 0 | 0 | 0 | 0 | 0 | 0 | 0 | 0
F12_Industrial_Food Products_Existing_Space Heating_Natural Gas_Building Automation System_A_Achievable Technical Potential | F12 | Industrial | Food Products | Existing | Space Heating | Natural Gas | Building Automation System | A | Cumulative Winter Peak Savings (MW) | Achievable Technical Potential | 0 | 0 | 0 | 0 | 0 | 0 | 0 | 0 | 0 | 0 | 0 | 0 | 0 | 0 | 0 | 0 | 0 | 0 | 0 | 0 | 0 | 0
F13_Industrial_Food Products_Existing_Space Heating_Natural Gas_Building Automation System_A_Achievable Technical Potential | F13 | Industrial | Food Products | Existing | Space Heating | Natural Gas | Building Automation System | A | Purchases (Incremental) | Achievable Technical Potential | 0 | 0 | 3436.6546 | 6751.205 | 11780.3966 | 18832.043 | 28091.5763 | 39539.465 | 52857.2113 | 67340.6221 | 81852.7306 | 94859.61 | 104591.3812 | 109347.166 | 107910.5091 | 99969.994 | 86380.5357 | 70204.0977 | 52759.8747 | 35896.3073 | 22538.3424 | 14445.4893
F14_Industrial_Food Products_Existing_Space Heating_Natural Gas_Building Automation System_A_Achievable Technical Potential | F14 | Industrial | Food Products | Existing | Space Heating | Natural Gas | Building Automation System | A | Purchases (Cumulative) | Achievable Technical Potential | 0 | 0 | 3436.6546 | 10187.8597 | 21968.2563 | 40800.2993 | 68891.8756 | 108431.3405 | 161288.5518 | 228629.1739 | 310481.9045 | 405341.5145 | 509932.8956 | 619280.0616 | 727190.5707 | 827160.5647 | 913541.1004 | 983745.1982 | 1036505.0728 | 1072401.3801 | 1094939.7225 | 1109385.2118
F1_Industrial_Food Products_Existing_Space Heating_Natural Gas_Steam System Efficiency Improvements_A_Achievable Technical Potential | F1 | Industrial | Food Products | Existing | Space Heating | Natural Gas | Steam System Efficiency Improvements | A | Original Unit Energy Savings (kWh or therms) | Achievable Technical Potential | 0 | 0 | 0.13953 | 0.13917 | 0.13883 | 0.1385 | 0.13817 | 0.13785 | 0.13755 | 0.13725 | 0.13697 | 0.13669 | 0.13643 | 0.13618 | 0.13594 | 0.13572 | 0.13551 | 0.13531 | 0.13512 | 0.13495 | 0.1348 | 0.13466
F2_Industrial_Food Products_Existing_Space Heating_Natural Gas_Steam System Efficiency Improvements_A_Achievable Technical Potential | F2 | Industrial | Food Products | Existing | Space Heating | Natural Gas | Steam System Efficiency Improvements | A | Original Unit Summer Peak Savings (kW) | Achievable Technical Potential | 0 | 0 | 0 | 0 | 0 | 0 | 0 | 0 | 0 | 0 | 0 | 0 | 0 | 0 | 0 | 0 | 0 | 0 | 0 | 0 | 0 | 0
F3_Industrial_Food Products_Existing_Space Heating_Natural Gas_Steam System Efficiency Improvements_A_Achievable Technical Potential | F3 | Industrial | Food Products | Existing | Space Heating | Natural Gas | Steam System Efficiency Improvements | A | Original Unit Winter Peak Savings (kW) | Achievable Technical Potential | 0 | 0 | 0 | 0 | 0 | 0 | 0 | 0 | 0 | 0 | 0 | 0 | 0 | 0 | 0 | 0 | 0 | 0 | 0 | 0 | 0 | 0
F4_Industrial_Food Products_Existing_Space Heating_Natural Gas_Steam System Efficiency Improvements_A_Achievable Technical Potential | F4 | Industrial | Food Products | Existing | Space Heating | Natural Gas | Steam System Efficiency Improvements | A | Standalone Impact on Baseline Energy (%) | Achievable Technical Potential | 0% | 0% | 0.0008277% | 0.002496% | 0.005477% | 0.01035% | 0.01778% | 0.02848% | 0.0431% | 0.06217% | 0.0859% | 0.1141% | 0.146% | 0.1804% | 0.2156% | 0.2495% | 0.2803% | 0.3071% | 0.3292% | 0.3466% | 0.3601% | 0.3712%
F5_Industrial_Food Products_Existing_Space Heating_Natural Gas_Steam System Efficiency Improvements_A_Achievable Technical Potential | F5 | Industrial | Food Products | Existing | Space Heating | Natural Gas | Steam System Efficiency Improvements | A | Standalone Impact on Baseline Summer Peak (%) | Achievable Technical Potential | bar: 2019 to 2040
F6_Industrial_Food Products_Existing_Space Heating_Natural Gas_Steam System Efficiency Improvements_A_Achievable Technical Potential | F6 | Industrial | Food Products | Existing | Space Heating | Natural Gas | Steam System Efficiency Improvements | A | Standalone Impact on Baseline Winter Peak (%) | Achievable Technical Potential | bar: 2019 to 2040
F7_Industrial_Food Products_Existing_Space Heating_Natural Gas_Steam System Efficiency Improvements_A_Achievable Technical Potential | F7 | Industrial | Food Products | Existing | Space Heating | Natural Gas | Steam System Efficiency Improvements | A | Incremental Energy Savings (MWh or mTherms) | Achievable Technical Potential | 0 | 0 | 0.0033983 | 0.006659 | 0.011591 | 0.018484 | 0.027508 | 0.038629 | 0.051526 | 0.065503 | 0.079453 | 0.091895 | 0.10113 | 0.10553 | 0.10397 | 0.096156 | 0.082956 | 0.067322 | 0.050525 | 0.034333 | 0.021532 | 0.013786
F8_Industrial_Food Products_Existing_Space Heating_Natural Gas_Steam System Efficiency Improvements_A_Achievable Technical Potential | F8 | Industrial | Food Products | Existing | Space Heating | Natural Gas | Steam System Efficiency Improvements | A | Incremental Summer Peak Savings (MW) | Achievable Technical Potential | 0 | 0 | 0 | 0 | 0 | 0 | 0 | 0 | 0 | 0 | 0 | 0 | 0 | 0 | 0 | 0 | 0 | 0 | 0 | 0 | 0 | 0
F9_Industrial_Food Products_Existing_Space Heating_Natural Gas_Steam System Efficiency Improvements_A_Achievable Technical Potential | F9 | Industrial | Food Products | Existing | Space Heating | Natural Gas | Steam System Efficiency Improvements | A | Incremental Winter Peak Savings (MW) | Achievable Technical Potential | 0 | 0 | 0 | 0 | 0 | 0 | 0 | 0 | 0 | 0 | 0 | 0 | 0 | 0 | 0 | 0 | 0 | 0 | 0 | 0 | 0 | 0
F10_Industrial_Food Products_Existing_Space Heating_Natural Gas_Steam System Efficiency Improvements_A_Achievable Technical Potential | F10 | Industrial | Food Products | Existing | Space Heating | Natural Gas | Steam System Efficiency Improvements | A | Cumulative Energy Savings (MWh or mTherms) | Achievable Technical Potential | 0 | 0 | 0.0033983 | 0.010049 | 0.021615 | 0.040047 | 0.067461 | 0.10594 | 0.15723 | 0.22239 | 0.30138 | 0.39267 | 0.49305 | 0.59768 | 0.7006 | 0.7956 | 0.87732 | 0.94336 | 0.9926 | 1.0257 | 1.046 | 1.0587
F11_Industrial_Food Products_Existing_Space Heating_Natural Gas_Steam System Efficiency Improvements_A_Achievable Technical Potential | F11 | Industrial | Food Products | Existing | Space Heating | Natural Gas | Steam System Efficiency Improvements | A | Cumulative Summer Peak Savings (MW) | Achievable Technical Potential | 0 | 0 | 0 | 0 | 0 | 0 | 0 | 0 | 0 | 0 | 0 | 0 | 0 | 0 | 0 | 0 | 0 | 0 | 0 | 0 | 0 | 0
F12_Industrial_Food Products_Existing_Space Heating_Natural Gas_Steam System Efficiency Improvements_A_Achievable Technical Potential | F12 | Industrial | Food Products | Existing | Space Heating | Natural Gas | Steam System Efficiency Improvements | A | Cumulative Winter Peak Savings (MW) | Achievable Technical Potential | 0 | 0 | 0 | 0 | 0 | 0 | 0 | 0 | 0 | 0 | 0 | 0 | 0 | 0 | 0 | 0 | 0 | 0 | 0 | 0 | 0 | 0
F13_Industrial_Food Products_Existing_Space Heating_Natural Gas_Steam System Efficiency Improvements_A_Achievable Technical Potential | F13 | Industrial | Food Products | Existing | Space Heating | Natural Gas | Steam System Efficiency Improvements | A | Purchases (Incremental) | Achievable Technical Potential | 0 | 0 | 24.356 | 47.8466 | 83.4891 | 133.465 | 199.0884 | 280.221 | 374.6055 | 477.2512 | 580.1003 | 672.2817 | 741.2519 | 774.9567 | 764.775 | 708.4996 | 612.1894 | 497.545 | 373.9157 | 254.4015 | 159.732 | 102.3769
F14_Industrial_Food Products_Existing_Space Heating_Natural Gas_Steam System Efficiency Improvements_A_Achievable Technical Potential | F14 | Industrial | Food Products | Existing | Space Heating | Natural Gas | Steam System Efficiency Improvements | A | Purchases (Cumulative) | Achievable Technical Potential | 0 | 0 | 24.356 | 72.2026 | 155.6917 | 289.1567 | 488.2451 | 768.4662 | 1143.0717 | 1620.3229 | 2200.4232 | 2872.7049 | 3613.9568 | 4388.9135 | 5153.6885 | 5862.1881 | 6474.3775 | 6971.9225 | 7345.8382 | 7600.2398 | 7759.9717 | 7862.3487
F1_Industrial_Food Products_Existing_Process_Natural Gas_Steam System Efficiency Improvements_A_Achievable Technical Potential | F1 | Industrial | Food Products | Existing | Process | Natural Gas | Steam System Efficiency Improvements | A | Original Unit Energy Savings (kWh or therms) | Achievable Technical Potential | 0 | 0 | 5.0908 | 5.0908 | 5.0908 | 5.0908 | 5.0908 | 5.0908 | 5.0908 | 5.0908 | 5.0908 | 5.0908 | 5.0908 | 5.0908 | 5.0908 | 5.0908 | 5.0908 | 5.0908 | 5.0908 | 5.0908 | 5.0908 | 5.0908
F2_Industrial_Food Products_Existing_Process_Natural Gas_Steam System Efficiency Improvements_A_Achievable Technical Potential | F2 | Industrial | Food Products | Existing | Process | Natural Gas | Steam System Efficiency Improvements | A | Original Unit Summer Peak Savings (kW) | Achievable Technical Potential | 0 | 0 | 0 | 0 | 0 | 0 | 0 | 0 | 0 | 0 | 0 | 0 | 0 | 0 | 0 | 0 | 0 | 0 | 0 | 0 | 0 | 0
F3_Industrial_Food Products_Existing_Process_Natural Gas_Steam System Efficiency Improvements_A_Achievable Technical Potential | F3 | Industrial | Food Products | Existing | Process | Natural Gas | Steam System Efficiency Improvements | A | Original Unit Winter Peak Savings (kW) | Achievable Technical Potential | 0 | 0 | 0 | 0 | 0 | 0 | 0 | 0 | 0 | 0 | 0 | 0 | 0 | 0 | 0 | 0 | 0 | 0 | 0 | 0 | 0 | 0
F4_Industrial_Food Products_Existing_Process_Natural Gas_Steam System Efficiency Improvements_A_Achievable Technical Potential | F4 | Industrial | Food Products | Existing | Process | Natural Gas | Steam System Efficiency Improvements | A | Standalone Impact on Baseline Energy (%) | Achievable Technical Potential | 0% | 0% | 0.0001185% | 0.0003574% | 0.0007841% | 0.001482% | 0.002546% | 0.004077% | 0.006172% | 0.008902% | 0.0123% | 0.01634% | 0.02092% | 0.02585% | 0.03089% | 0.03575% | 0.04017% | 0.04402% | 0.04719% | 0.04969% | 0.05162% | 0.05322%
F5_Industrial_Food Products_Existing_Process_Natural Gas_Steam System Efficiency Improvements_A_Achievable Technical Potential | F5 | Industrial | Food Products | Existing | Process | Natural Gas | Steam System Efficiency Improvements | A | Standalone Impact on Baseline Summer Peak (%) | Achievable Technical Potential | bar: 2019 to 2040
F6_Industrial_Food Products_Existing_Process_Natural Gas_Steam System Efficiency Improvements_A_Achievable Technical Potential | F6 | Industrial | Food Products | Existing | Process | Natural Gas | Steam System Efficiency Improvements | A | Standalone Impact on Baseline Winter Peak (%) | Achievable Technical Potential | bar: 2019 to 2040
F7_Industrial_Food Products_Existing_Process_Natural Gas_Steam System Efficiency Improvements_A_Achievable Technical Potential | F7 | Industrial | Food Products | Existing | Process | Natural Gas | Steam System Efficiency Improvements | A | Incremental Energy Savings (MWh or mTherms) | Achievable Technical Potential | 0 | 0 | 0.007623 | 0.014975 | 0.026131 | 0.041772 | 0.062312 | 0.087705 | 0.11725 | 0.14937 | 0.18156 | 0.21041 | 0.232 | 0.24255 | 0.23936 | 0.22175 | 0.19161 | 0.15572 | 0.11703 | 0.079624 | 0.049994 | 0.032042
F8_Industrial_Food Products_Existing_Process_Natural Gas_Steam System Efficiency Improvements_A_Achievable Technical Potential | F8 | Industrial | Food Products | Existing | Process | Natural Gas | Steam System Efficiency Improvements | A | Incremental Summer Peak Savings (MW) | Achievable Technical Potential | 0 | 0 | 0 | 0 | 0 | 0 | 0 | 0 | 0 | 0 | 0 | 0 | 0 | 0 | 0 | 0 | 0 | 0 | 0 | 0 | 0 | 0
F9_Industrial_Food Products_Existing_Process_Natural Gas_Steam System Efficiency Improvements_A_Achievable Technical Potential | F9 | Industrial | Food Products | Existing | Process | Natural Gas | Steam System Efficiency Improvements | A | Incremental Winter Peak Savings (MW) | Achievable Technical Potential | 0 | 0 | 0 | 0 | 0 | 0 | 0 | 0 | 0 | 0 | 0 | 0 | 0 | 0 | 0 | 0 | 0 | 0 | 0 | 0 | 0 | 0
F10_Industrial_Food Products_Existing_Process_Natural Gas_Steam System Efficiency Improvements_A_Achievable Technical Potential | F10 | Industrial | Food Products | Existing | Process | Natural Gas | Steam System Efficiency Improvements | A | Cumulative Energy Savings (MWh or mTherms) | Achievable Technical Potential | 0 | 0 | 0.007623 | 0.022598 | 0.048729 | 0.090501 | 0.15281 | 0.24052 | 0.35776 | 0.50714 | 0.6887 | 0.89911 | 1.1311 | 1.3737 | 1.613 | 1.8348 | 2.0264 | 2.1821 | 2.2991 | 2.3788 | 2.4287 | 2.4608
F11_Industrial_Food Products_Existing_Process_Natural Gas_Steam System Efficiency Improvements_A_Achievable Technical Potential | F11 | Industrial | Food Products | Existing | Process | Natural Gas | Steam System Efficiency Improvements | A | Cumulative Summer Peak Savings (MW) | Achievable Technical Potential | 0 | 0 | 0 | 0 | 0 | 0 | 0 | 0 | 0 | 0 | 0 | 0 | 0 | 0 | 0 | 0 | 0 | 0 | 0 | 0 | 0 | 0
F12_Industrial_Food Products_Existing_Process_Natural Gas_Steam System Efficiency Improvements_A_Achievable Technical Potential | F12 | Industrial | Food Products | Existing | Process | Natural Gas | Steam System Efficiency Improvements | A | Cumulative Winter Peak Savings (MW) | Achievable Technical Potential | 0 | 0 | 0 | 0 | 0 | 0 | 0 | 0 | 0 | 0 | 0 | 0 | 0 | 0 | 0 | 0 | 0 | 0 | 0 | 0 | 0 | 0
F13_Industrial_Food Products_Existing_Process_Natural Gas_Steam System Efficiency Improvements_A_Achievable Technical Potential | F13 | Industrial | Food Products | Existing | Process | Natural Gas | Steam System Efficiency Improvements | A | Purchases (Incremental) | Achievable Technical Potential | 0 | 0 | 1.4974 | 2.9416 | 5.1329 | 8.2054 | 12.24 | 17.228 | 23.0308 | 29.3414 | 35.6646 | 41.3319 | 45.5722 | 47.6444 | 47.0184 | 43.5586 | 37.6374 | 30.5891 | 22.9884 | 15.6406 | 9.8203 | 6.2941
F14_Industrial_Food Products_Existing_Process_Natural Gas_Steam System Efficiency Improvements_A_Achievable Technical Potential | F14 | Industrial | Food Products | Existing | Process | Natural Gas | Steam System Efficiency Improvements | A | Purchases (Cumulative) | Achievable Technical Potential | 0 | 0 | 1.4974 | 4.439 | 9.5719 | 17.7774 | 30.0173 | 47.2453 | 70.2761 | 99.6175 | 135.2821 | 176.614 | 222.1863 | 269.8306 | 316.849 | 360.4076 | 398.0451 | 428.6342 | 451.6225 | 467.2631 | 477.0835 | 483.3776
F1_Industrial_Food Products_Existing_Space Heating_Natural Gas_Strategic Energy Management_A_Achievable Technical Potential | F1 | Industrial | Food Products | Existing | Space Heating | Natural Gas | Strategic Energy Management | A | Original Unit Energy Savings (kWh or therms) | Achievable Technical Potential | 0 | 0 | 7.9291 | 7.9102 | 7.8914 | 7.8729 | 7.8547 | 7.8369 | 7.8197 | 7.8032 | 7.7875 | 7.7727 | 7.7588 | 7.7457 | 7.7333 | 7.7216 | 7.7106 | 7.7003 | 7.6906 | 7.6815 | 7.6729 | 7.6649
F2_Industrial_Food Products_Existing_Space Heating_Natural Gas_Strategic Energy Management_A_Achievable Technical Potential | F2 | Industrial | Food Products | Existing | Space Heating | Natural Gas | Strategic Energy Management | A | Original Unit Summer Peak Savings (kW) | Achievable Technical Potential | 0 | 0 | 0 | 0 | 0 | 0 | 0 | 0 | 0 | 0 | 0 | 0 | 0 | 0 | 0 | 0 | 0 | 0 | 0 | 0 | 0 | 0
F3_Industrial_Food Products_Existing_Space Heating_Natural Gas_Strategic Energy Management_A_Achievable Technical Potential | F3 | Industrial | Food Products | Existing | Space Heating | Natural Gas | Strategic Energy Management | A | Original Unit Winter Peak Savings (kW) | Achievable Technical Potential | 0 | 0 | 0 | 0 | 0 | 0 | 0 | 0 | 0 | 0 | 0 | 0 | 0 | 0 | 0 | 0 | 0 | 0 | 0 | 0 | 0 | 0
F4_Industrial_Food Products_Existing_Space Heating_Natural Gas_Strategic Energy Management_A_Achievable Technical Potential | F4 | Industrial | Food Products | Existing | Space Heating | Natural Gas | Strategic Energy Management | A | Standalone Impact on Baseline Energy (%) | Achievable Technical Potential | 0% | 0% | 0.08224% | 0.1659% | 0.2511% | 0.3377% | 0.4259% | 0.5156% | 0.6069% | 0.6997% | 0.7943% | 0.8904% | 0.9883% | 1.088% | 1.189% | 1.292% | 1.397% | 1.504% | 1.613% | 1.723% | 1.836% | 1.95%
F5_Industrial_Food Products_Existing_Space Heating_Natural Gas_Strategic Energy Management_A_Achievable Technical Potential | F5 | Industrial | Food Products | Existing | Space Heating | Natural Gas | Strategic Energy Management | A | Standalone Impact on Baseline Summer Peak (%) | Achievable Technical Potential | bar: 2019 to 2040
F6_Industrial_Food Products_Existing_Space Heating_Natural Gas_Strategic Energy Management_A_Achievable Technical Potential | F6 | Industrial | Food Products | Existing | Space Heating | Natural Gas | Strategic Energy Management | A | Standalone Impact on Baseline Winter Peak (%) | Achievable Technical Potential | bar: 2019 to 2040
F7_Industrial_Food Products_Existing_Space Heating_Natural Gas_Strategic Energy Management_A_Achievable Technical Potential | F7 | Industrial | Food Products | Existing | Space Heating | Natural Gas | Strategic Energy Management | A | Incremental Energy Savings (MWh or mTherms) | Achievable Technical Potential | 0 | 0 | 0.33764 | 0.33103 | 0.32455 | 0.3182 | 0.31199 | 0.30592 | 0.29999 | 0.29419 | 0.28854 | 0.28302 | 0.27765 | 0.2724 | 0.26727 | 0.26227 | 0.25738 | 0.2526 | 0.24793 | 0.24337 | 0.23891 | 0.23454
F8_Industrial_Food Products_Existing_Space Heating_Natural Gas_Strategic Energy Management_A_Achievable Technical Potential | F8 | Industrial | Food Products | Existing | Space Heating | Natural Gas | Strategic Energy Management | A | Incremental Summer Peak Savings (MW) | Achievable Technical Potential | 0 | 0 | 0 | 0 | 0 | 0 | 0 | 0 | 0 | 0 | 0 | 0 | 0 | 0 | 0 | 0 | 0 | 0 | 0 | 0 | 0 | 0
F9_Industrial_Food Products_Existing_Space Heating_Natural Gas_Strategic Energy Management_A_Achievable Technical Potential | F9 | Industrial | Food Products | Existing | Space Heating | Natural Gas | Strategic Energy Management | A | Incremental Winter Peak Savings (MW) | Achievable Technical Potential | 0 | 0 | 0 | 0 | 0 | 0 | 0 | 0 | 0 | 0 | 0 | 0 | 0 | 0 | 0 | 0 | 0 | 0 | 0 | 0 | 0 | 0
F10_Industrial_Food Products_Existing_Space Heating_Natural Gas_Strategic Energy Management_A_Achievable Technical Potential | F10 | Industrial | Food Products | Existing | Space Heating | Natural Gas | Strategic Energy Management | A | Cumulative Energy Savings (MWh or mTherms) | Achievable Technical Potential | 0 | 0 | 0.33764 | 0.66786 | 0.99082 | 1.3067 | 1.6157 | 1.9179 | 2.2137 | 2.5032 | 2.7867 | 3.0645 | 3.3366 | 3.6034 | 3.8649 | 4.1213 | 4.3728 | 4.6196 | 4.8617 | 5.0993 | 5.3325 | 5.5615
F11_Industrial_Food Products_Existing_Space Heating_Natural Gas_Strategic Energy Management_A_Achievable Technical Potential | F11 | Industrial | Food Products | Existing | Space Heating | Natural Gas | Strategic Energy Management | A | Cumulative Summer Peak Savings (MW) | Achievable Technical Potential | 0 | 0 | 0 | 0 | 0 | 0 | 0 | 0 | 0 | 0 | 0 | 0 | 0 | 0 | 0 | 0 | 0 | 0 | 0 | 0 | 0 | 0
F12_Industrial_Food Products_Existing_Space Heating_Natural Gas_Strategic Energy Management_A_Achievable Technical Potential | F12 | Industrial | Food Products | Existing | Space Heating | Natural Gas | Strategic Energy Management | A | Cumulative Winter Peak Savings (MW) | Achievable Technical Potential | 0 | 0 | 0 | 0 | 0 | 0 | 0 | 0 | 0 | 0 | 0 | 0 | 0 | 0 | 0 | 0 | 0 | 0 | 0 | 0 | 0 | 0
F13_Industrial_Food Products_Existing_Space Heating_Natural Gas_Strategic Energy Management_A_Achievable Technical Potential | F13 | Industrial | Food Products | Existing | Space Heating | Natural Gas | Strategic Energy Management | A | Purchases (Incremental) | Achievable Technical Potential | 0 | 0 | 42.5822 | 41.848 | 41.1265 | 40.4174 | 39.7206 | 39.0357 | 38.3627 | 37.7013 | 37.0513 | 36.4124 | 35.7846 | 35.1677 | 34.5613 | 33.9654 | 33.3798 | 32.8043 | 32.2387 | 31.6829 | 31.1366 | 30.5998
F14_Industrial_Food Products_Existing_Space Heating_Natural Gas_Strategic Energy Management_A_Achievable Technical Potential | F14 | Industrial | Food Products | Existing | Space Heating | Natural Gas | Strategic Energy Management | A | Purchases (Cumulative) | Achievable Technical Potential | 0 | 0 | 42.5822 | 84.4302 | 125.5567 | 165.9741 | 205.6947 | 244.7304 | 283.0931 | 320.7944 | 357.8456 | 394.2581 | 430.0427 | 465.2104 | 499.7717 | 533.7371 | 567.117 | 599.9213 | 632.16 | 663.8429 | 694.9795 | 725.5793
F1_Industrial_Food Products_Existing_Process_Natural Gas_Strategic Energy Management_A_Achievable Technical Potential | F1 | Industrial | Food Products | Existing | Process | Natural Gas | Strategic Energy Management | A | Original Unit Energy Savings (kWh or therms) | Achievable Technical Potential | 0 | 0 | 30.2077 | 30.2077 | 30.2077 | 30.2077 | 30.2077 | 30.2077 | 30.2077 | 30.2077 | 30.2077 | 30.2077 | 30.2077 | 30.2077 | 30.2077 | 30.2077 | 30.2077 | 30.2077 | 30.2077 | 30.2077 | 30.2077 | 30.2077
F2_Industrial_Food Products_Existing_Process_Natural Gas_Strategic Energy Management_A_Achievable Technical Potential | F2 | Industrial | Food Products | Existing | Process | Natural Gas | Strategic Energy Management | A | Original Unit Summer Peak Savings (kW) | Achievable Technical Potential | 0 | 0 | 0 | 0 | 0 | 0 | 0 | 0 | 0 | 0 | 0 | 0 | 0 | 0 | 0 | 0 | 0 | 0 | 0 | 0 | 0 | 0
F3_Industrial_Food Products_Existing_Process_Natural Gas_Strategic Energy Management_A_Achievable Technical Potential | F3 | Industrial | Food Products | Existing | Process | Natural Gas | Strategic Energy Management | A | Original Unit Winter Peak Savings (kW) | Achievable Technical Potential | 0 | 0 | 0 | 0 | 0 | 0 | 0 | 0 | 0 | 0 | 0 | 0 | 0 | 0 | 0 | 0 | 0 | 0 | 0 | 0 | 0 | 0
F4_Industrial_Food Products_Existing_Process_Natural Gas_Strategic Energy Management_A_Achievable Technical Potential | F4 | Industrial | Food Products | Existing | Process | Natural Gas | Strategic Energy Management | A | Standalone Impact on Baseline Energy (%) | Achievable Technical Potential | 0% | 0% | 0.08224% | 0.1659% | 0.2511% | 0.3377% | 0.4259% | 0.5156% | 0.6069% | 0.6997% | 0.7943% | 0.8904% | 0.9883% | 1.088% | 1.189% | 1.292% | 1.397% | 1.504% | 1.613% | 1.723% | 1.836% | 1.95%
F5_Industrial_Food Products_Existing_Process_Natural Gas_Strategic Energy Management_A_Achievable Technical Potential | F5 | Industrial | Food Products | Existing | Process | Natural Gas | Strategic Energy Management | A | Standalone Impact on Baseline Summer Peak (%) | Achievable Technical Potential | bar: 2019 to 2040
F6_Industrial_Food Products_Existing_Process_Natural Gas_Strategic Energy Management_A_Achievable Technical Potential | F6 | Industrial | Food Products | Existing | Process | Natural Gas | Strategic Energy Management | A | Standalone Impact on Baseline Winter Peak (%) | Achievable Technical Potential | bar: 2019 to 2040
F7_Industrial_Food Products_Existing_Process_Natural Gas_Strategic Energy Management_A_Achievable Technical Potential | F7 | Industrial | Food Products | Existing | Process | Natural Gas | Strategic Energy Management | A | Incremental Energy Savings (MWh or mTherms) | Achievable Technical Potential | 0 | 0 | 5.2917 | 5.2004 | 5.1108 | 5.0227 | 4.9361 | 4.851 | 4.7673 | 4.6851 | 4.6044 | 4.525 | 4.447 | 4.3703 | 4.2949 | 4.2209 | 4.1481 | 4.0766 | 4.0063 | 3.9372 | 3.8693 | 3.8026
F8_Industrial_Food Products_Existing_Process_Natural Gas_Strategic Energy Management_A_Achievable Technical Potential | F8 | Industrial | Food Products | Existing | Process | Natural Gas | Strategic Energy Management | A | Incremental Summer Peak Savings (MW) | Achievable Technical Potential | 0 | 0 | 0 | 0 | 0 | 0 | 0 | 0 | 0 | 0 | 0 | 0 | 0 | 0 | 0 | 0 | 0 | 0 | 0 | 0 | 0 | 0
F9_Industrial_Food Products_Existing_Process_Natural Gas_Strategic Energy Management_A_Achievable Technical Potential | F9 | Industrial | Food Products | Existing | Process | Natural Gas | Strategic Energy Management | A | Incremental Winter Peak Savings (MW) | Achievable Technical Potential | 0 | 0 | 0 | 0 | 0 | 0 | 0 | 0 | 0 | 0 | 0 | 0 | 0 | 0 | 0 | 0 | 0 | 0 | 0 | 0 | 0 | 0
F10_Industrial_Food Products_Existing_Process_Natural Gas_Strategic Energy Management_A_Achievable Technical Potential | F10 | Industrial | Food Products | Existing | Process | Natural Gas | Strategic Energy Management | A | Cumulative Energy Savings (MWh or mTherms) | Achievable Technical Potential | 0 | 0 | 5.2917 | 10.4921 | 15.6029 | 20.6256 | 25.5617 | 30.4126 | 35.18 | 39.8651 | 44.4694 | 48.9944 | 53.4414 | 57.8116 | 62.1066 | 66.3275 | 70.4756 | 74.5522 | 78.5585 | 82.4957 | 86.365 | 90.1677
F11_Industrial_Food Products_Existing_Process_Natural Gas_Strategic Energy Management_A_Achievable Technical Potential | F11 | Industrial | Food Products | Existing | Process | Natural Gas | Strategic Energy Management | A | Cumulative Summer Peak Savings (MW) | Achievable Technical Potential | 0 | 0 | 0 | 0 | 0 | 0 | 0 | 0 | 0 | 0 | 0 | 0 | 0 | 0 | 0 | 0 | 0 | 0 | 0 | 0 | 0 | 0
F12_Industrial_Food Products_Existing_Process_Natural Gas_Strategic Energy Management_A_Achievable Technical Potential | F12 | Industrial | Food Products | Existing | Process | Natural Gas | Strategic Energy Management | A | Cumulative Winter Peak Savings (MW) | Achievable Technical Potential | 0 | 0 | 0 | 0 | 0 | 0 | 0 | 0 | 0 | 0 | 0 | 0 | 0 | 0 | 0 | 0 | 0 | 0 | 0 | 0 | 0 | 0
F13_Industrial_Food Products_Existing_Process_Natural Gas_Strategic Energy Management_A_Achievable Technical Potential | F13 | Industrial | Food Products | Existing | Process | Natural Gas | Strategic Energy Management | A | Purchases (Incremental) | Achievable Technical Potential | 0 | 0 | 175.1766 | 172.1563 | 169.1881 | 166.271 | 163.4043 | 160.587 | 157.8182 | 155.0972 | 152.4231 | 149.7952 | 147.2125 | 144.6743 | 142.18 | 139.7286 | 137.3195 | 134.9519 | 132.6251 | 130.3385 | 128.0913 | 125.8828
F14_Industrial_Food Products_Existing_Process_Natural Gas_Strategic Energy Management_A_Achievable Technical Potential | F14 | Industrial | Food Products | Existing | Process | Natural Gas | Strategic Energy Management | A | Purchases (Cumulative) | Achievable Technical Potential | 0 | 0 | 175.1766 | 347.3329 | 516.5209 | 682.792 | 846.1963 | 1006.7833 | 1164.6015 | 1319.6988 | 1472.1219 | 1621.9171 | 1769.1296 | 1913.8039 | 2055.9839 | 2195.7124 | 2333.0319 | 2467.9838 | 2600.6089 | 2730.9474 | 2859.0387 | 2984.9215
F1_Industrial_Food Products_Existing_Miscellaneous_Natural Gas_Strategic Energy Management_A_Achievable Technical Potential | F1 | Industrial | Food Products | Existing | Miscellaneous | Natural Gas | Strategic Energy Management | A | Original Unit Energy Savings (kWh or therms) | Achievable Technical Potential | 0 | 0 | 2.7925 | 2.7925 | 2.7925 | 2.7925 | 2.7925 | 2.7925 | 2.7925 | 2.7925 | 2.7925 | 2.7925 | 2.7925 | 2.7925 | 2.7925 | 2.7925 | 2.7925 | 2.7925 | 2.7925 | 2.7925 | 2.7925 | 2.7925
F2_Industrial_Food Products_Existing_Miscellaneous_Natural Gas_Strategic Energy Management_A_Achievable Technical Potential | F2 | Industrial | Food Products | Existing | Miscellaneous | Natural Gas | Strategic Energy Management | A | Original Unit Summer Peak Savings (kW) | Achievable Technical Potential | 0 | 0 | 0 | 0 | 0 | 0 | 0 | 0 | 0 | 0 | 0 | 0 | 0 | 0 | 0 | 0 | 0 | 0 | 0 | 0 | 0 | 0
F3_Industrial_Food Products_Existing_Miscellaneous_Natural Gas_Strategic Energy Management_A_Achievable Technical Potential | F3 | Industrial | Food Products | Existing | Miscellaneous | Natural Gas | Strategic Energy Management | A | Original Unit Winter Peak Savings (kW) | Achievable Technical Potential | 0 | 0 | 0 | 0 | 0 | 0 | 0 | 0 | 0 | 0 | 0 | 0 | 0 | 0 | 0 | 0 | 0 | 0 | 0 | 0 | 0 | 0
F4_Industrial_Food Products_Existing_Miscellaneous_Natural Gas_Strategic Energy Management_A_Achievable Technical Potential | F4 | Industrial | Food Products | Existing | Miscellaneous | Natural Gas | Strategic Energy Management | A | Standalone Impact on Baseline Energy (%) | Achievable Technical Potential | 0% | 0% | 0.08224% | 0.1659% | 0.2511% | 0.3377% | 0.4259% | 0.5156% | 0.6069% | 0.6997% | 0.7943% | 0.8904% | 0.9883% | 1.088% | 1.189% | 1.292% | 1.397% | 1.504% | 1.613% | 1.723% | 1.836% | 1.95%
F5_Industrial_Food Products_Existing_Miscellaneous_Natural Gas_Strategic Energy Management_A_Achievable Technical Potential | F5 | Industrial | Food Products | Existing | Miscellaneous | Natural Gas | Strategic Energy Management | A | Standalone Impact on Baseline Summer Peak (%) | Achievable Technical Potential | bar: 2019 to 2040
F6_Industrial_Food Products_Existing_Miscellaneous_Natural Gas_Strategic Energy Management_A_Achievable Technical Potential | F6 | Industrial | Food Products | Existing | Miscellaneous | Natural Gas | Strategic Energy Management | A | Standalone Impact on Baseline Winter Peak (%) | Achievable Technical Potential | bar: 2019 to 2040
F7_Industrial_Food Products_Existing_Miscellaneous_Natural Gas_Strategic Energy Management_A_Achievable Technical Potential | F7 | Industrial | Food Products | Existing | Miscellaneous | Natural Gas | Strategic Energy Management | A | Incremental Energy Savings (MWh or mTherms) | Achievable Technical Potential | 0 | 0 | 0.12229 | 0.12019 | 0.11811 | 0.11608 | 0.11408 | 0.11211 | 0.11018 | 0.10828 | 0.10641 | 0.10458 | 0.10277 | 0.101 | 0.099259 | 0.097548 | 0.095866 | 0.094213 | 0.092589 | 0.090992 | 0.089423 | 0.087882
F8_Industrial_Food Products_Existing_Miscellaneous_Natural Gas_Strategic Energy Management_A_Achievable Technical Potential | F8 | Industrial | Food Products | Existing | Miscellaneous | Natural Gas | Strategic Energy Management | A | Incremental Summer Peak Savings (MW) | Achievable Technical Potential | 0 | 0 | 0 | 0 | 0 | 0 | 0 | 0 | 0 | 0 | 0 | 0 | 0 | 0 | 0 | 0 | 0 | 0 | 0 | 0 | 0 | 0
F9_Industrial_Food Products_Existing_Miscellaneous_Natural Gas_Strategic Energy Management_A_Achievable Technical Potential | F9 | Industrial | Food Products | Existing | Miscellaneous | Natural Gas | Strategic Energy Management | A | Incremental Winter Peak Savings (MW) | Achievable Technical Potential | 0 | 0 | 0 | 0 | 0 | 0 | 0 | 0 | 0 | 0 | 0 | 0 | 0 | 0 | 0 | 0 | 0 | 0 | 0 | 0 | 0 | 0
F10_Industrial_Food Products_Existing_Miscellaneous_Natural Gas_Strategic Energy Management_A_Achievable Technical Potential | F10 | Industrial | Food Products | Existing | Miscellaneous | Natural Gas | Strategic Energy Management | A | Cumulative Energy Savings (MWh or mTherms) | Achievable Technical Potential | 0 | 0 | 0.12229 | 0.24248 | 0.36059 | 0.47667 | 0.59075 | 0.70286 | 0.81303 | 0.92131 | 1.0277 | 1.1323 | 1.2351 | 1.3361 | 1.4353 | 1.5329 | 1.6287 | 1.723 | 1.8155 | 1.9065 | 1.996 | 2.0838
F11_Industrial_Food Products_Existing_Miscellaneous_Natural Gas_Strategic Energy Management_A_Achievable Technical Potential | F11 | Industrial | Food Products | Existing | Miscellaneous | Natural Gas | Strategic Energy Management | A | Cumulative Summer Peak Savings (MW) | Achievable Technical Potential | 0 | 0 | 0 | 0 | 0 | 0 | 0 | 0 | 0 | 0 | 0 | 0 | 0 | 0 | 0 | 0 | 0 | 0 | 0 | 0 | 0 | 0
F12_Industrial_Food Products_Existing_Miscellaneous_Natural Gas_Strategic Energy Management_A_Achievable Technical Potential | F12 | Industrial | Food Products | Existing | Miscellaneous | Natural Gas | Strategic Energy Management | A | Cumulative Winter Peak Savings (MW) | Achievable Technical Potential | 0 | 0 | 0 | 0 | 0 | 0 | 0 | 0 | 0 | 0 | 0 | 0 | 0 | 0 | 0 | 0 | 0 | 0 | 0 | 0 | 0 | 0
F13_Industrial_Food Products_Existing_Miscellaneous_Natural Gas_Strategic Energy Management_A_Achievable Technical Potential | F13 | Industrial | Food Products | Existing | Miscellaneous | Natural Gas | Strategic Energy Management | A | Purchases (Incremental) | Achievable Technical Potential | 0 | 0 | 43.7941 | 43.0391 | 42.297 | 41.5678 | 40.8511 | 40.1467 | 39.4546 | 38.7743 | 38.1058 | 37.4488 | 36.8031 | 36.1686 | 35.545 | 34.9321 | 34.3299 | 33.738 | 33.1563 | 32.5846 | 32.0228 | 31.4707
F14_Industrial_Food Products_Existing_Miscellaneous_Natural Gas_Strategic Energy Management_A_Achievable Technical Potential | F14 | Industrial | Food Products | Existing | Miscellaneous | Natural Gas | Strategic Energy Management | A | Purchases (Cumulative) | Achievable Technical Potential | 0 | 0 | 43.7941 | 86.8332 | 129.1302 | 170.698 | 211.5491 | 251.6958 | 291.1504 | 329.9247 | 368.0305 | 405.4793 | 442.2824 | 478.451 | 513.996 | 548.9281 | 583.258 | 616.9959 | 650.1522 | 682.7369 | 714.7597 | 746.2304
F1_Industrial_Food Products_Existing_Space Heating_Natural Gas_Commissioning_A_Achievable Technical Potential | F1 | Industrial | Food Products | Existing | Space Heating | Natural Gas | Commissioning | A | Original Unit Energy Savings (kWh or therms) | Achievable Technical Potential | 0 | 0 | 10.7577 | 10.7321 | 10.7066 | 10.6814 | 10.6567 | 10.6326 | 10.6093 | 10.5869 | 10.5656 | 10.5456 | 10.5266 | 10.5088 | 10.492 | 10.4762 | 10.4613 | 10.4473 | 10.4341 | 10.4217 | 10.4101 | 10.3992
F2_Industrial_Food Products_Existing_Space Heating_Natural Gas_Commissioning_A_Achievable Technical Potential | F2 | Industrial | Food Products | Existing | Space Heating | Natural Gas | Commissioning | A | Original Unit Summer Peak Savings (kW) | Achievable Technical Potential | 0 | 0 | 0 | 0 | 0 | 0 | 0 | 0 | 0 | 0 | 0 | 0 | 0 | 0 | 0 | 0 | 0 | 0 | 0 | 0 | 0 | 0
F3_Industrial_Food Products_Existing_Space Heating_Natural Gas_Commissioning_A_Achievable Technical Potential | F3 | Industrial | Food Products | Existing | Space Heating | Natural Gas | Commissioning | A | Original Unit Winter Peak Savings (kW) | Achievable Technical Potential | 0 | 0 | 0 | 0 | 0 | 0 | 0 | 0 | 0 | 0 | 0 | 0 | 0 | 0 | 0 | 0 | 0 | 0 | 0 | 0 | 0 | 0
F4_Industrial_Food Products_Existing_Space Heating_Natural Gas_Commissioning_A_Achievable Technical Potential | F4 | Industrial | Food Products | Existing | Space Heating | Natural Gas | Commissioning | A | Standalone Impact on Baseline Energy (%) | Achievable Technical Potential | bar: 2019 to 2040
F5_Industrial_Food Products_Existing_Space Heating_Natural Gas_Commissioning_A_Achievable Technical Potential | F5 | Industrial | Food Products | Existing | Space Heating | Natural Gas | Commissioning | A | Standalone Impact on Baseline Summer Peak (%) | Achievable Technical Potential | bar: 2019 to 2040
F6_Industrial_Food Products_Existing_Space Heating_Natural Gas_Commissioning_A_Achievable Technical Potential | F6 | Industrial | Food Products | Existing | Space Heating | Natural Gas | Commissioning | A | Standalone Impact on Baseline Winter Peak (%) | Achievable Technical Potential | bar: 2019 to 2040
F7_Industrial_Food Products_Existing_Space Heating_Natural Gas_Commissioning_A_Achievable Technical Potential | F7 | Industrial | Food Products | Existing | Space Heating | Natural Gas | Commissioning | A | Incremental Energy Savings (MWh or mTherms) | Achievable Technical Potential | 0 | 0 | 0 | 0 | 0 | 0 | 0 | 0 | 0 | 0 | 0 | 0 | 0 | 0 | 0 | 0 | 0 | 0 | 0 | 0 | 0 | 0
F8_Industrial_Food Products_Existing_Space Heating_Natural Gas_Commissioning_A_Achievable Technical Potential | F8 | Industrial | Food Products | Existing | Space Heating | Natural Gas | Commissioning | A | Incremental Summer Peak Savings (MW) | Achievable Technical Potential | 0 | 0 | 0 | 0 | 0 | 0 | 0 | 0 | 0 | 0 | 0 | 0 | 0 | 0 | 0 | 0 | 0 | 0 | 0 | 0 | 0 | 0
F9_Industrial_Food Products_Existing_Space Heating_Natural Gas_Commissioning_A_Achievable Technical Potential | F9 | Industrial | Food Products | Existing | Space Heating | Natural Gas | Commissioning | A | Incremental Winter Peak Savings (MW) | Achievable Technical Potential | 0 | 0 | 0 | 0 | 0 | 0 | 0 | 0 | 0 | 0 | 0 | 0 | 0 | 0 | 0 | 0 | 0 | 0 | 0 | 0 | 0 | 0
F10_Industrial_Food Products_Existing_Space Heating_Natural Gas_Commissioning_A_Achievable Technical Potential | F10 | Industrial | Food Products | Existing | Space Heating | Natural Gas | Commissioning | A | Cumulative Energy Savings (MWh or mTherms) | Achievable Technical Potential | 0 | 0 | 0 | 0 | 0 | 0 | 0 | 0 | 0 | 0 | 0 | 0 | 0 | 0 | 0 | 0 | 0 | 0 | 0 | 0 | 0 | 0
F11_Industrial_Food Products_Existing_Space Heating_Natural Gas_Commissioning_A_Achievable Technical Potential | F11 | Industrial | Food Products | Existing | Space Heating | Natural Gas | Commissioning | A | Cumulative Summer Peak Savings (MW) | Achievable Technical Potential | 0 | 0 | 0 | 0 | 0 | 0 | 0 | 0 | 0 | 0 | 0 | 0 | 0 | 0 | 0 | 0 | 0 | 0 | 0 | 0 | 0 | 0
F12_Industrial_Food Products_Existing_Space Heating_Natural Gas_Commissioning_A_Achievable Technical Potential | F12 | Industrial | Food Products | Existing | Space Heating | Natural Gas | Commissioning | A | Cumulative Winter Peak Savings (MW) | Achievable Technical Potential | 0 | 0 | 0 | 0 | 0 | 0 | 0 | 0 | 0 | 0 | 0 | 0 | 0 | 0 | 0 | 0 | 0 | 0 | 0 | 0 | 0 | 0
F13_Industrial_Food Products_Existing_Space Heating_Natural Gas_Commissioning_A_Achievable Technical Potential | F13 | Industrial | Food Products | Existing | Space Heating | Natural Gas | Commissioning | A | Purchases (Incremental) | Achievable Technical Potential | 0 | 0 | 0 | 0 | 0 | 0 | 0 | 0 | 0 | 0 | 0 | 0 | 0 | 0 | 0 | 0 | 0 | 0 | 0 | 0 | 0 | 0
F14_Industrial_Food Products_Existing_Space Heating_Natural Gas_Commissioning_A_Achievable Technical Potential | F14 | Industrial | Food Products | Existing | Space Heating | Natural Gas | Commissioning | A | Purchases (Cumulative) | Achievable Technical Potential | 0 | 0 | 0 | 0 | 0 | 0 | 0 | 0 | 0 | 0 | 0 | 0 | 0 | 0 | 0 | 0 | 0 | 0 | 0 | 0 | 0 | 0
F1_Industrial_Food Products_Existing_Process_Natural Gas_Commissioning_A_Achievable Technical Potential | F1 | Industrial | Food Products | Existing | Process | Natural Gas | Commissioning | A | Original Unit Energy Savings (kWh or therms) | Achievable Technical Potential | 0 | 0 | 168.6012 | 168.6012 | 168.6012 | 168.6012 | 168.6012 | 168.6012 | 168.6012 | 168.6012 | 168.6012 | 168.6012 | 168.6012 | 168.6012 | 168.6012 | 168.6012 | 168.6012 | 168.6012 | 168.6012 | 168.6012 | 168.6012 | 168.6012
F2_Industrial_Food Products_Existing_Process_Natural Gas_Commissioning_A_Achievable Technical Potential | F2 | Industrial | Food Products | Existing | Process | Natural Gas | Commissioning | A | Original Unit Summer Peak Savings (kW) | Achievable Technical Potential | 0 | 0 | 0 | 0 | 0 | 0 | 0 | 0 | 0 | 0 | 0 | 0 | 0 | 0 | 0 | 0 | 0 | 0 | 0 | 0 | 0 | 0
F3_Industrial_Food Products_Existing_Process_Natural Gas_Commissioning_A_Achievable Technical Potential | F3 | Industrial | Food Products | Existing | Process | Natural Gas | Commissioning | A | Original Unit Winter Peak Savings (kW) | Achievable Technical Potential | 0 | 0 | 0 | 0 | 0 | 0 | 0 | 0 | 0 | 0 | 0 | 0 | 0 | 0 | 0 | 0 | 0 | 0 | 0 | 0 | 0 | 0
F4_Industrial_Food Products_Existing_Process_Natural Gas_Commissioning_A_Achievable Technical Potential | F4 | Industrial | Food Products | Existing | Process | Natural Gas | Commissioning | A | Standalone Impact on Baseline Energy (%) | Achievable Technical Potential | bar: 2019 to 2040
F5_Industrial_Food Products_Existing_Process_Natural Gas_Commissioning_A_Achievable Technical Potential | F5 | Industrial | Food Products | Existing | Process | Natural Gas | Commissioning | A | Standalone Impact on Baseline Summer Peak (%) | Achievable Technical Potential | bar: 2019 to 2040
F6_Industrial_Food Products_Existing_Process_Natural Gas_Commissioning_A_Achievable Technical Potential | F6 | Industrial | Food Products | Existing | Process | Natural Gas | Commissioning | A | Standalone Impact on Baseline Winter Peak (%) | Achievable Technical Potential | bar: 2019 to 2040
F7_Industrial_Food Products_Existing_Process_Natural Gas_Commissioning_A_Achievable Technical Potential | F7 | Industrial | Food Products | Existing | Process | Natural Gas | Commissioning | A | Incremental Energy Savings (MWh or mTherms) | Achievable Technical Potential | 0 | 0 | 0 | 0 | 0 | 0 | 0 | 0 | 0 | 0 | 0 | 0 | 0 | 0 | 0 | 0 | 0 | 0 | 0 | 0 | 0 | 0
F8_Industrial_Food Products_Existing_Process_Natural Gas_Commissioning_A_Achievable Technical Potential | F8 | Industrial | Food Products | Existing | Process | Natural Gas | Commissioning | A | Incremental Summer Peak Savings (MW) | Achievable Technical Potential | 0 | 0 | 0 | 0 | 0 | 0 | 0 | 0 | 0 | 0 | 0 | 0 | 0 | 0 | 0 | 0 | 0 | 0 | 0 | 0 | 0 | 0
F9_Industrial_Food Products_Existing_Process_Natural Gas_Commissioning_A_Achievable Technical Potential | F9 | Industrial | Food Products | Existing | Process | Natural Gas | Commissioning | A | Incremental Winter Peak Savings (MW) | Achievable Technical Potential | 0 | 0 | 0 | 0 | 0 | 0 | 0 | 0 | 0 | 0 | 0 | 0 | 0 | 0 | 0 | 0 | 0 | 0 | 0 | 0 | 0 | 0
F10_Industrial_Food Products_Existing_Process_Natural Gas_Commissioning_A_Achievable Technical Potential | F10 | Industrial | Food Products | Existing | Process | Natural Gas | Commissioning | A | Cumulative Energy Savings (MWh or mTherms) | Achievable Technical Potential | 0 | 0 | 0 | 0 | 0 | 0 | 0 | 0 | 0 | 0 | 0 | 0 | 0 | 0 | 0 | 0 | 0 | 0 | 0 | 0 | 0 | 0
F11_Industrial_Food Products_Existing_Process_Natural Gas_Commissioning_A_Achievable Technical Potential | F11 | Industrial | Food Products | Existing | Process | Natural Gas | Commissioning | A | Cumulative Summer Peak Savings (MW) | Achievable Technical Potential | 0 | 0 | 0 | 0 | 0 | 0 | 0 | 0 | 0 | 0 | 0 | 0 | 0 | 0 | 0 | 0 | 0 | 0 | 0 | 0 | 0 | 0
F12_Industrial_Food Products_Existing_Process_Natural Gas_Commissioning_A_Achievable Technical Potential | F12 | Industrial | Food Products | Existing | Process | Natural Gas | Commissioning | A | Cumulative Winter Peak Savings (MW) | Achievable Technical Potential | 0 | 0 | 0 | 0 | 0 | 0 | 0 | 0 | 0 | 0 | 0 | 0 | 0 | 0 | 0 | 0 | 0 | 0 | 0 | 0 | 0 | 0
F13_Industrial_Food Products_Existing_Process_Natural Gas_Commissioning_A_Achievable Technical Potential | F13 | Industrial | Food Products | Existing | Process | Natural Gas | Commissioning | A | Purchases (Incremental) | Achievable Technical Potential | 0 | 0 | 0 | 0 | 0 | 0 | 0 | 0 | 0 | 0 | 0 | 0 | 0 | 0 | 0 | 0 | 0 | 0 | 0 | 0 | 0 | 0
F14_Industrial_Food Products_Existing_Process_Natural Gas_Commissioning_A_Achievable Technical Potential | F14 | Industrial | Food Products | Existing | Process | Natural Gas | Commissioning | A | Purchases (Cumulative) | Achievable Technical Potential | 0 | 0 | 0 | 0 | 0 | 0 | 0 | 0 | 0 | 0 | 0 | 0 | 0 | 0 | 0 | 0 | 0 | 0 | 0 | 0 | 0 | 0
F1_Industrial_Food Products_Existing_Space Heating_Natural Gas_Retrocommissioning_A_Achievable Technical Potential | F1 | Industrial | Food Products | Existing | Space Heating | Natural Gas | Retrocommissioning | A | Original Unit Energy Savings (kWh or therms) | Achievable Technical Potential | 0 | 0 | 1.4942 | 1.4906 | 1.4871 | 1.4836 | 1.4801 | 1.4768 | 1.4736 | 1.4704 | 1.4675 | 1.4647 | 1.4621 | 1.4596 | 1.4573 | 1.4551 | 1.453 | 1.4511 | 1.4492 | 1.4475 | 1.4459 | 1.4444
F2_Industrial_Food Products_Existing_Space Heating_Natural Gas_Retrocommissioning_A_Achievable Technical Potential | F2 | Industrial | Food Products | Existing | Space Heating | Natural Gas | Retrocommissioning | A | Original Unit Summer Peak Savings (kW) | Achievable Technical Potential | 0 | 0 | 0 | 0 | 0 | 0 | 0 | 0 | 0 | 0 | 0 | 0 | 0 | 0 | 0 | 0 | 0 | 0 | 0 | 0 | 0 | 0
F3_Industrial_Food Products_Existing_Space Heating_Natural Gas_Retrocommissioning_A_Achievable Technical Potential | F3 | Industrial | Food Products | Existing | Space Heating | Natural Gas | Retrocommissioning | A | Original Unit Winter Peak Savings (kW) | Achievable Technical Potential | 0 | 0 | 0 | 0 | 0 | 0 | 0 | 0 | 0 | 0 | 0 | 0 | 0 | 0 | 0 | 0 | 0 | 0 | 0 | 0 | 0 | 0
F4_Industrial_Food Products_Existing_Space Heating_Natural Gas_Retrocommissioning_A_Achievable Technical Potential | F4 | Industrial | Food Products | Existing | Space Heating | Natural Gas | Retrocommissioning | A | Standalone Impact on Baseline Energy (%) | Achievable Technical Potential | 0% | 0% | 0.0124% | 0.02501% | 0.03784% | 0.0509% | 0.06419% | 0.07772% | 0.09148% | 0.1055% | 0.1197% | 0.1342% | 0.149% | 0.164% | 0.1793% | 0.1948% | 0.2106% | 0.2267% | 0.2431% | 0.2597% | 0.2767% | 0.2939%
F5_Industrial_Food Products_Existing_Space Heating_Natural Gas_Retrocommissioning_A_Achievable Technical Potential | F5 | Industrial | Food Products | Existing | Space Heating | Natural Gas | Retrocommissioning | A | Standalone Impact on Baseline Summer Peak (%) | Achievable Technical Potential | bar: 2019 to 2040
F6_Industrial_Food Products_Existing_Space Heating_Natural Gas_Retrocommissioning_A_Achievable Technical Potential | F6 | Industrial | Food Products | Existing | Space Heating | Natural Gas | Retrocommissioning | A | Standalone Impact on Baseline Winter Peak (%) | Achievable Technical Potential | bar: 2019 to 2040
F7_Industrial_Food Products_Existing_Space Heating_Natural Gas_Retrocommissioning_A_Achievable Technical Potential | F7 | Industrial | Food Products | Existing | Space Heating | Natural Gas | Retrocommissioning | A | Incremental Energy Savings (MWh or mTherms) | Achievable Technical Potential | 0 | 0 | 0.050894 | 0.049898 | 0.048921 | 0.047965 | 0.047028 | 0.046113 | 0.045219 | 0.044345 | 0.043493 | 0.042662 | 0.041851 | 0.04106 | 0.040288 | 0.039533 | 0.038796 | 0.038077 | 0.037373 | 0.036685 | 0.036012 | 0.035354
F8_Industrial_Food Products_Existing_Space Heating_Natural Gas_Retrocommissioning_A_Achievable Technical Potential | F8 | Industrial | Food Products | Existing | Space Heating | Natural Gas | Retrocommissioning | A | Incremental Summer Peak Savings (MW) | Achievable Technical Potential | 0 | 0 | 0 | 0 | 0 | 0 | 0 | 0 | 0 | 0 | 0 | 0 | 0 | 0 | 0 | 0 | 0 | 0 | 0 | 0 | 0 | 0
F9_Industrial_Food Products_Existing_Space Heating_Natural Gas_Retrocommissioning_A_Achievable Technical Potential | F9 | Industrial | Food Products | Existing | Space Heating | Natural Gas | Retrocommissioning | A | Incremental Winter Peak Savings (MW) | Achievable Technical Potential | 0 | 0 | 0 | 0 | 0 | 0 | 0 | 0 | 0 | 0 | 0 | 0 | 0 | 0 | 0 | 0 | 0 | 0 | 0 | 0 | 0 | 0
F10_Industrial_Food Products_Existing_Space Heating_Natural Gas_Retrocommissioning_A_Achievable Technical Potential | F10 | Industrial | Food Products | Existing | Space Heating | Natural Gas | Retrocommissioning | A | Cumulative Energy Savings (MWh or mTherms) | Achievable Technical Potential | 0 | 0 | 0.050894 | 0.10067 | 0.14935 | 0.19697 | 0.24354 | 0.2891 | 0.33369 | 0.37733 | 0.42006 | 0.46193 | 0.50295 | 0.54316 | 0.58258 | 0.62123 | 0.65914 | 0.69634 | 0.73283 | 0.76865 | 0.80381 | 0.83832
F11_Industrial_Food Products_Existing_Space Heating_Natural Gas_Retrocommissioning_A_Achievable Technical Potential | F11 | Industrial | Food Products | Existing | Space Heating | Natural Gas | Retrocommissioning | A | Cumulative Summer Peak Savings (MW) | Achievable Technical Potential | 0 | 0 | 0 | 0 | 0 | 0 | 0 | 0 | 0 | 0 | 0 | 0 | 0 | 0 | 0 | 0 | 0 | 0 | 0 | 0 | 0 | 0
F12_Industrial_Food Products_Existing_Space Heating_Natural Gas_Retrocommissioning_A_Achievable Technical Potential | F12 | Industrial | Food Products | Existing | Space Heating | Natural Gas | Retrocommissioning | A | Cumulative Winter Peak Savings (MW) | Achievable Technical Potential | 0 | 0 | 0 | 0 | 0 | 0 | 0 | 0 | 0 | 0 | 0 | 0 | 0 | 0 | 0 | 0 | 0 | 0 | 0 | 0 | 0 | 0
F13_Industrial_Food Products_Existing_Space Heating_Natural Gas_Retrocommissioning_A_Achievable Technical Potential | F13 | Industrial | Food Products | Existing | Space Heating | Natural Gas | Retrocommissioning | A | Purchases (Incremental) | Achievable Technical Potential | 0 | 0 | 34.0621 | 33.4748 | 32.8977 | 32.3305 | 31.7731 | 31.2252 | 30.6869 | 30.1578 | 29.6378 | 29.1268 | 28.6247 | 28.1311 | 27.6461 | 27.1694 | 26.701 | 26.2406 | 25.7882 | 25.3436 | 24.9066 | 24.4772
F14_Industrial_Food Products_Existing_Space Heating_Natural Gas_Retrocommissioning_A_Achievable Technical Potential | F14 | Industrial | Food Products | Existing | Space Heating | Natural Gas | Retrocommissioning | A | Purchases (Cumulative) | Achievable Technical Potential | 0 | 0 | 34.0621 | 67.5369 | 100.4346 | 132.7651 | 164.5382 | 195.7634 | 226.4503 | 256.6081 | 286.2459 | 315.3728 | 343.9974 | 372.1285 | 399.7746 | 426.9441 | 453.6451 | 479.8857 | 505.674 | 531.0176 | 555.9242 | 580.4014
F1_Industrial_Food Products_Existing_Process_Natural Gas_Retrocommissioning_A_Achievable Technical Potential | F1 | Industrial | Food Products | Existing | Process | Natural Gas | Retrocommissioning | A | Original Unit Energy Savings (kWh or therms) | Achievable Technical Potential | 0 | 0 | 0 | 0 | 0 | 0 | 0 | 0 | 0 | 0 | 0 | 0 | 0 | 0 | 0 | 0 | 0 | 0 | 0 | 0 | 0 | 0
F2_Industrial_Food Products_Existing_Process_Natural Gas_Retrocommissioning_A_Achievable Technical Potential | F2 | Industrial | Food Products | Existing | Process | Natural Gas | Retrocommissioning | A | Original Unit Summer Peak Savings (kW) | Achievable Technical Potential | 0 | 0 | 0 | 0 | 0 | 0 | 0 | 0 | 0 | 0 | 0 | 0 | 0 | 0 | 0 | 0 | 0 | 0 | 0 | 0 | 0 | 0
F3_Industrial_Food Products_Existing_Process_Natural Gas_Retrocommissioning_A_Achievable Technical Potential | F3 | Industrial | Food Products | Existing | Process | Natural Gas | Retrocommissioning | A | Original Unit Winter Peak Savings (kW) | Achievable Technical Potential | 0 | 0 | 0 | 0 | 0 | 0 | 0 | 0 | 0 | 0 | 0 | 0 | 0 | 0 | 0 | 0 | 0 | 0 | 0 | 0 | 0 | 0
F4_Industrial_Food Products_Existing_Process_Natural Gas_Retrocommissioning_A_Achievable Technical Potential | F4 | Industrial | Food Products | Existing | Process | Natural Gas | Retrocommissioning | A | Standalone Impact on Baseline Energy (%) | Achievable Technical Potential | bar: 2019 to 2040
F5_Industrial_Food Products_Existing_Process_Natural Gas_Retrocommissioning_A_Achievable Technical Potential | F5 | Industrial | Food Products | Existing | Process | Natural Gas | Retrocommissioning | A | Standalone Impact on Baseline Summer Peak (%) | Achievable Technical Potential | bar: 2019 to 2040
F6_Industrial_Food Products_Existing_Process_Natural Gas_Retrocommissioning_A_Achievable Technical Potential | F6 | Industrial | Food Products | Existing | Process | Natural Gas | Retrocommissioning | A | Standalone Impact on Baseline Winter Peak (%) | Achievable Technical Potential | bar: 2019 to 2040
F7_Industrial_Food Products_Existing_Process_Natural Gas_Retrocommissioning_A_Achievable Technical Potential | F7 | Industrial | Food Products | Existing | Process | Natural Gas | Retrocommissioning | A | Incremental Energy Savings (MWh or mTherms) | Achievable Technical Potential | 0 | 0 | 0 | 0 | 0 | 0 | 0 | 0 | 0 | 0 | 0 | 0 | 0 | 0 | 0 | 0 | 0 | 0 | 0 | 0 | 0 | 0
F8_Industrial_Food Products_Existing_Process_Natural Gas_Retrocommissioning_A_Achievable Technical Potential | F8 | Industrial | Food Products | Existing | Process | Natural Gas | Retrocommissioning | A | Incremental Summer Peak Savings (MW) | Achievable Technical Potential | 0 | 0 | 0 | 0 | 0 | 0 | 0 | 0 | 0 | 0 | 0 | 0 | 0 | 0 | 0 | 0 | 0 | 0 | 0 | 0 | 0 | 0
F9_Industrial_Food Products_Existing_Process_Natural Gas_Retrocommissioning_A_Achievable Technical Potential | F9 | Industrial | Food Products | Existing | Process | Natural Gas | Retrocommissioning | A | Incremental Winter Peak Savings (MW) | Achievable Technical Potential | 0 | 0 | 0 | 0 | 0 | 0 | 0 | 0 | 0 | 0 | 0 | 0 | 0 | 0 | 0 | 0 | 0 | 0 | 0 | 0 | 0 | 0
F10_Industrial_Food Products_Existing_Process_Natural Gas_Retrocommissioning_A_Achievable Technical Potential | F10 | Industrial | Food Products | Existing | Process | Natural Gas | Retrocommissioning | A | Cumulative Energy Savings (MWh or mTherms) | Achievable Technical Potential | 0 | 0 | 0 | 0 | 0 | 0 | 0 | 0 | 0 | 0 | 0 | 0 | 0 | 0 | 0 | 0 | 0 | 0 | 0 | 0 | 0 | 0
F11_Industrial_Food Products_Existing_Process_Natural Gas_Retrocommissioning_A_Achievable Technical Potential | F11 | Industrial | Food Products | Existing | Process | Natural Gas | Retrocommissioning | A | Cumulative Summer Peak Savings (MW) | Achievable Technical Potential | 0 | 0 | 0 | 0 | 0 | 0 | 0 | 0 | 0 | 0 | 0 | 0 | 0 | 0 | 0 | 0 | 0 | 0 | 0 | 0 | 0 | 0
F12_Industrial_Food Products_Existing_Process_Natural Gas_Retrocommissioning_A_Achievable Technical Potential | F12 | Industrial | Food Products | Existing | Process | Natural Gas | Retrocommissioning | A | Cumulative Winter Peak Savings (MW) | Achievable Technical Potential | 0 | 0 | 0 | 0 | 0 | 0 | 0 | 0 | 0 | 0 | 0 | 0 | 0 | 0 | 0 | 0 | 0 | 0 | 0 | 0 | 0 | 0
F13_Industrial_Food Products_Existing_Process_Natural Gas_Retrocommissioning_A_Achievable Technical Potential | F13 | Industrial | Food Products | Existing | Process | Natural Gas | Retrocommissioning | A | Purchases (Incremental) | Achievable Technical Potential | 0 | 0 | 34.0621 | 33.4748 | 32.8977 | 32.3305 | 31.7731 | 31.2252 | 30.6869 | 30.1578 | 29.6378 | 29.1268 | 28.6247 | 28.1311 | 27.6461 | 27.1694 | 26.701 | 26.2406 | 25.7882 | 25.3436 | 24.9066 | 24.4772
F14_Industrial_Food Products_Existing_Process_Natural Gas_Retrocommissioning_A_Achievable Technical Potential | F14 | Industrial | Food Products | Existing | Process | Natural Gas | Retrocommissioning | A | Purchases (Cumulative) | Achievable Technical Potential | 0 | 0 | 34.0621 | 67.5369 | 100.4346 | 132.7651 | 164.5382 | 195.7634 | 226.4503 | 256.6081 | 286.2459 | 315.3728 | 343.9974 | 372.1285 | 399.7746 | 426.9441 | 453.6451 | 479.8857 | 505.674 | 531.0176 | 555.9242 | 580.4014
F1_Industrial_Food Products_New_Space Heating_Natural Gas_Insulation - Roof/Ceiling_A_Achievable Technical Potential | F1 | Industrial | Food Products | New | Space Heating | Natural Gas | Insulation - Roof/Ceiling | A | Original Unit Energy Savings (kWh or therms) | Achievable Technical Potential | 0 | 0 | 0.078976 | 0.078976 | 0.078976 | 0.078976 | 0.078976 | 0.078976 | 0.078976 | 0.078976 | 0.078976 | 0.078976 | 0.078976 | 0.078976 | 0.078976 | 0.078976 | 0.078976 | 0.078976 | 0.078976 | 0.078976 | 0.078976 | 0.078976
F2_Industrial_Food Products_New_Space Heating_Natural Gas_Insulation - Roof/Ceiling_A_Achievable Technical Potential | F2 | Industrial | Food Products | New | Space Heating | Natural Gas | Insulation - Roof/Ceiling | A | Original Unit Summer Peak Savings (kW) | Achievable Technical Potential | 0 | 0 | 0 | 0 | 0 | 0 | 0 | 0 | 0 | 0 | 0 | 0 | 0 | 0 | 0 | 0 | 0 | 0 | 0 | 0 | 0 | 0
F3_Industrial_Food Products_New_Space Heating_Natural Gas_Insulation - Roof/Ceiling_A_Achievable Technical Potential | F3 | Industrial | Food Products | New | Space Heating | Natural Gas | Insulation - Roof/Ceiling | A | Original Unit Winter Peak Savings (kW) | Achievable Technical Potential | 0 | 0 | 0 | 0 | 0 | 0 | 0 | 0 | 0 | 0 | 0 | 0 | 0 | 0 | 0 | 0 | 0 | 0 | 0 | 0 | 0 | 0
F4_Industrial_Food Products_New_Space Heating_Natural Gas_Insulation - Roof/Ceiling_A_Achievable Technical Potential | F4 | Industrial | Food Products | New | Space Heating | Natural Gas | Insulation - Roof/Ceiling | A | Standalone Impact on Baseline Energy (%) | Achievable Technical Potential | bar: 2019 to 2040
F5_Industrial_Food Products_New_Space Heating_Natural Gas_Insulation - Roof/Ceiling_A_Achievable Technical Potential | F5 | Industrial | Food Products | New | Space Heating | Natural Gas | Insulation - Roof/Ceiling | A | Standalone Impact on Baseline Summer Peak (%) | Achievable Technical Potential | bar: 2019 to 2040
F6_Industrial_Food Products_New_Space Heating_Natural Gas_Insulation - Roof/Ceiling_A_Achievable Technical Potential | F6 | Industrial | Food Products | New | Space Heating | Natural Gas | Insulation - Roof/Ceiling | A | Standalone Impact on Baseline Winter Peak (%) | Achievable Technical Potential | bar: 2019 to 2040
F7_Industrial_Food Products_New_Space Heating_Natural Gas_Insulation - Roof/Ceiling_A_Achievable Technical Potential | F7 | Industrial | Food Products | New | Space Heating | Natural Gas | Insulation - Roof/Ceiling | A | Incremental Energy Savings (MWh or mTherms) | Achievable Technical Potential | 0 | 0 | 0 | 0 | 0 | 0 | 0 | 0 | 0 | 0 | 0 | 0 | 0 | 0 | 0 | 0 | 0 | 0 | 0 | 0 | 0 | 0
F8_Industrial_Food Products_New_Space Heating_Natural Gas_Insulation - Roof/Ceiling_A_Achievable Technical Potential | F8 | Industrial | Food Products | New | Space Heating | Natural Gas | Insulation - Roof/Ceiling | A | Incremental Summer Peak Savings (MW) | Achievable Technical Potential | 0 | 0 | 0 | 0 | 0 | 0 | 0 | 0 | 0 | 0 | 0 | 0 | 0 | 0 | 0 | 0 | 0 | 0 | 0 | 0 | 0 | 0
F9_Industrial_Food Products_New_Space Heating_Natural Gas_Insulation - Roof/Ceiling_A_Achievable Technical Potential | F9 | Industrial | Food Products | New | Space Heating | Natural Gas | Insulation - Roof/Ceiling | A | Incremental Winter Peak Savings (MW) | Achievable Technical Potential | 0 | 0 | 0 | 0 | 0 | 0 | 0 | 0 | 0 | 0 | 0 | 0 | 0 | 0 | 0 | 0 | 0 | 0 | 0 | 0 | 0 | 0
F10_Industrial_Food Products_New_Space Heating_Natural Gas_Insulation - Roof/Ceiling_A_Achievable Technical Potential | F10 | Industrial | Food Products | New | Space Heating | Natural Gas | Insulation - Roof/Ceiling | A | Cumulative Energy Savings (MWh or mTherms) | Achievable Technical Potential | 0 | 0 | 0 | 0 | 0 | 0 | 0 | 0 | 0 | 0 | 0 | 0 | 0 | 0 | 0 | 0 | 0 | 0 | 0 | 0 | 0 | 0
F11_Industrial_Food Products_New_Space Heating_Natural Gas_Insulation - Roof/Ceiling_A_Achievable Technical Potential | F11 | Industrial | Food Products | New | Space Heating | Natural Gas | Insulation - Roof/Ceiling | A | Cumulative Summer Peak Savings (MW) | Achievable Technical Potential | 0 | 0 | 0 | 0 | 0 | 0 | 0 | 0 | 0 | 0 | 0 | 0 | 0 | 0 | 0 | 0 | 0 | 0 | 0 | 0 | 0 | 0
F12_Industrial_Food Products_New_Space Heating_Natural Gas_Insulation - Roof/Ceiling_A_Achievable Technical Potential | F12 | Industrial | Food Products | New | Space Heating | Natural Gas | Insulation - Roof/Ceiling | A | Cumulative Winter Peak Savings (MW) | Achievable Technical Potential | 0 | 0 | 0 | 0 | 0 | 0 | 0 | 0 | 0 | 0 | 0 | 0 | 0 | 0 | 0 | 0 | 0 | 0 | 0 | 0 | 0 | 0
F13_Industrial_Food Products_New_Space Heating_Natural Gas_Insulation - Roof/Ceiling_A_Achievable Technical Potential | F13 | Industrial | Food Products | New | Space Heating | Natural Gas | Insulation - Roof/Ceiling | A | Purchases (Incremental) | Achievable Technical Potential | 0 | 0 | 0 | 0 | 0 | 0 | 0 | 0 | 0 | 0 | 0 | 0 | 0 | 0 | 0 | 0 | 0 | 0 | 0 | 0 | 0 | 0
F14_Industrial_Food Products_New_Space Heating_Natural Gas_Insulation - Roof/Ceiling_A_Achievable Technical Potential | F14 | Industrial | Food Products | New | Space Heating | Natural Gas | Insulation - Roof/Ceiling | A | Purchases (Cumulative) | Achievable Technical Potential | 0 | 0 | 0 | 0 | 0 | 0 | 0 | 0 | 0 | 0 | 0 | 0 | 0 | 0 | 0 | 0 | 0 | 0 | 0 | 0 | 0 | 0
F1_Industrial_Food Products_New_Space Heating_Natural Gas_Insulation - Wall Cavity_A_Achievable Technical Potential | F1 | Industrial | Food Products | New | Space Heating | Natural Gas | Insulation - Wall Cavity | A | Original Unit Energy Savings (kWh or therms) | Achievable Technical Potential | 0 | 0 | 0.017277 | 0.017277 | 0.017277 | 0.017277 | 0.017277 | 0.017277 | 0.017277 | 0.017277 | 0.017277 | 0.017277 | 0.017277 | 0.017277 | 0.017277 | 0.017277 | 0.017277 | 0.017277 | 0.017277 | 0.017277 | 0.017277 | 0.017277
F2_Industrial_Food Products_New_Space Heating_Natural Gas_Insulation - Wall Cavity_A_Achievable Technical Potential | F2 | Industrial | Food Products | New | Space Heating | Natural Gas | Insulation - Wall Cavity | A | Original Unit Summer Peak Savings (kW) | Achievable Technical Potential | 0 | 0 | 0 | 0 | 0 | 0 | 0 | 0 | 0 | 0 | 0 | 0 | 0 | 0 | 0 | 0 | 0 | 0 | 0 | 0 | 0 | 0
F3_Industrial_Food Products_New_Space Heating_Natural Gas_Insulation - Wall Cavity_A_Achievable Technical Potential | F3 | Industrial | Food Products | New | Space Heating | Natural Gas | Insulation - Wall Cavity | A | Original Unit Winter Peak Savings (kW) | Achievable Technical Potential | 0 | 0 | 0 | 0 | 0 | 0 | 0 | 0 | 0 | 0 | 0 | 0 | 0 | 0 | 0 | 0 | 0 | 0 | 0 | 0 | 0 | 0
F4_Industrial_Food Products_New_Space Heating_Natural Gas_Insulation - Wall Cavity_A_Achievable Technical Potential | F4 | Industrial | Food Products | New | Space Heating | Natural Gas | Insulation - Wall Cavity | A | Standalone Impact on Baseline Energy (%) | Achievable Technical Potential | bar: 2019 to 2040
F5_Industrial_Food Products_New_Space Heating_Natural Gas_Insulation - Wall Cavity_A_Achievable Technical Potential | F5 | Industrial | Food Products | New | Space Heating | Natural Gas | Insulation - Wall Cavity | A | Standalone Impact on Baseline Summer Peak (%) | Achievable Technical Potential | bar: 2019 to 2040
F6_Industrial_Food Products_New_Space Heating_Natural Gas_Insulation - Wall Cavity_A_Achievable Technical Potential | F6 | Industrial | Food Products | New | Space Heating | Natural Gas | Insulation - Wall Cavity | A | Standalone Impact on Baseline Winter Peak (%) | Achievable Technical Potential | bar: 2019 to 2040
F7_Industrial_Food Products_New_Space Heating_Natural Gas_Insulation - Wall Cavity_A_Achievable Technical Potential | F7 | Industrial | Food Products | New | Space Heating | Natural Gas | Insulation - Wall Cavity | A | Incremental Energy Savings (MWh or mTherms) | Achievable Technical Potential | 0 | 0 | 0 | 0 | 0 | 0 | 0 | 0 | 0 | 0 | 0 | 0 | 0 | 0 | 0 | 0 | 0 | 0 | 0 | 0 | 0 | 0
F8_Industrial_Food Products_New_Space Heating_Natural Gas_Insulation - Wall Cavity_A_Achievable Technical Potential | F8 | Industrial | Food Products | New | Space Heating | Natural Gas | Insulation - Wall Cavity | A | Incremental Summer Peak Savings (MW) | Achievable Technical Potential | 0 | 0 | 0 | 0 | 0 | 0 | 0 | 0 | 0 | 0 | 0 | 0 | 0 | 0 | 0 | 0 | 0 | 0 | 0 | 0 | 0 | 0
F9_Industrial_Food Products_New_Space Heating_Natural Gas_Insulation - Wall Cavity_A_Achievable Technical Potential | F9 | Industrial | Food Products | New | Space Heating | Natural Gas | Insulation - Wall Cavity | A | Incremental Winter Peak Savings (MW) | Achievable Technical Potential | 0 | 0 | 0 | 0 | 0 | 0 | 0 | 0 | 0 | 0 | 0 | 0 | 0 | 0 | 0 | 0 | 0 | 0 | 0 | 0 | 0 | 0
F10_Industrial_Food Products_New_Space Heating_Natural Gas_Insulation - Wall Cavity_A_Achievable Technical Potential | F10 | Industrial | Food Products | New | Space Heating | Natural Gas | Insulation - Wall Cavity | A | Cumulative Energy Savings (MWh or mTherms) | Achievable Technical Potential | 0 | 0 | 0 | 0 | 0 | 0 | 0 | 0 | 0 | 0 | 0 | 0 | 0 | 0 | 0 | 0 | 0 | 0 | 0 | 0 | 0 | 0
F11_Industrial_Food Products_New_Space Heating_Natural Gas_Insulation - Wall Cavity_A_Achievable Technical Potential | F11 | Industrial | Food Products | New | Space Heating | Natural Gas | Insulation - Wall Cavity | A | Cumulative Summer Peak Savings (MW) | Achievable Technical Potential | 0 | 0 | 0 | 0 | 0 | 0 | 0 | 0 | 0 | 0 | 0 | 0 | 0 | 0 | 0 | 0 | 0 | 0 | 0 | 0 | 0 | 0
F12_Industrial_Food Products_New_Space Heating_Natural Gas_Insulation - Wall Cavity_A_Achievable Technical Potential | F12 | Industrial | Food Products | New | Space Heating | Natural Gas | Insulation - Wall Cavity | A | Cumulative Winter Peak Savings (MW) | Achievable Technical Potential | 0 | 0 | 0 | 0 | 0 | 0 | 0 | 0 | 0 | 0 | 0 | 0 | 0 | 0 | 0 | 0 | 0 | 0 | 0 | 0 | 0 | 0
F13_Industrial_Food Products_New_Space Heating_Natural Gas_Insulation - Wall Cavity_A_Achievable Technical Potential | F13 | Industrial | Food Products | New | Space Heating | Natural Gas | Insulation - Wall Cavity | A | Purchases (Incremental) | Achievable Technical Potential | 0 | 0 | 0 | 0 | 0 | 0 | 0 | 0 | 0 | 0 | 0 | 0 | 0 | 0 | 0 | 0 | 0 | 0 | 0 | 0 | 0 | 0
F14_Industrial_Food Products_New_Space Heating_Natural Gas_Insulation - Wall Cavity_A_Achievable Technical Potential | F14 | Industrial | Food Products | New | Space Heating | Natural Gas | Insulation - Wall Cavity | A | Purchases (Cumulative) | Achievable Technical Potential | 0 | 0 | 0 | 0 | 0 | 0 | 0 | 0 | 0 | 0 | 0 | 0 | 0 | 0 | 0 | 0 | 0 | 0 | 0 | 0 | 0 | 0
F1_Industrial_Food Products_New_Space Heating_Natural Gas_Insulation - Ducting_A_Achievable Technical Potential | F1 | Industrial | Food Products | New | Space Heating | Natural Gas | Insulation - Ducting | A | Original Unit Energy Savings (kWh or therms) | Achievable Technical Potential | 0 | 0 | 0.0012737 | 0.0012737 | 0.0012737 | 0.0012737 | 0.0012737 | 0.0012737 | 0.0012737 | 0.0012737 | 0.0012737 | 0.0012737 | 0.0012737 | 0.0012737 | 0.0012737 | 0.0012737 | 0.0012737 | 0.0012737 | 0.0012737 | 0.0012737 | 0.0012737 | 0.0012737
F2_Industrial_Food Products_New_Space Heating_Natural Gas_Insulation - Ducting_A_Achievable Technical Potential | F2 | Industrial | Food Products | New | Space Heating | Natural Gas | Insulation - Ducting | A | Original Unit Summer Peak Savings (kW) | Achievable Technical Potential | 0 | 0 | 0 | 0 | 0 | 0 | 0 | 0 | 0 | 0 | 0 | 0 | 0 | 0 | 0 | 0 | 0 | 0 | 0 | 0 | 0 | 0
F3_Industrial_Food Products_New_Space Heating_Natural Gas_Insulation - Ducting_A_Achievable Technical Potential | F3 | Industrial | Food Products | New | Space Heating | Natural Gas | Insulation - Ducting | A | Original Unit Winter Peak Savings (kW) | Achievable Technical Potential | 0 | 0 | 0 | 0 | 0 | 0 | 0 | 0 | 0 | 0 | 0 | 0 | 0 | 0 | 0 | 0 | 0 | 0 | 0 | 0 | 0 | 0
F4_Industrial_Food Products_New_Space Heating_Natural Gas_Insulation - Ducting_A_Achievable Technical Potential | F4 | Industrial | Food Products | New | Space Heating | Natural Gas | Insulation - Ducting | A | Standalone Impact on Baseline Energy (%) | Achievable Technical Potential | bar: 2019 to 2040
F5_Industrial_Food Products_New_Space Heating_Natural Gas_Insulation - Ducting_A_Achievable Technical Potential | F5 | Industrial | Food Products | New | Space Heating | Natural Gas | Insulation - Ducting | A | Standalone Impact on Baseline Summer Peak (%) | Achievable Technical Potential | bar: 2019 to 2040
F6_Industrial_Food Products_New_Space Heating_Natural Gas_Insulation - Ducting_A_Achievable Technical Potential | F6 | Industrial | Food Products | New | Space Heating | Natural Gas | Insulation - Ducting | A | Standalone Impact on Baseline Winter Peak (%) | Achievable Technical Potential | bar: 2019 to 2040
F7_Industrial_Food Products_New_Space Heating_Natural Gas_Insulation - Ducting_A_Achievable Technical Potential | F7 | Industrial | Food Products | New | Space Heating | Natural Gas | Insulation - Ducting | A | Incremental Energy Savings (MWh or mTherms) | Achievable Technical Potential | 0 | 0 | 0 | 0 | 0 | 0 | 0 | 0 | 0 | 0 | 0 | 0 | 0 | 0 | 0 | 0 | 0 | 0 | 0 | 0 | 0 | 0
F8_Industrial_Food Products_New_Space Heating_Natural Gas_Insulation - Ducting_A_Achievable Technical Potential | F8 | Industrial | Food Products | New | Space Heating | Natural Gas | Insulation - Ducting | A | Incremental Summer Peak Savings (MW) | Achievable Technical Potential | 0 | 0 | 0 | 0 | 0 | 0 | 0 | 0 | 0 | 0 | 0 | 0 | 0 | 0 | 0 | 0 | 0 | 0 | 0 | 0 | 0 | 0
F9_Industrial_Food Products_New_Space Heating_Natural Gas_Insulation - Ducting_A_Achievable Technical Potential | F9 | Industrial | Food Products | New | Space Heating | Natural Gas | Insulation - Ducting | A | Incremental Winter Peak Savings (MW) | Achievable Technical Potential | 0 | 0 | 0 | 0 | 0 | 0 | 0 | 0 | 0 | 0 | 0 | 0 | 0 | 0 | 0 | 0 | 0 | 0 | 0 | 0 | 0 | 0
F10_Industrial_Food Products_New_Space Heating_Natural Gas_Insulation - Ducting_A_Achievable Technical Potential | F10 | Industrial | Food Products | New | Space Heating | Natural Gas | Insulation - Ducting | A | Cumulative Energy Savings (MWh or mTherms) | Achievable Technical Potential | 0 | 0 | 0 | 0 | 0 | 0 | 0 | 0 | 0 | 0 | 0 | 0 | 0 | 0 | 0 | 0 | 0 | 0 | 0 | 0 | 0 | 0
F11_Industrial_Food Products_New_Space Heating_Natural Gas_Insulation - Ducting_A_Achievable Technical Potential | F11 | Industrial | Food Products | New | Space Heating | Natural Gas | Insulation - Ducting | A | Cumulative Summer Peak Savings (MW) | Achievable Technical Potential | 0 | 0 | 0 | 0 | 0 | 0 | 0 | 0 | 0 | 0 | 0 | 0 | 0 | 0 | 0 | 0 | 0 | 0 | 0 | 0 | 0 | 0
F12_Industrial_Food Products_New_Space Heating_Natural Gas_Insulation - Ducting_A_Achievable Technical Potential | F12 | Industrial | Food Products | New | Space Heating | Natural Gas | Insulation - Ducting | A | Cumulative Winter Peak Savings (MW) | Achievable Technical Potential | 0 | 0 | 0 | 0 | 0 | 0 | 0 | 0 | 0 | 0 | 0 | 0 | 0 | 0 | 0 | 0 | 0 | 0 | 0 | 0 | 0 | 0
F13_Industrial_Food Products_New_Space Heating_Natural Gas_Insulation - Ducting_A_Achievable Technical Potential | F13 | Industrial | Food Products | New | Space Heating | Natural Gas | Insulation - Ducting | A | Purchases (Incremental) | Achievable Technical Potential | 0 | 0 | 0 | 0 | 0 | 0 | 0 | 0 | 0 | 0 | 0 | 0 | 0 | 0 | 0 | 0 | 0 | 0 | 0 | 0 | 0 | 0
F14_Industrial_Food Products_New_Space Heating_Natural Gas_Insulation - Ducting_A_Achievable Technical Potential | F14 | Industrial | Food Products | New | Space Heating | Natural Gas | Insulation - Ducting | A | Purchases (Cumulative) | Achievable Technical Potential | 0 | 0 | 0 | 0 | 0 | 0 | 0 | 0 | 0 | 0 | 0 | 0 | 0 | 0 | 0 | 0 | 0 | 0 | 0 | 0 | 0 | 0
F1_Industrial_Food Products_New_Space Heating_Natural Gas_HVAC - Duct Repair and Sealing_A_Achievable Technical Potential | F1 | Industrial | Food Products | New | Space Heating | Natural Gas | HVAC - Duct Repair and Sealing | A | Original Unit Energy Savings (kWh or therms) | Achievable Technical Potential | 0 | 0 | 0.0036023 | 0.0036023 | 0.0036023 | 0.0036023 | 0.0036023 | 0.0036023 | 0.0036023 | 0.0036023 | 0.0036023 | 0.0036023 | 0.0036023 | 0.0036023 | 0.0036023 | 0.0036023 | 0.0036023 | 0.0036023 | 0.0036023 | 0.0036023 | 0.0036023 | 0.0036023
F2_Industrial_Food Products_New_Space Heating_Natural Gas_HVAC - Duct Repair and Sealing_A_Achievable Technical Potential | F2 | Industrial | Food Products | New | Space Heating | Natural Gas | HVAC - Duct Repair and Sealing | A | Original Unit Summer Peak Savings (kW) | Achievable Technical Potential | 0 | 0 | 0 | 0 | 0 | 0 | 0 | 0 | 0 | 0 | 0 | 0 | 0 | 0 | 0 | 0 | 0 | 0 | 0 | 0 | 0 | 0
F3_Industrial_Food Products_New_Space Heating_Natural Gas_HVAC - Duct Repair and Sealing_A_Achievable Technical Potential | F3 | Industrial | Food Products | New | Space Heating | Natural Gas | HVAC - Duct Repair and Sealing | A | Original Unit Winter Peak Savings (kW) | Achievable Technical Potential | 0 | 0 | 0 | 0 | 0 | 0 | 0 | 0 | 0 | 0 | 0 | 0 | 0 | 0 | 0 | 0 | 0 | 0 | 0 | 0 | 0 | 0
F4_Industrial_Food Products_New_Space Heating_Natural Gas_HVAC - Duct Repair and Sealing_A_Achievable Technical Potential | F4 | Industrial | Food Products | New | Space Heating | Natural Gas | HVAC - Duct Repair and Sealing | A | Standalone Impact on Baseline Energy (%) | Achievable Technical Potential | bar: 2019 to 2040
F5_Industrial_Food Products_New_Space Heating_Natural Gas_HVAC - Duct Repair and Sealing_A_Achievable Technical Potential | F5 | Industrial | Food Products | New | Space Heating | Natural Gas | HVAC - Duct Repair and Sealing | A | Standalone Impact on Baseline Summer Peak (%) | Achievable Technical Potential | bar: 2019 to 2040
F6_Industrial_Food Products_New_Space Heating_Natural Gas_HVAC - Duct Repair and Sealing_A_Achievable Technical Potential | F6 | Industrial | Food Products | New | Space Heating | Natural Gas | HVAC - Duct Repair and Sealing | A | Standalone Impact on Baseline Winter Peak (%) | Achievable Technical Potential | bar: 2019 to 2040
F7_Industrial_Food Products_New_Space Heating_Natural Gas_HVAC - Duct Repair and Sealing_A_Achievable Technical Potential | F7 | Industrial | Food Products | New | Space Heating | Natural Gas | HVAC - Duct Repair and Sealing | A | Incremental Energy Savings (MWh or mTherms) | Achievable Technical Potential | 0 | 0 | 0 | 0 | 0 | 0 | 0 | 0 | 0 | 0 | 0 | 0 | 0 | 0 | 0 | 0 | 0 | 0 | 0 | 0 | 0 | 0
F8_Industrial_Food Products_New_Space Heating_Natural Gas_HVAC - Duct Repair and Sealing_A_Achievable Technical Potential | F8 | Industrial | Food Products | New | Space Heating | Natural Gas | HVAC - Duct Repair and Sealing | A | Incremental Summer Peak Savings (MW) | Achievable Technical Potential | 0 | 0 | 0 | 0 | 0 | 0 | 0 | 0 | 0 | 0 | 0 | 0 | 0 | 0 | 0 | 0 | 0 | 0 | 0 | 0 | 0 | 0
F9_Industrial_Food Products_New_Space Heating_Natural Gas_HVAC - Duct Repair and Sealing_A_Achievable Technical Potential | F9 | Industrial | Food Products | New | Space Heating | Natural Gas | HVAC - Duct Repair and Sealing | A | Incremental Winter Peak Savings (MW) | Achievable Technical Potential | 0 | 0 | 0 | 0 | 0 | 0 | 0 | 0 | 0 | 0 | 0 | 0 | 0 | 0 | 0 | 0 | 0 | 0 | 0 | 0 | 0 | 0
F10_Industrial_Food Products_New_Space Heating_Natural Gas_HVAC - Duct Repair and Sealing_A_Achievable Technical Potential | F10 | Industrial | Food Products | New | Space Heating | Natural Gas | HVAC - Duct Repair and Sealing | A | Cumulative Energy Savings (MWh or mTherms) | Achievable Technical Potential | 0 | 0 | 0 | 0 | 0 | 0 | 0 | 0 | 0 | 0 | 0 | 0 | 0 | 0 | 0 | 0 | 0 | 0 | 0 | 0 | 0 | 0
F11_Industrial_Food Products_New_Space Heating_Natural Gas_HVAC - Duct Repair and Sealing_A_Achievable Technical Potential | F11 | Industrial | Food Products | New | Space Heating | Natural Gas | HVAC - Duct Repair and Sealing | A | Cumulative Summer Peak Savings (MW) | Achievable Technical Potential | 0 | 0 | 0 | 0 | 0 | 0 | 0 | 0 | 0 | 0 | 0 | 0 | 0 | 0 | 0 | 0 | 0 | 0 | 0 | 0 | 0 | 0
F12_Industrial_Food Products_New_Space Heating_Natural Gas_HVAC - Duct Repair and Sealing_A_Achievable Technical Potential | F12 | Industrial | Food Products | New | Space Heating | Natural Gas | HVAC - Duct Repair and Sealing | A | Cumulative Winter Peak Savings (MW) | Achievable Technical Potential | 0 | 0 | 0 | 0 | 0 | 0 | 0 | 0 | 0 | 0 | 0 | 0 | 0 | 0 | 0 | 0 | 0 | 0 | 0 | 0 | 0 | 0
F13_Industrial_Food Products_New_Space Heating_Natural Gas_HVAC - Duct Repair and Sealing_A_Achievable Technical Potential | F13 | Industrial | Food Products | New | Space Heating | Natural Gas | HVAC - Duct Repair and Sealing | A | Purchases (Incremental) | Achievable Technical Potential | 0 | 0 | 0 | 0 | 0 | 0 | 0 | 0 | 0 | 0 | 0 | 0 | 0 | 0 | 0 | 0 | 0 | 0 | 0 | 0 | 0 | 0
F14_Industrial_Food Products_New_Space Heating_Natural Gas_HVAC - Duct Repair and Sealing_A_Achievable Technical Potential | F14 | Industrial | Food Products | New | Space Heating | Natural Gas | HVAC - Duct Repair and Sealing | A | Purchases (Cumulative) | Achievable Technical Potential | 0 | 0 | 0 | 0 | 0 | 0 | 0 | 0 | 0 | 0 | 0 | 0 | 0 | 0 | 0 | 0 | 0 | 0 | 0 | 0 | 0 | 0
F1_Industrial_Food Products_New_Space Heating_Natural Gas_Windows - High Efficiency_A_Achievable Technical Potential | F1 | Industrial | Food Products | New | Space Heating | Natural Gas | Windows - High Efficiency | A | Original Unit Energy Savings (kWh or therms) | Achievable Technical Potential | 0 | 0 | 0.0073878 | 0.0073878 | 0.0073878 | 0.0073878 | 0.0073878 | 0.0073878 | 0.0073878 | 0.0073878 | 0.0073878 | 0.0073878 | 0.0073878 | 0.0073878 | 0.0073878 | 0.0073878 | 0.0073878 | 0.0073878 | 0.0073878 | 0.0073878 | 0.0073878 | 0.0073878
F2_Industrial_Food Products_New_Space Heating_Natural Gas_Windows - High Efficiency_A_Achievable Technical Potential | F2 | Industrial | Food Products | New | Space Heating | Natural Gas | Windows - High Efficiency | A | Original Unit Summer Peak Savings (kW) | Achievable Technical Potential | 0 | 0 | 0 | 0 | 0 | 0 | 0 | 0 | 0 | 0 | 0 | 0 | 0 | 0 | 0 | 0 | 0 | 0 | 0 | 0 | 0 | 0
F3_Industrial_Food Products_New_Space Heating_Natural Gas_Windows - High Efficiency_A_Achievable Technical Potential | F3 | Industrial | Food Products | New | Space Heating | Natural Gas | Windows - High Efficiency | A | Original Unit Winter Peak Savings (kW) | Achievable Technical Potential | 0 | 0 | 0 | 0 | 0 | 0 | 0 | 0 | 0 | 0 | 0 | 0 | 0 | 0 | 0 | 0 | 0 | 0 | 0 | 0 | 0 | 0
F4_Industrial_Food Products_New_Space Heating_Natural Gas_Windows - High Efficiency_A_Achievable Technical Potential | F4 | Industrial | Food Products | New | Space Heating | Natural Gas | Windows - High Efficiency | A | Standalone Impact on Baseline Energy (%) | Achievable Technical Potential | bar: 2019 to 2040
F5_Industrial_Food Products_New_Space Heating_Natural Gas_Windows - High Efficiency_A_Achievable Technical Potential | F5 | Industrial | Food Products | New | Space Heating | Natural Gas | Windows - High Efficiency | A | Standalone Impact on Baseline Summer Peak (%) | Achievable Technical Potential | bar: 2019 to 2040
F6_Industrial_Food Products_New_Space Heating_Natural Gas_Windows - High Efficiency_A_Achievable Technical Potential | F6 | Industrial | Food Products | New | Space Heating | Natural Gas | Windows - High Efficiency | A | Standalone Impact on Baseline Winter Peak (%) | Achievable Technical Potential | bar: 2019 to 2040
F7_Industrial_Food Products_New_Space Heating_Natural Gas_Windows - High Efficiency_A_Achievable Technical Potential | F7 | Industrial | Food Products | New | Space Heating | Natural Gas | Windows - High Efficiency | A | Incremental Energy Savings (MWh or mTherms) | Achievable Technical Potential | 0 | 0 | 0 | 0 | 0 | 0 | 0 | 0 | 0 | 0 | 0 | 0 | 0 | 0 | 0 | 0 | 0 | 0 | 0 | 0 | 0 | 0
F8_Industrial_Food Products_New_Space Heating_Natural Gas_Windows - High Efficiency_A_Achievable Technical Potential | F8 | Industrial | Food Products | New | Space Heating | Natural Gas | Windows - High Efficiency | A | Incremental Summer Peak Savings (MW) | Achievable Technical Potential | 0 | 0 | 0 | 0 | 0 | 0 | 0 | 0 | 0 | 0 | 0 | 0 | 0 | 0 | 0 | 0 | 0 | 0 | 0 | 0 | 0 | 0
F9_Industrial_Food Products_New_Space Heating_Natural Gas_Windows - High Efficiency_A_Achievable Technical Potential | F9 | Industrial | Food Products | New | Space Heating | Natural Gas | Windows - High Efficiency | A | Incremental Winter Peak Savings (MW) | Achievable Technical Potential | 0 | 0 | 0 | 0 | 0 | 0 | 0 | 0 | 0 | 0 | 0 | 0 | 0 | 0 | 0 | 0 | 0 | 0 | 0 | 0 | 0 | 0
F10_Industrial_Food Products_New_Space Heating_Natural Gas_Windows - High Efficiency_A_Achievable Technical Potential | F10 | Industrial | Food Products | New | Space Heating | Natural Gas | Windows - High Efficiency | A | Cumulative Energy Savings (MWh or mTherms) | Achievable Technical Potential | 0 | 0 | 0 | 0 | 0 | 0 | 0 | 0 | 0 | 0 | 0 | 0 | 0 | 0 | 0 | 0 | 0 | 0 | 0 | 0 | 0 | 0
F11_Industrial_Food Products_New_Space Heating_Natural Gas_Windows - High Efficiency_A_Achievable Technical Potential | F11 | Industrial | Food Products | New | Space Heating | Natural Gas | Windows - High Efficiency | A | Cumulative Summer Peak Savings (MW) | Achievable Technical Potential | 0 | 0 | 0 | 0 | 0 | 0 | 0 | 0 | 0 | 0 | 0 | 0 | 0 | 0 | 0 | 0 | 0 | 0 | 0 | 0 | 0 | 0
F12_Industrial_Food Products_New_Space Heating_Natural Gas_Windows - High Efficiency_A_Achievable Technical Potential | F12 | Industrial | Food Products | New | Space Heating | Natural Gas | Windows - High Efficiency | A | Cumulative Winter Peak Savings (MW) | Achievable Technical Potential | 0 | 0 | 0 | 0 | 0 | 0 | 0 | 0 | 0 | 0 | 0 | 0 | 0 | 0 | 0 | 0 | 0 | 0 | 0 | 0 | 0 | 0
F13_Industrial_Food Products_New_Space Heating_Natural Gas_Windows - High Efficiency_A_Achievable Technical Potential | F13 | Industrial | Food Products | New | Space Heating | Natural Gas | Windows - High Efficiency | A | Purchases (Incremental) | Achievable Technical Potential | 0 | 0 | 0 | 0 | 0 | 0 | 0 | 0 | 0 | 0 | 0 | 0 | 0 | 0 | 0 | 0 | 0 | 0 | 0 | 0 | 0 | 0
F14_Industrial_Food Products_New_Space Heating_Natural Gas_Windows - High Efficiency_A_Achievable Technical Potential | F14 | Industrial | Food Products | New | Space Heating | Natural Gas | Windows - High Efficiency | A | Purchases (Cumulative) | Achievable Technical Potential | 0 | 0 | 0 | 0 | 0 | 0 | 0 | 0 | 0 | 0 | 0 | 0 | 0 | 0 | 0 | 0 | 0 | 0 | 0 | 0 | 0 | 0
F1_Industrial_Food Products_New_Space Heating_Natural Gas_Gas Boiler - Maintenance_A_Achievable Technical Potential | F1 | Industrial | Food Products | New | Space Heating | Natural Gas | Gas Boiler - Maintenance | A | Original Unit Energy Savings (kWh or therms) | Achievable Technical Potential | 0 | 0 | 0.90938 | 0.90938 | 0.90938 | 0.90938 | 0.90938 | 0.90938 | 0.90938 | 0.90938 | 0.90938 | 0.90938 | 0.90938 | 0.90938 | 0.90938 | 0.90938 | 0.90938 | 0.90938 | 0.90938 | 0.90938 | 0.90938 | 0.90938
F2_Industrial_Food Products_New_Space Heating_Natural Gas_Gas Boiler - Maintenance_A_Achievable Technical Potential | F2 | Industrial | Food Products | New | Space Heating | Natural Gas | Gas Boiler - Maintenance | A | Original Unit Summer Peak Savings (kW) | Achievable Technical Potential | 0 | 0 | 0 | 0 | 0 | 0 | 0 | 0 | 0 | 0 | 0 | 0 | 0 | 0 | 0 | 0 | 0 | 0 | 0 | 0 | 0 | 0
F3_Industrial_Food Products_New_Space Heating_Natural Gas_Gas Boiler - Maintenance_A_Achievable Technical Potential | F3 | Industrial | Food Products | New | Space Heating | Natural Gas | Gas Boiler - Maintenance | A | Original Unit Winter Peak Savings (kW) | Achievable Technical Potential | 0 | 0 | 0 | 0 | 0 | 0 | 0 | 0 | 0 | 0 | 0 | 0 | 0 | 0 | 0 | 0 | 0 | 0 | 0 | 0 | 0 | 0
F4_Industrial_Food Products_New_Space Heating_Natural Gas_Gas Boiler - Maintenance_A_Achievable Technical Potential | F4 | Industrial | Food Products | New | Space Heating | Natural Gas | Gas Boiler - Maintenance | A | Standalone Impact on Baseline Energy (%) | Achievable Technical Potential | 0% | 0% | 0.002102% | 0.002678% | 0.002898% | 0.002333% | 0.00205% | 0.001805% | 0.001597% | 0.001413% | 0.001302% | 0.001194% | 0.001103% | 0.001014% | 0.0009612% | 0.000904% | 0.0008533% | 0.000801% | 0.0007699% | 0.0007346% | 0.0007033% | 0.0006747%
F5_Industrial_Food Products_New_Space Heating_Natural Gas_Gas Boiler - Maintenance_A_Achievable Technical Potential | F5 | Industrial | Food Products | New | Space Heating | Natural Gas | Gas Boiler - Maintenance | A | Standalone Impact on Baseline Summer Peak (%) | Achievable Technical Potential | bar: 2019 to 2040
F6_Industrial_Food Products_New_Space Heating_Natural Gas_Gas Boiler - Maintenance_A_Achievable Technical Potential | F6 | Industrial | Food Products | New | Space Heating | Natural Gas | Gas Boiler - Maintenance | A | Standalone Impact on Baseline Winter Peak (%) | Achievable Technical Potential | bar: 2019 to 2040
F7_Industrial_Food Products_New_Space Heating_Natural Gas_Gas Boiler - Maintenance_A_Achievable Technical Potential | F7 | Industrial | Food Products | New | Space Heating | Natural Gas | Gas Boiler - Maintenance | A | Incremental Energy Savings (MWh or mTherms) | Achievable Technical Potential | 0 | 0 | 0.00045414 | 0.00055553 | 0.00054838 | 0.00057007 | 0.00057491 | 0.00057328 | 0.00057007 | 0.00057491 | 0.00057328 | 0.0010242 | 0.0011304 | 0.0011217 | 0.0020484 | 0.0022609 | 0.0022433 | 0.0040968 | 0.0045218 | 0.0044867 | 0.0083096 | 0.0090629
F8_Industrial_Food Products_New_Space Heating_Natural Gas_Gas Boiler - Maintenance_A_Achievable Technical Potential | F8 | Industrial | Food Products | New | Space Heating | Natural Gas | Gas Boiler - Maintenance | A | Incremental Summer Peak Savings (MW) | Achievable Technical Potential | 0 | 0 | 0 | 0 | 0 | 0 | 0 | 0 | 0 | 0 | 0 | 0 | 0 | 0 | 0 | 0 | 0 | 0 | 0 | 0 | 0 | 0
F9_Industrial_Food Products_New_Space Heating_Natural Gas_Gas Boiler - Maintenance_A_Achievable Technical Potential | F9 | Industrial | Food Products | New | Space Heating | Natural Gas | Gas Boiler - Maintenance | A | Incremental Winter Peak Savings (MW) | Achievable Technical Potential | 0 | 0 | 0 | 0 | 0 | 0 | 0 | 0 | 0 | 0 | 0 | 0 | 0 | 0 | 0 | 0 | 0 | 0 | 0 | 0 | 0 | 0
F10_Industrial_Food Products_New_Space Heating_Natural Gas_Gas Boiler - Maintenance_A_Achievable Technical Potential | F10 | Industrial | Food Products | New | Space Heating | Natural Gas | Gas Boiler - Maintenance | A | Cumulative Energy Savings (MWh or mTherms) | Achievable Technical Potential | 0 | 0 | 0.00045414 | 0.0010097 | 0.001558 | 0.001674 | 0.0016934 | 0.0017183 | 0.0017183 | 0.0017183 | 0.0017183 | 0.0017183 | 0.0017183 | 0.0017183 | 0.0017183 | 0.0017183 | 0.0017183 | 0.0017183 | 0.0017183 | 0.0017183 | 0.0017183 | 0.0017183
F11_Industrial_Food Products_New_Space Heating_Natural Gas_Gas Boiler - Maintenance_A_Achievable Technical Potential | F11 | Industrial | Food Products | New | Space Heating | Natural Gas | Gas Boiler - Maintenance | A | Cumulative Summer Peak Savings (MW) | Achievable Technical Potential | 0 | 0 | 0 | 0 | 0 | 0 | 0 | 0 | 0 | 0 | 0 | 0 | 0 | 0 | 0 | 0 | 0 | 0 | 0 | 0 | 0 | 0
F12_Industrial_Food Products_New_Space Heating_Natural Gas_Gas Boiler - Maintenance_A_Achievable Technical Potential | F12 | Industrial | Food Products | New | Space Heating | Natural Gas | Gas Boiler - Maintenance | A | Cumulative Winter Peak Savings (MW) | Achievable Technical Potential | 0 | 0 | 0 | 0 | 0 | 0 | 0 | 0 | 0 | 0 | 0 | 0 | 0 | 0 | 0 | 0 | 0 | 0 | 0 | 0 | 0 | 0
F13_Industrial_Food Products_New_Space Heating_Natural Gas_Gas Boiler - Maintenance_A_Achievable Technical Potential | F13 | Industrial | Food Products | New | Space Heating | Natural Gas | Gas Boiler - Maintenance | A | Purchases (Incremental) | Achievable Technical Potential | 0 | 0 | 0.4994 | 0.61089 | 0.60303 | 0.62688 | 0.63221 | 0.63042 | 0.62688 | 0.63221 | 0.63042 | 1.1263 | 1.2431 | 1.2334 | 2.2526 | 2.4862 | 2.4669 | 4.5051 | 4.9724 | 4.9338 | 9.1377 | 9.9661
F14_Industrial_Food Products_New_Space Heating_Natural Gas_Gas Boiler - Maintenance_A_Achievable Technical Potential | F14 | Industrial | Food Products | New | Space Heating | Natural Gas | Gas Boiler - Maintenance | A | Purchases (Cumulative) | Achievable Technical Potential | 0 | 0 | 0.4994 | 1.1103 | 1.7133 | 1.8408 | 1.8621 | 1.8895 | 1.8895 | 1.8895 | 1.8895 | 1.8895 | 1.8895 | 1.8895 | 1.8895 | 1.8895 | 1.8895 | 1.8895 | 1.8895 | 1.8895 | 1.8895 | 1.8895
F1_Industrial_Food Products_New_Process_Natural Gas_Gas Boiler - Maintenance_A_Achievable Technical Potential | F1 | Industrial | Food Products | New | Process | Natural Gas | Gas Boiler - Maintenance | A | Original Unit Energy Savings (kWh or therms) | Achievable Technical Potential | 0 | 0 | 34.75 | 34.75 | 34.75 | 34.75 | 34.75 | 34.75 | 34.75 | 34.75 | 34.75 | 34.75 | 34.75 | 34.75 | 34.75 | 34.75 | 34.75 | 34.75 | 34.75 | 34.75 | 34.75 | 34.75
F2_Industrial_Food Products_New_Process_Natural Gas_Gas Boiler - Maintenance_A_Achievable Technical Potential | F2 | Industrial | Food Products | New | Process | Natural Gas | Gas Boiler - Maintenance | A | Original Unit Summer Peak Savings (kW) | Achievable Technical Potential | 0 | 0 | 0 | 0 | 0 | 0 | 0 | 0 | 0 | 0 | 0 | 0 | 0 | 0 | 0 | 0 | 0 | 0 | 0 | 0 | 0 | 0
F3_Industrial_Food Products_New_Process_Natural Gas_Gas Boiler - Maintenance_A_Achievable Technical Potential | F3 | Industrial | Food Products | New | Process | Natural Gas | Gas Boiler - Maintenance | A | Original Unit Winter Peak Savings (kW) | Achievable Technical Potential | 0 | 0 | 0 | 0 | 0 | 0 | 0 | 0 | 0 | 0 | 0 | 0 | 0 | 0 | 0 | 0 | 0 | 0 | 0 | 0 | 0 | 0
F4_Industrial_Food Products_New_Process_Natural Gas_Gas Boiler - Maintenance_A_Achievable Technical Potential | F4 | Industrial | Food Products | New | Process | Natural Gas | Gas Boiler - Maintenance | A | Standalone Impact on Baseline Energy (%) | Achievable Technical Potential | 0% | 0% | 0.01163% | 0.01481% | 0.01603% | 0.0129% | 0.01134% | 0.009983% | 0.00883% | 0.007815% | 0.007199% | 0.0066% | 0.0061% | 0.005607% | 0.005315% | 0.004999% | 0.004718% | 0.004429% | 0.004257% | 0.004062% | 0.003889% | 0.003731%
F5_Industrial_Food Products_New_Process_Natural Gas_Gas Boiler - Maintenance_A_Achievable Technical Potential | F5 | Industrial | Food Products | New | Process | Natural Gas | Gas Boiler - Maintenance | A | Standalone Impact on Baseline Summer Peak (%) | Achievable Technical Potential | bar: 2019 to 2040
F6_Industrial_Food Products_New_Process_Natural Gas_Gas Boiler - Maintenance_A_Achievable Technical Potential | F6 | Industrial | Food Products | New | Process | Natural Gas | Gas Boiler - Maintenance | A | Standalone Impact on Baseline Winter Peak (%) | Achievable Technical Potential | bar: 2019 to 2040
F7_Industrial_Food Products_New_Process_Natural Gas_Gas Boiler - Maintenance_A_Achievable Technical Potential | F7 | Industrial | Food Products | New | Process | Natural Gas | Gas Boiler - Maintenance | A | Incremental Energy Savings (MWh or mTherms) | Achievable Technical Potential | 0 | 0 | 0.04138 | 0.050618 | 0.049967 | 0.051943 | 0.052384 | 0.052236 | 0.051943 | 0.052384 | 0.052236 | 0.093323 | 0.103 | 0.1022 | 0.18665 | 0.206 | 0.2044 | 0.37329 | 0.41201 | 0.40881 | 0.75714 | 0.82578
F8_Industrial_Food Products_New_Process_Natural Gas_Gas Boiler - Maintenance_A_Achievable Technical Potential | F8 | Industrial | Food Products | New | Process | Natural Gas | Gas Boiler - Maintenance | A | Incremental Summer Peak Savings (MW) | Achievable Technical Potential | 0 | 0 | 0 | 0 | 0 | 0 | 0 | 0 | 0 | 0 | 0 | 0 | 0 | 0 | 0 | 0 | 0 | 0 | 0 | 0 | 0 | 0
F9_Industrial_Food Products_New_Process_Natural Gas_Gas Boiler - Maintenance_A_Achievable Technical Potential | F9 | Industrial | Food Products | New | Process | Natural Gas | Gas Boiler - Maintenance | A | Incremental Winter Peak Savings (MW) | Achievable Technical Potential | 0 | 0 | 0 | 0 | 0 | 0 | 0 | 0 | 0 | 0 | 0 | 0 | 0 | 0 | 0 | 0 | 0 | 0 | 0 | 0 | 0 | 0
F10_Industrial_Food Products_New_Process_Natural Gas_Gas Boiler - Maintenance_A_Achievable Technical Potential | F10 | Industrial | Food Products | New | Process | Natural Gas | Gas Boiler - Maintenance | A | Cumulative Energy Savings (MWh or mTherms) | Achievable Technical Potential | 0 | 0 | 0.04138 | 0.091998 | 0.14196 | 0.15253 | 0.15429 | 0.15656 | 0.15656 | 0.15656 | 0.15656 | 0.15656 | 0.15656 | 0.15656 | 0.15656 | 0.15656 | 0.15656 | 0.15656 | 0.15656 | 0.15656 | 0.15656 | 0.15656
F11_Industrial_Food Products_New_Process_Natural Gas_Gas Boiler - Maintenance_A_Achievable Technical Potential | F11 | Industrial | Food Products | New | Process | Natural Gas | Gas Boiler - Maintenance | A | Cumulative Summer Peak Savings (MW) | Achievable Technical Potential | 0 | 0 | 0 | 0 | 0 | 0 | 0 | 0 | 0 | 0 | 0 | 0 | 0 | 0 | 0 | 0 | 0 | 0 | 0 | 0 | 0 | 0
F12_Industrial_Food Products_New_Process_Natural Gas_Gas Boiler - Maintenance_A_Achievable Technical Potential | F12 | Industrial | Food Products | New | Process | Natural Gas | Gas Boiler - Maintenance | A | Cumulative Winter Peak Savings (MW) | Achievable Technical Potential | 0 | 0 | 0 | 0 | 0 | 0 | 0 | 0 | 0 | 0 | 0 | 0 | 0 | 0 | 0 | 0 | 0 | 0 | 0 | 0 | 0 | 0
F13_Industrial_Food Products_New_Process_Natural Gas_Gas Boiler - Maintenance_A_Achievable Technical Potential | F13 | Industrial | Food Products | New | Process | Natural Gas | Gas Boiler - Maintenance | A | Purchases (Incremental) | Achievable Technical Potential | 0 | 0 | 1.1908 | 1.4566 | 1.4379 | 1.4948 | 1.5075 | 1.5032 | 1.4948 | 1.5075 | 1.5032 | 2.6855 | 2.9641 | 2.9411 | 5.3711 | 5.9282 | 5.8822 | 10.7422 | 11.8564 | 11.7643 | 21.7884 | 23.7636
F14_Industrial_Food Products_New_Process_Natural Gas_Gas Boiler - Maintenance_A_Achievable Technical Potential | F14 | Industrial | Food Products | New | Process | Natural Gas | Gas Boiler - Maintenance | A | Purchases (Cumulative) | Achievable Technical Potential | 0 | 0 | 1.1908 | 2.6474 | 4.0853 | 4.3893 | 4.4401 | 4.5054 | 4.5054 | 4.5054 | 4.5054 | 4.5054 | 4.5054 | 4.5054 | 4.5054 | 4.5054 | 4.5054 | 4.5054 | 4.5054 | 4.5054 | 4.5054 | 4.5054
F1_Industrial_Food Products_New_Space Heating_Natural Gas_Gas Furnace - Maintenance_A_Achievable Technical Potential | F1 | Industrial | Food Products | New | Space Heating | Natural Gas | Gas Furnace - Maintenance | A | Original Unit Energy Savings (kWh or therms) | Achievable Technical Potential | 0 | 0 | 0.0083129 | 0.0083129 | 0.0083129 | 0.0083129 | 0.0083129 | 0.0083129 | 0.0083129 | 0.0083129 | 0.0083129 | 0.0083129 | 0.0083129 | 0.0083129 | 0.0083129 | 0.0083129 | 0.0083129 | 0.0083129 | 0.0083129 | 0.0083129 | 0.0083129 | 0.0083129
F2_Industrial_Food Products_New_Space Heating_Natural Gas_Gas Furnace - Maintenance_A_Achievable Technical Potential | F2 | Industrial | Food Products | New | Space Heating | Natural Gas | Gas Furnace - Maintenance | A | Original Unit Summer Peak Savings (kW) | Achievable Technical Potential | 0 | 0 | 0 | 0 | 0 | 0 | 0 | 0 | 0 | 0 | 0 | 0 | 0 | 0 | 0 | 0 | 0 | 0 | 0 | 0 | 0 | 0
F3_Industrial_Food Products_New_Space Heating_Natural Gas_Gas Furnace - Maintenance_A_Achievable Technical Potential | F3 | Industrial | Food Products | New | Space Heating | Natural Gas | Gas Furnace - Maintenance | A | Original Unit Winter Peak Savings (kW) | Achievable Technical Potential | 0 | 0 | 0 | 0 | 0 | 0 | 0 | 0 | 0 | 0 | 0 | 0 | 0 | 0 | 0 | 0 | 0 | 0 | 0 | 0 | 0 | 0
F4_Industrial_Food Products_New_Space Heating_Natural Gas_Gas Furnace - Maintenance_A_Achievable Technical Potential | F4 | Industrial | Food Products | New | Space Heating | Natural Gas | Gas Furnace - Maintenance | A | Standalone Impact on Baseline Energy (%) | Achievable Technical Potential | 0% | 0% | 1.533e-05% | 1.953e-05% | 2.114e-05% | 1.702e-05% | 1.495e-05% | 1.317e-05% | 1.165e-05% | 1.031e-05% | 9.496e-06% | 8.706e-06% | 8.046e-06% | 7.395e-06% | 7.01e-06% | 6.594e-06% | 6.224e-06% | 5.842e-06% | 5.615e-06% | 5.358e-06% | 5.13e-06% | 4.921e-06%
F5_Industrial_Food Products_New_Space Heating_Natural Gas_Gas Furnace - Maintenance_A_Achievable Technical Potential | F5 | Industrial | Food Products | New | Space Heating | Natural Gas | Gas Furnace - Maintenance | A | Standalone Impact on Baseline Summer Peak (%) | Achievable Technical Potential | bar: 2019 to 2040
F6_Industrial_Food Products_New_Space Heating_Natural Gas_Gas Furnace - Maintenance_A_Achievable Technical Potential | F6 | Industrial | Food Products | New | Space Heating | Natural Gas | Gas Furnace - Maintenance | A | Standalone Impact on Baseline Winter Peak (%) | Achievable Technical Potential | bar: 2019 to 2040
F7_Industrial_Food Products_New_Space Heating_Natural Gas_Gas Furnace - Maintenance_A_Achievable Technical Potential | F7 | Industrial | Food Products | New | Space Heating | Natural Gas | Gas Furnace - Maintenance | A | Incremental Energy Savings (MWh or mTherms) | Achievable Technical Potential | 0 | 0 | 3.3123e-06 | 4.0517e-06 | 3.9996e-06 | 4.1577e-06 | 4.1931e-06 | 4.1812e-06 | 4.1577e-06 | 4.1931e-06 | 4.1812e-06 | 7.47e-06 | 8.2448e-06 | 8.1808e-06 | 1.494e-05 | 1.649e-05 | 1.6362e-05 | 2.988e-05 | 3.2979e-05 | 3.2723e-05 | 6.0606e-05 | 6.61e-05
F8_Industrial_Food Products_New_Space Heating_Natural Gas_Gas Furnace - Maintenance_A_Achievable Technical Potential | F8 | Industrial | Food Products | New | Space Heating | Natural Gas | Gas Furnace - Maintenance | A | Incremental Summer Peak Savings (MW) | Achievable Technical Potential | 0 | 0 | 0 | 0 | 0 | 0 | 0 | 0 | 0 | 0 | 0 | 0 | 0 | 0 | 0 | 0 | 0 | 0 | 0 | 0 | 0 | 0
F9_Industrial_Food Products_New_Space Heating_Natural Gas_Gas Furnace - Maintenance_A_Achievable Technical Potential | F9 | Industrial | Food Products | New | Space Heating | Natural Gas | Gas Furnace - Maintenance | A | Incremental Winter Peak Savings (MW) | Achievable Technical Potential | 0 | 0 | 0 | 0 | 0 | 0 | 0 | 0 | 0 | 0 | 0 | 0 | 0 | 0 | 0 | 0 | 0 | 0 | 0 | 0 | 0 | 0
F10_Industrial_Food Products_New_Space Heating_Natural Gas_Gas Furnace - Maintenance_A_Achievable Technical Potential | F10 | Industrial | Food Products | New | Space Heating | Natural Gas | Gas Furnace - Maintenance | A | Cumulative Energy Savings (MWh or mTherms) | Achievable Technical Potential | 0 | 0 | 3.3123e-06 | 7.3639e-06 | 1.1364e-05 | 1.2209e-05 | 1.235e-05 | 1.2532e-05 | 1.2532e-05 | 1.2532e-05 | 1.2532e-05 | 1.2532e-05 | 1.2532e-05 | 1.2532e-05 | 1.2532e-05 | 1.2532e-05 | 1.2532e-05 | 1.2532e-05 | 1.2532e-05 | 1.2532e-05 | 1.2532e-05 | 1.2532e-05
F11_Industrial_Food Products_New_Space Heating_Natural Gas_Gas Furnace - Maintenance_A_Achievable Technical Potential | F11 | Industrial | Food Products | New | Space Heating | Natural Gas | Gas Furnace - Maintenance | A | Cumulative Summer Peak Savings (MW) | Achievable Technical Potential | 0 | 0 | 0 | 0 | 0 | 0 | 0 | 0 | 0 | 0 | 0 | 0 | 0 | 0 | 0 | 0 | 0 | 0 | 0 | 0 | 0 | 0
F12_Industrial_Food Products_New_Space Heating_Natural Gas_Gas Furnace - Maintenance_A_Achievable Technical Potential | F12 | Industrial | Food Products | New | Space Heating | Natural Gas | Gas Furnace - Maintenance | A | Cumulative Winter Peak Savings (MW) | Achievable Technical Potential | 0 | 0 | 0 | 0 | 0 | 0 | 0 | 0 | 0 | 0 | 0 | 0 | 0 | 0 | 0 | 0 | 0 | 0 | 0 | 0 | 0 | 0
F13_Industrial_Food Products_New_Space Heating_Natural Gas_Gas Furnace - Maintenance_A_Achievable Technical Potential | F13 | Industrial | Food Products | New | Space Heating | Natural Gas | Gas Furnace - Maintenance | A | Purchases (Incremental) | Achievable Technical Potential | 0 | 0 | 0.39845 | 0.4874 | 0.48113 | 0.50016 | 0.50441 | 0.50298 | 0.50016 | 0.50441 | 0.50298 | 0.8986 | 0.9918 | 0.98411 | 1.7972 | 1.9836 | 1.9682 | 3.5944 | 3.9672 | 3.9364 | 7.2905 | 7.9515
F14_Industrial_Food Products_New_Space Heating_Natural Gas_Gas Furnace - Maintenance_A_Achievable Technical Potential | F14 | Industrial | Food Products | New | Space Heating | Natural Gas | Gas Furnace - Maintenance | A | Purchases (Cumulative) | Achievable Technical Potential | 0 | 0 | 0.39845 | 0.88584 | 1.367 | 1.4687 | 1.4857 | 1.5075 | 1.5075 | 1.5075 | 1.5075 | 1.5075 | 1.5075 | 1.5075 | 1.5075 | 1.5075 | 1.5075 | 1.5075 | 1.5075 | 1.5075 | 1.5075 | 1.5075
F1_Industrial_Food Products_New_Space Heating_Natural Gas_Gas Boiler - Hot Water Reset_A_Achievable Technical Potential | F1 | Industrial | Food Products | New | Space Heating | Natural Gas | Gas Boiler - Hot Water Reset | A | Original Unit Energy Savings (kWh or therms) | Achievable Technical Potential | 0 | 0 | 3.3068 | 3.3068 | 3.3068 | 3.3068 | 3.3068 | 3.3068 | 3.3068 | 3.3068 | 3.3068 | 3.3068 | 3.3068 | 3.3068 | 3.3068 | 3.3068 | 3.3068 | 3.3068 | 3.3068 | 3.3068 | 3.3068 | 3.3068
F2_Industrial_Food Products_New_Space Heating_Natural Gas_Gas Boiler - Hot Water Reset_A_Achievable Technical Potential | F2 | Industrial | Food Products | New | Space Heating | Natural Gas | Gas Boiler - Hot Water Reset | A | Original Unit Summer Peak Savings (kW) | Achievable Technical Potential | 0 | 0 | 0 | 0 | 0 | 0 | 0 | 0 | 0 | 0 | 0 | 0 | 0 | 0 | 0 | 0 | 0 | 0 | 0 | 0 | 0 | 0
F3_Industrial_Food Products_New_Space Heating_Natural Gas_Gas Boiler - Hot Water Reset_A_Achievable Technical Potential | F3 | Industrial | Food Products | New | Space Heating | Natural Gas | Gas Boiler - Hot Water Reset | A | Original Unit Winter Peak Savings (kW) | Achievable Technical Potential | 0 | 0 | 0 | 0 | 0 | 0 | 0 | 0 | 0 | 0 | 0 | 0 | 0 | 0 | 0 | 0 | 0 | 0 | 0 | 0 | 0 | 0
F4_Industrial_Food Products_New_Space Heating_Natural Gas_Gas Boiler - Hot Water Reset_A_Achievable Technical Potential | F4 | Industrial | Food Products | New | Space Heating | Natural Gas | Gas Boiler - Hot Water Reset | A | Standalone Impact on Baseline Energy (%) | Achievable Technical Potential | 0% | 0% | 0.007431% | 0.01338% | 0.02055% | 0.02836% | 0.03942% | 0.05149% | 0.06451% | 0.07646% | 0.08869% | 0.097% | 0.1018% | 0.1016% | 0.101% | 0.09722% | 0.09271% | 0.08738% | 0.08398% | 0.08013% | 0.07672% | 0.07359%
F5_Industrial_Food Products_New_Space Heating_Natural Gas_Gas Boiler - Hot Water Reset_A_Achievable Technical Potential | F5 | Industrial | Food Products | New | Space Heating | Natural Gas | Gas Boiler - Hot Water Reset | A | Standalone Impact on Baseline Summer Peak (%) | Achievable Technical Potential | bar: 2019 to 2040
F6_Industrial_Food Products_New_Space Heating_Natural Gas_Gas Boiler - Hot Water Reset_A_Achievable Technical Potential | F6 | Industrial | Food Products | New | Space Heating | Natural Gas | Gas Boiler - Hot Water Reset | A | Standalone Impact on Baseline Winter Peak (%) | Achievable Technical Potential | bar: 2019 to 2040
F7_Industrial_Food Products_New_Space Heating_Natural Gas_Gas Boiler - Hot Water Reset_A_Achievable Technical Potential | F7 | Industrial | Food Products | New | Space Heating | Natural Gas | Gas Boiler - Hot Water Reset | A | Incremental Energy Savings (MWh or mTherms) | Achievable Technical Potential | 0 | 0 | 0.0016051 | 0.0034395 | 0.0060018 | 0.0092998 | 0.01221 | 0.01645 | 0.020401 | 0.023548 | 0.024091 | 0.022587 | 0.018913 | 0.013618 | 0.0083412 | 0.0042701 | 0.0019139 | 0.00074141 | 0.0016051 | 0.0034395 | 0.0060018 | 0.0092998
F8_Industrial_Food Products_New_Space Heating_Natural Gas_Gas Boiler - Hot Water Reset_A_Achievable Technical Potential | F8 | Industrial | Food Products | New | Space Heating | Natural Gas | Gas Boiler - Hot Water Reset | A | Incremental Summer Peak Savings (MW) | Achievable Technical Potential | 0 | 0 | 0 | 0 | 0 | 0 | 0 | 0 | 0 | 0 | 0 | 0 | 0 | 0 | 0 | 0 | 0 | 0 | 0 | 0 | 0 | 0
F9_Industrial_Food Products_New_Space Heating_Natural Gas_Gas Boiler - Hot Water Reset_A_Achievable Technical Potential | F9 | Industrial | Food Products | New | Space Heating | Natural Gas | Gas Boiler - Hot Water Reset | A | Incremental Winter Peak Savings (MW) | Achievable Technical Potential | 0 | 0 | 0 | 0 | 0 | 0 | 0 | 0 | 0 | 0 | 0 | 0 | 0 | 0 | 0 | 0 | 0 | 0 | 0 | 0 | 0 | 0
F10_Industrial_Food Products_New_Space Heating_Natural Gas_Gas Boiler - Hot Water Reset_A_Achievable Technical Potential | F10 | Industrial | Food Products | New | Space Heating | Natural Gas | Gas Boiler - Hot Water Reset | A | Cumulative Energy Savings (MWh or mTherms) | Achievable Technical Potential | 0 | 0 | 0.0016051 | 0.0050447 | 0.011046 | 0.020346 | 0.032556 | 0.049006 | 0.069407 | 0.092955 | 0.11705 | 0.13963 | 0.15855 | 0.17216 | 0.18051 | 0.18478 | 0.18669 | 0.18743 | 0.18743 | 0.18743 | 0.18743 | 0.18743
F11_Industrial_Food Products_New_Space Heating_Natural Gas_Gas Boiler - Hot Water Reset_A_Achievable Technical Potential | F11 | Industrial | Food Products | New | Space Heating | Natural Gas | Gas Boiler - Hot Water Reset | A | Cumulative Summer Peak Savings (MW) | Achievable Technical Potential | 0 | 0 | 0 | 0 | 0 | 0 | 0 | 0 | 0 | 0 | 0 | 0 | 0 | 0 | 0 | 0 | 0 | 0 | 0 | 0 | 0 | 0
F12_Industrial_Food Products_New_Space Heating_Natural Gas_Gas Boiler - Hot Water Reset_A_Achievable Technical Potential | F12 | Industrial | Food Products | New | Space Heating | Natural Gas | Gas Boiler - Hot Water Reset | A | Cumulative Winter Peak Savings (MW) | Achievable Technical Potential | 0 | 0 | 0 | 0 | 0 | 0 | 0 | 0 | 0 | 0 | 0 | 0 | 0 | 0 | 0 | 0 | 0 | 0 | 0 | 0 | 0 | 0
F13_Industrial_Food Products_New_Space Heating_Natural Gas_Gas Boiler - Hot Water Reset_A_Achievable Technical Potential | F13 | Industrial | Food Products | New | Space Heating | Natural Gas | Gas Boiler - Hot Water Reset | A | Purchases (Incremental) | Achievable Technical Potential | 0 | 0 | 0.4854 | 1.0401 | 1.815 | 2.8123 | 3.6924 | 4.9745 | 6.1694 | 7.1211 | 7.2853 | 6.8303 | 5.7193 | 4.1182 | 2.5224 | 1.2913 | 0.57878 | 0.22421 | 0.4854 | 1.0401 | 1.815 | 2.8123
F14_Industrial_Food Products_New_Space Heating_Natural Gas_Gas Boiler - Hot Water Reset_A_Achievable Technical Potential | F14 | Industrial | Food Products | New | Space Heating | Natural Gas | Gas Boiler - Hot Water Reset | A | Purchases (Cumulative) | Achievable Technical Potential | 0 | 0 | 0.4854 | 1.5255 | 3.3405 | 6.1528 | 9.8452 | 14.8196 | 20.989 | 28.1101 | 35.3954 | 42.2257 | 47.9451 | 52.0632 | 54.5856 | 55.8769 | 56.4557 | 56.6799 | 56.6799 | 56.6799 | 56.6799 | 56.6799
F1_Industrial_Food Products_New_Process_Natural Gas_Gas Boiler - Hot Water Reset_A_Achievable Technical Potential | F1 | Industrial | Food Products | New | Process | Natural Gas | Gas Boiler - Hot Water Reset | A | Original Unit Energy Savings (kWh or therms) | Achievable Technical Potential | 0 | 0 | 63.1817 | 63.1817 | 63.1817 | 63.1817 | 63.1817 | 63.1817 | 63.1817 | 63.1817 | 63.1817 | 63.1817 | 63.1817 | 63.1817 | 63.1817 | 63.1817 | 63.1817 | 63.1817 | 63.1817 | 63.1817 | 63.1817 | 63.1817
F2_Industrial_Food Products_New_Process_Natural Gas_Gas Boiler - Hot Water Reset_A_Achievable Technical Potential | F2 | Industrial | Food Products | New | Process | Natural Gas | Gas Boiler - Hot Water Reset | A | Original Unit Summer Peak Savings (kW) | Achievable Technical Potential | 0 | 0 | 0 | 0 | 0 | 0 | 0 | 0 | 0 | 0 | 0 | 0 | 0 | 0 | 0 | 0 | 0 | 0 | 0 | 0 | 0 | 0
F3_Industrial_Food Products_New_Process_Natural Gas_Gas Boiler - Hot Water Reset_A_Achievable Technical Potential | F3 | Industrial | Food Products | New | Process | Natural Gas | Gas Boiler - Hot Water Reset | A | Original Unit Winter Peak Savings (kW) | Achievable Technical Potential | 0 | 0 | 0 | 0 | 0 | 0 | 0 | 0 | 0 | 0 | 0 | 0 | 0 | 0 | 0 | 0 | 0 | 0 | 0 | 0 | 0 | 0
F4_Industrial_Food Products_New_Process_Natural Gas_Gas Boiler - Hot Water Reset_A_Achievable Technical Potential | F4 | Industrial | Food Products | New | Process | Natural Gas | Gas Boiler - Hot Water Reset | A | Standalone Impact on Baseline Energy (%) | Achievable Technical Potential | 0% | 0% | 0.02055% | 0.037% | 0.05682% | 0.0784% | 0.109% | 0.1424% | 0.1783% | 0.2114% | 0.2452% | 0.2682% | 0.2814% | 0.2809% | 0.2792% | 0.2688% | 0.2563% | 0.2416% | 0.2322% | 0.2216% | 0.2121% | 0.2035%
F5_Industrial_Food Products_New_Process_Natural Gas_Gas Boiler - Hot Water Reset_A_Achievable Technical Potential | F5 | Industrial | Food Products | New | Process | Natural Gas | Gas Boiler - Hot Water Reset | A | Standalone Impact on Baseline Summer Peak (%) | Achievable Technical Potential | bar: 2019 to 2040
F6_Industrial_Food Products_New_Process_Natural Gas_Gas Boiler - Hot Water Reset_A_Achievable Technical Potential | F6 | Industrial | Food Products | New | Process | Natural Gas | Gas Boiler - Hot Water Reset | A | Standalone Impact on Baseline Winter Peak (%) | Achievable Technical Potential | bar: 2019 to 2040
F7_Industrial_Food Products_New_Process_Natural Gas_Gas Boiler - Hot Water Reset_A_Achievable Technical Potential | F7 | Industrial | Food Products | New | Process | Natural Gas | Gas Boiler - Hot Water Reset | A | Incremental Energy Savings (MWh or mTherms) | Achievable Technical Potential | 0 | 0 | 0.073128 | 0.1567 | 0.27343 | 0.42368 | 0.55627 | 0.74942 | 0.92944 | 1.0728 | 1.0976 | 1.029 | 0.86164 | 0.62042 | 0.38001 | 0.19454 | 0.087195 | 0.033778 | 0.073128 | 0.1567 | 0.27343 | 0.42368
F8_Industrial_Food Products_New_Process_Natural Gas_Gas Boiler - Hot Water Reset_A_Achievable Technical Potential | F8 | Industrial | Food Products | New | Process | Natural Gas | Gas Boiler - Hot Water Reset | A | Incremental Summer Peak Savings (MW) | Achievable Technical Potential | 0 | 0 | 0 | 0 | 0 | 0 | 0 | 0 | 0 | 0 | 0 | 0 | 0 | 0 | 0 | 0 | 0 | 0 | 0 | 0 | 0 | 0
F9_Industrial_Food Products_New_Process_Natural Gas_Gas Boiler - Hot Water Reset_A_Achievable Technical Potential | F9 | Industrial | Food Products | New | Process | Natural Gas | Gas Boiler - Hot Water Reset | A | Incremental Winter Peak Savings (MW) | Achievable Technical Potential | 0 | 0 | 0 | 0 | 0 | 0 | 0 | 0 | 0 | 0 | 0 | 0 | 0 | 0 | 0 | 0 | 0 | 0 | 0 | 0 | 0 | 0
F10_Industrial_Food Products_New_Process_Natural Gas_Gas Boiler - Hot Water Reset_A_Achievable Technical Potential | F10 | Industrial | Food Products | New | Process | Natural Gas | Gas Boiler - Hot Water Reset | A | Cumulative Energy Savings (MWh or mTherms) | Achievable Technical Potential | 0 | 0 | 0.073128 | 0.22983 | 0.50326 | 0.92694 | 1.4832 | 2.2326 | 3.1621 | 4.2349 | 5.3324 | 6.3615 | 7.2231 | 7.8435 | 8.2235 | 8.4181 | 8.5052 | 8.539 | 8.539 | 8.539 | 8.539 | 8.539
F11_Industrial_Food Products_New_Process_Natural Gas_Gas Boiler - Hot Water Reset_A_Achievable Technical Potential | F11 | Industrial | Food Products | New | Process | Natural Gas | Gas Boiler - Hot Water Reset | A | Cumulative Summer Peak Savings (MW) | Achievable Technical Potential | 0 | 0 | 0 | 0 | 0 | 0 | 0 | 0 | 0 | 0 | 0 | 0 | 0 | 0 | 0 | 0 | 0 | 0 | 0 | 0 | 0 | 0
F12_Industrial_Food Products_New_Process_Natural Gas_Gas Boiler - Hot Water Reset_A_Achievable Technical Potential | F12 | Industrial | Food Products | New | Process | Natural Gas | Gas Boiler - Hot Water Reset | A | Cumulative Winter Peak Savings (MW) | Achievable Technical Potential | 0 | 0 | 0 | 0 | 0 | 0 | 0 | 0 | 0 | 0 | 0 | 0 | 0 | 0 | 0 | 0 | 0 | 0 | 0 | 0 | 0 | 0
F13_Industrial_Food Products_New_Process_Natural Gas_Gas Boiler - Hot Water Reset_A_Achievable Technical Potential | F13 | Industrial | Food Products | New | Process | Natural Gas | Gas Boiler - Hot Water Reset | A | Purchases (Incremental) | Achievable Technical Potential | 0 | 0 | 1.1574 | 2.4801 | 4.3277 | 6.7058 | 8.8042 | 11.8613 | 14.7106 | 16.9798 | 17.3714 | 16.2866 | 13.6375 | 9.8195 | 6.0146 | 3.079 | 1.3801 | 0.53461 | 1.1574 | 2.4801 | 4.3277 | 6.7058
F14_Industrial_Food Products_New_Process_Natural Gas_Gas Boiler - Hot Water Reset_A_Achievable Technical Potential | F14 | Industrial | Food Products | New | Process | Natural Gas | Gas Boiler - Hot Water Reset | A | Purchases (Cumulative) | Achievable Technical Potential | 0 | 0 | 1.1574 | 3.6376 | 7.9653 | 14.671 | 23.4752 | 35.3366 | 50.0472 | 67.027 | 84.3984 | 100.685 | 114.3224 | 124.142 | 130.1566 | 133.2356 | 134.6156 | 135.1502 | 135.1502 | 135.1502 | 135.1502 | 135.1502
F1_Industrial_Food Products_New_Space Heating_Natural Gas_Steam Trap Maintenance_A_Achievable Technical Potential | F1 | Industrial | Food Products | New | Space Heating | Natural Gas | Steam Trap Maintenance | A | Original Unit Energy Savings (kWh or therms) | Achievable Technical Potential | 0 | 0 | 1.1682 | 1.1682 | 1.1682 | 1.1682 | 1.1682 | 1.1682 | 1.1682 | 1.1682 | 1.1682 | 1.1682 | 1.1682 | 1.1682 | 1.1682 | 1.1682 | 1.1682 | 1.1682 | 1.1682 | 1.1682 | 1.1682 | 1.1682
F2_Industrial_Food Products_New_Space Heating_Natural Gas_Steam Trap Maintenance_A_Achievable Technical Potential | F2 | Industrial | Food Products | New | Space Heating | Natural Gas | Steam Trap Maintenance | A | Original Unit Summer Peak Savings (kW) | Achievable Technical Potential | 0 | 0 | 0 | 0 | 0 | 0 | 0 | 0 | 0 | 0 | 0 | 0 | 0 | 0 | 0 | 0 | 0 | 0 | 0 | 0 | 0 | 0
F3_Industrial_Food Products_New_Space Heating_Natural Gas_Steam Trap Maintenance_A_Achievable Technical Potential | F3 | Industrial | Food Products | New | Space Heating | Natural Gas | Steam Trap Maintenance | A | Original Unit Winter Peak Savings (kW) | Achievable Technical Potential | 0 | 0 | 0 | 0 | 0 | 0 | 0 | 0 | 0 | 0 | 0 | 0 | 0 | 0 | 0 | 0 | 0 | 0 | 0 | 0 | 0 | 0
F4_Industrial_Food Products_New_Space Heating_Natural Gas_Steam Trap Maintenance_A_Achievable Technical Potential | F4 | Industrial | Food Products | New | Space Heating | Natural Gas | Steam Trap Maintenance | A | Standalone Impact on Baseline Energy (%) | Achievable Technical Potential | bar: 2019 to 2040
F5_Industrial_Food Products_New_Space Heating_Natural Gas_Steam Trap Maintenance_A_Achievable Technical Potential | F5 | Industrial | Food Products | New | Space Heating | Natural Gas | Steam Trap Maintenance | A | Standalone Impact on Baseline Summer Peak (%) | Achievable Technical Potential | bar: 2019 to 2040
F6_Industrial_Food Products_New_Space Heating_Natural Gas_Steam Trap Maintenance_A_Achievable Technical Potential | F6 | Industrial | Food Products | New | Space Heating | Natural Gas | Steam Trap Maintenance | A | Standalone Impact on Baseline Winter Peak (%) | Achievable Technical Potential | bar: 2019 to 2040
F7_Industrial_Food Products_New_Space Heating_Natural Gas_Steam Trap Maintenance_A_Achievable Technical Potential | F7 | Industrial | Food Products | New | Space Heating | Natural Gas | Steam Trap Maintenance | A | Incremental Energy Savings (MWh or mTherms) | Achievable Technical Potential | 0 | 0 | 0 | 0 | 0 | 0 | 0 | 0 | 0 | 0 | 0 | 0 | 0 | 0 | 0 | 0 | 0 | 0 | 0 | 0 | 0 | 0
F8_Industrial_Food Products_New_Space Heating_Natural Gas_Steam Trap Maintenance_A_Achievable Technical Potential | F8 | Industrial | Food Products | New | Space Heating | Natural Gas | Steam Trap Maintenance | A | Incremental Summer Peak Savings (MW) | Achievable Technical Potential | 0 | 0 | 0 | 0 | 0 | 0 | 0 | 0 | 0 | 0 | 0 | 0 | 0 | 0 | 0 | 0 | 0 | 0 | 0 | 0 | 0 | 0
F9_Industrial_Food Products_New_Space Heating_Natural Gas_Steam Trap Maintenance_A_Achievable Technical Potential | F9 | Industrial | Food Products | New | Space Heating | Natural Gas | Steam Trap Maintenance | A | Incremental Winter Peak Savings (MW) | Achievable Technical Potential | 0 | 0 | 0 | 0 | 0 | 0 | 0 | 0 | 0 | 0 | 0 | 0 | 0 | 0 | 0 | 0 | 0 | 0 | 0 | 0 | 0 | 0
F10_Industrial_Food Products_New_Space Heating_Natural Gas_Steam Trap Maintenance_A_Achievable Technical Potential | F10 | Industrial | Food Products | New | Space Heating | Natural Gas | Steam Trap Maintenance | A | Cumulative Energy Savings (MWh or mTherms) | Achievable Technical Potential | 0 | 0 | 0 | 0 | 0 | 0 | 0 | 0 | 0 | 0 | 0 | 0 | 0 | 0 | 0 | 0 | 0 | 0 | 0 | 0 | 0 | 0
F11_Industrial_Food Products_New_Space Heating_Natural Gas_Steam Trap Maintenance_A_Achievable Technical Potential | F11 | Industrial | Food Products | New | Space Heating | Natural Gas | Steam Trap Maintenance | A | Cumulative Summer Peak Savings (MW) | Achievable Technical Potential | 0 | 0 | 0 | 0 | 0 | 0 | 0 | 0 | 0 | 0 | 0 | 0 | 0 | 0 | 0 | 0 | 0 | 0 | 0 | 0 | 0 | 0
F12_Industrial_Food Products_New_Space Heating_Natural Gas_Steam Trap Maintenance_A_Achievable Technical Potential | F12 | Industrial | Food Products | New | Space Heating | Natural Gas | Steam Trap Maintenance | A | Cumulative Winter Peak Savings (MW) | Achievable Technical Potential | 0 | 0 | 0 | 0 | 0 | 0 | 0 | 0 | 0 | 0 | 0 | 0 | 0 | 0 | 0 | 0 | 0 | 0 | 0 | 0 | 0 | 0
F13_Industrial_Food Products_New_Space Heating_Natural Gas_Steam Trap Maintenance_A_Achievable Technical Potential | F13 | Industrial | Food Products | New | Space Heating | Natural Gas | Steam Trap Maintenance | A | Purchases (Incremental) | Achievable Technical Potential | 0 | 0 | 0 | 0 | 0 | 0 | 0 | 0 | 0 | 0 | 0 | 0 | 0 | 0 | 0 | 0 | 0 | 0 | 0 | 0 | 0 | 0
F14_Industrial_Food Products_New_Space Heating_Natural Gas_Steam Trap Maintenance_A_Achievable Technical Potential | F14 | Industrial | Food Products | New | Space Heating | Natural Gas | Steam Trap Maintenance | A | Purchases (Cumulative) | Achievable Technical Potential | 0 | 0 | 0 | 0 | 0 | 0 | 0 | 0 | 0 | 0 | 0 | 0 | 0 | 0 | 0 | 0 | 0 | 0 | 0 | 0 | 0 | 0
F1_Industrial_Food Products_New_Process_Natural Gas_Steam Trap Maintenance_A_Achievable Technical Potential | F1 | Industrial | Food Products | New | Process | Natural Gas | Steam Trap Maintenance | A | Original Unit Energy Savings (kWh or therms) | Achievable Technical Potential | 0 | 0 | 44.6416 | 44.6416 | 44.6416 | 44.6416 | 44.6416 | 44.6416 | 44.6416 | 44.6416 | 44.6416 | 44.6416 | 44.6416 | 44.6416 | 44.6416 | 44.6416 | 44.6416 | 44.6416 | 44.6416 | 44.6416 | 44.6416 | 44.6416
F2_Industrial_Food Products_New_Process_Natural Gas_Steam Trap Maintenance_A_Achievable Technical Potential | F2 | Industrial | Food Products | New | Process | Natural Gas | Steam Trap Maintenance | A | Original Unit Summer Peak Savings (kW) | Achievable Technical Potential | 0 | 0 | 0 | 0 | 0 | 0 | 0 | 0 | 0 | 0 | 0 | 0 | 0 | 0 | 0 | 0 | 0 | 0 | 0 | 0 | 0 | 0
F3_Industrial_Food Products_New_Process_Natural Gas_Steam Trap Maintenance_A_Achievable Technical Potential | F3 | Industrial | Food Products | New | Process | Natural Gas | Steam Trap Maintenance | A | Original Unit Winter Peak Savings (kW) | Achievable Technical Potential | 0 | 0 | 0 | 0 | 0 | 0 | 0 | 0 | 0 | 0 | 0 | 0 | 0 | 0 | 0 | 0 | 0 | 0 | 0 | 0 | 0 | 0
F4_Industrial_Food Products_New_Process_Natural Gas_Steam Trap Maintenance_A_Achievable Technical Potential | F4 | Industrial | Food Products | New | Process | Natural Gas | Steam Trap Maintenance | A | Standalone Impact on Baseline Energy (%) | Achievable Technical Potential | bar: 2019 to 2040
F5_Industrial_Food Products_New_Process_Natural Gas_Steam Trap Maintenance_A_Achievable Technical Potential | F5 | Industrial | Food Products | New | Process | Natural Gas | Steam Trap Maintenance | A | Standalone Impact on Baseline Summer Peak (%) | Achievable Technical Potential | bar: 2019 to 2040
F6_Industrial_Food Products_New_Process_Natural Gas_Steam Trap Maintenance_A_Achievable Technical Potential | F6 | Industrial | Food Products | New | Process | Natural Gas | Steam Trap Maintenance | A | Standalone Impact on Baseline Winter Peak (%) | Achievable Technical Potential | bar: 2019 to 2040
F7_Industrial_Food Products_New_Process_Natural Gas_Steam Trap Maintenance_A_Achievable Technical Potential | F7 | Industrial | Food Products | New | Process | Natural Gas | Steam Trap Maintenance | A | Incremental Energy Savings (MWh or mTherms) | Achievable Technical Potential | 0 | 0 | 0 | 0 | 0 | 0 | 0 | 0 | 0 | 0 | 0 | 0 | 0 | 0 | 0 | 0 | 0 | 0 | 0 | 0 | 0 | 0
F8_Industrial_Food Products_New_Process_Natural Gas_Steam Trap Maintenance_A_Achievable Technical Potential | F8 | Industrial | Food Products | New | Process | Natural Gas | Steam Trap Maintenance | A | Incremental Summer Peak Savings (MW) | Achievable Technical Potential | 0 | 0 | 0 | 0 | 0 | 0 | 0 | 0 | 0 | 0 | 0 | 0 | 0 | 0 | 0 | 0 | 0 | 0 | 0 | 0 | 0 | 0
F9_Industrial_Food Products_New_Process_Natural Gas_Steam Trap Maintenance_A_Achievable Technical Potential | F9 | Industrial | Food Products | New | Process | Natural Gas | Steam Trap Maintenance | A | Incremental Winter Peak Savings (MW) | Achievable Technical Potential | 0 | 0 | 0 | 0 | 0 | 0 | 0 | 0 | 0 | 0 | 0 | 0 | 0 | 0 | 0 | 0 | 0 | 0 | 0 | 0 | 0 | 0
F10_Industrial_Food Products_New_Process_Natural Gas_Steam Trap Maintenance_A_Achievable Technical Potential | F10 | Industrial | Food Products | New | Process | Natural Gas | Steam Trap Maintenance | A | Cumulative Energy Savings (MWh or mTherms) | Achievable Technical Potential | 0 | 0 | 0 | 0 | 0 | 0 | 0 | 0 | 0 | 0 | 0 | 0 | 0 | 0 | 0 | 0 | 0 | 0 | 0 | 0 | 0 | 0
F11_Industrial_Food Products_New_Process_Natural Gas_Steam Trap Maintenance_A_Achievable Technical Potential | F11 | Industrial | Food Products | New | Process | Natural Gas | Steam Trap Maintenance | A | Cumulative Summer Peak Savings (MW) | Achievable Technical Potential | 0 | 0 | 0 | 0 | 0 | 0 | 0 | 0 | 0 | 0 | 0 | 0 | 0 | 0 | 0 | 0 | 0 | 0 | 0 | 0 | 0 | 0
F12_Industrial_Food Products_New_Process_Natural Gas_Steam Trap Maintenance_A_Achievable Technical Potential | F12 | Industrial | Food Products | New | Process | Natural Gas | Steam Trap Maintenance | A | Cumulative Winter Peak Savings (MW) | Achievable Technical Potential | 0 | 0 | 0 | 0 | 0 | 0 | 0 | 0 | 0 | 0 | 0 | 0 | 0 | 0 | 0 | 0 | 0 | 0 | 0 | 0 | 0 | 0
F13_Industrial_Food Products_New_Process_Natural Gas_Steam Trap Maintenance_A_Achievable Technical Potential | F13 | Industrial | Food Products | New | Process | Natural Gas | Steam Trap Maintenance | A | Purchases (Incremental) | Achievable Technical Potential | 0 | 0 | 0 | 0 | 0 | 0 | 0 | 0 | 0 | 0 | 0 | 0 | 0 | 0 | 0 | 0 | 0 | 0 | 0 | 0 | 0 | 0
F14_Industrial_Food Products_New_Process_Natural Gas_Steam Trap Maintenance_A_Achievable Technical Potential | F14 | Industrial | Food Products | New | Process | Natural Gas | Steam Trap Maintenance | A | Purchases (Cumulative) | Achievable Technical Potential | 0 | 0 | 0 | 0 | 0 | 0 | 0 | 0 | 0 | 0 | 0 | 0 | 0 | 0 | 0 | 0 | 0 | 0 | 0 | 0 | 0 | 0
F1_Industrial_Food Products_New_Space Heating_Natural Gas_Gas Boiler - High Turndown_A_Achievable Technical Potential | F1 | Industrial | Food Products | New | Space Heating | Natural Gas | Gas Boiler - High Turndown | A | Original Unit Energy Savings (kWh or therms) | Achievable Technical Potential | 0 | 0 | 1.2401 | 1.2401 | 1.2401 | 1.2401 | 1.2401 | 1.2401 | 1.2401 | 1.2401 | 1.2401 | 1.2401 | 1.2401 | 1.2401 | 1.2401 | 1.2401 | 1.2401 | 1.2401 | 1.2401 | 1.2401 | 1.2401 | 1.2401
F2_Industrial_Food Products_New_Space Heating_Natural Gas_Gas Boiler - High Turndown_A_Achievable Technical Potential | F2 | Industrial | Food Products | New | Space Heating | Natural Gas | Gas Boiler - High Turndown | A | Original Unit Summer Peak Savings (kW) | Achievable Technical Potential | 0 | 0 | 0 | 0 | 0 | 0 | 0 | 0 | 0 | 0 | 0 | 0 | 0 | 0 | 0 | 0 | 0 | 0 | 0 | 0 | 0 | 0
F3_Industrial_Food Products_New_Space Heating_Natural Gas_Gas Boiler - High Turndown_A_Achievable Technical Potential | F3 | Industrial | Food Products | New | Space Heating | Natural Gas | Gas Boiler - High Turndown | A | Original Unit Winter Peak Savings (kW) | Achievable Technical Potential | 0 | 0 | 0 | 0 | 0 | 0 | 0 | 0 | 0 | 0 | 0 | 0 | 0 | 0 | 0 | 0 | 0 | 0 | 0 | 0 | 0 | 0
F4_Industrial_Food Products_New_Space Heating_Natural Gas_Gas Boiler - High Turndown_A_Achievable Technical Potential | F4 | Industrial | Food Products | New | Space Heating | Natural Gas | Gas Boiler - High Turndown | A | Standalone Impact on Baseline Energy (%) | Achievable Technical Potential | 0% | 0% | 0.004253% | 0.00669% | 0.008944% | 0.01095% | 0.01377% | 0.01578% | 0.01702% | 0.01751% | 0.01809% | 0.01815% | 0.01803% | 0.01758% | 0.01746% | 0.01707% | 0.01662% | 0.01561% | 0.015% | 0.01431% | 0.0137% | 0.01314%
F5_Industrial_Food Products_New_Space Heating_Natural Gas_Gas Boiler - High Turndown_A_Achievable Technical Potential | F5 | Industrial | Food Products | New | Space Heating | Natural Gas | Gas Boiler - High Turndown | A | Standalone Impact on Baseline Summer Peak (%) | Achievable Technical Potential | bar: 2019 to 2040
F6_Industrial_Food Products_New_Space Heating_Natural Gas_Gas Boiler - High Turndown_A_Achievable Technical Potential | F6 | Industrial | Food Products | New | Space Heating | Natural Gas | Gas Boiler - High Turndown | A | Standalone Impact on Baseline Winter Peak (%) | Achievable Technical Potential | bar: 2019 to 2040
F7_Industrial_Food Products_New_Space Heating_Natural Gas_Gas Boiler - High Turndown_A_Achievable Technical Potential | F7 | Industrial | Food Products | New | Space Heating | Natural Gas | Gas Boiler - High Turndown | A | Incremental Energy Savings (MWh or mTherms) | Achievable Technical Potential | 0 | 0 | 0.00091864 | 0.0016032 | 0.0022861 | 0.0030515 | 0.0035124 | 0.0036428 | 0.0032947 | 0.0029781 | 0.0025864 | 0.0022568 | 0.0019536 | 0.0017004 | 0.0014349 | 0.0012205 | 0.0010345 | 0.00091864 | 0.0016032 | 0.0022861 | 0.0030515 | 0.0035124
F8_Industrial_Food Products_New_Space Heating_Natural Gas_Gas Boiler - High Turndown_A_Achievable Technical Potential | F8 | Industrial | Food Products | New | Space Heating | Natural Gas | Gas Boiler - High Turndown | A | Incremental Summer Peak Savings (MW) | Achievable Technical Potential | 0 | 0 | 0 | 0 | 0 | 0 | 0 | 0 | 0 | 0 | 0 | 0 | 0 | 0 | 0 | 0 | 0 | 0 | 0 | 0 | 0 | 0
F9_Industrial_Food Products_New_Space Heating_Natural Gas_Gas Boiler - High Turndown_A_Achievable Technical Potential | F9 | Industrial | Food Products | New | Space Heating | Natural Gas | Gas Boiler - High Turndown | A | Incremental Winter Peak Savings (MW) | Achievable Technical Potential | 0 | 0 | 0 | 0 | 0 | 0 | 0 | 0 | 0 | 0 | 0 | 0 | 0 | 0 | 0 | 0 | 0 | 0 | 0 | 0 | 0 | 0
F10_Industrial_Food Products_New_Space Heating_Natural Gas_Gas Boiler - High Turndown_A_Achievable Technical Potential | F10 | Industrial | Food Products | New | Space Heating | Natural Gas | Gas Boiler - High Turndown | A | Cumulative Energy Savings (MWh or mTherms) | Achievable Technical Potential | 0 | 0 | 0.00091864 | 0.0025218 | 0.0048079 | 0.0078594 | 0.011372 | 0.015015 | 0.018309 | 0.021287 | 0.023874 | 0.026131 | 0.028084 | 0.029785 | 0.031219 | 0.03244 | 0.033474 | 0.033474 | 0.033474 | 0.033474 | 0.033474 | 0.033474
F11_Industrial_Food Products_New_Space Heating_Natural Gas_Gas Boiler - High Turndown_A_Achievable Technical Potential | F11 | Industrial | Food Products | New | Space Heating | Natural Gas | Gas Boiler - High Turndown | A | Cumulative Summer Peak Savings (MW) | Achievable Technical Potential | 0 | 0 | 0 | 0 | 0 | 0 | 0 | 0 | 0 | 0 | 0 | 0 | 0 | 0 | 0 | 0 | 0 | 0 | 0 | 0 | 0 | 0
F12_Industrial_Food Products_New_Space Heating_Natural Gas_Gas Boiler - High Turndown_A_Achievable Technical Potential | F12 | Industrial | Food Products | New | Space Heating | Natural Gas | Gas Boiler - High Turndown | A | Cumulative Winter Peak Savings (MW) | Achievable Technical Potential | 0 | 0 | 0 | 0 | 0 | 0 | 0 | 0 | 0 | 0 | 0 | 0 | 0 | 0 | 0 | 0 | 0 | 0 | 0 | 0 | 0 | 0
F13_Industrial_Food Products_New_Space Heating_Natural Gas_Gas Boiler - High Turndown_A_Achievable Technical Potential | F13 | Industrial | Food Products | New | Space Heating | Natural Gas | Gas Boiler - High Turndown | A | Purchases (Incremental) | Achievable Technical Potential | 0 | 0 | 0.7408 | 1.2928 | 1.8435 | 2.4608 | 2.8325 | 2.9376 | 2.6569 | 2.4015 | 2.0857 | 1.8199 | 1.5754 | 1.3712 | 1.1572 | 0.98426 | 0.8342 | 0.7408 | 1.2928 | 1.8435 | 2.4608 | 2.8325
F14_Industrial_Food Products_New_Space Heating_Natural Gas_Gas Boiler - High Turndown_A_Achievable Technical Potential | F14 | Industrial | Food Products | New | Space Heating | Natural Gas | Gas Boiler - High Turndown | A | Purchases (Cumulative) | Achievable Technical Potential | 0 | 0 | 0.7408 | 2.0336 | 3.8772 | 6.3379 | 9.1704 | 12.108 | 14.7648 | 17.1664 | 19.2521 | 21.072 | 22.6474 | 24.0186 | 25.1758 | 26.1601 | 26.9942 | 26.9942 | 26.9942 | 26.9942 | 26.9942 | 26.9942
F1_Industrial_Food Products_New_Process_Natural Gas_Gas Boiler - High Turndown_A_Achievable Technical Potential | F1 | Industrial | Food Products | New | Process | Natural Gas | Gas Boiler - High Turndown | A | Original Unit Energy Savings (kWh or therms) | Achievable Technical Potential | 0 | 0 | 47.3863 | 47.3863 | 47.3863 | 47.3863 | 47.3863 | 47.3863 | 47.3863 | 47.3863 | 47.3863 | 47.3863 | 47.3863 | 47.3863 | 47.3863 | 47.3863 | 47.3863 | 47.3863 | 47.3863 | 47.3863 | 47.3863 | 47.3863
F2_Industrial_Food Products_New_Process_Natural Gas_Gas Boiler - High Turndown_A_Achievable Technical Potential | F2 | Industrial | Food Products | New | Process | Natural Gas | Gas Boiler - High Turndown | A | Original Unit Summer Peak Savings (kW) | Achievable Technical Potential | 0 | 0 | 0 | 0 | 0 | 0 | 0 | 0 | 0 | 0 | 0 | 0 | 0 | 0 | 0 | 0 | 0 | 0 | 0 | 0 | 0 | 0
F3_Industrial_Food Products_New_Process_Natural Gas_Gas Boiler - High Turndown_A_Achievable Technical Potential | F3 | Industrial | Food Products | New | Process | Natural Gas | Gas Boiler - High Turndown | A | Original Unit Winter Peak Savings (kW) | Achievable Technical Potential | 0 | 0 | 0 | 0 | 0 | 0 | 0 | 0 | 0 | 0 | 0 | 0 | 0 | 0 | 0 | 0 | 0 | 0 | 0 | 0 | 0 | 0
F4_Industrial_Food Products_New_Process_Natural Gas_Gas Boiler - High Turndown_A_Achievable Technical Potential | F4 | Industrial | Food Products | New | Process | Natural Gas | Gas Boiler - High Turndown | A | Standalone Impact on Baseline Energy (%) | Achievable Technical Potential | 0% | 0% | 0.02352% | 0.03699% | 0.04946% | 0.06057% | 0.07614% | 0.08724% | 0.09409% | 0.09682% | 0.1% | 0.1004% | 0.0997% | 0.09719% | 0.09657% | 0.09438% | 0.09192% | 0.08629% | 0.08293% | 0.07914% | 0.07576% | 0.07268%
F5_Industrial_Food Products_New_Process_Natural Gas_Gas Boiler - High Turndown_A_Achievable Technical Potential | F5 | Industrial | Food Products | New | Process | Natural Gas | Gas Boiler - High Turndown | A | Standalone Impact on Baseline Summer Peak (%) | Achievable Technical Potential | bar: 2019 to 2040
F6_Industrial_Food Products_New_Process_Natural Gas_Gas Boiler - High Turndown_A_Achievable Technical Potential | F6 | Industrial | Food Products | New | Process | Natural Gas | Gas Boiler - High Turndown | A | Standalone Impact on Baseline Winter Peak (%) | Achievable Technical Potential | bar: 2019 to 2040
F7_Industrial_Food Products_New_Process_Natural Gas_Gas Boiler - High Turndown_A_Achievable Technical Potential | F7 | Industrial | Food Products | New | Process | Natural Gas | Gas Boiler - High Turndown | A | Incremental Energy Savings (MWh or mTherms) | Achievable Technical Potential | 0 | 0 | 0.083703 | 0.14608 | 0.2083 | 0.27804 | 0.32004 | 0.33192 | 0.3002 | 0.27135 | 0.23567 | 0.20563 | 0.17801 | 0.15493 | 0.13075 | 0.11121 | 0.094256 | 0.083703 | 0.14608 | 0.2083 | 0.27804 | 0.32004
F8_Industrial_Food Products_New_Process_Natural Gas_Gas Boiler - High Turndown_A_Achievable Technical Potential | F8 | Industrial | Food Products | New | Process | Natural Gas | Gas Boiler - High Turndown | A | Incremental Summer Peak Savings (MW) | Achievable Technical Potential | 0 | 0 | 0 | 0 | 0 | 0 | 0 | 0 | 0 | 0 | 0 | 0 | 0 | 0 | 0 | 0 | 0 | 0 | 0 | 0 | 0 | 0
F9_Industrial_Food Products_New_Process_Natural Gas_Gas Boiler - High Turndown_A_Achievable Technical Potential | F9 | Industrial | Food Products | New | Process | Natural Gas | Gas Boiler - High Turndown | A | Incremental Winter Peak Savings (MW) | Achievable Technical Potential | 0 | 0 | 0 | 0 | 0 | 0 | 0 | 0 | 0 | 0 | 0 | 0 | 0 | 0 | 0 | 0 | 0 | 0 | 0 | 0 | 0 | 0
F10_Industrial_Food Products_New_Process_Natural Gas_Gas Boiler - High Turndown_A_Achievable Technical Potential | F10 | Industrial | Food Products | New | Process | Natural Gas | Gas Boiler - High Turndown | A | Cumulative Energy Savings (MWh or mTherms) | Achievable Technical Potential | 0 | 0 | 0.083703 | 0.22978 | 0.43808 | 0.71612 | 1.0362 | 1.3681 | 1.6683 | 1.9396 | 2.1753 | 2.3809 | 2.5589 | 2.7139 | 2.8446 | 2.9558 | 3.0501 | 3.0501 | 3.0501 | 3.0501 | 3.0501 | 3.0501
F11_Industrial_Food Products_New_Process_Natural Gas_Gas Boiler - High Turndown_A_Achievable Technical Potential | F11 | Industrial | Food Products | New | Process | Natural Gas | Gas Boiler - High Turndown | A | Cumulative Summer Peak Savings (MW) | Achievable Technical Potential | 0 | 0 | 0 | 0 | 0 | 0 | 0 | 0 | 0 | 0 | 0 | 0 | 0 | 0 | 0 | 0 | 0 | 0 | 0 | 0 | 0 | 0
F12_Industrial_Food Products_New_Process_Natural Gas_Gas Boiler - High Turndown_A_Achievable Technical Potential | F12 | Industrial | Food Products | New | Process | Natural Gas | Gas Boiler - High Turndown | A | Cumulative Winter Peak Savings (MW) | Achievable Technical Potential | 0 | 0 | 0 | 0 | 0 | 0 | 0 | 0 | 0 | 0 | 0 | 0 | 0 | 0 | 0 | 0 | 0 | 0 | 0 | 0 | 0 | 0
F13_Industrial_Food Products_New_Process_Natural Gas_Gas Boiler - High Turndown_A_Achievable Technical Potential | F13 | Industrial | Food Products | New | Process | Natural Gas | Gas Boiler - High Turndown | A | Purchases (Incremental) | Achievable Technical Potential | 0 | 0 | 1.7664 | 3.0827 | 4.3958 | 5.8675 | 6.7539 | 7.0045 | 6.3351 | 5.7263 | 4.9733 | 4.3395 | 3.7565 | 3.2696 | 2.7592 | 2.3469 | 1.9891 | 1.7664 | 3.0827 | 4.3958 | 5.8675 | 6.7539
F14_Industrial_Food Products_New_Process_Natural Gas_Gas Boiler - High Turndown_A_Achievable Technical Potential | F14 | Industrial | Food Products | New | Process | Natural Gas | Gas Boiler - High Turndown | A | Purchases (Cumulative) | Achievable Technical Potential | 0 | 0 | 1.7664 | 4.8491 | 9.2449 | 15.1124 | 21.8663 | 28.8708 | 35.206 | 40.9323 | 45.9056 | 50.2451 | 54.0016 | 57.2712 | 60.0303 | 62.3772 | 64.3663 | 64.3663 | 64.3663 | 64.3663 | 64.3663 | 64.3663
F1_Industrial_Food Products_New_Space Heating_Natural Gas_Gas Boiler - Burner Control Optimization_A_Achievable Technical Potential | F1 | Industrial | Food Products | New | Space Heating | Natural Gas | Gas Boiler - Burner Control Optimization | A | Original Unit Energy Savings (kWh or therms) | Achievable Technical Potential | 0 | 0 | 0.35962 | 0.35962 | 0.35962 | 0.35962 | 0.35962 | 0.35962 | 0.35962 | 0.35962 | 0.35962 | 0.35962 | 0.35962 | 0.35962 | 0.35962 | 0.35962 | 0.35962 | 0.35962 | 0.35962 | 0.35962 | 0.35962 | 0.35962
F2_Industrial_Food Products_New_Space Heating_Natural Gas_Gas Boiler - Burner Control Optimization_A_Achievable Technical Potential | F2 | Industrial | Food Products | New | Space Heating | Natural Gas | Gas Boiler - Burner Control Optimization | A | Original Unit Summer Peak Savings (kW) | Achievable Technical Potential | 0 | 0 | 0 | 0 | 0 | 0 | 0 | 0 | 0 | 0 | 0 | 0 | 0 | 0 | 0 | 0 | 0 | 0 | 0 | 0 | 0 | 0
F3_Industrial_Food Products_New_Space Heating_Natural Gas_Gas Boiler - Burner Control Optimization_A_Achievable Technical Potential | F3 | Industrial | Food Products | New | Space Heating | Natural Gas | Gas Boiler - Burner Control Optimization | A | Original Unit Winter Peak Savings (kW) | Achievable Technical Potential | 0 | 0 | 0 | 0 | 0 | 0 | 0 | 0 | 0 | 0 | 0 | 0 | 0 | 0 | 0 | 0 | 0 | 0 | 0 | 0 | 0 | 0
F4_Industrial_Food Products_New_Space Heating_Natural Gas_Gas Boiler - Burner Control Optimization_A_Achievable Technical Potential | F4 | Industrial | Food Products | New | Space Heating | Natural Gas | Gas Boiler - Burner Control Optimization | A | Standalone Impact on Baseline Energy (%) | Achievable Technical Potential | 0% | 0% | 0.0003327% | 0.0007136% | 0.001546% | 0.002989% | 0.005444% | 0.00871% | 0.01278% | 0.01723% | 0.02224% | 0.02677% | 0.03069% | 0.03341% | 0.03596% | 0.03716% | 0.03753% | 0.03695% | 0.03666% | 0.03571% | 0.0346% | 0.03342%
F5_Industrial_Food Products_New_Space Heating_Natural Gas_Gas Boiler - Burner Control Optimization_A_Achievable Technical Potential | F5 | Industrial | Food Products | New | Space Heating | Natural Gas | Gas Boiler - Burner Control Optimization | A | Standalone Impact on Baseline Summer Peak (%) | Achievable Technical Potential | bar: 2019 to 2040
F6_Industrial_Food Products_New_Space Heating_Natural Gas_Gas Boiler - Burner Control Optimization_A_Achievable Technical Potential | F6 | Industrial | Food Products | New | Space Heating | Natural Gas | Gas Boiler - Burner Control Optimization | A | Standalone Impact on Baseline Winter Peak (%) | Achievable Technical Potential | bar: 2019 to 2040
F7_Industrial_Food Products_New_Space Heating_Natural Gas_Gas Boiler - Burner Control Optimization_A_Achievable Technical Potential | F7 | Industrial | Food Products | New | Space Heating | Natural Gas | Gas Boiler - Burner Control Optimization | A | Incremental Energy Savings (MWh or mTherms) | Achievable Technical Potential | 0 | 0 | 7.1864e-05 | 0.00019714 | 0.00056223 | 0.0013133 | 0.0023516 | 0.0037937 | 0.0054587 | 0.0071956 | 0.0084126 | 0.0091756 | 0.0092666 | 0.0088216 | 0.0076635 | 0.0063374 | 0.0049471 | 0.0036891 | 0.002559 | 0.0017065 | 0.001085 | 0.00076584
F8_Industrial_Food Products_New_Space Heating_Natural Gas_Gas Boiler - Burner Control Optimization_A_Achievable Technical Potential | F8 | Industrial | Food Products | New | Space Heating | Natural Gas | Gas Boiler - Burner Control Optimization | A | Incremental Summer Peak Savings (MW) | Achievable Technical Potential | 0 | 0 | 0 | 0 | 0 | 0 | 0 | 0 | 0 | 0 | 0 | 0 | 0 | 0 | 0 | 0 | 0 | 0 | 0 | 0 | 0 | 0
F9_Industrial_Food Products_New_Space Heating_Natural Gas_Gas Boiler - Burner Control Optimization_A_Achievable Technical Potential | F9 | Industrial | Food Products | New | Space Heating | Natural Gas | Gas Boiler - Burner Control Optimization | A | Incremental Winter Peak Savings (MW) | Achievable Technical Potential | 0 | 0 | 0 | 0 | 0 | 0 | 0 | 0 | 0 | 0 | 0 | 0 | 0 | 0 | 0 | 0 | 0 | 0 | 0 | 0 | 0 | 0
F10_Industrial_Food Products_New_Space Heating_Natural Gas_Gas Boiler - Burner Control Optimization_A_Achievable Technical Potential | F10 | Industrial | Food Products | New | Space Heating | Natural Gas | Gas Boiler - Burner Control Optimization | A | Cumulative Energy Savings (MWh or mTherms) | Achievable Technical Potential | 0 | 0 | 7.1864e-05 | 0.00026901 | 0.00083124 | 0.0021446 | 0.0044961 | 0.0082898 | 0.013749 | 0.020944 | 0.029357 | 0.038532 | 0.047799 | 0.05662 | 0.064284 | 0.070621 | 0.075569 | 0.079258 | 0.081817 | 0.083523 | 0.084536 | 0.085105
F11_Industrial_Food Products_New_Space Heating_Natural Gas_Gas Boiler - Burner Control Optimization_A_Achievable Technical Potential | F11 | Industrial | Food Products | New | Space Heating | Natural Gas | Gas Boiler - Burner Control Optimization | A | Cumulative Summer Peak Savings (MW) | Achievable Technical Potential | 0 | 0 | 0 | 0 | 0 | 0 | 0 | 0 | 0 | 0 | 0 | 0 | 0 | 0 | 0 | 0 | 0 | 0 | 0 | 0 | 0 | 0
F12_Industrial_Food Products_New_Space Heating_Natural Gas_Gas Boiler - Burner Control Optimization_A_Achievable Technical Potential | F12 | Industrial | Food Products | New | Space Heating | Natural Gas | Gas Boiler - Burner Control Optimization | A | Cumulative Winter Peak Savings (MW) | Achievable Technical Potential | 0 | 0 | 0 | 0 | 0 | 0 | 0 | 0 | 0 | 0 | 0 | 0 | 0 | 0 | 0 | 0 | 0 | 0 | 0 | 0 | 0 | 0
F13_Industrial_Food Products_New_Space Heating_Natural Gas_Gas Boiler - Burner Control Optimization_A_Achievable Technical Potential | F13 | Industrial | Food Products | New | Space Heating | Natural Gas | Gas Boiler - Burner Control Optimization | A | Purchases (Incremental) | Achievable Technical Potential | 0 | 0 | 0.19983 | 0.5482 | 1.5634 | 3.652 | 6.539 | 10.5494 | 15.1791 | 20.0091 | 23.3931 | 25.5149 | 25.7681 | 24.5305 | 21.3102 | 17.6226 | 13.7567 | 10.2584 | 7.1158 | 4.7454 | 3.0171 | 2.1296
F14_Industrial_Food Products_New_Space Heating_Natural Gas_Gas Boiler - Burner Control Optimization_A_Achievable Technical Potential | F14 | Industrial | Food Products | New | Space Heating | Natural Gas | Gas Boiler - Burner Control Optimization | A | Purchases (Cumulative) | Achievable Technical Potential | 0 | 0 | 0.19983 | 0.74804 | 2.3115 | 5.9635 | 12.5025 | 23.0519 | 38.231 | 58.24 | 81.6331 | 107.1481 | 132.9161 | 157.4466 | 178.7569 | 196.3795 | 210.1362 | 220.3946 | 227.5105 | 232.2558 | 235.0731 | 236.6544
F1_Industrial_Food Products_New_Process_Natural Gas_Gas Boiler - Burner Control Optimization_A_Achievable Technical Potential | F1 | Industrial | Food Products | New | Process | Natural Gas | Gas Boiler - Burner Control Optimization | A | Original Unit Energy Savings (kWh or therms) | Achievable Technical Potential | 0 | 0 | 13.742 | 13.742 | 13.742 | 13.742 | 13.742 | 13.742 | 13.742 | 13.742 | 13.742 | 13.742 | 13.742 | 13.742 | 13.742 | 13.742 | 13.742 | 13.742 | 13.742 | 13.742 | 13.742 | 13.742
F2_Industrial_Food Products_New_Process_Natural Gas_Gas Boiler - Burner Control Optimization_A_Achievable Technical Potential | F2 | Industrial | Food Products | New | Process | Natural Gas | Gas Boiler - Burner Control Optimization | A | Original Unit Summer Peak Savings (kW) | Achievable Technical Potential | 0 | 0 | 0 | 0 | 0 | 0 | 0 | 0 | 0 | 0 | 0 | 0 | 0 | 0 | 0 | 0 | 0 | 0 | 0 | 0 | 0 | 0
F3_Industrial_Food Products_New_Process_Natural Gas_Gas Boiler - Burner Control Optimization_A_Achievable Technical Potential | F3 | Industrial | Food Products | New | Process | Natural Gas | Gas Boiler - Burner Control Optimization | A | Original Unit Winter Peak Savings (kW) | Achievable Technical Potential | 0 | 0 | 0 | 0 | 0 | 0 | 0 | 0 | 0 | 0 | 0 | 0 | 0 | 0 | 0 | 0 | 0 | 0 | 0 | 0 | 0 | 0
F4_Industrial_Food Products_New_Process_Natural Gas_Gas Boiler - Burner Control Optimization_A_Achievable Technical Potential | F4 | Industrial | Food Products | New | Process | Natural Gas | Gas Boiler - Burner Control Optimization | A | Standalone Impact on Baseline Energy (%) | Achievable Technical Potential | 0% | 0% | 0.00184% | 0.003946% | 0.008551% | 0.01653% | 0.0301% | 0.04816% | 0.07066% | 0.09526% | 0.123% | 0.148% | 0.1697% | 0.1847% | 0.1988% | 0.2055% | 0.2075% | 0.2043% | 0.2027% | 0.1975% | 0.1913% | 0.1848%
F5_Industrial_Food Products_New_Process_Natural Gas_Gas Boiler - Burner Control Optimization_A_Achievable Technical Potential | F5 | Industrial | Food Products | New | Process | Natural Gas | Gas Boiler - Burner Control Optimization | A | Standalone Impact on Baseline Summer Peak (%) | Achievable Technical Potential | bar: 2019 to 2040
F6_Industrial_Food Products_New_Process_Natural Gas_Gas Boiler - Burner Control Optimization_A_Achievable Technical Potential | F6 | Industrial | Food Products | New | Process | Natural Gas | Gas Boiler - Burner Control Optimization | A | Standalone Impact on Baseline Winter Peak (%) | Achievable Technical Potential | bar: 2019 to 2040
F7_Industrial_Food Products_New_Process_Natural Gas_Gas Boiler - Burner Control Optimization_A_Achievable Technical Potential | F7 | Industrial | Food Products | New | Process | Natural Gas | Gas Boiler - Burner Control Optimization | A | Incremental Energy Savings (MWh or mTherms) | Achievable Technical Potential | 0 | 0 | 0.006548 | 0.017963 | 0.051229 | 0.11967 | 0.21427 | 0.34567 | 0.49738 | 0.65564 | 0.76652 | 0.83605 | 0.84435 | 0.8038 | 0.69828 | 0.57744 | 0.45077 | 0.33614 | 0.23317 | 0.15549 | 0.09886 | 0.06978
F8_Industrial_Food Products_New_Process_Natural Gas_Gas Boiler - Burner Control Optimization_A_Achievable Technical Potential | F8 | Industrial | Food Products | New | Process | Natural Gas | Gas Boiler - Burner Control Optimization | A | Incremental Summer Peak Savings (MW) | Achievable Technical Potential | 0 | 0 | 0 | 0 | 0 | 0 | 0 | 0 | 0 | 0 | 0 | 0 | 0 | 0 | 0 | 0 | 0 | 0 | 0 | 0 | 0 | 0
F9_Industrial_Food Products_New_Process_Natural Gas_Gas Boiler - Burner Control Optimization_A_Achievable Technical Potential | F9 | Industrial | Food Products | New | Process | Natural Gas | Gas Boiler - Burner Control Optimization | A | Incremental Winter Peak Savings (MW) | Achievable Technical Potential | 0 | 0 | 0 | 0 | 0 | 0 | 0 | 0 | 0 | 0 | 0 | 0 | 0 | 0 | 0 | 0 | 0 | 0 | 0 | 0 | 0 | 0
F10_Industrial_Food Products_New_Process_Natural Gas_Gas Boiler - Burner Control Optimization_A_Achievable Technical Potential | F10 | Industrial | Food Products | New | Process | Natural Gas | Gas Boiler - Burner Control Optimization | A | Cumulative Energy Savings (MWh or mTherms) | Achievable Technical Potential | 0 | 0 | 0.006548 | 0.024511 | 0.07574 | 0.19541 | 0.40967 | 0.75534 | 1.2527 | 1.9084 | 2.6749 | 3.5109 | 4.3553 | 5.1591 | 5.8574 | 6.4348 | 6.8856 | 7.2217 | 7.4549 | 7.6104 | 7.7027 | 7.7545
F11_Industrial_Food Products_New_Process_Natural Gas_Gas Boiler - Burner Control Optimization_A_Achievable Technical Potential | F11 | Industrial | Food Products | New | Process | Natural Gas | Gas Boiler - Burner Control Optimization | A | Cumulative Summer Peak Savings (MW) | Achievable Technical Potential | 0 | 0 | 0 | 0 | 0 | 0 | 0 | 0 | 0 | 0 | 0 | 0 | 0 | 0 | 0 | 0 | 0 | 0 | 0 | 0 | 0 | 0
F12_Industrial_Food Products_New_Process_Natural Gas_Gas Boiler - Burner Control Optimization_A_Achievable Technical Potential | F12 | Industrial | Food Products | New | Process | Natural Gas | Gas Boiler - Burner Control Optimization | A | Cumulative Winter Peak Savings (MW) | Achievable Technical Potential | 0 | 0 | 0 | 0 | 0 | 0 | 0 | 0 | 0 | 0 | 0 | 0 | 0 | 0 | 0 | 0 | 0 | 0 | 0 | 0 | 0 | 0
F13_Industrial_Food Products_New_Process_Natural Gas_Gas Boiler - Burner Control Optimization_A_Achievable Technical Potential | F13 | Industrial | Food Products | New | Process | Natural Gas | Gas Boiler - Burner Control Optimization | A | Purchases (Incremental) | Achievable Technical Potential | 0 | 0 | 0.4765 | 1.3072 | 3.7279 | 8.708 | 15.592 | 25.1544 | 36.1938 | 47.7105 | 55.7796 | 60.839 | 61.4425 | 58.4917 | 50.8131 | 42.0202 | 32.8021 | 24.4607 | 16.9674 | 11.3151 | 7.194 | 5.0779
F14_Industrial_Food Products_New_Process_Natural Gas_Gas Boiler - Burner Control Optimization_A_Achievable Technical Potential | F14 | Industrial | Food Products | New | Process | Natural Gas | Gas Boiler - Burner Control Optimization | A | Purchases (Cumulative) | Achievable Technical Potential | 0 | 0 | 0.4765 | 1.7837 | 5.5115 | 14.2195 | 29.8116 | 54.9659 | 91.1597 | 138.8703 | 194.6499 | 255.4888 | 316.9314 | 375.4231 | 426.2362 | 468.2564 | 501.0585 | 525.5192 | 542.4866 | 553.8017 | 560.5192 | 564.2899
F1_Industrial_Food Products_New_Space Heating_Natural Gas_HVAC - Demand Controlled Ventilation_A_Achievable Technical Potential | F1 | Industrial | Food Products | New | Space Heating | Natural Gas | HVAC - Demand Controlled Ventilation | A | Original Unit Energy Savings (kWh or therms) | Achievable Technical Potential | 0 | 0 | 0.067787 | 0.067787 | 0.067787 | 0.067787 | 0.067787 | 0.067787 | 0.067787 | 0.067787 | 0.067787 | 0.067787 | 0.067787 | 0.067787 | 0.067787 | 0.067787 | 0.067787 | 0.067787 | 0.067787 | 0.067787 | 0.067787 | 0.067787
F2_Industrial_Food Products_New_Space Heating_Natural Gas_HVAC - Demand Controlled Ventilation_A_Achievable Technical Potential | F2 | Industrial | Food Products | New | Space Heating | Natural Gas | HVAC - Demand Controlled Ventilation | A | Original Unit Summer Peak Savings (kW) | Achievable Technical Potential | 0 | 0 | 0 | 0 | 0 | 0 | 0 | 0 | 0 | 0 | 0 | 0 | 0 | 0 | 0 | 0 | 0 | 0 | 0 | 0 | 0 | 0
F3_Industrial_Food Products_New_Space Heating_Natural Gas_HVAC - Demand Controlled Ventilation_A_Achievable Technical Potential | F3 | Industrial | Food Products | New | Space Heating | Natural Gas | HVAC - Demand Controlled Ventilation | A | Original Unit Winter Peak Savings (kW) | Achievable Technical Potential | 0 | 0 | 0 | 0 | 0 | 0 | 0 | 0 | 0 | 0 | 0 | 0 | 0 | 0 | 0 | 0 | 0 | 0 | 0 | 0 | 0 | 0
F4_Industrial_Food Products_New_Space Heating_Natural Gas_HVAC - Demand Controlled Ventilation_A_Achievable Technical Potential | F4 | Industrial | Food Products | New | Space Heating | Natural Gas | HVAC - Demand Controlled Ventilation | A | Standalone Impact on Baseline Energy (%) | Achievable Technical Potential | 0% | 0% | 0.0396% | 0.06229% | 0.08329% | 0.102% | 0.1282% | 0.1509% | 0.173% | 0.1928% | 0.2172% | 0.2387% | 0.2602% | 0.2788% | 0.3039% | 0.3254% | 0.3467% | 0.3611% | 0.38% | 0.3931% | 0.4043% | 0.4146%
F5_Industrial_Food Products_New_Space Heating_Natural Gas_HVAC - Demand Controlled Ventilation_A_Achievable Technical Potential | F5 | Industrial | Food Products | New | Space Heating | Natural Gas | HVAC - Demand Controlled Ventilation | A | Standalone Impact on Baseline Summer Peak (%) | Achievable Technical Potential | bar: 2019 to 2040
F6_Industrial_Food Products_New_Space Heating_Natural Gas_HVAC - Demand Controlled Ventilation_A_Achievable Technical Potential | F6 | Industrial | Food Products | New | Space Heating | Natural Gas | HVAC - Demand Controlled Ventilation | A | Standalone Impact on Baseline Winter Peak (%) | Achievable Technical Potential | bar: 2019 to 2040
F7_Industrial_Food Products_New_Space Heating_Natural Gas_HVAC - Demand Controlled Ventilation_A_Achievable Technical Potential | F7 | Industrial | Food Products | New | Space Heating | Natural Gas | HVAC - Demand Controlled Ventilation | A | Incremental Energy Savings (MWh or mTherms) | Achievable Technical Potential | 0 | 0 | 0.0085541 | 0.014928 | 0.021287 | 0.028414 | 0.032707 | 0.037689 | 0.042609 | 0.048143 | 0.052265 | 0.057006 | 0.061684 | 0.06711 | 0.070793 | 0.075269 | 0.079742 | 0.084948 | 0.088388 | 0.092626 | 0.096748 | 0.10086
F8_Industrial_Food Products_New_Space Heating_Natural Gas_HVAC - Demand Controlled Ventilation_A_Achievable Technical Potential | F8 | Industrial | Food Products | New | Space Heating | Natural Gas | HVAC - Demand Controlled Ventilation | A | Incremental Summer Peak Savings (MW) | Achievable Technical Potential | 0 | 0 | 0 | 0 | 0 | 0 | 0 | 0 | 0 | 0 | 0 | 0 | 0 | 0 | 0 | 0 | 0 | 0 | 0 | 0 | 0 | 0
F9_Industrial_Food Products_New_Space Heating_Natural Gas_HVAC - Demand Controlled Ventilation_A_Achievable Technical Potential | F9 | Industrial | Food Products | New | Space Heating | Natural Gas | HVAC - Demand Controlled Ventilation | A | Incremental Winter Peak Savings (MW) | Achievable Technical Potential | 0 | 0 | 0 | 0 | 0 | 0 | 0 | 0 | 0 | 0 | 0 | 0 | 0 | 0 | 0 | 0 | 0 | 0 | 0 | 0 | 0 | 0
F10_Industrial_Food Products_New_Space Heating_Natural Gas_HVAC - Demand Controlled Ventilation_A_Achievable Technical Potential | F10 | Industrial | Food Products | New | Space Heating | Natural Gas | HVAC - Demand Controlled Ventilation | A | Cumulative Energy Savings (MWh or mTherms) | Achievable Technical Potential | 0 | 0 | 0.0085541 | 0.023482 | 0.04477 | 0.073184 | 0.10589 | 0.14358 | 0.18619 | 0.23433 | 0.2866 | 0.3436 | 0.40529 | 0.4724 | 0.54319 | 0.61846 | 0.6982 | 0.7746 | 0.84805 | 0.91939 | 0.98773 | 1.0559
F11_Industrial_Food Products_New_Space Heating_Natural Gas_HVAC - Demand Controlled Ventilation_A_Achievable Technical Potential | F11 | Industrial | Food Products | New | Space Heating | Natural Gas | HVAC - Demand Controlled Ventilation | A | Cumulative Summer Peak Savings (MW) | Achievable Technical Potential | 0 | 0 | 0 | 0 | 0 | 0 | 0 | 0 | 0 | 0 | 0 | 0 | 0 | 0 | 0 | 0 | 0 | 0 | 0 | 0 | 0 | 0
F12_Industrial_Food Products_New_Space Heating_Natural Gas_HVAC - Demand Controlled Ventilation_A_Achievable Technical Potential | F12 | Industrial | Food Products | New | Space Heating | Natural Gas | HVAC - Demand Controlled Ventilation | A | Cumulative Winter Peak Savings (MW) | Achievable Technical Potential | 0 | 0 | 0 | 0 | 0 | 0 | 0 | 0 | 0 | 0 | 0 | 0 | 0 | 0 | 0 | 0 | 0 | 0 | 0 | 0 | 0 | 0
F13_Industrial_Food Products_New_Space Heating_Natural Gas_HVAC - Demand Controlled Ventilation_A_Achievable Technical Potential | F13 | Industrial | Food Products | New | Space Heating | Natural Gas | HVAC - Demand Controlled Ventilation | A | Purchases (Incremental) | Achievable Technical Potential | 0 | 0 | 126.1902 | 220.2257 | 314.0303 | 419.1706 | 482.4904 | 555.9962 | 628.5756 | 710.2163 | 771.0218 | 840.9564 | 909.9636 | 990.0138 | 1044.3441 | 1110.3751 | 1176.3562 | 1253.167 | 1303.9028 | 1366.4213 | 1427.2371 | 1487.8733
F14_Industrial_Food Products_New_Space Heating_Natural Gas_HVAC - Demand Controlled Ventilation_A_Achievable Technical Potential | F14 | Industrial | Food Products | New | Space Heating | Natural Gas | HVAC - Demand Controlled Ventilation | A | Purchases (Cumulative) | Achievable Technical Potential | 0 | 0 | 126.1902 | 346.4159 | 660.4462 | 1079.6169 | 1562.1072 | 2118.1034 | 2746.679 | 3456.8953 | 4227.9171 | 5068.8735 | 5978.8371 | 6968.8508 | 8013.195 | 9123.5701 | 10299.9262 | 11426.9031 | 12510.5801 | 13562.9711 | 14571.0376 | 15576.4205
F1_Industrial_Food Products_New_Space Heating_Natural Gas_Gas Boiler - Stack Economizer_A_Achievable Technical Potential | F1 | Industrial | Food Products | New | Space Heating | Natural Gas | Gas Boiler - Stack Economizer | A | Original Unit Energy Savings (kWh or therms) | Achievable Technical Potential | 0 | 0 | 0.90524 | 0.90524 | 0.90524 | 0.90524 | 0.90524 | 0.90524 | 0.90524 | 0.90524 | 0.90524 | 0.90524 | 0.90524 | 0.90524 | 0.90524 | 0.90524 | 0.90524 | 0.90524 | 0.90524 | 0.90524 | 0.90524 | 0.90524
F2_Industrial_Food Products_New_Space Heating_Natural Gas_Gas Boiler - Stack Economizer_A_Achievable Technical Potential | F2 | Industrial | Food Products | New | Space Heating | Natural Gas | Gas Boiler - Stack Economizer | A | Original Unit Summer Peak Savings (kW) | Achievable Technical Potential | 0 | 0 | 0 | 0 | 0 | 0 | 0 | 0 | 0 | 0 | 0 | 0 | 0 | 0 | 0 | 0 | 0 | 0 | 0 | 0 | 0 | 0
F3_Industrial_Food Products_New_Space Heating_Natural Gas_Gas Boiler - Stack Economizer_A_Achievable Technical Potential | F3 | Industrial | Food Products | New | Space Heating | Natural Gas | Gas Boiler - Stack Economizer | A | Original Unit Winter Peak Savings (kW) | Achievable Technical Potential | 0 | 0 | 0 | 0 | 0 | 0 | 0 | 0 | 0 | 0 | 0 | 0 | 0 | 0 | 0 | 0 | 0 | 0 | 0 | 0 | 0 | 0
F4_Industrial_Food Products_New_Space Heating_Natural Gas_Gas Boiler - Stack Economizer_A_Achievable Technical Potential | F4 | Industrial | Food Products | New | Space Heating | Natural Gas | Gas Boiler - Stack Economizer | A | Standalone Impact on Baseline Energy (%) | Achievable Technical Potential | 0% | 0% | 0.008279% | 0.01302% | 0.01741% | 0.02132% | 0.0268% | 0.03071% | 0.03313% | 0.03409% | 0.03521% | 0.03534% | 0.0351% | 0.03421% | 0.034% | 0.03323% | 0.03236% | 0.03038% | 0.0292% | 0.02786% | 0.02667% | 0.02559%
F5_Industrial_Food Products_New_Space Heating_Natural Gas_Gas Boiler - Stack Economizer_A_Achievable Technical Potential | F5 | Industrial | Food Products | New | Space Heating | Natural Gas | Gas Boiler - Stack Economizer | A | Standalone Impact on Baseline Summer Peak (%) | Achievable Technical Potential | bar: 2019 to 2040
F6_Industrial_Food Products_New_Space Heating_Natural Gas_Gas Boiler - Stack Economizer_A_Achievable Technical Potential | F6 | Industrial | Food Products | New | Space Heating | Natural Gas | Gas Boiler - Stack Economizer | A | Standalone Impact on Baseline Winter Peak (%) | Achievable Technical Potential | bar: 2019 to 2040
F7_Industrial_Food Products_New_Space Heating_Natural Gas_Gas Boiler - Stack Economizer_A_Achievable Technical Potential | F7 | Industrial | Food Products | New | Space Heating | Natural Gas | Gas Boiler - Stack Economizer | A | Incremental Energy Savings (MWh or mTherms) | Achievable Technical Potential | 0 | 0 | 0.0017883 | 0.0031209 | 0.0044502 | 0.0059402 | 0.0068375 | 0.0070913 | 0.0064136 | 0.0057973 | 0.0050349 | 0.0043933 | 0.003803 | 0.0033101 | 0.0027934 | 0.002376 | 0.0020137 | 0.0017883 | 0.0031209 | 0.0044502 | 0.0059402 | 0.0068375
F8_Industrial_Food Products_New_Space Heating_Natural Gas_Gas Boiler - Stack Economizer_A_Achievable Technical Potential | F8 | Industrial | Food Products | New | Space Heating | Natural Gas | Gas Boiler - Stack Economizer | A | Incremental Summer Peak Savings (MW) | Achievable Technical Potential | 0 | 0 | 0 | 0 | 0 | 0 | 0 | 0 | 0 | 0 | 0 | 0 | 0 | 0 | 0 | 0 | 0 | 0 | 0 | 0 | 0 | 0
F9_Industrial_Food Products_New_Space Heating_Natural Gas_Gas Boiler - Stack Economizer_A_Achievable Technical Potential | F9 | Industrial | Food Products | New | Space Heating | Natural Gas | Gas Boiler - Stack Economizer | A | Incremental Winter Peak Savings (MW) | Achievable Technical Potential | 0 | 0 | 0 | 0 | 0 | 0 | 0 | 0 | 0 | 0 | 0 | 0 | 0 | 0 | 0 | 0 | 0 | 0 | 0 | 0 | 0 | 0
F10_Industrial_Food Products_New_Space Heating_Natural Gas_Gas Boiler - Stack Economizer_A_Achievable Technical Potential | F10 | Industrial | Food Products | New | Space Heating | Natural Gas | Gas Boiler - Stack Economizer | A | Cumulative Energy Savings (MWh or mTherms) | Achievable Technical Potential | 0 | 0 | 0.0017883 | 0.0049092 | 0.0093594 | 0.0153 | 0.022137 | 0.029228 | 0.035642 | 0.041439 | 0.046474 | 0.050867 | 0.05467 | 0.057981 | 0.060774 | 0.06315 | 0.065164 | 0.065164 | 0.065164 | 0.065164 | 0.065164 | 0.065164
F11_Industrial_Food Products_New_Space Heating_Natural Gas_Gas Boiler - Stack Economizer_A_Achievable Technical Potential | F11 | Industrial | Food Products | New | Space Heating | Natural Gas | Gas Boiler - Stack Economizer | A | Cumulative Summer Peak Savings (MW) | Achievable Technical Potential | 0 | 0 | 0 | 0 | 0 | 0 | 0 | 0 | 0 | 0 | 0 | 0 | 0 | 0 | 0 | 0 | 0 | 0 | 0 | 0 | 0 | 0
F12_Industrial_Food Products_New_Space Heating_Natural Gas_Gas Boiler - Stack Economizer_A_Achievable Technical Potential | F12 | Industrial | Food Products | New | Space Heating | Natural Gas | Gas Boiler - Stack Economizer | A | Cumulative Winter Peak Savings (MW) | Achievable Technical Potential | 0 | 0 | 0 | 0 | 0 | 0 | 0 | 0 | 0 | 0 | 0 | 0 | 0 | 0 | 0 | 0 | 0 | 0 | 0 | 0 | 0 | 0
F13_Industrial_Food Products_New_Space Heating_Natural Gas_Gas Boiler - Stack Economizer_A_Achievable Technical Potential | F13 | Industrial | Food Products | New | Space Heating | Natural Gas | Gas Boiler - Stack Economizer | A | Purchases (Incremental) | Achievable Technical Potential | 0 | 0 | 1.9755 | 3.4476 | 4.9161 | 6.562 | 7.5533 | 7.8336 | 7.0849 | 6.4041 | 5.5619 | 4.8531 | 4.2011 | 3.6565 | 3.0858 | 2.6247 | 2.2245 | 1.9755 | 3.4476 | 4.9161 | 6.562 | 7.5533
F14_Industrial_Food Products_New_Space Heating_Natural Gas_Gas Boiler - Stack Economizer_A_Achievable Technical Potential | F14 | Industrial | Food Products | New | Space Heating | Natural Gas | Gas Boiler - Stack Economizer | A | Purchases (Cumulative) | Achievable Technical Potential | 0 | 0 | 1.9755 | 5.4231 | 10.3391 | 16.9011 | 24.4544 | 32.288 | 39.3729 | 45.777 | 51.3389 | 56.1921 | 60.3932 | 64.0497 | 67.1354 | 69.7601 | 71.9847 | 71.9847 | 71.9847 | 71.9847 | 71.9847 | 71.9847
F1_Industrial_Food Products_New_Process_Natural Gas_Gas Boiler - Stack Economizer_A_Achievable Technical Potential | F1 | Industrial | Food Products | New | Process | Natural Gas | Gas Boiler - Stack Economizer | A | Original Unit Energy Savings (kWh or therms) | Achievable Technical Potential | 0 | 0 | 45.4909 | 45.4909 | 45.4909 | 45.4909 | 45.4909 | 45.4909 | 45.4909 | 45.4909 | 45.4909 | 45.4909 | 45.4909 | 45.4909 | 45.4909 | 45.4909 | 45.4909 | 45.4909 | 45.4909 | 45.4909 | 45.4909 | 45.4909
F2_Industrial_Food Products_New_Process_Natural Gas_Gas Boiler - Stack Economizer_A_Achievable Technical Potential | F2 | Industrial | Food Products | New | Process | Natural Gas | Gas Boiler - Stack Economizer | A | Original Unit Summer Peak Savings (kW) | Achievable Technical Potential | 0 | 0 | 0 | 0 | 0 | 0 | 0 | 0 | 0 | 0 | 0 | 0 | 0 | 0 | 0 | 0 | 0 | 0 | 0 | 0 | 0 | 0
F3_Industrial_Food Products_New_Process_Natural Gas_Gas Boiler - Stack Economizer_A_Achievable Technical Potential | F3 | Industrial | Food Products | New | Process | Natural Gas | Gas Boiler - Stack Economizer | A | Original Unit Winter Peak Savings (kW) | Achievable Technical Potential | 0 | 0 | 0 | 0 | 0 | 0 | 0 | 0 | 0 | 0 | 0 | 0 | 0 | 0 | 0 | 0 | 0 | 0 | 0 | 0 | 0 | 0
F4_Industrial_Food Products_New_Process_Natural Gas_Gas Boiler - Stack Economizer_A_Achievable Technical Potential | F4 | Industrial | Food Products | New | Process | Natural Gas | Gas Boiler - Stack Economizer | A | Standalone Impact on Baseline Energy (%) | Achievable Technical Potential | 0% | 0% | 0.0602% | 0.0947% | 0.1266% | 0.1551% | 0.1949% | 0.2233% | 0.2409% | 0.2479% | 0.2561% | 0.257% | 0.2552% | 0.2488% | 0.2472% | 0.2416% | 0.2353% | 0.2209% | 0.2123% | 0.2026% | 0.194% | 0.1861%
F5_Industrial_Food Products_New_Process_Natural Gas_Gas Boiler - Stack Economizer_A_Achievable Technical Potential | F5 | Industrial | Food Products | New | Process | Natural Gas | Gas Boiler - Stack Economizer | A | Standalone Impact on Baseline Summer Peak (%) | Achievable Technical Potential | bar: 2019 to 2040
F6_Industrial_Food Products_New_Process_Natural Gas_Gas Boiler - Stack Economizer_A_Achievable Technical Potential | F6 | Industrial | Food Products | New | Process | Natural Gas | Gas Boiler - Stack Economizer | A | Standalone Impact on Baseline Winter Peak (%) | Achievable Technical Potential | bar: 2019 to 2040
F7_Industrial_Food Products_New_Process_Natural Gas_Gas Boiler - Stack Economizer_A_Achievable Technical Potential | F7 | Industrial | Food Products | New | Process | Natural Gas | Gas Boiler - Stack Economizer | A | Incremental Energy Savings (MWh or mTherms) | Achievable Technical Potential | 0 | 0 | 0.21428 | 0.37396 | 0.53325 | 0.71178 | 0.81931 | 0.84971 | 0.76851 | 0.69466 | 0.6033 | 0.52642 | 0.45569 | 0.39663 | 0.33471 | 0.2847 | 0.2413 | 0.21428 | 0.37396 | 0.53325 | 0.71178 | 0.81931
F8_Industrial_Food Products_New_Process_Natural Gas_Gas Boiler - Stack Economizer_A_Achievable Technical Potential | F8 | Industrial | Food Products | New | Process | Natural Gas | Gas Boiler - Stack Economizer | A | Incremental Summer Peak Savings (MW) | Achievable Technical Potential | 0 | 0 | 0 | 0 | 0 | 0 | 0 | 0 | 0 | 0 | 0 | 0 | 0 | 0 | 0 | 0 | 0 | 0 | 0 | 0 | 0 | 0
F9_Industrial_Food Products_New_Process_Natural Gas_Gas Boiler - Stack Economizer_A_Achievable Technical Potential | F9 | Industrial | Food Products | New | Process | Natural Gas | Gas Boiler - Stack Economizer | A | Incremental Winter Peak Savings (MW) | Achievable Technical Potential | 0 | 0 | 0 | 0 | 0 | 0 | 0 | 0 | 0 | 0 | 0 | 0 | 0 | 0 | 0 | 0 | 0 | 0 | 0 | 0 | 0 | 0
F10_Industrial_Food Products_New_Process_Natural Gas_Gas Boiler - Stack Economizer_A_Achievable Technical Potential | F10 | Industrial | Food Products | New | Process | Natural Gas | Gas Boiler - Stack Economizer | A | Cumulative Energy Savings (MWh or mTherms) | Achievable Technical Potential | 0 | 0 | 0.21428 | 0.58824 | 1.1215 | 1.8333 | 2.6526 | 3.5023 | 4.2708 | 4.9655 | 5.5688 | 6.0952 | 6.5509 | 6.9475 | 7.2822 | 7.5669 | 7.8082 | 7.8082 | 7.8082 | 7.8082 | 7.8082 | 7.8082
F11_Industrial_Food Products_New_Process_Natural Gas_Gas Boiler - Stack Economizer_A_Achievable Technical Potential | F11 | Industrial | Food Products | New | Process | Natural Gas | Gas Boiler - Stack Economizer | A | Cumulative Summer Peak Savings (MW) | Achievable Technical Potential | 0 | 0 | 0 | 0 | 0 | 0 | 0 | 0 | 0 | 0 | 0 | 0 | 0 | 0 | 0 | 0 | 0 | 0 | 0 | 0 | 0 | 0
F12_Industrial_Food Products_New_Process_Natural Gas_Gas Boiler - Stack Economizer_A_Achievable Technical Potential | F12 | Industrial | Food Products | New | Process | Natural Gas | Gas Boiler - Stack Economizer | A | Cumulative Winter Peak Savings (MW) | Achievable Technical Potential | 0 | 0 | 0 | 0 | 0 | 0 | 0 | 0 | 0 | 0 | 0 | 0 | 0 | 0 | 0 | 0 | 0 | 0 | 0 | 0 | 0 | 0
F13_Industrial_Food Products_New_Process_Natural Gas_Gas Boiler - Stack Economizer_A_Achievable Technical Potential | F13 | Industrial | Food Products | New | Process | Natural Gas | Gas Boiler - Stack Economizer | A | Purchases (Incremental) | Achievable Technical Potential | 0 | 0 | 4.7104 | 8.2206 | 11.7221 | 15.6468 | 18.0104 | 18.6788 | 16.8937 | 15.2703 | 13.2621 | 11.572 | 10.0173 | 8.7188 | 7.3578 | 6.2584 | 5.3043 | 4.7104 | 8.2206 | 11.7221 | 15.6468 | 18.0104
F14_Industrial_Food Products_New_Process_Natural Gas_Gas Boiler - Stack Economizer_A_Achievable Technical Potential | F14 | Industrial | Food Products | New | Process | Natural Gas | Gas Boiler - Stack Economizer | A | Purchases (Cumulative) | Achievable Technical Potential | 0 | 0 | 4.7104 | 12.931 | 24.6531 | 40.2998 | 58.3102 | 76.9889 | 93.8826 | 109.1528 | 122.415 | 133.987 | 144.0043 | 152.7231 | 160.0809 | 166.3393 | 171.6436 | 171.6436 | 171.6436 | 171.6436 | 171.6436 | 171.6436
F1_Industrial_Food Products_New_Space Heating_Natural Gas_Gas Furnace Tube Inserts_A_Achievable Technical Potential | F1 | Industrial | Food Products | New | Space Heating | Natural Gas | Gas Furnace Tube Inserts | A | Original Unit Energy Savings (kWh or therms) | Achievable Technical Potential | 0 | 0 | 0.077933 | 0.077933 | 0.077933 | 0.077933 | 0.077933 | 0.077933 | 0.077933 | 0.077933 | 0.077933 | 0.077933 | 0.077933 | 0.077933 | 0.077933 | 0.077933 | 0.077933 | 0.077933 | 0.077933 | 0.077933 | 0.077933 | 0.077933
F2_Industrial_Food Products_New_Space Heating_Natural Gas_Gas Furnace Tube Inserts_A_Achievable Technical Potential | F2 | Industrial | Food Products | New | Space Heating | Natural Gas | Gas Furnace Tube Inserts | A | Original Unit Summer Peak Savings (kW) | Achievable Technical Potential | 0 | 0 | 0 | 0 | 0 | 0 | 0 | 0 | 0 | 0 | 0 | 0 | 0 | 0 | 0 | 0 | 0 | 0 | 0 | 0 | 0 | 0
F3_Industrial_Food Products_New_Space Heating_Natural Gas_Gas Furnace Tube Inserts_A_Achievable Technical Potential | F3 | Industrial | Food Products | New | Space Heating | Natural Gas | Gas Furnace Tube Inserts | A | Original Unit Winter Peak Savings (kW) | Achievable Technical Potential | 0 | 0 | 0 | 0 | 0 | 0 | 0 | 0 | 0 | 0 | 0 | 0 | 0 | 0 | 0 | 0 | 0 | 0 | 0 | 0 | 0 | 0
F4_Industrial_Food Products_New_Space Heating_Natural Gas_Gas Furnace Tube Inserts_A_Achievable Technical Potential | F4 | Industrial | Food Products | New | Space Heating | Natural Gas | Gas Furnace Tube Inserts | A | Standalone Impact on Baseline Energy (%) | Achievable Technical Potential | bar: 2019 to 2040
F5_Industrial_Food Products_New_Space Heating_Natural Gas_Gas Furnace Tube Inserts_A_Achievable Technical Potential | F5 | Industrial | Food Products | New | Space Heating | Natural Gas | Gas Furnace Tube Inserts | A | Standalone Impact on Baseline Summer Peak (%) | Achievable Technical Potential | bar: 2019 to 2040
F6_Industrial_Food Products_New_Space Heating_Natural Gas_Gas Furnace Tube Inserts_A_Achievable Technical Potential | F6 | Industrial | Food Products | New | Space Heating | Natural Gas | Gas Furnace Tube Inserts | A | Standalone Impact on Baseline Winter Peak (%) | Achievable Technical Potential | bar: 2019 to 2040
F7_Industrial_Food Products_New_Space Heating_Natural Gas_Gas Furnace Tube Inserts_A_Achievable Technical Potential | F7 | Industrial | Food Products | New | Space Heating | Natural Gas | Gas Furnace Tube Inserts | A | Incremental Energy Savings (MWh or mTherms) | Achievable Technical Potential | 0 | 0 | 0 | 0 | 0 | 0 | 0 | 0 | 0 | 0 | 0 | 0 | 0 | 0 | 0 | 0 | 0 | 0 | 0 | 0 | 0 | 0
F8_Industrial_Food Products_New_Space Heating_Natural Gas_Gas Furnace Tube Inserts_A_Achievable Technical Potential | F8 | Industrial | Food Products | New | Space Heating | Natural Gas | Gas Furnace Tube Inserts | A | Incremental Summer Peak Savings (MW) | Achievable Technical Potential | 0 | 0 | 0 | 0 | 0 | 0 | 0 | 0 | 0 | 0 | 0 | 0 | 0 | 0 | 0 | 0 | 0 | 0 | 0 | 0 | 0 | 0
F9_Industrial_Food Products_New_Space Heating_Natural Gas_Gas Furnace Tube Inserts_A_Achievable Technical Potential | F9 | Industrial | Food Products | New | Space Heating | Natural Gas | Gas Furnace Tube Inserts | A | Incremental Winter Peak Savings (MW) | Achievable Technical Potential | 0 | 0 | 0 | 0 | 0 | 0 | 0 | 0 | 0 | 0 | 0 | 0 | 0 | 0 | 0 | 0 | 0 | 0 | 0 | 0 | 0 | 0
F10_Industrial_Food Products_New_Space Heating_Natural Gas_Gas Furnace Tube Inserts_A_Achievable Technical Potential | F10 | Industrial | Food Products | New | Space Heating | Natural Gas | Gas Furnace Tube Inserts | A | Cumulative Energy Savings (MWh or mTherms) | Achievable Technical Potential | 0 | 0 | 0 | 0 | 0 | 0 | 0 | 0 | 0 | 0 | 0 | 0 | 0 | 0 | 0 | 0 | 0 | 0 | 0 | 0 | 0 | 0
F11_Industrial_Food Products_New_Space Heating_Natural Gas_Gas Furnace Tube Inserts_A_Achievable Technical Potential | F11 | Industrial | Food Products | New | Space Heating | Natural Gas | Gas Furnace Tube Inserts | A | Cumulative Summer Peak Savings (MW) | Achievable Technical Potential | 0 | 0 | 0 | 0 | 0 | 0 | 0 | 0 | 0 | 0 | 0 | 0 | 0 | 0 | 0 | 0 | 0 | 0 | 0 | 0 | 0 | 0
F12_Industrial_Food Products_New_Space Heating_Natural Gas_Gas Furnace Tube Inserts_A_Achievable Technical Potential | F12 | Industrial | Food Products | New | Space Heating | Natural Gas | Gas Furnace Tube Inserts | A | Cumulative Winter Peak Savings (MW) | Achievable Technical Potential | 0 | 0 | 0 | 0 | 0 | 0 | 0 | 0 | 0 | 0 | 0 | 0 | 0 | 0 | 0 | 0 | 0 | 0 | 0 | 0 | 0 | 0
F13_Industrial_Food Products_New_Space Heating_Natural Gas_Gas Furnace Tube Inserts_A_Achievable Technical Potential | F13 | Industrial | Food Products | New | Space Heating | Natural Gas | Gas Furnace Tube Inserts | A | Purchases (Incremental) | Achievable Technical Potential | 0 | 0 | 0 | 0 | 0 | 0 | 0 | 0 | 0 | 0 | 0 | 0 | 0 | 0 | 0 | 0 | 0 | 0 | 0 | 0 | 0 | 0
F14_Industrial_Food Products_New_Space Heating_Natural Gas_Gas Furnace Tube Inserts_A_Achievable Technical Potential | F14 | Industrial | Food Products | New | Space Heating | Natural Gas | Gas Furnace Tube Inserts | A | Purchases (Cumulative) | Achievable Technical Potential | 0 | 0 | 0 | 0 | 0 | 0 | 0 | 0 | 0 | 0 | 0 | 0 | 0 | 0 | 0 | 0 | 0 | 0 | 0 | 0 | 0 | 0
F1_Industrial_Food Products_New_Space Heating_Natural Gas_Space Heating - Heat Recovery Ventilator_A_Achievable Technical Potential | F1 | Industrial | Food Products | New | Space Heating | Natural Gas | Space Heating - Heat Recovery Ventilator | A | Original Unit Energy Savings (kWh or therms) | Achievable Technical Potential | 0 | 0 | 0.012707 | 0.012707 | 0.012707 | 0.012707 | 0.012707 | 0.012707 | 0.012707 | 0.012707 | 0.012707 | 0.012707 | 0.012707 | 0.012707 | 0.012707 | 0.012707 | 0.012707 | 0.012707 | 0.012707 | 0.012707 | 0.012707 | 0.012707
F2_Industrial_Food Products_New_Space Heating_Natural Gas_Space Heating - Heat Recovery Ventilator_A_Achievable Technical Potential | F2 | Industrial | Food Products | New | Space Heating | Natural Gas | Space Heating - Heat Recovery Ventilator | A | Original Unit Summer Peak Savings (kW) | Achievable Technical Potential | 0 | 0 | 0 | 0 | 0 | 0 | 0 | 0 | 0 | 0 | 0 | 0 | 0 | 0 | 0 | 0 | 0 | 0 | 0 | 0 | 0 | 0
F3_Industrial_Food Products_New_Space Heating_Natural Gas_Space Heating - Heat Recovery Ventilator_A_Achievable Technical Potential | F3 | Industrial | Food Products | New | Space Heating | Natural Gas | Space Heating - Heat Recovery Ventilator | A | Original Unit Winter Peak Savings (kW) | Achievable Technical Potential | 0 | 0 | 0 | 0 | 0 | 0 | 0 | 0 | 0 | 0 | 0 | 0 | 0 | 0 | 0 | 0 | 0 | 0 | 0 | 0 | 0 | 0
F4_Industrial_Food Products_New_Space Heating_Natural Gas_Space Heating - Heat Recovery Ventilator_A_Achievable Technical Potential | F4 | Industrial | Food Products | New | Space Heating | Natural Gas | Space Heating - Heat Recovery Ventilator | A | Standalone Impact on Baseline Energy (%) | Achievable Technical Potential | 0% | 0% | 0.01817% | 0.02858% | 0.03822% | 0.0468% | 0.05883% | 0.06922% | 0.0794% | 0.08845% | 0.09964% | 0.1095% | 0.1194% | 0.1279% | 0.1394% | 0.1493% | 0.1591% | 0.1657% | 0.1743% | 0.1804% | 0.1855% | 0.1902%
F5_Industrial_Food Products_New_Space Heating_Natural Gas_Space Heating - Heat Recovery Ventilator_A_Achievable Technical Potential | F5 | Industrial | Food Products | New | Space Heating | Natural Gas | Space Heating - Heat Recovery Ventilator | A | Standalone Impact on Baseline Summer Peak (%) | Achievable Technical Potential | bar: 2019 to 2040
F6_Industrial_Food Products_New_Space Heating_Natural Gas_Space Heating - Heat Recovery Ventilator_A_Achievable Technical Potential | F6 | Industrial | Food Products | New | Space Heating | Natural Gas | Space Heating - Heat Recovery Ventilator | A | Standalone Impact on Baseline Winter Peak (%) | Achievable Technical Potential | bar: 2019 to 2040
F7_Industrial_Food Products_New_Space Heating_Natural Gas_Space Heating - Heat Recovery Ventilator_A_Achievable Technical Potential | F7 | Industrial | Food Products | New | Space Heating | Natural Gas | Space Heating - Heat Recovery Ventilator | A | Incremental Energy Savings (MWh or mTherms) | Achievable Technical Potential | 0 | 0 | 0.003925 | 0.0068499 | 0.0097676 | 0.013038 | 0.015007 | 0.017294 | 0.019551 | 0.022091 | 0.023982 | 0.026157 | 0.028303 | 0.030793 | 0.032483 | 0.034537 | 0.036589 | 0.038978 | 0.040557 | 0.042501 | 0.044393 | 0.046279
F8_Industrial_Food Products_New_Space Heating_Natural Gas_Space Heating - Heat Recovery Ventilator_A_Achievable Technical Potential | F8 | Industrial | Food Products | New | Space Heating | Natural Gas | Space Heating - Heat Recovery Ventilator | A | Incremental Summer Peak Savings (MW) | Achievable Technical Potential | 0 | 0 | 0 | 0 | 0 | 0 | 0 | 0 | 0 | 0 | 0 | 0 | 0 | 0 | 0 | 0 | 0 | 0 | 0 | 0 | 0 | 0
F9_Industrial_Food Products_New_Space Heating_Natural Gas_Space Heating - Heat Recovery Ventilator_A_Achievable Technical Potential | F9 | Industrial | Food Products | New | Space Heating | Natural Gas | Space Heating - Heat Recovery Ventilator | A | Incremental Winter Peak Savings (MW) | Achievable Technical Potential | 0 | 0 | 0 | 0 | 0 | 0 | 0 | 0 | 0 | 0 | 0 | 0 | 0 | 0 | 0 | 0 | 0 | 0 | 0 | 0 | 0 | 0
F10_Industrial_Food Products_New_Space Heating_Natural Gas_Space Heating - Heat Recovery Ventilator_A_Achievable Technical Potential | F10 | Industrial | Food Products | New | Space Heating | Natural Gas | Space Heating - Heat Recovery Ventilator | A | Cumulative Energy Savings (MWh or mTherms) | Achievable Technical Potential | 0 | 0 | 0.003925 | 0.010775 | 0.020543 | 0.03358 | 0.048588 | 0.065881 | 0.085433 | 0.10752 | 0.13151 | 0.15766 | 0.18597 | 0.21676 | 0.24924 | 0.28378 | 0.32037 | 0.35542 | 0.38913 | 0.42186 | 0.45322 | 0.48449
F11_Industrial_Food Products_New_Space Heating_Natural Gas_Space Heating - Heat Recovery Ventilator_A_Achievable Technical Potential | F11 | Industrial | Food Products | New | Space Heating | Natural Gas | Space Heating - Heat Recovery Ventilator | A | Cumulative Summer Peak Savings (MW) | Achievable Technical Potential | 0 | 0 | 0 | 0 | 0 | 0 | 0 | 0 | 0 | 0 | 0 | 0 | 0 | 0 | 0 | 0 | 0 | 0 | 0 | 0 | 0 | 0
F12_Industrial_Food Products_New_Space Heating_Natural Gas_Space Heating - Heat Recovery Ventilator_A_Achievable Technical Potential | F12 | Industrial | Food Products | New | Space Heating | Natural Gas | Space Heating - Heat Recovery Ventilator | A | Cumulative Winter Peak Savings (MW) | Achievable Technical Potential | 0 | 0 | 0 | 0 | 0 | 0 | 0 | 0 | 0 | 0 | 0 | 0 | 0 | 0 | 0 | 0 | 0 | 0 | 0 | 0 | 0 | 0
F13_Industrial_Food Products_New_Space Heating_Natural Gas_Space Heating - Heat Recovery Ventilator_A_Achievable Technical Potential | F13 | Industrial | Food Products | New | Space Heating | Natural Gas | Space Heating - Heat Recovery Ventilator | A | Purchases (Incremental) | Achievable Technical Potential | 0 | 0 | 308.879 | 539.0523 | 768.6604 | 1026.0151 | 1181.0045 | 1360.9266 | 1538.5812 | 1738.4152 | 1887.2504 | 2058.4314 | 2227.342 | 2423.283 | 2556.2689 | 2717.8947 | 2879.3982 | 3067.4101 | 3191.5975 | 3344.6257 | 3493.4862 | 3641.907
F14_Industrial_Food Products_New_Space Heating_Natural Gas_Space Heating - Heat Recovery Ventilator_A_Achievable Technical Potential | F14 | Industrial | Food Products | New | Space Heating | Natural Gas | Space Heating - Heat Recovery Ventilator | A | Purchases (Cumulative) | Achievable Technical Potential | 0 | 0 | 308.879 | 847.9314 | 1616.5918 | 2642.6068 | 3823.6114 | 5184.538 | 6723.1192 | 8461.5344 | 10348.7849 | 12407.2163 | 14634.5582 | 17057.8412 | 19614.1101 | 22332.0048 | 25211.403 | 27969.934 | 30622.4792 | 33198.4446 | 35665.9157 | 38126.8181
F1_Industrial_Food Products_New_Space Heating_Natural Gas_Thermostat - Programmable_A_Achievable Technical Potential | F1 | Industrial | Food Products | New | Space Heating | Natural Gas | Thermostat - Programmable | A | Original Unit Energy Savings (kWh or therms) | Achievable Technical Potential | 0 | 0 | 0.0061474 | 0.0061474 | 0.0061474 | 0.0061474 | 0.0061474 | 0.0061474 | 0.0061474 | 0.0061474 | 0.0061474 | 0.0061474 | 0.0061474 | 0.0061474 | 0.0061474 | 0.0061474 | 0.0061474 | 0.0061474 | 0.0061474 | 0.0061474 | 0.0061474 | 0.0061474
F2_Industrial_Food Products_New_Space Heating_Natural Gas_Thermostat - Programmable_A_Achievable Technical Potential | F2 | Industrial | Food Products | New | Space Heating | Natural Gas | Thermostat - Programmable | A | Original Unit Summer Peak Savings (kW) | Achievable Technical Potential | 0 | 0 | 0 | 0 | 0 | 0 | 0 | 0 | 0 | 0 | 0 | 0 | 0 | 0 | 0 | 0 | 0 | 0 | 0 | 0 | 0 | 0
F3_Industrial_Food Products_New_Space Heating_Natural Gas_Thermostat - Programmable_A_Achievable Technical Potential | F3 | Industrial | Food Products | New | Space Heating | Natural Gas | Thermostat - Programmable | A | Original Unit Winter Peak Savings (kW) | Achievable Technical Potential | 0 | 0 | 0 | 0 | 0 | 0 | 0 | 0 | 0 | 0 | 0 | 0 | 0 | 0 | 0 | 0 | 0 | 0 | 0 | 0 | 0 | 0
F4_Industrial_Food Products_New_Space Heating_Natural Gas_Thermostat - Programmable_A_Achievable Technical Potential | F4 | Industrial | Food Products | New | Space Heating | Natural Gas | Thermostat - Programmable | A | Standalone Impact on Baseline Energy (%) | Achievable Technical Potential | 0% | 0% | 0.02637% | 0.04148% | 0.05546% | 0.06792% | 0.08538% | 0.1005% | 0.1152% | 0.1284% | 0.1446% | 0.159% | 0.1733% | 0.1823% | 0.1936% | 0.201% | 0.2067% | 0.2103% | 0.2172% | 0.2215% | 0.2253% | 0.2288%
F5_Industrial_Food Products_New_Space Heating_Natural Gas_Thermostat - Programmable_A_Achievable Technical Potential | F5 | Industrial | Food Products | New | Space Heating | Natural Gas | Thermostat - Programmable | A | Standalone Impact on Baseline Summer Peak (%) | Achievable Technical Potential | bar: 2019 to 2040
F6_Industrial_Food Products_New_Space Heating_Natural Gas_Thermostat - Programmable_A_Achievable Technical Potential | F6 | Industrial | Food Products | New | Space Heating | Natural Gas | Thermostat - Programmable | A | Standalone Impact on Baseline Winter Peak (%) | Achievable Technical Potential | bar: 2019 to 2040
F7_Industrial_Food Products_New_Space Heating_Natural Gas_Thermostat - Programmable_A_Achievable Technical Potential | F7 | Industrial | Food Products | New | Space Heating | Natural Gas | Thermostat - Programmable | A | Incremental Energy Savings (MWh or mTherms) | Achievable Technical Potential | 0 | 0 | 0.0056964 | 0.0099413 | 0.014176 | 0.018922 | 0.02178 | 0.025099 | 0.028375 | 0.03206 | 0.034805 | 0.037962 | 0.041077 | 0.044691 | 0.047143 | 0.050124 | 0.053103 | 0.05657 | 0.05886 | 0.061682 | 0.064428 | 0.067165
F8_Industrial_Food Products_New_Space Heating_Natural Gas_Thermostat - Programmable_A_Achievable Technical Potential | F8 | Industrial | Food Products | New | Space Heating | Natural Gas | Thermostat - Programmable | A | Incremental Summer Peak Savings (MW) | Achievable Technical Potential | 0 | 0 | 0 | 0 | 0 | 0 | 0 | 0 | 0 | 0 | 0 | 0 | 0 | 0 | 0 | 0 | 0 | 0 | 0 | 0 | 0 | 0
F9_Industrial_Food Products_New_Space Heating_Natural Gas_Thermostat - Programmable_A_Achievable Technical Potential | F9 | Industrial | Food Products | New | Space Heating | Natural Gas | Thermostat - Programmable | A | Incremental Winter Peak Savings (MW) | Achievable Technical Potential | 0 | 0 | 0 | 0 | 0 | 0 | 0 | 0 | 0 | 0 | 0 | 0 | 0 | 0 | 0 | 0 | 0 | 0 | 0 | 0 | 0 | 0
F10_Industrial_Food Products_New_Space Heating_Natural Gas_Thermostat - Programmable_A_Achievable Technical Potential | F10 | Industrial | Food Products | New | Space Heating | Natural Gas | Thermostat - Programmable | A | Cumulative Energy Savings (MWh or mTherms) | Achievable Technical Potential | 0 | 0 | 0.0056964 | 0.015638 | 0.029814 | 0.048736 | 0.070516 | 0.095615 | 0.12399 | 0.15605 | 0.19085 | 0.22882 | 0.26989 | 0.30889 | 0.34609 | 0.38204 | 0.41622 | 0.45101 | 0.48477 | 0.51808 | 0.55045 | 0.58281
F11_Industrial_Food Products_New_Space Heating_Natural Gas_Thermostat - Programmable_A_Achievable Technical Potential | F11 | Industrial | Food Products | New | Space Heating | Natural Gas | Thermostat - Programmable | A | Cumulative Summer Peak Savings (MW) | Achievable Technical Potential | 0 | 0 | 0 | 0 | 0 | 0 | 0 | 0 | 0 | 0 | 0 | 0 | 0 | 0 | 0 | 0 | 0 | 0 | 0 | 0 | 0 | 0
F12_Industrial_Food Products_New_Space Heating_Natural Gas_Thermostat - Programmable_A_Achievable Technical Potential | F12 | Industrial | Food Products | New | Space Heating | Natural Gas | Thermostat - Programmable | A | Cumulative Winter Peak Savings (MW) | Achievable Technical Potential | 0 | 0 | 0 | 0 | 0 | 0 | 0 | 0 | 0 | 0 | 0 | 0 | 0 | 0 | 0 | 0 | 0 | 0 | 0 | 0 | 0 | 0
F13_Industrial_Food Products_New_Space Heating_Natural Gas_Thermostat - Programmable_A_Achievable Technical Potential | F13 | Industrial | Food Products | New | Space Heating | Natural Gas | Thermostat - Programmable | A | Purchases (Incremental) | Achievable Technical Potential | 0 | 0 | 926.6371 | 1617.157 | 2305.9812 | 3078.0452 | 3543.0136 | 4082.7799 | 4615.7437 | 5215.2456 | 5661.7513 | 6175.2942 | 6682.0259 | 7269.8489 | 7668.8066 | 8153.6842 | 8638.1946 | 9202.2303 | 9574.7925 | 10033.8772 | 10480.4586 | 10925.7209
F14_Industrial_Food Products_New_Space Heating_Natural Gas_Thermostat - Programmable_A_Achievable Technical Potential | F14 | Industrial | Food Products | New | Space Heating | Natural Gas | Thermostat - Programmable | A | Purchases (Cumulative) | Achievable Technical Potential | 0 | 0 | 926.6371 | 2543.7941 | 4849.7753 | 7927.8205 | 11470.8341 | 15553.614 | 20169.3577 | 25384.6033 | 31046.3546 | 37221.6488 | 43903.6747 | 50246.8864 | 56298.536 | 62146.239 | 67706.3884 | 73365.6051 | 78857.6178 | 84275.7513 | 89540.9644 | 94804.9339
F1_Industrial_Food Products_New_Space Heating_Natural Gas_ENERGY STAR Connected Thermostat_A_Achievable Technical Potential | F1 | Industrial | Food Products | New | Space Heating | Natural Gas | ENERGY STAR Connected Thermostat | A | Original Unit Energy Savings (kWh or therms) | Achievable Technical Potential | 0 | 0 | 0.01486 | 0.01486 | 0.01486 | 0.01486 | 0.01486 | 0.01486 | 0.01486 | 0.01486 | 0.01486 | 0.01486 | 0.01486 | 0.01486 | 0.01486 | 0.01486 | 0.01486 | 0.01486 | 0.01486 | 0.01486 | 0.01486 | 0.01486
F2_Industrial_Food Products_New_Space Heating_Natural Gas_ENERGY STAR Connected Thermostat_A_Achievable Technical Potential | F2 | Industrial | Food Products | New | Space Heating | Natural Gas | ENERGY STAR Connected Thermostat | A | Original Unit Summer Peak Savings (kW) | Achievable Technical Potential | 0 | 0 | 0 | 0 | 0 | 0 | 0 | 0 | 0 | 0 | 0 | 0 | 0 | 0 | 0 | 0 | 0 | 0 | 0 | 0 | 0 | 0
F3_Industrial_Food Products_New_Space Heating_Natural Gas_ENERGY STAR Connected Thermostat_A_Achievable Technical Potential | F3 | Industrial | Food Products | New | Space Heating | Natural Gas | ENERGY STAR Connected Thermostat | A | Original Unit Winter Peak Savings (kW) | Achievable Technical Potential | 0 | 0 | 0 | 0 | 0 | 0 | 0 | 0 | 0 | 0 | 0 | 0 | 0 | 0 | 0 | 0 | 0 | 0 | 0 | 0 | 0 | 0
F4_Industrial_Food Products_New_Space Heating_Natural Gas_ENERGY STAR Connected Thermostat_A_Achievable Technical Potential | F4 | Industrial | Food Products | New | Space Heating | Natural Gas | ENERGY STAR Connected Thermostat | A | Standalone Impact on Baseline Energy (%) | Achievable Technical Potential | 0% | 0% | 0.06375% | 0.1003% | 0.1341% | 0.1642% | 0.2064% | 0.2284% | 0.2434% | 0.251% | 0.2603% | 0.2658% | 0.2705% | 0.2719% | 0.2781% | 0.2811% | 0.2835% | 0.2771% | 0.2709% | 0.2589% | 0.2479% | 0.2378%
F5_Industrial_Food Products_New_Space Heating_Natural Gas_ENERGY STAR Connected Thermostat_A_Achievable Technical Potential | F5 | Industrial | Food Products | New | Space Heating | Natural Gas | ENERGY STAR Connected Thermostat | A | Standalone Impact on Baseline Summer Peak (%) | Achievable Technical Potential | bar: 2019 to 2040
F6_Industrial_Food Products_New_Space Heating_Natural Gas_ENERGY STAR Connected Thermostat_A_Achievable Technical Potential | F6 | Industrial | Food Products | New | Space Heating | Natural Gas | ENERGY STAR Connected Thermostat | A | Standalone Impact on Baseline Winter Peak (%) | Achievable Technical Potential | bar: 2019 to 2040
F7_Industrial_Food Products_New_Space Heating_Natural Gas_ENERGY STAR Connected Thermostat_A_Achievable Technical Potential | F7 | Industrial | Food Products | New | Space Heating | Natural Gas | ENERGY STAR Connected Thermostat | A | Incremental Energy Savings (MWh or mTherms) | Achievable Technical Potential | 0 | 0 | 0.01377 | 0.024032 | 0.034268 | 0.045741 | 0.052651 | 0.060672 | 0.068592 | 0.077501 | 0.084136 | 0.091768 | 0.099298 | 0.10803 | 0.11396 | 0.12117 | 0.12837 | 0.13675 | 0.14229 | 0.14911 | 0.16691 | 0.18102
F8_Industrial_Food Products_New_Space Heating_Natural Gas_ENERGY STAR Connected Thermostat_A_Achievable Technical Potential | F8 | Industrial | Food Products | New | Space Heating | Natural Gas | ENERGY STAR Connected Thermostat | A | Incremental Summer Peak Savings (MW) | Achievable Technical Potential | 0 | 0 | 0 | 0 | 0 | 0 | 0 | 0 | 0 | 0 | 0 | 0 | 0 | 0 | 0 | 0 | 0 | 0 | 0 | 0 | 0 | 0
F9_Industrial_Food Products_New_Space Heating_Natural Gas_ENERGY STAR Connected Thermostat_A_Achievable Technical Potential | F9 | Industrial | Food Products | New | Space Heating | Natural Gas | ENERGY STAR Connected Thermostat | A | Incremental Winter Peak Savings (MW) | Achievable Technical Potential | 0 | 0 | 0 | 0 | 0 | 0 | 0 | 0 | 0 | 0 | 0 | 0 | 0 | 0 | 0 | 0 | 0 | 0 | 0 | 0 | 0 | 0
F10_Industrial_Food Products_New_Space Heating_Natural Gas_ENERGY STAR Connected Thermostat_A_Achievable Technical Potential | F10 | Industrial | Food Products | New | Space Heating | Natural Gas | ENERGY STAR Connected Thermostat | A | Cumulative Energy Savings (MWh or mTherms) | Achievable Technical Potential | 0 | 0 | 0.01377 | 0.037802 | 0.07207 | 0.11781 | 0.17046 | 0.21736 | 0.26192 | 0.30516 | 0.34355 | 0.38267 | 0.42129 | 0.46074 | 0.4972 | 0.53423 | 0.57083 | 0.59451 | 0.60473 | 0.60561 | 0.60561 | 0.60561
F11_Industrial_Food Products_New_Space Heating_Natural Gas_ENERGY STAR Connected Thermostat_A_Achievable Technical Potential | F11 | Industrial | Food Products | New | Space Heating | Natural Gas | ENERGY STAR Connected Thermostat | A | Cumulative Summer Peak Savings (MW) | Achievable Technical Potential | 0 | 0 | 0 | 0 | 0 | 0 | 0 | 0 | 0 | 0 | 0 | 0 | 0 | 0 | 0 | 0 | 0 | 0 | 0 | 0 | 0 | 0
F12_Industrial_Food Products_New_Space Heating_Natural Gas_ENERGY STAR Connected Thermostat_A_Achievable Technical Potential | F12 | Industrial | Food Products | New | Space Heating | Natural Gas | ENERGY STAR Connected Thermostat | A | Cumulative Winter Peak Savings (MW) | Achievable Technical Potential | 0 | 0 | 0 | 0 | 0 | 0 | 0 | 0 | 0 | 0 | 0 | 0 | 0 | 0 | 0 | 0 | 0 | 0 | 0 | 0 | 0 | 0
F13_Industrial_Food Products_New_Space Heating_Natural Gas_ENERGY STAR Connected Thermostat_A_Achievable Technical Potential | F13 | Industrial | Food Products | New | Space Heating | Natural Gas | ENERGY STAR Connected Thermostat | A | Purchases (Incremental) | Achievable Technical Potential | 0 | 0 | 926.6371 | 1617.157 | 2305.9812 | 3078.0452 | 3543.0136 | 4082.7799 | 4615.7437 | 5215.2456 | 5661.7513 | 6175.2942 | 6682.0259 | 7269.8489 | 7668.8066 | 8153.6842 | 8638.1946 | 9202.2303 | 9574.7925 | 10033.8772 | 11231.7294 | 12181.2082
F14_Industrial_Food Products_New_Space Heating_Natural Gas_ENERGY STAR Connected Thermostat_A_Achievable Technical Potential | F14 | Industrial | Food Products | New | Space Heating | Natural Gas | ENERGY STAR Connected Thermostat | A | Purchases (Cumulative) | Achievable Technical Potential | 0 | 0 | 926.6371 | 2543.7941 | 4849.7753 | 7927.8205 | 11470.8341 | 14626.9769 | 17625.5635 | 20534.8279 | 23118.5341 | 25750.8146 | 28350.0607 | 31004.1659 | 33457.7269 | 35949.6598 | 38412.5602 | 40006.1275 | 40693.9141 | 40753.0035 | 40753.0035 | 40753.0035
F1_Industrial_Food Products_New_Space Heating_Natural Gas_Destratification Fans (HVLS)_A_Achievable Technical Potential | F1 | Industrial | Food Products | New | Space Heating | Natural Gas | Destratification Fans (HVLS) | A | Original Unit Energy Savings (kWh or therms) | Achievable Technical Potential | 0 | 0 | 0.01486 | 0.01486 | 0.01486 | 0.01486 | 0.01486 | 0.01486 | 0.01486 | 0.01486 | 0.01486 | 0.01486 | 0.01486 | 0.01486 | 0.01486 | 0.01486 | 0.01486 | 0.01486 | 0.01486 | 0.01486 | 0.01486 | 0.01486
F2_Industrial_Food Products_New_Space Heating_Natural Gas_Destratification Fans (HVLS)_A_Achievable Technical Potential | F2 | Industrial | Food Products | New | Space Heating | Natural Gas | Destratification Fans (HVLS) | A | Original Unit Summer Peak Savings (kW) | Achievable Technical Potential | 0 | 0 | 0 | 0 | 0 | 0 | 0 | 0 | 0 | 0 | 0 | 0 | 0 | 0 | 0 | 0 | 0 | 0 | 0 | 0 | 0 | 0
F3_Industrial_Food Products_New_Space Heating_Natural Gas_Destratification Fans (HVLS)_A_Achievable Technical Potential | F3 | Industrial | Food Products | New | Space Heating | Natural Gas | Destratification Fans (HVLS) | A | Original Unit Winter Peak Savings (kW) | Achievable Technical Potential | 0 | 0 | 0 | 0 | 0 | 0 | 0 | 0 | 0 | 0 | 0 | 0 | 0 | 0 | 0 | 0 | 0 | 0 | 0 | 0 | 0 | 0
F4_Industrial_Food Products_New_Space Heating_Natural Gas_Destratification Fans (HVLS)_A_Achievable Technical Potential | F4 | Industrial | Food Products | New | Space Heating | Natural Gas | Destratification Fans (HVLS) | A | Standalone Impact on Baseline Energy (%) | Achievable Technical Potential | 0% | 0% | 0.06375% | 0.1003% | 0.1341% | 0.1642% | 0.2064% | 0.2429% | 0.2786% | 0.3103% | 0.3496% | 0.3843% | 0.41% | 0.4264% | 0.4488% | 0.4618% | 0.4735% | 0.48% | 0.4943% | 0.5023% | 0.5102% | 0.5171%
F5_Industrial_Food Products_New_Space Heating_Natural Gas_Destratification Fans (HVLS)_A_Achievable Technical Potential | F5 | Industrial | Food Products | New | Space Heating | Natural Gas | Destratification Fans (HVLS) | A | Standalone Impact on Baseline Summer Peak (%) | Achievable Technical Potential | bar: 2019 to 2040
F6_Industrial_Food Products_New_Space Heating_Natural Gas_Destratification Fans (HVLS)_A_Achievable Technical Potential | F6 | Industrial | Food Products | New | Space Heating | Natural Gas | Destratification Fans (HVLS) | A | Standalone Impact on Baseline Winter Peak (%) | Achievable Technical Potential | bar: 2019 to 2040
F7_Industrial_Food Products_New_Space Heating_Natural Gas_Destratification Fans (HVLS)_A_Achievable Technical Potential | F7 | Industrial | Food Products | New | Space Heating | Natural Gas | Destratification Fans (HVLS) | A | Incremental Energy Savings (MWh or mTherms) | Achievable Technical Potential | 0 | 0 | 0.01377 | 0.024032 | 0.034268 | 0.045741 | 0.052651 | 0.060672 | 0.068592 | 0.077501 | 0.084136 | 0.091768 | 0.099298 | 0.10803 | 0.11396 | 0.12117 | 0.12837 | 0.13675 | 0.14229 | 0.14911 | 0.15574 | 0.16236
F8_Industrial_Food Products_New_Space Heating_Natural Gas_Destratification Fans (HVLS)_A_Achievable Technical Potential | F8 | Industrial | Food Products | New | Space Heating | Natural Gas | Destratification Fans (HVLS) | A | Incremental Summer Peak Savings (MW) | Achievable Technical Potential | 0 | 0 | 0 | 0 | 0 | 0 | 0 | 0 | 0 | 0 | 0 | 0 | 0 | 0 | 0 | 0 | 0 | 0 | 0 | 0 | 0 | 0
F9_Industrial_Food Products_New_Space Heating_Natural Gas_Destratification Fans (HVLS)_A_Achievable Technical Potential | F9 | Industrial | Food Products | New | Space Heating | Natural Gas | Destratification Fans (HVLS) | A | Incremental Winter Peak Savings (MW) | Achievable Technical Potential | 0 | 0 | 0 | 0 | 0 | 0 | 0 | 0 | 0 | 0 | 0 | 0 | 0 | 0 | 0 | 0 | 0 | 0 | 0 | 0 | 0 | 0
F10_Industrial_Food Products_New_Space Heating_Natural Gas_Destratification Fans (HVLS)_A_Achievable Technical Potential | F10 | Industrial | Food Products | New | Space Heating | Natural Gas | Destratification Fans (HVLS) | A | Cumulative Energy Savings (MWh or mTherms) | Achievable Technical Potential | 0 | 0 | 0.01377 | 0.037802 | 0.07207 | 0.11781 | 0.17046 | 0.23113 | 0.29973 | 0.37723 | 0.46136 | 0.55313 | 0.63866 | 0.72266 | 0.80235 | 0.87778 | 0.9535 | 1.0296 | 1.1033 | 1.1749 | 1.2465 | 1.3171
F11_Industrial_Food Products_New_Space Heating_Natural Gas_Destratification Fans (HVLS)_A_Achievable Technical Potential | F11 | Industrial | Food Products | New | Space Heating | Natural Gas | Destratification Fans (HVLS) | A | Cumulative Summer Peak Savings (MW) | Achievable Technical Potential | 0 | 0 | 0 | 0 | 0 | 0 | 0 | 0 | 0 | 0 | 0 | 0 | 0 | 0 | 0 | 0 | 0 | 0 | 0 | 0 | 0 | 0
F12_Industrial_Food Products_New_Space Heating_Natural Gas_Destratification Fans (HVLS)_A_Achievable Technical Potential | F12 | Industrial | Food Products | New | Space Heating | Natural Gas | Destratification Fans (HVLS) | A | Cumulative Winter Peak Savings (MW) | Achievable Technical Potential | 0 | 0 | 0 | 0 | 0 | 0 | 0 | 0 | 0 | 0 | 0 | 0 | 0 | 0 | 0 | 0 | 0 | 0 | 0 | 0 | 0 | 0
F13_Industrial_Food Products_New_Space Heating_Natural Gas_Destratification Fans (HVLS)_A_Achievable Technical Potential | F13 | Industrial | Food Products | New | Space Heating | Natural Gas | Destratification Fans (HVLS) | A | Purchases (Incremental) | Achievable Technical Potential | 0 | 0 | 926.6371 | 1617.157 | 2305.9812 | 3078.0452 | 3543.0136 | 4082.7799 | 4615.7437 | 5215.2456 | 5661.7513 | 6175.2942 | 6682.0259 | 7269.8489 | 7668.8066 | 8153.6842 | 8638.1946 | 9202.2303 | 9574.7925 | 10033.8772 | 10480.4586 | 10925.7209
F14_Industrial_Food Products_New_Space Heating_Natural Gas_Destratification Fans (HVLS)_A_Achievable Technical Potential | F14 | Industrial | Food Products | New | Space Heating | Natural Gas | Destratification Fans (HVLS) | A | Purchases (Cumulative) | Achievable Technical Potential | 0 | 0 | 926.6371 | 2543.7941 | 4849.7753 | 7927.8205 | 11470.8341 | 15553.614 | 20169.3577 | 25384.6033 | 31046.3546 | 37221.6488 | 42977.0375 | 48629.7294 | 53992.5548 | 59068.1938 | 64163.3748 | 69282.8253 | 74241.8741 | 79060.5057 | 83879.2131 | 88629.6398
F1_Industrial_Food Products_New_Space Heating_Natural Gas_Gas Boiler - Insulate Steam Lines/Condensate Tank_A_Achievable Technical Potential | F1 | Industrial | Food Products | New | Space Heating | Natural Gas | Gas Boiler - Insulate Steam Lines/Condensate Tank | A | Original Unit Energy Savings (kWh or therms) | Achievable Technical Potential | 0 | 0 | 9.8484 | 9.8484 | 9.8484 | 9.8484 | 9.8484 | 9.8484 | 9.8484 | 9.8484 | 9.8484 | 9.8484 | 9.8484 | 9.8484 | 9.8484 | 9.8484 | 9.8484 | 9.8484 | 9.8484 | 9.8484 | 9.8484 | 9.8484
F2_Industrial_Food Products_New_Space Heating_Natural Gas_Gas Boiler - Insulate Steam Lines/Condensate Tank_A_Achievable Technical Potential | F2 | Industrial | Food Products | New | Space Heating | Natural Gas | Gas Boiler - Insulate Steam Lines/Condensate Tank | A | Original Unit Summer Peak Savings (kW) | Achievable Technical Potential | 0 | 0 | 0 | 0 | 0 | 0 | 0 | 0 | 0 | 0 | 0 | 0 | 0 | 0 | 0 | 0 | 0 | 0 | 0 | 0 | 0 | 0
F3_Industrial_Food Products_New_Space Heating_Natural Gas_Gas Boiler - Insulate Steam Lines/Condensate Tank_A_Achievable Technical Potential | F3 | Industrial | Food Products | New | Space Heating | Natural Gas | Gas Boiler - Insulate Steam Lines/Condensate Tank | A | Original Unit Winter Peak Savings (kW) | Achievable Technical Potential | 0 | 0 | 0 | 0 | 0 | 0 | 0 | 0 | 0 | 0 | 0 | 0 | 0 | 0 | 0 | 0 | 0 | 0 | 0 | 0 | 0 | 0
F4_Industrial_Food Products_New_Space Heating_Natural Gas_Gas Boiler - Insulate Steam Lines/Condensate Tank_A_Achievable Technical Potential | F4 | Industrial | Food Products | New | Space Heating | Natural Gas | Gas Boiler - Insulate Steam Lines/Condensate Tank | A | Standalone Impact on Baseline Energy (%) | Achievable Technical Potential | 0% | 0% | 0.005147% | 0.008096% | 0.01082% | 0.01326% | 0.01666% | 0.01961% | 0.02249% | 0.02505% | 0.02822% | 0.03102% | 0.03382% | 0.03623% | 0.03949% | 0.04229% | 0.04506% | 0.04745% | 0.05075% | 0.05357% | 0.05644% | 0.05929%
F5_Industrial_Food Products_New_Space Heating_Natural Gas_Gas Boiler - Insulate Steam Lines/Condensate Tank_A_Achievable Technical Potential | F5 | Industrial | Food Products | New | Space Heating | Natural Gas | Gas Boiler - Insulate Steam Lines/Condensate Tank | A | Standalone Impact on Baseline Summer Peak (%) | Achievable Technical Potential | bar: 2019 to 2040
F6_Industrial_Food Products_New_Space Heating_Natural Gas_Gas Boiler - Insulate Steam Lines/Condensate Tank_A_Achievable Technical Potential | F6 | Industrial | Food Products | New | Space Heating | Natural Gas | Gas Boiler - Insulate Steam Lines/Condensate Tank | A | Standalone Impact on Baseline Winter Peak (%) | Achievable Technical Potential | bar: 2019 to 2040
F7_Industrial_Food Products_New_Space Heating_Natural Gas_Gas Boiler - Insulate Steam Lines/Condensate Tank_A_Achievable Technical Potential | F7 | Industrial | Food Products | New | Space Heating | Natural Gas | Gas Boiler - Insulate Steam Lines/Condensate Tank | A | Incremental Energy Savings (MWh or mTherms) | Achievable Technical Potential | 0 | 0 | 0.0011117 | 0.0019402 | 0.0027666 | 0.0036929 | 0.0042507 | 0.0048983 | 0.0055378 | 0.006257 | 0.0067927 | 0.0074088 | 0.0080168 | 0.008722 | 0.0092007 | 0.0097824 | 0.010364 | 0.01104 | 0.011487 | 0.012038 | 0.012574 | 0.013108
F8_Industrial_Food Products_New_Space Heating_Natural Gas_Gas Boiler - Insulate Steam Lines/Condensate Tank_A_Achievable Technical Potential | F8 | Industrial | Food Products | New | Space Heating | Natural Gas | Gas Boiler - Insulate Steam Lines/Condensate Tank | A | Incremental Summer Peak Savings (MW) | Achievable Technical Potential | 0 | 0 | 0 | 0 | 0 | 0 | 0 | 0 | 0 | 0 | 0 | 0 | 0 | 0 | 0 | 0 | 0 | 0 | 0 | 0 | 0 | 0
F9_Industrial_Food Products_New_Space Heating_Natural Gas_Gas Boiler - Insulate Steam Lines/Condensate Tank_A_Achievable Technical Potential | F9 | Industrial | Food Products | New | Space Heating | Natural Gas | Gas Boiler - Insulate Steam Lines/Condensate Tank | A | Incremental Winter Peak Savings (MW) | Achievable Technical Potential | 0 | 0 | 0 | 0 | 0 | 0 | 0 | 0 | 0 | 0 | 0 | 0 | 0 | 0 | 0 | 0 | 0 | 0 | 0 | 0 | 0 | 0
F10_Industrial_Food Products_New_Space Heating_Natural Gas_Gas Boiler - Insulate Steam Lines/Condensate Tank_A_Achievable Technical Potential | F10 | Industrial | Food Products | New | Space Heating | Natural Gas | Gas Boiler - Insulate Steam Lines/Condensate Tank | A | Cumulative Energy Savings (MWh or mTherms) | Achievable Technical Potential | 0 | 0 | 0.0011117 | 0.0030519 | 0.0058185 | 0.0095114 | 0.013762 | 0.01866 | 0.024198 | 0.030455 | 0.037248 | 0.044657 | 0.052674 | 0.061396 | 0.070596 | 0.080379 | 0.090742 | 0.10178 | 0.11327 | 0.12531 | 0.13788 | 0.15099
F11_Industrial_Food Products_New_Space Heating_Natural Gas_Gas Boiler - Insulate Steam Lines/Condensate Tank_A_Achievable Technical Potential | F11 | Industrial | Food Products | New | Space Heating | Natural Gas | Gas Boiler - Insulate Steam Lines/Condensate Tank | A | Cumulative Summer Peak Savings (MW) | Achievable Technical Potential | 0 | 0 | 0 | 0 | 0 | 0 | 0 | 0 | 0 | 0 | 0 | 0 | 0 | 0 | 0 | 0 | 0 | 0 | 0 | 0 | 0 | 0
F12_Industrial_Food Products_New_Space Heating_Natural Gas_Gas Boiler - Insulate Steam Lines/Condensate Tank_A_Achievable Technical Potential | F12 | Industrial | Food Products | New | Space Heating | Natural Gas | Gas Boiler - Insulate Steam Lines/Condensate Tank | A | Cumulative Winter Peak Savings (MW) | Achievable Technical Potential | 0 | 0 | 0 | 0 | 0 | 0 | 0 | 0 | 0 | 0 | 0 | 0 | 0 | 0 | 0 | 0 | 0 | 0 | 0 | 0 | 0 | 0
F13_Industrial_Food Products_New_Space Heating_Natural Gas_Gas Boiler - Insulate Steam Lines/Condensate Tank_A_Achievable Technical Potential | F13 | Industrial | Food Products | New | Space Heating | Natural Gas | Gas Boiler - Insulate Steam Lines/Condensate Tank | A | Purchases (Incremental) | Achievable Technical Potential | 0 | 0 | 0.11288 | 0.19701 | 0.28092 | 0.37497 | 0.43162 | 0.49737 | 0.5623 | 0.63533 | 0.68973 | 0.75229 | 0.81402 | 0.88563 | 0.93423 | 0.9933 | 1.0523 | 1.121 | 1.1664 | 1.2223 | 1.2767 | 1.331
F14_Industrial_Food Products_New_Space Heating_Natural Gas_Gas Boiler - Insulate Steam Lines/Condensate Tank_A_Achievable Technical Potential | F14 | Industrial | Food Products | New | Space Heating | Natural Gas | Gas Boiler - Insulate Steam Lines/Condensate Tank | A | Purchases (Cumulative) | Achievable Technical Potential | 0 | 0 | 0.11288 | 0.30989 | 0.59081 | 0.96578 | 1.3974 | 1.8948 | 2.4571 | 3.0924 | 3.7821 | 4.5344 | 5.3484 | 6.2341 | 7.1683 | 8.1616 | 9.2139 | 10.3349 | 11.5014 | 12.7237 | 14.0004 | 15.3314
F1_Industrial_Food Products_New_Process_Natural Gas_Gas Boiler - Insulate Steam Lines/Condensate Tank_A_Achievable Technical Potential | F1 | Industrial | Food Products | New | Process | Natural Gas | Gas Boiler - Insulate Steam Lines/Condensate Tank | A | Original Unit Energy Savings (kWh or therms) | Achievable Technical Potential | 0 | 0 | 376.3371 | 376.3371 | 376.3371 | 376.3371 | 376.3371 | 376.3371 | 376.3371 | 376.3371 | 376.3371 | 376.3371 | 376.3371 | 376.3371 | 376.3371 | 376.3371 | 376.3371 | 376.3371 | 376.3371 | 376.3371 | 376.3371 | 376.3371
F2_Industrial_Food Products_New_Process_Natural Gas_Gas Boiler - Insulate Steam Lines/Condensate Tank_A_Achievable Technical Potential | F2 | Industrial | Food Products | New | Process | Natural Gas | Gas Boiler - Insulate Steam Lines/Condensate Tank | A | Original Unit Summer Peak Savings (kW) | Achievable Technical Potential | 0 | 0 | 0 | 0 | 0 | 0 | 0 | 0 | 0 | 0 | 0 | 0 | 0 | 0 | 0 | 0 | 0 | 0 | 0 | 0 | 0 | 0
F3_Industrial_Food Products_New_Process_Natural Gas_Gas Boiler - Insulate Steam Lines/Condensate Tank_A_Achievable Technical Potential | F3 | Industrial | Food Products | New | Process | Natural Gas | Gas Boiler - Insulate Steam Lines/Condensate Tank | A | Original Unit Winter Peak Savings (kW) | Achievable Technical Potential | 0 | 0 | 0 | 0 | 0 | 0 | 0 | 0 | 0 | 0 | 0 | 0 | 0 | 0 | 0 | 0 | 0 | 0 | 0 | 0 | 0 | 0
F4_Industrial_Food Products_New_Process_Natural Gas_Gas Boiler - Insulate Steam Lines/Condensate Tank_A_Achievable Technical Potential | F4 | Industrial | Food Products | New | Process | Natural Gas | Gas Boiler - Insulate Steam Lines/Condensate Tank | A | Standalone Impact on Baseline Energy (%) | Achievable Technical Potential | 0% | 0% | 0.02846% | 0.04477% | 0.05985% | 0.0733% | 0.09214% | 0.1084% | 0.1244% | 0.1385% | 0.1561% | 0.1715% | 0.187% | 0.2003% | 0.2184% | 0.2338% | 0.2492% | 0.2624% | 0.2806% | 0.2962% | 0.3121% | 0.3278%
F5_Industrial_Food Products_New_Process_Natural Gas_Gas Boiler - Insulate Steam Lines/Condensate Tank_A_Achievable Technical Potential | F5 | Industrial | Food Products | New | Process | Natural Gas | Gas Boiler - Insulate Steam Lines/Condensate Tank | A | Standalone Impact on Baseline Summer Peak (%) | Achievable Technical Potential | bar: 2019 to 2040
F6_Industrial_Food Products_New_Process_Natural Gas_Gas Boiler - Insulate Steam Lines/Condensate Tank_A_Achievable Technical Potential | F6 | Industrial | Food Products | New | Process | Natural Gas | Gas Boiler - Insulate Steam Lines/Condensate Tank | A | Standalone Impact on Baseline Winter Peak (%) | Achievable Technical Potential | bar: 2019 to 2040
F7_Industrial_Food Products_New_Process_Natural Gas_Gas Boiler - Insulate Steam Lines/Condensate Tank_A_Achievable Technical Potential | F7 | Industrial | Food Products | New | Process | Natural Gas | Gas Boiler - Insulate Steam Lines/Condensate Tank | A | Incremental Energy Savings (MWh or mTherms) | Achievable Technical Potential | 0 | 0 | 0.1013 | 0.17678 | 0.25208 | 0.33648 | 0.38731 | 0.44632 | 0.50458 | 0.57012 | 0.61893 | 0.67507 | 0.73046 | 0.79472 | 0.83834 | 0.89134 | 0.94431 | 1.006 | 1.0467 | 1.0969 | 1.1457 | 1.1944
F8_Industrial_Food Products_New_Process_Natural Gas_Gas Boiler - Insulate Steam Lines/Condensate Tank_A_Achievable Technical Potential | F8 | Industrial | Food Products | New | Process | Natural Gas | Gas Boiler - Insulate Steam Lines/Condensate Tank | A | Incremental Summer Peak Savings (MW) | Achievable Technical Potential | 0 | 0 | 0 | 0 | 0 | 0 | 0 | 0 | 0 | 0 | 0 | 0 | 0 | 0 | 0 | 0 | 0 | 0 | 0 | 0 | 0 | 0
F9_Industrial_Food Products_New_Process_Natural Gas_Gas Boiler - Insulate Steam Lines/Condensate Tank_A_Achievable Technical Potential | F9 | Industrial | Food Products | New | Process | Natural Gas | Gas Boiler - Insulate Steam Lines/Condensate Tank | A | Incremental Winter Peak Savings (MW) | Achievable Technical Potential | 0 | 0 | 0 | 0 | 0 | 0 | 0 | 0 | 0 | 0 | 0 | 0 | 0 | 0 | 0 | 0 | 0 | 0 | 0 | 0 | 0 | 0
F10_Industrial_Food Products_New_Process_Natural Gas_Gas Boiler - Insulate Steam Lines/Condensate Tank_A_Achievable Technical Potential | F10 | Industrial | Food Products | New | Process | Natural Gas | Gas Boiler - Insulate Steam Lines/Condensate Tank | A | Cumulative Energy Savings (MWh or mTherms) | Achievable Technical Potential | 0 | 0 | 0.1013 | 0.27808 | 0.53017 | 0.86665 | 1.254 | 1.7003 | 2.2049 | 2.775 | 3.3939 | 4.069 | 4.7994 | 5.5942 | 6.4325 | 7.3238 | 8.2681 | 9.2741 | 10.3208 | 11.4177 | 12.5634 | 13.7578
F11_Industrial_Food Products_New_Process_Natural Gas_Gas Boiler - Insulate Steam Lines/Condensate Tank_A_Achievable Technical Potential | F11 | Industrial | Food Products | New | Process | Natural Gas | Gas Boiler - Insulate Steam Lines/Condensate Tank | A | Cumulative Summer Peak Savings (MW) | Achievable Technical Potential | 0 | 0 | 0 | 0 | 0 | 0 | 0 | 0 | 0 | 0 | 0 | 0 | 0 | 0 | 0 | 0 | 0 | 0 | 0 | 0 | 0 | 0
F12_Industrial_Food Products_New_Process_Natural Gas_Gas Boiler - Insulate Steam Lines/Condensate Tank_A_Achievable Technical Potential | F12 | Industrial | Food Products | New | Process | Natural Gas | Gas Boiler - Insulate Steam Lines/Condensate Tank | A | Cumulative Winter Peak Savings (MW) | Achievable Technical Potential | 0 | 0 | 0 | 0 | 0 | 0 | 0 | 0 | 0 | 0 | 0 | 0 | 0 | 0 | 0 | 0 | 0 | 0 | 0 | 0 | 0 | 0
F13_Industrial_Food Products_New_Process_Natural Gas_Gas Boiler - Insulate Steam Lines/Condensate Tank_A_Achievable Technical Potential | F13 | Industrial | Food Products | New | Process | Natural Gas | Gas Boiler - Insulate Steam Lines/Condensate Tank | A | Purchases (Incremental) | Achievable Technical Potential | 0 | 0 | 0.26917 | 0.46975 | 0.66984 | 0.8941 | 1.0292 | 1.186 | 1.3408 | 1.5149 | 1.6446 | 1.7938 | 1.941 | 2.1117 | 2.2276 | 2.3685 | 2.5092 | 2.673 | 2.7813 | 2.9146 | 3.0443 | 3.1737
F14_Industrial_Food Products_New_Process_Natural Gas_Gas Boiler - Insulate Steam Lines/Condensate Tank_A_Achievable Technical Potential | F14 | Industrial | Food Products | New | Process | Natural Gas | Gas Boiler - Insulate Steam Lines/Condensate Tank | A | Purchases (Cumulative) | Achievable Technical Potential | 0 | 0 | 0.26917 | 0.73892 | 1.4088 | 2.3029 | 3.332 | 4.518 | 5.8588 | 7.3737 | 9.0183 | 10.8121 | 12.753 | 14.8648 | 17.0924 | 19.4609 | 21.9701 | 24.6431 | 27.4244 | 30.339 | 33.3833 | 36.557
F1_Industrial_Food Products_New_Space Heating_Natural Gas_Gas Boiler - Insulate Hot Water Lines_A_Achievable Technical Potential | F1 | Industrial | Food Products | New | Space Heating | Natural Gas | Gas Boiler - Insulate Hot Water Lines | A | Original Unit Energy Savings (kWh or therms) | Achievable Technical Potential | 0 | 0 | 11.1318 | 11.1318 | 11.1318 | 11.1318 | 11.1318 | 11.1318 | 11.1318 | 11.1318 | 11.1318 | 11.1318 | 11.1318 | 11.1318 | 11.1318 | 11.1318 | 11.1318 | 11.1318 | 11.1318 | 11.1318 | 11.1318 | 11.1318
F2_Industrial_Food Products_New_Space Heating_Natural Gas_Gas Boiler - Insulate Hot Water Lines_A_Achievable Technical Potential | F2 | Industrial | Food Products | New | Space Heating | Natural Gas | Gas Boiler - Insulate Hot Water Lines | A | Original Unit Summer Peak Savings (kW) | Achievable Technical Potential | 0 | 0 | 0 | 0 | 0 | 0 | 0 | 0 | 0 | 0 | 0 | 0 | 0 | 0 | 0 | 0 | 0 | 0 | 0 | 0 | 0 | 0
F3_Industrial_Food Products_New_Space Heating_Natural Gas_Gas Boiler - Insulate Hot Water Lines_A_Achievable Technical Potential | F3 | Industrial | Food Products | New | Space Heating | Natural Gas | Gas Boiler - Insulate Hot Water Lines | A | Original Unit Winter Peak Savings (kW) | Achievable Technical Potential | 0 | 0 | 0 | 0 | 0 | 0 | 0 | 0 | 0 | 0 | 0 | 0 | 0 | 0 | 0 | 0 | 0 | 0 | 0 | 0 | 0 | 0
F4_Industrial_Food Products_New_Space Heating_Natural Gas_Gas Boiler - Insulate Hot Water Lines_A_Achievable Technical Potential | F4 | Industrial | Food Products | New | Space Heating | Natural Gas | Gas Boiler - Insulate Hot Water Lines | A | Standalone Impact on Baseline Energy (%) | Achievable Technical Potential | 0% | 0% | 0.005818% | 0.009151% | 0.01224% | 0.01498% | 0.01883% | 0.02216% | 0.02542% | 0.02832% | 0.0319% | 0.03507% | 0.03822% | 0.04095% | 0.04464% | 0.0478% | 0.05094% | 0.05363% | 0.05736% | 0.06056% | 0.06379% | 0.06701%
F5_Industrial_Food Products_New_Space Heating_Natural Gas_Gas Boiler - Insulate Hot Water Lines_A_Achievable Technical Potential | F5 | Industrial | Food Products | New | Space Heating | Natural Gas | Gas Boiler - Insulate Hot Water Lines | A | Standalone Impact on Baseline Summer Peak (%) | Achievable Technical Potential | bar: 2019 to 2040
F6_Industrial_Food Products_New_Space Heating_Natural Gas_Gas Boiler - Insulate Hot Water Lines_A_Achievable Technical Potential | F6 | Industrial | Food Products | New | Space Heating | Natural Gas | Gas Boiler - Insulate Hot Water Lines | A | Standalone Impact on Baseline Winter Peak (%) | Achievable Technical Potential | bar: 2019 to 2040
F7_Industrial_Food Products_New_Space Heating_Natural Gas_Gas Boiler - Insulate Hot Water Lines_A_Achievable Technical Potential | F7 | Industrial | Food Products | New | Space Heating | Natural Gas | Gas Boiler - Insulate Hot Water Lines | A | Incremental Energy Savings (MWh or mTherms) | Achievable Technical Potential | 0 | 0 | 0.0012566 | 0.002193 | 0.0031271 | 0.0041741 | 0.0048047 | 0.0055366 | 0.0062594 | 0.0070724 | 0.0076779 | 0.0083743 | 0.0090615 | 0.0098586 | 0.0104 | 0.011057 | 0.011714 | 0.012479 | 0.012984 | 0.013607 | 0.014213 | 0.014816
F8_Industrial_Food Products_New_Space Heating_Natural Gas_Gas Boiler - Insulate Hot Water Lines_A_Achievable Technical Potential | F8 | Industrial | Food Products | New | Space Heating | Natural Gas | Gas Boiler - Insulate Hot Water Lines | A | Incremental Summer Peak Savings (MW) | Achievable Technical Potential | 0 | 0 | 0 | 0 | 0 | 0 | 0 | 0 | 0 | 0 | 0 | 0 | 0 | 0 | 0 | 0 | 0 | 0 | 0 | 0 | 0 | 0
F9_Industrial_Food Products_New_Space Heating_Natural Gas_Gas Boiler - Insulate Hot Water Lines_A_Achievable Technical Potential | F9 | Industrial | Food Products | New | Space Heating | Natural Gas | Gas Boiler - Insulate Hot Water Lines | A | Incremental Winter Peak Savings (MW) | Achievable Technical Potential | 0 | 0 | 0 | 0 | 0 | 0 | 0 | 0 | 0 | 0 | 0 | 0 | 0 | 0 | 0 | 0 | 0 | 0 | 0 | 0 | 0 | 0
F10_Industrial_Food Products_New_Space Heating_Natural Gas_Gas Boiler - Insulate Hot Water Lines_A_Achievable Technical Potential | F10 | Industrial | Food Products | New | Space Heating | Natural Gas | Gas Boiler - Insulate Hot Water Lines | A | Cumulative Energy Savings (MWh or mTherms) | Achievable Technical Potential | 0 | 0 | 0.0012566 | 0.0034496 | 0.0065768 | 0.010751 | 0.015556 | 0.021092 | 0.027352 | 0.034424 | 0.042102 | 0.050476 | 0.059538 | 0.069396 | 0.079796 | 0.090853 | 0.10257 | 0.11505 | 0.12803 | 0.14164 | 0.15585 | 0.17067
F11_Industrial_Food Products_New_Space Heating_Natural Gas_Gas Boiler - Insulate Hot Water Lines_A_Achievable Technical Potential | F11 | Industrial | Food Products | New | Space Heating | Natural Gas | Gas Boiler - Insulate Hot Water Lines | A | Cumulative Summer Peak Savings (MW) | Achievable Technical Potential | 0 | 0 | 0 | 0 | 0 | 0 | 0 | 0 | 0 | 0 | 0 | 0 | 0 | 0 | 0 | 0 | 0 | 0 | 0 | 0 | 0 | 0
F12_Industrial_Food Products_New_Space Heating_Natural Gas_Gas Boiler - Insulate Hot Water Lines_A_Achievable Technical Potential | F12 | Industrial | Food Products | New | Space Heating | Natural Gas | Gas Boiler - Insulate Hot Water Lines | A | Cumulative Winter Peak Savings (MW) | Achievable Technical Potential | 0 | 0 | 0 | 0 | 0 | 0 | 0 | 0 | 0 | 0 | 0 | 0 | 0 | 0 | 0 | 0 | 0 | 0 | 0 | 0 | 0 | 0
F13_Industrial_Food Products_New_Space Heating_Natural Gas_Gas Boiler - Insulate Hot Water Lines_A_Achievable Technical Potential | F13 | Industrial | Food Products | New | Space Heating | Natural Gas | Gas Boiler - Insulate Hot Water Lines | A | Purchases (Incremental) | Achievable Technical Potential | 0 | 0 | 0.11288 | 0.19701 | 0.28092 | 0.37497 | 0.43162 | 0.49737 | 0.5623 | 0.63533 | 0.68973 | 0.75229 | 0.81402 | 0.88563 | 0.93423 | 0.9933 | 1.0523 | 1.121 | 1.1664 | 1.2223 | 1.2767 | 1.331
F14_Industrial_Food Products_New_Space Heating_Natural Gas_Gas Boiler - Insulate Hot Water Lines_A_Achievable Technical Potential | F14 | Industrial | Food Products | New | Space Heating | Natural Gas | Gas Boiler - Insulate Hot Water Lines | A | Purchases (Cumulative) | Achievable Technical Potential | 0 | 0 | 0.11288 | 0.30989 | 0.59081 | 0.96578 | 1.3974 | 1.8948 | 2.4571 | 3.0924 | 3.7821 | 4.5344 | 5.3484 | 6.2341 | 7.1683 | 8.1616 | 9.2139 | 10.3349 | 11.5014 | 12.7237 | 14.0004 | 15.3314
F1_Industrial_Food Products_New_Process_Natural Gas_Gas Boiler - Insulate Hot Water Lines_A_Achievable Technical Potential | F1 | Industrial | Food Products | New | Process | Natural Gas | Gas Boiler - Insulate Hot Water Lines | A | Original Unit Energy Savings (kWh or therms) | Achievable Technical Potential | 0 | 0 | 425.3792 | 425.3792 | 425.3792 | 425.3792 | 425.3792 | 425.3792 | 425.3792 | 425.3792 | 425.3792 | 425.3792 | 425.3792 | 425.3792 | 425.3792 | 425.3792 | 425.3792 | 425.3792 | 425.3792 | 425.3792 | 425.3792 | 425.3792
F2_Industrial_Food Products_New_Process_Natural Gas_Gas Boiler - Insulate Hot Water Lines_A_Achievable Technical Potential | F2 | Industrial | Food Products | New | Process | Natural Gas | Gas Boiler - Insulate Hot Water Lines | A | Original Unit Summer Peak Savings (kW) | Achievable Technical Potential | 0 | 0 | 0 | 0 | 0 | 0 | 0 | 0 | 0 | 0 | 0 | 0 | 0 | 0 | 0 | 0 | 0 | 0 | 0 | 0 | 0 | 0
F3_Industrial_Food Products_New_Process_Natural Gas_Gas Boiler - Insulate Hot Water Lines_A_Achievable Technical Potential | F3 | Industrial | Food Products | New | Process | Natural Gas | Gas Boiler - Insulate Hot Water Lines | A | Original Unit Winter Peak Savings (kW) | Achievable Technical Potential | 0 | 0 | 0 | 0 | 0 | 0 | 0 | 0 | 0 | 0 | 0 | 0 | 0 | 0 | 0 | 0 | 0 | 0 | 0 | 0 | 0 | 0
F4_Industrial_Food Products_New_Process_Natural Gas_Gas Boiler - Insulate Hot Water Lines_A_Achievable Technical Potential | F4 | Industrial | Food Products | New | Process | Natural Gas | Gas Boiler - Insulate Hot Water Lines | A | Standalone Impact on Baseline Energy (%) | Achievable Technical Potential | 0% | 0% | 0.03217% | 0.0506% | 0.06765% | 0.08285% | 0.1041% | 0.1225% | 0.1406% | 0.1566% | 0.1764% | 0.1939% | 0.2114% | 0.2264% | 0.2468% | 0.2643% | 0.2817% | 0.2966% | 0.3172% | 0.3348% | 0.3527% | 0.3705%
F5_Industrial_Food Products_New_Process_Natural Gas_Gas Boiler - Insulate Hot Water Lines_A_Achievable Technical Potential | F5 | Industrial | Food Products | New | Process | Natural Gas | Gas Boiler - Insulate Hot Water Lines | A | Standalone Impact on Baseline Summer Peak (%) | Achievable Technical Potential | bar: 2019 to 2040
F6_Industrial_Food Products_New_Process_Natural Gas_Gas Boiler - Insulate Hot Water Lines_A_Achievable Technical Potential | F6 | Industrial | Food Products | New | Process | Natural Gas | Gas Boiler - Insulate Hot Water Lines | A | Standalone Impact on Baseline Winter Peak (%) | Achievable Technical Potential | bar: 2019 to 2040
F7_Industrial_Food Products_New_Process_Natural Gas_Gas Boiler - Insulate Hot Water Lines_A_Achievable Technical Potential | F7 | Industrial | Food Products | New | Process | Natural Gas | Gas Boiler - Insulate Hot Water Lines | A | Incremental Energy Savings (MWh or mTherms) | Achievable Technical Potential | 0 | 0 | 0.1145 | 0.19982 | 0.28493 | 0.38033 | 0.43779 | 0.50448 | 0.57034 | 0.64441 | 0.69958 | 0.76304 | 0.82565 | 0.89829 | 0.94758 | 1.0075 | 1.0674 | 1.1371 | 1.1831 | 1.2398 | 1.295 | 1.35
F8_Industrial_Food Products_New_Process_Natural Gas_Gas Boiler - Insulate Hot Water Lines_A_Achievable Technical Potential | F8 | Industrial | Food Products | New | Process | Natural Gas | Gas Boiler - Insulate Hot Water Lines | A | Incremental Summer Peak Savings (MW) | Achievable Technical Potential | 0 | 0 | 0 | 0 | 0 | 0 | 0 | 0 | 0 | 0 | 0 | 0 | 0 | 0 | 0 | 0 | 0 | 0 | 0 | 0 | 0 | 0
F9_Industrial_Food Products_New_Process_Natural Gas_Gas Boiler - Insulate Hot Water Lines_A_Achievable Technical Potential | F9 | Industrial | Food Products | New | Process | Natural Gas | Gas Boiler - Insulate Hot Water Lines | A | Incremental Winter Peak Savings (MW) | Achievable Technical Potential | 0 | 0 | 0 | 0 | 0 | 0 | 0 | 0 | 0 | 0 | 0 | 0 | 0 | 0 | 0 | 0 | 0 | 0 | 0 | 0 | 0 | 0
F10_Industrial_Food Products_New_Process_Natural Gas_Gas Boiler - Insulate Hot Water Lines_A_Achievable Technical Potential | F10 | Industrial | Food Products | New | Process | Natural Gas | Gas Boiler - Insulate Hot Water Lines | A | Cumulative Energy Savings (MWh or mTherms) | Achievable Technical Potential | 0 | 0 | 0.1145 | 0.31432 | 0.59925 | 0.97959 | 1.4174 | 1.9219 | 2.4922 | 3.1366 | 3.8362 | 4.5992 | 5.4249 | 6.3232 | 7.2707 | 8.2782 | 9.3456 | 10.4827 | 11.6658 | 12.9056 | 14.2006 | 15.5506
F11_Industrial_Food Products_New_Process_Natural Gas_Gas Boiler - Insulate Hot Water Lines_A_Achievable Technical Potential | F11 | Industrial | Food Products | New | Process | Natural Gas | Gas Boiler - Insulate Hot Water Lines | A | Cumulative Summer Peak Savings (MW) | Achievable Technical Potential | 0 | 0 | 0 | 0 | 0 | 0 | 0 | 0 | 0 | 0 | 0 | 0 | 0 | 0 | 0 | 0 | 0 | 0 | 0 | 0 | 0 | 0
F12_Industrial_Food Products_New_Process_Natural Gas_Gas Boiler - Insulate Hot Water Lines_A_Achievable Technical Potential | F12 | Industrial | Food Products | New | Process | Natural Gas | Gas Boiler - Insulate Hot Water Lines | A | Cumulative Winter Peak Savings (MW) | Achievable Technical Potential | 0 | 0 | 0 | 0 | 0 | 0 | 0 | 0 | 0 | 0 | 0 | 0 | 0 | 0 | 0 | 0 | 0 | 0 | 0 | 0 | 0 | 0
F13_Industrial_Food Products_New_Process_Natural Gas_Gas Boiler - Insulate Hot Water Lines_A_Achievable Technical Potential | F13 | Industrial | Food Products | New | Process | Natural Gas | Gas Boiler - Insulate Hot Water Lines | A | Purchases (Incremental) | Achievable Technical Potential | 0 | 0 | 0.26917 | 0.46975 | 0.66984 | 0.8941 | 1.0292 | 1.186 | 1.3408 | 1.5149 | 1.6446 | 1.7938 | 1.941 | 2.1117 | 2.2276 | 2.3685 | 2.5092 | 2.673 | 2.7813 | 2.9146 | 3.0443 | 3.1737
F14_Industrial_Food Products_New_Process_Natural Gas_Gas Boiler - Insulate Hot Water Lines_A_Achievable Technical Potential | F14 | Industrial | Food Products | New | Process | Natural Gas | Gas Boiler - Insulate Hot Water Lines | A | Purchases (Cumulative) | Achievable Technical Potential | 0 | 0 | 0.26917 | 0.73892 | 1.4088 | 2.3029 | 3.332 | 4.518 | 5.8588 | 7.3737 | 9.0183 | 10.8121 | 12.753 | 14.8648 | 17.0924 | 19.4609 | 21.9701 | 24.6431 | 27.4244 | 30.339 | 33.3833 | 36.557
F1_Industrial_Food Products_New_Process_Natural Gas_Process - Insulate Heated Process Fluids_A_Achievable Technical Potential | F1 | Industrial | Food Products | New | Process | Natural Gas | Process - Insulate Heated Process Fluids | A | Original Unit Energy Savings (kWh or therms) | Achievable Technical Potential | 0 | 0 | 275.607 | 275.607 | 275.607 | 275.607 | 275.607 | 275.607 | 275.607 | 275.607 | 275.607 | 275.607 | 275.607 | 275.607 | 275.607 | 275.607 | 275.607 | 275.607 | 275.607 | 275.607 | 275.607 | 275.607
F2_Industrial_Food Products_New_Process_Natural Gas_Process - Insulate Heated Process Fluids_A_Achievable Technical Potential | F2 | Industrial | Food Products | New | Process | Natural Gas | Process - Insulate Heated Process Fluids | A | Original Unit Summer Peak Savings (kW) | Achievable Technical Potential | 0 | 0 | 0 | 0 | 0 | 0 | 0 | 0 | 0 | 0 | 0 | 0 | 0 | 0 | 0 | 0 | 0 | 0 | 0 | 0 | 0 | 0
F3_Industrial_Food Products_New_Process_Natural Gas_Process - Insulate Heated Process Fluids_A_Achievable Technical Potential | F3 | Industrial | Food Products | New | Process | Natural Gas | Process - Insulate Heated Process Fluids | A | Original Unit Winter Peak Savings (kW) | Achievable Technical Potential | 0 | 0 | 0 | 0 | 0 | 0 | 0 | 0 | 0 | 0 | 0 | 0 | 0 | 0 | 0 | 0 | 0 | 0 | 0 | 0 | 0 | 0
F4_Industrial_Food Products_New_Process_Natural Gas_Process - Insulate Heated Process Fluids_A_Achievable Technical Potential | F4 | Industrial | Food Products | New | Process | Natural Gas | Process - Insulate Heated Process Fluids | A | Standalone Impact on Baseline Energy (%) | Achievable Technical Potential | 0% | 0% | 0.04559% | 0.07172% | 0.09589% | 0.1174% | 0.1476% | 0.1691% | 0.1824% | 0.1877% | 0.1939% | 0.1946% | 0.1933% | 0.1884% | 0.1872% | 0.183% | 0.1782% | 0.1717% | 0.165% | 0.1575% | 0.1508% | 0.1447%
F5_Industrial_Food Products_New_Process_Natural Gas_Process - Insulate Heated Process Fluids_A_Achievable Technical Potential | F5 | Industrial | Food Products | New | Process | Natural Gas | Process - Insulate Heated Process Fluids | A | Standalone Impact on Baseline Summer Peak (%) | Achievable Technical Potential | bar: 2019 to 2040
F6_Industrial_Food Products_New_Process_Natural Gas_Process - Insulate Heated Process Fluids_A_Achievable Technical Potential | F6 | Industrial | Food Products | New | Process | Natural Gas | Process - Insulate Heated Process Fluids | A | Standalone Impact on Baseline Winter Peak (%) | Achievable Technical Potential | bar: 2019 to 2040
F7_Industrial_Food Products_New_Process_Natural Gas_Process - Insulate Heated Process Fluids_A_Achievable Technical Potential | F7 | Industrial | Food Products | New | Process | Natural Gas | Process - Insulate Heated Process Fluids | A | Incremental Energy Savings (MWh or mTherms) | Achievable Technical Potential | 0 | 0 | 0.16228 | 0.28321 | 0.40384 | 0.53904 | 0.62047 | 0.6435 | 0.582 | 0.52607 | 0.45689 | 0.39867 | 0.3451 | 0.30037 | 0.25348 | 0.21561 | 0.18274 | 0.15573 | 0.0011052 | 0.00041365 | 0.00014729 | 5.0071e-05
F8_Industrial_Food Products_New_Process_Natural Gas_Process - Insulate Heated Process Fluids_A_Achievable Technical Potential | F8 | Industrial | Food Products | New | Process | Natural Gas | Process - Insulate Heated Process Fluids | A | Incremental Summer Peak Savings (MW) | Achievable Technical Potential | 0 | 0 | 0 | 0 | 0 | 0 | 0 | 0 | 0 | 0 | 0 | 0 | 0 | 0 | 0 | 0 | 0 | 0 | 0 | 0 | 0 | 0
F9_Industrial_Food Products_New_Process_Natural Gas_Process - Insulate Heated Process Fluids_A_Achievable Technical Potential | F9 | Industrial | Food Products | New | Process | Natural Gas | Process - Insulate Heated Process Fluids | A | Incremental Winter Peak Savings (MW) | Achievable Technical Potential | 0 | 0 | 0 | 0 | 0 | 0 | 0 | 0 | 0 | 0 | 0 | 0 | 0 | 0 | 0 | 0 | 0 | 0 | 0 | 0 | 0 | 0
F10_Industrial_Food Products_New_Process_Natural Gas_Process - Insulate Heated Process Fluids_A_Achievable Technical Potential | F10 | Industrial | Food Products | New | Process | Natural Gas | Process - Insulate Heated Process Fluids | A | Cumulative Energy Savings (MWh or mTherms) | Achievable Technical Potential | 0 | 0 | 0.16228 | 0.44548 | 0.84932 | 1.3884 | 2.0088 | 2.6523 | 3.2343 | 3.7604 | 4.2173 | 4.616 | 4.9611 | 5.2614 | 5.5149 | 5.7305 | 5.9133 | 6.069 | 6.0701 | 6.0705 | 6.0707 | 6.0707
F11_Industrial_Food Products_New_Process_Natural Gas_Process - Insulate Heated Process Fluids_A_Achievable Technical Potential | F11 | Industrial | Food Products | New | Process | Natural Gas | Process - Insulate Heated Process Fluids | A | Cumulative Summer Peak Savings (MW) | Achievable Technical Potential | 0 | 0 | 0 | 0 | 0 | 0 | 0 | 0 | 0 | 0 | 0 | 0 | 0 | 0 | 0 | 0 | 0 | 0 | 0 | 0 | 0 | 0
F12_Industrial_Food Products_New_Process_Natural Gas_Process - Insulate Heated Process Fluids_A_Achievable Technical Potential | F12 | Industrial | Food Products | New | Process | Natural Gas | Process - Insulate Heated Process Fluids | A | Cumulative Winter Peak Savings (MW) | Achievable Technical Potential | 0 | 0 | 0 | 0 | 0 | 0 | 0 | 0 | 0 | 0 | 0 | 0 | 0 | 0 | 0 | 0 | 0 | 0 | 0 | 0 | 0 | 0
F13_Industrial_Food Products_New_Process_Natural Gas_Process - Insulate Heated Process Fluids_A_Achievable Technical Potential | F13 | Industrial | Food Products | New | Process | Natural Gas | Process - Insulate Heated Process Fluids | A | Purchases (Incremental) | Achievable Technical Potential | 0 | 0 | 0.5888 | 1.0276 | 1.4653 | 1.9558 | 2.2513 | 2.3348 | 2.1117 | 1.9088 | 1.6578 | 1.4465 | 1.2522 | 1.0899 | 0.91973 | 0.7823 | 0.66303 | 0.56506 | 0.0040102 | 0.0015009 | 0.00053444 | 0.00018168
F14_Industrial_Food Products_New_Process_Natural Gas_Process - Insulate Heated Process Fluids_A_Achievable Technical Potential | F14 | Industrial | Food Products | New | Process | Natural Gas | Process - Insulate Heated Process Fluids | A | Purchases (Cumulative) | Achievable Technical Potential | 0 | 0 | 0.5888 | 1.6164 | 3.0816 | 5.0375 | 7.2888 | 9.6236 | 11.7353 | 13.6441 | 15.3019 | 16.7484 | 18.0005 | 19.0904 | 20.0101 | 20.7924 | 21.4554 | 22.0205 | 22.0245 | 22.026 | 22.0266 | 22.0267
F1_Industrial_Food Products_New_Process_Natural Gas_Process Heat Recovery_A_Achievable Technical Potential | F1 | Industrial | Food Products | New | Process | Natural Gas | Process Heat Recovery | A | Original Unit Energy Savings (kWh or therms) | Achievable Technical Potential | 0 | 0 | 3.2358 | 3.2358 | 3.2358 | 3.2358 | 3.2358 | 3.2358 | 3.2358 | 3.2358 | 3.2358 | 3.2358 | 3.2358 | 3.2358 | 3.2358 | 3.2358 | 3.2358 | 3.2358 | 3.2358 | 3.2358 | 3.2358 | 3.2358
F2_Industrial_Food Products_New_Process_Natural Gas_Process Heat Recovery_A_Achievable Technical Potential | F2 | Industrial | Food Products | New | Process | Natural Gas | Process Heat Recovery | A | Original Unit Summer Peak Savings (kW) | Achievable Technical Potential | 0 | 0 | 0 | 0 | 0 | 0 | 0 | 0 | 0 | 0 | 0 | 0 | 0 | 0 | 0 | 0 | 0 | 0 | 0 | 0 | 0 | 0
F3_Industrial_Food Products_New_Process_Natural Gas_Process Heat Recovery_A_Achievable Technical Potential | F3 | Industrial | Food Products | New | Process | Natural Gas | Process Heat Recovery | A | Original Unit Winter Peak Savings (kW) | Achievable Technical Potential | 0 | 0 | 0 | 0 | 0 | 0 | 0 | 0 | 0 | 0 | 0 | 0 | 0 | 0 | 0 | 0 | 0 | 0 | 0 | 0 | 0 | 0
F4_Industrial_Food Products_New_Process_Natural Gas_Process Heat Recovery_A_Achievable Technical Potential | F4 | Industrial | Food Products | New | Process | Natural Gas | Process Heat Recovery | A | Standalone Impact on Baseline Energy (%) | Achievable Technical Potential | 0% | 0% | 0.01927% | 0.03031% | 0.04053% | 0.04963% | 0.06239% | 0.07148% | 0.0771% | 0.07934% | 0.08196% | 0.08225% | 0.0817% | 0.07964% | 0.07913% | 0.07733% | 0.07532% | 0.07071% | 0.06796% | 0.06485% | 0.06208% | 0.05955%
F5_Industrial_Food Products_New_Process_Natural Gas_Process Heat Recovery_A_Achievable Technical Potential | F5 | Industrial | Food Products | New | Process | Natural Gas | Process Heat Recovery | A | Standalone Impact on Baseline Summer Peak (%) | Achievable Technical Potential | bar: 2019 to 2040
F6_Industrial_Food Products_New_Process_Natural Gas_Process Heat Recovery_A_Achievable Technical Potential | F6 | Industrial | Food Products | New | Process | Natural Gas | Process Heat Recovery | A | Standalone Impact on Baseline Winter Peak (%) | Achievable Technical Potential | bar: 2019 to 2040
F7_Industrial_Food Products_New_Process_Natural Gas_Process Heat Recovery_A_Achievable Technical Potential | F7 | Industrial | Food Products | New | Process | Natural Gas | Process Heat Recovery | A | Incremental Energy Savings (MWh or mTherms) | Achievable Technical Potential | 0 | 0 | 0.068588 | 0.1197 | 0.17069 | 0.22783 | 0.26225 | 0.27198 | 0.24599 | 0.22235 | 0.19311 | 0.1685 | 0.14586 | 0.12695 | 0.10714 | 0.091129 | 0.077235 | 0.068588 | 0.1197 | 0.17069 | 0.22783 | 0.26225
F8_Industrial_Food Products_New_Process_Natural Gas_Process Heat Recovery_A_Achievable Technical Potential | F8 | Industrial | Food Products | New | Process | Natural Gas | Process Heat Recovery | A | Incremental Summer Peak Savings (MW) | Achievable Technical Potential | 0 | 0 | 0 | 0 | 0 | 0 | 0 | 0 | 0 | 0 | 0 | 0 | 0 | 0 | 0 | 0 | 0 | 0 | 0 | 0 | 0 | 0
F9_Industrial_Food Products_New_Process_Natural Gas_Process Heat Recovery_A_Achievable Technical Potential | F9 | Industrial | Food Products | New | Process | Natural Gas | Process Heat Recovery | A | Incremental Winter Peak Savings (MW) | Achievable Technical Potential | 0 | 0 | 0 | 0 | 0 | 0 | 0 | 0 | 0 | 0 | 0 | 0 | 0 | 0 | 0 | 0 | 0 | 0 | 0 | 0 | 0 | 0
F10_Industrial_Food Products_New_Process_Natural Gas_Process Heat Recovery_A_Achievable Technical Potential | F10 | Industrial | Food Products | New | Process | Natural Gas | Process Heat Recovery | A | Cumulative Energy Savings (MWh or mTherms) | Achievable Technical Potential | 0 | 0 | 0.068588 | 0.18829 | 0.35897 | 0.58681 | 0.84906 | 1.121 | 1.367 | 1.5894 | 1.7825 | 1.951 | 2.0968 | 2.2238 | 2.3309 | 2.4221 | 2.4993 | 2.4993 | 2.4993 | 2.4993 | 2.4993 | 2.4993
F11_Industrial_Food Products_New_Process_Natural Gas_Process Heat Recovery_A_Achievable Technical Potential | F11 | Industrial | Food Products | New | Process | Natural Gas | Process Heat Recovery | A | Cumulative Summer Peak Savings (MW) | Achievable Technical Potential | 0 | 0 | 0 | 0 | 0 | 0 | 0 | 0 | 0 | 0 | 0 | 0 | 0 | 0 | 0 | 0 | 0 | 0 | 0 | 0 | 0 | 0
F12_Industrial_Food Products_New_Process_Natural Gas_Process Heat Recovery_A_Achievable Technical Potential | F12 | Industrial | Food Products | New | Process | Natural Gas | Process Heat Recovery | A | Cumulative Winter Peak Savings (MW) | Achievable Technical Potential | 0 | 0 | 0 | 0 | 0 | 0 | 0 | 0 | 0 | 0 | 0 | 0 | 0 | 0 | 0 | 0 | 0 | 0 | 0 | 0 | 0 | 0
F13_Industrial_Food Products_New_Process_Natural Gas_Process Heat Recovery_A_Achievable Technical Potential | F13 | Industrial | Food Products | New | Process | Natural Gas | Process Heat Recovery | A | Purchases (Incremental) | Achievable Technical Potential | 0 | 0 | 21.1969 | 36.9925 | 52.7494 | 70.4104 | 81.0466 | 84.0544 | 76.0214 | 68.7162 | 59.6795 | 52.0741 | 45.0778 | 39.2346 | 33.1102 | 28.163 | 23.8692 | 21.1969 | 36.9925 | 52.7494 | 70.4104 | 81.0466
F14_Industrial_Food Products_New_Process_Natural Gas_Process Heat Recovery_A_Achievable Technical Potential | F14 | Industrial | Food Products | New | Process | Natural Gas | Process Heat Recovery | A | Purchases (Cumulative) | Achievable Technical Potential | 0 | 0 | 21.1969 | 58.1894 | 110.9388 | 181.3492 | 262.3958 | 346.4502 | 422.4716 | 491.1878 | 550.8673 | 602.9414 | 648.0192 | 687.2538 | 720.364 | 748.527 | 772.3961 | 772.3961 | 772.3961 | 772.3961 | 772.3961 | 772.3961
F1_Industrial_Food Products_New_Space Heating_Natural Gas_Building Automation System_A_Achievable Technical Potential | F1 | Industrial | Food Products | New | Space Heating | Natural Gas | Building Automation System | A | Original Unit Energy Savings (kWh or therms) | Achievable Technical Potential | 0 | 0 | 0.01486 | 0.01486 | 0.01486 | 0.01486 | 0.01486 | 0.01486 | 0.01486 | 0.01486 | 0.01486 | 0.01486 | 0.01486 | 0.01486 | 0.01486 | 0.01486 | 0.01486 | 0.01486 | 0.01486 | 0.01486 | 0.01486 | 0.01486
F2_Industrial_Food Products_New_Space Heating_Natural Gas_Building Automation System_A_Achievable Technical Potential | F2 | Industrial | Food Products | New | Space Heating | Natural Gas | Building Automation System | A | Original Unit Summer Peak Savings (kW) | Achievable Technical Potential | 0 | 0 | 0 | 0 | 0 | 0 | 0 | 0 | 0 | 0 | 0 | 0 | 0 | 0 | 0 | 0 | 0 | 0 | 0 | 0 | 0 | 0
F3_Industrial_Food Products_New_Space Heating_Natural Gas_Building Automation System_A_Achievable Technical Potential | F3 | Industrial | Food Products | New | Space Heating | Natural Gas | Building Automation System | A | Original Unit Winter Peak Savings (kW) | Achievable Technical Potential | 0 | 0 | 0 | 0 | 0 | 0 | 0 | 0 | 0 | 0 | 0 | 0 | 0 | 0 | 0 | 0 | 0 | 0 | 0 | 0 | 0 | 0
F4_Industrial_Food Products_New_Space Heating_Natural Gas_Building Automation System_A_Achievable Technical Potential | F4 | Industrial | Food Products | New | Space Heating | Natural Gas | Building Automation System | A | Standalone Impact on Baseline Energy (%) | Achievable Technical Potential | 0% | 0% | 0.01308% | 0.03364% | 0.07001% | 0.128% | 0.2258% | 0.3601% | 0.5418% | 0.7689% | 1.066% | 1.4% | 1.767% | 2.128% | 2.523% | 2.85% | 3.11% | 3.265% | 3.398% | 3.416% | 3.365% | 3.268%
F5_Industrial_Food Products_New_Space Heating_Natural Gas_Building Automation System_A_Achievable Technical Potential | F5 | Industrial | Food Products | New | Space Heating | Natural Gas | Building Automation System | A | Standalone Impact on Baseline Summer Peak (%) | Achievable Technical Potential | bar: 2019 to 2040
F6_Industrial_Food Products_New_Space Heating_Natural Gas_Building Automation System_A_Achievable Technical Potential | F6 | Industrial | Food Products | New | Space Heating | Natural Gas | Building Automation System | A | Standalone Impact on Baseline Winter Peak (%) | Achievable Technical Potential | bar: 2019 to 2040
F7_Industrial_Food Products_New_Space Heating_Natural Gas_Building Automation System_A_Achievable Technical Potential | F7 | Industrial | Food Products | New | Space Heating | Natural Gas | Building Automation System | A | Incremental Energy Savings (MWh or mTherms) | Achievable Technical Potential | 0 | 0 | 0.002825 | 0.009855 | 0.024951 | 0.054176 | 0.094653 | 0.15622 | 0.24024 | 0.35188 | 0.47248 | 0.6077 | 0.73775 | 0.85386 | 0.90448 | 0.90654 | 0.84441 | 0.74392 | 0.59191 | 0.42943 | 0.28657 | 0.19483
F8_Industrial_Food Products_New_Space Heating_Natural Gas_Building Automation System_A_Achievable Technical Potential | F8 | Industrial | Food Products | New | Space Heating | Natural Gas | Building Automation System | A | Incremental Summer Peak Savings (MW) | Achievable Technical Potential | 0 | 0 | 0 | 0 | 0 | 0 | 0 | 0 | 0 | 0 | 0 | 0 | 0 | 0 | 0 | 0 | 0 | 0 | 0 | 0 | 0 | 0
F9_Industrial_Food Products_New_Space Heating_Natural Gas_Building Automation System_A_Achievable Technical Potential | F9 | Industrial | Food Products | New | Space Heating | Natural Gas | Building Automation System | A | Incremental Winter Peak Savings (MW) | Achievable Technical Potential | 0 | 0 | 0 | 0 | 0 | 0 | 0 | 0 | 0 | 0 | 0 | 0 | 0 | 0 | 0 | 0 | 0 | 0 | 0 | 0 | 0 | 0
F10_Industrial_Food Products_New_Space Heating_Natural Gas_Building Automation System_A_Achievable Technical Potential | F10 | Industrial | Food Products | New | Space Heating | Natural Gas | Building Automation System | A | Cumulative Energy Savings (MWh or mTherms) | Achievable Technical Potential | 0 | 0 | 0.002825 | 0.01268 | 0.037631 | 0.091807 | 0.18646 | 0.34268 | 0.58291 | 0.93479 | 1.4073 | 2.015 | 2.7527 | 3.6066 | 4.5111 | 5.4176 | 6.262 | 7.0031 | 7.5852 | 7.9896 | 8.222 | 8.3222
F11_Industrial_Food Products_New_Space Heating_Natural Gas_Building Automation System_A_Achievable Technical Potential | F11 | Industrial | Food Products | New | Space Heating | Natural Gas | Building Automation System | A | Cumulative Summer Peak Savings (MW) | Achievable Technical Potential | 0 | 0 | 0 | 0 | 0 | 0 | 0 | 0 | 0 | 0 | 0 | 0 | 0 | 0 | 0 | 0 | 0 | 0 | 0 | 0 | 0 | 0
F12_Industrial_Food Products_New_Space Heating_Natural Gas_Building Automation System_A_Achievable Technical Potential | F12 | Industrial | Food Products | New | Space Heating | Natural Gas | Building Automation System | A | Cumulative Winter Peak Savings (MW) | Achievable Technical Potential | 0 | 0 | 0 | 0 | 0 | 0 | 0 | 0 | 0 | 0 | 0 | 0 | 0 | 0 | 0 | 0 | 0 | 0 | 0 | 0 | 0 | 0
F13_Industrial_Food Products_New_Space Heating_Natural Gas_Building Automation System_A_Achievable Technical Potential | F13 | Industrial | Food Products | New | Space Heating | Natural Gas | Building Automation System | A | Purchases (Incremental) | Achievable Technical Potential | 0 | 0 | 190.1012 | 663.1717 | 1679.0411 | 3645.6184 | 6369.4341 | 10512.1563 | 16166.0577 | 23678.9927 | 31794.239 | 40893.7178 | 49644.9185 | 57458.833 | 60865.1295 | 61003.3541 | 56822.7404 | 50060.1331 | 39831.1369 | 28897.5664 | 19284.0439 | 13110.865
F14_Industrial_Food Products_New_Space Heating_Natural Gas_Building Automation System_A_Achievable Technical Potential | F14 | Industrial | Food Products | New | Space Heating | Natural Gas | Building Automation System | A | Purchases (Cumulative) | Achievable Technical Potential | 0 | 0 | 190.1012 | 853.273 | 2532.314 | 6177.9325 | 12547.3666 | 23059.5229 | 39225.5807 | 62904.5734 | 94698.8123 | 135592.5302 | 185237.4486 | 242696.2817 | 303561.4112 | 364564.7653 | 421387.5057 | 471257.5375 | 510425.5027 | 537644.028 | 553282.4535 | 560023.8844
F1_Industrial_Food Products_New_Space Heating_Natural Gas_Steam System Efficiency Improvements_A_Achievable Technical Potential | F1 | Industrial | Food Products | New | Space Heating | Natural Gas | Steam System Efficiency Improvements | A | Original Unit Energy Savings (kWh or therms) | Achievable Technical Potential | 0 | 0 | 0.13322 | 0.13322 | 0.13322 | 0.13322 | 0.13322 | 0.13322 | 0.13322 | 0.13322 | 0.13322 | 0.13322 | 0.13322 | 0.13322 | 0.13322 | 0.13322 | 0.13322 | 0.13322 | 0.13322 | 0.13322 | 0.13322 | 0.13322
F2_Industrial_Food Products_New_Space Heating_Natural Gas_Steam System Efficiency Improvements_A_Achievable Technical Potential | F2 | Industrial | Food Products | New | Space Heating | Natural Gas | Steam System Efficiency Improvements | A | Original Unit Summer Peak Savings (kW) | Achievable Technical Potential | 0 | 0 | 0 | 0 | 0 | 0 | 0 | 0 | 0 | 0 | 0 | 0 | 0 | 0 | 0 | 0 | 0 | 0 | 0 | 0 | 0 | 0
F3_Industrial_Food Products_New_Space Heating_Natural Gas_Steam System Efficiency Improvements_A_Achievable Technical Potential | F3 | Industrial | Food Products | New | Space Heating | Natural Gas | Steam System Efficiency Improvements | A | Original Unit Winter Peak Savings (kW) | Achievable Technical Potential | 0 | 0 | 0 | 0 | 0 | 0 | 0 | 0 | 0 | 0 | 0 | 0 | 0 | 0 | 0 | 0 | 0 | 0 | 0 | 0 | 0 | 0
F4_Industrial_Food Products_New_Space Heating_Natural Gas_Steam System Efficiency Improvements_A_Achievable Technical Potential | F4 | Industrial | Food Products | New | Space Heating | Natural Gas | Steam System Efficiency Improvements | A | Standalone Impact on Baseline Energy (%) | Achievable Technical Potential | 0% | 0% | 0.0008309% | 0.002137% | 0.004448% | 0.008129% | 0.01434% | 0.02269% | 0.03367% | 0.04689% | 0.06333% | 0.08071% | 0.09831% | 0.1134% | 0.1271% | 0.1341% | 0.134% | 0.1259% | 0.121% | 0.1155% | 0.1105% | 0.106%
F5_Industrial_Food Products_New_Space Heating_Natural Gas_Steam System Efficiency Improvements_A_Achievable Technical Potential | F5 | Industrial | Food Products | New | Space Heating | Natural Gas | Steam System Efficiency Improvements | A | Standalone Impact on Baseline Summer Peak (%) | Achievable Technical Potential | bar: 2019 to 2040
F6_Industrial_Food Products_New_Space Heating_Natural Gas_Steam System Efficiency Improvements_A_Achievable Technical Potential | F6 | Industrial | Food Products | New | Space Heating | Natural Gas | Steam System Efficiency Improvements | A | Standalone Impact on Baseline Winter Peak (%) | Achievable Technical Potential | bar: 2019 to 2040
F7_Industrial_Food Products_New_Space Heating_Natural Gas_Steam System Efficiency Improvements_A_Achievable Technical Potential | F7 | Industrial | Food Products | New | Space Heating | Natural Gas | Steam System Efficiency Improvements | A | Incremental Energy Savings (MWh or mTherms) | Achievable Technical Potential | 0 | 0 | 0.00017949 | 0.00062614 | 0.0015853 | 0.0034421 | 0.0060138 | 0.0099252 | 0.015263 | 0.022357 | 0.030019 | 0.03861 | 0.046873 | 0.054251 | 0.057467 | 0.057597 | 0.05365 | 0.047265 | 0.054877 | 0.059052 | 0.061039 | 0.059664
F8_Industrial_Food Products_New_Space Heating_Natural Gas_Steam System Efficiency Improvements_A_Achievable Technical Potential | F8 | Industrial | Food Products | New | Space Heating | Natural Gas | Steam System Efficiency Improvements | A | Incremental Summer Peak Savings (MW) | Achievable Technical Potential | 0 | 0 | 0 | 0 | 0 | 0 | 0 | 0 | 0 | 0 | 0 | 0 | 0 | 0 | 0 | 0 | 0 | 0 | 0 | 0 | 0 | 0
F9_Industrial_Food Products_New_Space Heating_Natural Gas_Steam System Efficiency Improvements_A_Achievable Technical Potential | F9 | Industrial | Food Products | New | Space Heating | Natural Gas | Steam System Efficiency Improvements | A | Incremental Winter Peak Savings (MW) | Achievable Technical Potential | 0 | 0 | 0 | 0 | 0 | 0 | 0 | 0 | 0 | 0 | 0 | 0 | 0 | 0 | 0 | 0 | 0 | 0 | 0 | 0 | 0 | 0
F10_Industrial_Food Products_New_Space Heating_Natural Gas_Steam System Efficiency Improvements_A_Achievable Technical Potential | F10 | Industrial | Food Products | New | Space Heating | Natural Gas | Steam System Efficiency Improvements | A | Cumulative Energy Savings (MWh or mTherms) | Achievable Technical Potential | 0 | 0 | 0.00017949 | 0.00080563 | 0.0023909 | 0.005833 | 0.011847 | 0.021592 | 0.03623 | 0.057001 | 0.083578 | 0.11617 | 0.15312 | 0.19211 | 0.22722 | 0.2548 | 0.26984 | 0.27005 | 0.27005 | 0.27005 | 0.27005 | 0.27005
F11_Industrial_Food Products_New_Space Heating_Natural Gas_Steam System Efficiency Improvements_A_Achievable Technical Potential | F11 | Industrial | Food Products | New | Space Heating | Natural Gas | Steam System Efficiency Improvements | A | Cumulative Summer Peak Savings (MW) | Achievable Technical Potential | 0 | 0 | 0 | 0 | 0 | 0 | 0 | 0 | 0 | 0 | 0 | 0 | 0 | 0 | 0 | 0 | 0 | 0 | 0 | 0 | 0 | 0
F12_Industrial_Food Products_New_Space Heating_Natural Gas_Steam System Efficiency Improvements_A_Achievable Technical Potential | F12 | Industrial | Food Products | New | Space Heating | Natural Gas | Steam System Efficiency Improvements | A | Cumulative Winter Peak Savings (MW) | Achievable Technical Potential | 0 | 0 | 0 | 0 | 0 | 0 | 0 | 0 | 0 | 0 | 0 | 0 | 0 | 0 | 0 | 0 | 0 | 0 | 0 | 0 | 0 | 0
F13_Industrial_Food Products_New_Space Heating_Natural Gas_Steam System Efficiency Improvements_A_Achievable Technical Potential | F13 | Industrial | Food Products | New | Space Heating | Natural Gas | Steam System Efficiency Improvements | A | Purchases (Incremental) | Achievable Technical Potential | 0 | 0 | 1.3473 | 4.7 | 11.8996 | 25.8369 | 45.141 | 74.5009 | 114.5708 | 167.8159 | 225.3297 | 289.8188 | 351.8396 | 407.2178 | 431.3586 | 432.3382 | 402.7097 | 354.7823 | 411.9178 | 443.2582 | 458.1752 | 447.8507
F14_Industrial_Food Products_New_Space Heating_Natural Gas_Steam System Efficiency Improvements_A_Achievable Technical Potential | F14 | Industrial | Food Products | New | Space Heating | Natural Gas | Steam System Efficiency Improvements | A | Purchases (Cumulative) | Achievable Technical Potential | 0 | 0 | 1.3473 | 6.0472 | 17.9468 | 43.7838 | 88.9247 | 162.0784 | 271.9492 | 427.8656 | 627.3583 | 872.0361 | 1149.3748 | 1442.0217 | 1705.5644 | 1912.573 | 2025.4639 | 2027.0594 | 2027.0594 | 2027.0594 | 2027.0594 | 2027.0594
F1_Industrial_Food Products_New_Process_Natural Gas_Steam System Efficiency Improvements_A_Achievable Technical Potential | F1 | Industrial | Food Products | New | Process | Natural Gas | Steam System Efficiency Improvements | A | Original Unit Energy Savings (kWh or therms) | Achievable Technical Potential | 0 | 0 | 5.0908 | 5.0908 | 5.0908 | 5.0908 | 5.0908 | 5.0908 | 5.0908 | 5.0908 | 5.0908 | 5.0908 | 5.0908 | 5.0908 | 5.0908 | 5.0908 | 5.0908 | 5.0908 | 5.0908 | 5.0908 | 5.0908 | 5.0908
F2_Industrial_Food Products_New_Process_Natural Gas_Steam System Efficiency Improvements_A_Achievable Technical Potential | F2 | Industrial | Food Products | New | Process | Natural Gas | Steam System Efficiency Improvements | A | Original Unit Summer Peak Savings (kW) | Achievable Technical Potential | 0 | 0 | 0 | 0 | 0 | 0 | 0 | 0 | 0 | 0 | 0 | 0 | 0 | 0 | 0 | 0 | 0 | 0 | 0 | 0 | 0 | 0
F3_Industrial_Food Products_New_Process_Natural Gas_Steam System Efficiency Improvements_A_Achievable Technical Potential | F3 | Industrial | Food Products | New | Process | Natural Gas | Steam System Efficiency Improvements | A | Original Unit Winter Peak Savings (kW) | Achievable Technical Potential | 0 | 0 | 0 | 0 | 0 | 0 | 0 | 0 | 0 | 0 | 0 | 0 | 0 | 0 | 0 | 0 | 0 | 0 | 0 | 0 | 0 | 0
F4_Industrial_Food Products_New_Process_Natural Gas_Steam System Efficiency Improvements_A_Achievable Technical Potential | F4 | Industrial | Food Products | New | Process | Natural Gas | Steam System Efficiency Improvements | A | Standalone Impact on Baseline Energy (%) | Achievable Technical Potential | 0% | 0% | 0.0001185% | 0.0003047% | 0.0006341% | 0.001159% | 0.002045% | 0.003235% | 0.004801% | 0.006685% | 0.009029% | 0.01151% | 0.01402% | 0.01616% | 0.01812% | 0.01911% | 0.01911% | 0.01795% | 0.01725% | 0.01646% | 0.01576% | 0.01512%
F5_Industrial_Food Products_New_Process_Natural Gas_Steam System Efficiency Improvements_A_Achievable Technical Potential | F5 | Industrial | Food Products | New | Process | Natural Gas | Steam System Efficiency Improvements | A | Standalone Impact on Baseline Summer Peak (%) | Achievable Technical Potential | bar: 2019 to 2040
F6_Industrial_Food Products_New_Process_Natural Gas_Steam System Efficiency Improvements_A_Achievable Technical Potential | F6 | Industrial | Food Products | New | Process | Natural Gas | Steam System Efficiency Improvements | A | Standalone Impact on Baseline Winter Peak (%) | Achievable Technical Potential | bar: 2019 to 2040
F7_Industrial_Food Products_New_Process_Natural Gas_Steam System Efficiency Improvements_A_Achievable Technical Potential | F7 | Industrial | Food Products | New | Process | Natural Gas | Steam System Efficiency Improvements | A | Incremental Energy Savings (MWh or mTherms) | Achievable Technical Potential | 0 | 0 | 0.00042167 | 0.001471 | 0.0037244 | 0.0080866 | 0.014128 | 0.023318 | 0.035859 | 0.052524 | 0.070525 | 0.090709 | 0.11012 | 0.12745 | 0.13501 | 0.13532 | 0.12604 | 0.11104 | 0.12892 | 0.13873 | 0.1434 | 0.14017
F8_Industrial_Food Products_New_Process_Natural Gas_Steam System Efficiency Improvements_A_Achievable Technical Potential | F8 | Industrial | Food Products | New | Process | Natural Gas | Steam System Efficiency Improvements | A | Incremental Summer Peak Savings (MW) | Achievable Technical Potential | 0 | 0 | 0 | 0 | 0 | 0 | 0 | 0 | 0 | 0 | 0 | 0 | 0 | 0 | 0 | 0 | 0 | 0 | 0 | 0 | 0 | 0
F9_Industrial_Food Products_New_Process_Natural Gas_Steam System Efficiency Improvements_A_Achievable Technical Potential | F9 | Industrial | Food Products | New | Process | Natural Gas | Steam System Efficiency Improvements | A | Incremental Winter Peak Savings (MW) | Achievable Technical Potential | 0 | 0 | 0 | 0 | 0 | 0 | 0 | 0 | 0 | 0 | 0 | 0 | 0 | 0 | 0 | 0 | 0 | 0 | 0 | 0 | 0 | 0
F10_Industrial_Food Products_New_Process_Natural Gas_Steam System Efficiency Improvements_A_Achievable Technical Potential | F10 | Industrial | Food Products | New | Process | Natural Gas | Steam System Efficiency Improvements | A | Cumulative Energy Savings (MWh or mTherms) | Achievable Technical Potential | 0 | 0 | 0.00042167 | 0.0018927 | 0.0056171 | 0.013704 | 0.027832 | 0.050728 | 0.085116 | 0.13392 | 0.19635 | 0.27293 | 0.35974 | 0.45133 | 0.53381 | 0.59861 | 0.63394 | 0.63444 | 0.63444 | 0.63444 | 0.63444 | 0.63444
F11_Industrial_Food Products_New_Process_Natural Gas_Steam System Efficiency Improvements_A_Achievable Technical Potential | F11 | Industrial | Food Products | New | Process | Natural Gas | Steam System Efficiency Improvements | A | Cumulative Summer Peak Savings (MW) | Achievable Technical Potential | 0 | 0 | 0 | 0 | 0 | 0 | 0 | 0 | 0 | 0 | 0 | 0 | 0 | 0 | 0 | 0 | 0 | 0 | 0 | 0 | 0 | 0
F12_Industrial_Food Products_New_Process_Natural Gas_Steam System Efficiency Improvements_A_Achievable Technical Potential | F12 | Industrial | Food Products | New | Process | Natural Gas | Steam System Efficiency Improvements | A | Cumulative Winter Peak Savings (MW) | Achievable Technical Potential | 0 | 0 | 0 | 0 | 0 | 0 | 0 | 0 | 0 | 0 | 0 | 0 | 0 | 0 | 0 | 0 | 0 | 0 | 0 | 0 | 0 | 0
F13_Industrial_Food Products_New_Process_Natural Gas_Steam System Efficiency Improvements_A_Achievable Technical Potential | F13 | Industrial | Food Products | New | Process | Natural Gas | Steam System Efficiency Improvements | A | Purchases (Incremental) | Achievable Technical Potential | 0 | 0 | 0.08283 | 0.28895 | 0.73159 | 1.5885 | 2.7753 | 4.5803 | 7.0438 | 10.3173 | 13.8533 | 17.8181 | 21.6311 | 25.0358 | 26.52 | 26.5802 | 24.7586 | 21.812 | 25.3247 | 27.2515 | 28.1686 | 27.5339
F14_Industrial_Food Products_New_Process_Natural Gas_Steam System Efficiency Improvements_A_Achievable Technical Potential | F14 | Industrial | Food Products | New | Process | Natural Gas | Steam System Efficiency Improvements | A | Purchases (Cumulative) | Achievable Technical Potential | 0 | 0 | 0.08283 | 0.37179 | 1.1034 | 2.6918 | 5.4671 | 9.9646 | 16.7195 | 26.3052 | 38.57 | 53.6128 | 70.6636 | 88.6556 | 104.8582 | 117.5851 | 124.5256 | 124.6237 | 124.6237 | 124.6237 | 124.6237 | 124.6237
F1_Industrial_Food Products_New_Space Heating_Natural Gas_Strategic Energy Management_A_Achievable Technical Potential | F1 | Industrial | Food Products | New | Space Heating | Natural Gas | Strategic Energy Management | A | Original Unit Energy Savings (kWh or therms) | Achievable Technical Potential | 0 | 0 | 7.5414 | 7.5414 | 7.5414 | 7.5414 | 7.5414 | 7.5414 | 7.5414 | 7.5414 | 7.5414 | 7.5414 | 7.5414 | 7.5414 | 7.5414 | 7.5414 | 7.5414 | 7.5414 | 7.5414 | 7.5414 | 7.5414 | 7.5414
F2_Industrial_Food Products_New_Space Heating_Natural Gas_Strategic Energy Management_A_Achievable Technical Potential | F2 | Industrial | Food Products | New | Space Heating | Natural Gas | Strategic Energy Management | A | Original Unit Summer Peak Savings (kW) | Achievable Technical Potential | 0 | 0 | 0 | 0 | 0 | 0 | 0 | 0 | 0 | 0 | 0 | 0 | 0 | 0 | 0 | 0 | 0 | 0 | 0 | 0 | 0 | 0
F3_Industrial_Food Products_New_Space Heating_Natural Gas_Strategic Energy Management_A_Achievable Technical Potential | F3 | Industrial | Food Products | New | Space Heating | Natural Gas | Strategic Energy Management | A | Original Unit Winter Peak Savings (kW) | Achievable Technical Potential | 0 | 0 | 0 | 0 | 0 | 0 | 0 | 0 | 0 | 0 | 0 | 0 | 0 | 0 | 0 | 0 | 0 | 0 | 0 | 0 | 0 | 0
F4_Industrial_Food Products_New_Space Heating_Natural Gas_Strategic Energy Management_A_Achievable Technical Potential | F4 | Industrial | Food Products | New | Space Heating | Natural Gas | Strategic Energy Management | A | Standalone Impact on Baseline Energy (%) | Achievable Technical Potential | 0% | 0% | 0.08224% | 0.1294% | 0.173% | 0.2118% | 0.2663% | 0.2946% | 0.314% | 0.3238% | 0.3358% | 0.3429% | 0.3489% | 0.3507% | 0.3588% | 0.3626% | 0.3657% | 0.3575% | 0.3495% | 0.334% | 0.3198% | 0.3067%
F5_Industrial_Food Products_New_Space Heating_Natural Gas_Strategic Energy Management_A_Achievable Technical Potential | F5 | Industrial | Food Products | New | Space Heating | Natural Gas | Strategic Energy Management | A | Standalone Impact on Baseline Summer Peak (%) | Achievable Technical Potential | bar: 2019 to 2040
F6_Industrial_Food Products_New_Space Heating_Natural Gas_Strategic Energy Management_A_Achievable Technical Potential | F6 | Industrial | Food Products | New | Space Heating | Natural Gas | Strategic Energy Management | A | Standalone Impact on Baseline Winter Peak (%) | Achievable Technical Potential | bar: 2019 to 2040
F7_Industrial_Food Products_New_Space Heating_Natural Gas_Strategic Energy Management_A_Achievable Technical Potential | F7 | Industrial | Food Products | New | Space Heating | Natural Gas | Strategic Energy Management | A | Incremental Energy Savings (MWh or mTherms) | Achievable Technical Potential | 0 | 0 | 0.017764 | 0.031001 | 0.044206 | 0.059006 | 0.06792 | 0.078267 | 0.088484 | 0.099976 | 0.10854 | 0.11838 | 0.12809 | 0.13936 | 0.14701 | 0.15631 | 0.16559 | 0.17641 | 0.18355 | 0.19235 | 0.21531 | 0.23351
F8_Industrial_Food Products_New_Space Heating_Natural Gas_Strategic Energy Management_A_Achievable Technical Potential | F8 | Industrial | Food Products | New | Space Heating | Natural Gas | Strategic Energy Management | A | Incremental Summer Peak Savings (MW) | Achievable Technical Potential | 0 | 0 | 0 | 0 | 0 | 0 | 0 | 0 | 0 | 0 | 0 | 0 | 0 | 0 | 0 | 0 | 0 | 0 | 0 | 0 | 0 | 0
F9_Industrial_Food Products_New_Space Heating_Natural Gas_Strategic Energy Management_A_Achievable Technical Potential | F9 | Industrial | Food Products | New | Space Heating | Natural Gas | Strategic Energy Management | A | Incremental Winter Peak Savings (MW) | Achievable Technical Potential | 0 | 0 | 0 | 0 | 0 | 0 | 0 | 0 | 0 | 0 | 0 | 0 | 0 | 0 | 0 | 0 | 0 | 0 | 0 | 0 | 0 | 0
F10_Industrial_Food Products_New_Space Heating_Natural Gas_Strategic Energy Management_A_Achievable Technical Potential | F10 | Industrial | Food Products | New | Space Heating | Natural Gas | Strategic Energy Management | A | Cumulative Energy Savings (MWh or mTherms) | Achievable Technical Potential | 0 | 0 | 0.017764 | 0.048765 | 0.09297 | 0.15198 | 0.2199 | 0.2804 | 0.33788 | 0.39365 | 0.44318 | 0.49364 | 0.54347 | 0.59435 | 0.64138 | 0.68915 | 0.73637 | 0.76692 | 0.7801 | 0.78123 | 0.78123 | 0.78123
F11_Industrial_Food Products_New_Space Heating_Natural Gas_Strategic Energy Management_A_Achievable Technical Potential | F11 | Industrial | Food Products | New | Space Heating | Natural Gas | Strategic Energy Management | A | Cumulative Summer Peak Savings (MW) | Achievable Technical Potential | 0 | 0 | 0 | 0 | 0 | 0 | 0 | 0 | 0 | 0 | 0 | 0 | 0 | 0 | 0 | 0 | 0 | 0 | 0 | 0 | 0 | 0
F12_Industrial_Food Products_New_Space Heating_Natural Gas_Strategic Energy Management_A_Achievable Technical Potential | F12 | Industrial | Food Products | New | Space Heating | Natural Gas | Strategic Energy Management | A | Cumulative Winter Peak Savings (MW) | Achievable Technical Potential | 0 | 0 | 0 | 0 | 0 | 0 | 0 | 0 | 0 | 0 | 0 | 0 | 0 | 0 | 0 | 0 | 0 | 0 | 0 | 0 | 0 | 0
F13_Industrial_Food Products_New_Space Heating_Natural Gas_Strategic Energy Management_A_Achievable Technical Potential | F13 | Industrial | Food Products | New | Space Heating | Natural Gas | Strategic Energy Management | A | Purchases (Incremental) | Achievable Technical Potential | 0 | 0 | 2.3555 | 4.1107 | 5.8617 | 7.8242 | 9.0062 | 10.3782 | 11.733 | 13.2569 | 14.3919 | 15.6973 | 16.9854 | 18.4796 | 19.4937 | 20.7263 | 21.9579 | 23.3916 | 24.3387 | 25.5056 | 28.5505 | 30.964
F14_Industrial_Food Products_New_Space Heating_Natural Gas_Strategic Energy Management_A_Achievable Technical Potential | F14 | Industrial | Food Products | New | Space Heating | Natural Gas | Strategic Energy Management | A | Purchases (Cumulative) | Achievable Technical Potential | 0 | 0 | 2.3555 | 6.4662 | 12.3279 | 20.1521 | 29.1583 | 37.1811 | 44.8033 | 52.1985 | 58.7662 | 65.4573 | 72.0645 | 78.8111 | 85.0479 | 91.3823 | 97.6429 | 101.6937 | 103.442 | 103.5922 | 103.5922 | 103.5922
F1_Industrial_Food Products_New_Process_Natural Gas_Strategic Energy Management_A_Achievable Technical Potential | F1 | Industrial | Food Products | New | Process | Natural Gas | Strategic Energy Management | A | Original Unit Energy Savings (kWh or therms) | Achievable Technical Potential | 0 | 0 | 30.2077 | 30.2077 | 30.2077 | 30.2077 | 30.2077 | 30.2077 | 30.2077 | 30.2077 | 30.2077 | 30.2077 | 30.2077 | 30.2077 | 30.2077 | 30.2077 | 30.2077 | 30.2077 | 30.2077 | 30.2077 | 30.2077 | 30.2077
F2_Industrial_Food Products_New_Process_Natural Gas_Strategic Energy Management_A_Achievable Technical Potential | F2 | Industrial | Food Products | New | Process | Natural Gas | Strategic Energy Management | A | Original Unit Summer Peak Savings (kW) | Achievable Technical Potential | 0 | 0 | 0 | 0 | 0 | 0 | 0 | 0 | 0 | 0 | 0 | 0 | 0 | 0 | 0 | 0 | 0 | 0 | 0 | 0 | 0 | 0
F3_Industrial_Food Products_New_Process_Natural Gas_Strategic Energy Management_A_Achievable Technical Potential | F3 | Industrial | Food Products | New | Process | Natural Gas | Strategic Energy Management | A | Original Unit Winter Peak Savings (kW) | Achievable Technical Potential | 0 | 0 | 0 | 0 | 0 | 0 | 0 | 0 | 0 | 0 | 0 | 0 | 0 | 0 | 0 | 0 | 0 | 0 | 0 | 0 | 0 | 0
F4_Industrial_Food Products_New_Process_Natural Gas_Strategic Energy Management_A_Achievable Technical Potential | F4 | Industrial | Food Products | New | Process | Natural Gas | Strategic Energy Management | A | Standalone Impact on Baseline Energy (%) | Achievable Technical Potential | 0% | 0% | 0.08224% | 0.1294% | 0.173% | 0.2118% | 0.2663% | 0.2946% | 0.314% | 0.3238% | 0.3358% | 0.3429% | 0.3489% | 0.3507% | 0.3588% | 0.3626% | 0.3657% | 0.3575% | 0.3495% | 0.334% | 0.3198% | 0.3067%
F5_Industrial_Food Products_New_Process_Natural Gas_Strategic Energy Management_A_Achievable Technical Potential | F5 | Industrial | Food Products | New | Process | Natural Gas | Strategic Energy Management | A | Standalone Impact on Baseline Summer Peak (%) | Achievable Technical Potential | bar: 2019 to 2040
F6_Industrial_Food Products_New_Process_Natural Gas_Strategic Energy Management_A_Achievable Technical Potential | F6 | Industrial | Food Products | New | Process | Natural Gas | Strategic Energy Management | A | Standalone Impact on Baseline Winter Peak (%) | Achievable Technical Potential | bar: 2019 to 2040
F7_Industrial_Food Products_New_Process_Natural Gas_Strategic Energy Management_A_Achievable Technical Potential | F7 | Industrial | Food Products | New | Process | Natural Gas | Strategic Energy Management | A | Incremental Energy Savings (MWh or mTherms) | Achievable Technical Potential | 0 | 0 | 0.29271 | 0.51084 | 0.72843 | 0.97232 | 1.1192 | 1.2897 | 1.4581 | 1.6474 | 1.7885 | 1.9507 | 2.1108 | 2.2965 | 2.4225 | 2.5757 | 2.7287 | 2.9069 | 3.0246 | 3.1696 | 3.548 | 3.8479
F8_Industrial_Food Products_New_Process_Natural Gas_Strategic Energy Management_A_Achievable Technical Potential | F8 | Industrial | Food Products | New | Process | Natural Gas | Strategic Energy Management | A | Incremental Summer Peak Savings (MW) | Achievable Technical Potential | 0 | 0 | 0 | 0 | 0 | 0 | 0 | 0 | 0 | 0 | 0 | 0 | 0 | 0 | 0 | 0 | 0 | 0 | 0 | 0 | 0 | 0
F9_Industrial_Food Products_New_Process_Natural Gas_Strategic Energy Management_A_Achievable Technical Potential | F9 | Industrial | Food Products | New | Process | Natural Gas | Strategic Energy Management | A | Incremental Winter Peak Savings (MW) | Achievable Technical Potential | 0 | 0 | 0 | 0 | 0 | 0 | 0 | 0 | 0 | 0 | 0 | 0 | 0 | 0 | 0 | 0 | 0 | 0 | 0 | 0 | 0 | 0
F10_Industrial_Food Products_New_Process_Natural Gas_Strategic Energy Management_A_Achievable Technical Potential | F10 | Industrial | Food Products | New | Process | Natural Gas | Strategic Energy Management | A | Cumulative Energy Savings (MWh or mTherms) | Achievable Technical Potential | 0 | 0 | 0.29271 | 0.80355 | 1.532 | 2.5043 | 3.6235 | 4.6205 | 5.5677 | 6.4867 | 7.3029 | 8.1344 | 8.9554 | 9.7938 | 10.5689 | 11.3561 | 12.1341 | 12.6375 | 12.8547 | 12.8734 | 12.8734 | 12.8734
F11_Industrial_Food Products_New_Process_Natural Gas_Strategic Energy Management_A_Achievable Technical Potential | F11 | Industrial | Food Products | New | Process | Natural Gas | Strategic Energy Management | A | Cumulative Summer Peak Savings (MW) | Achievable Technical Potential | 0 | 0 | 0 | 0 | 0 | 0 | 0 | 0 | 0 | 0 | 0 | 0 | 0 | 0 | 0 | 0 | 0 | 0 | 0 | 0 | 0 | 0
F12_Industrial_Food Products_New_Process_Natural Gas_Strategic Energy Management_A_Achievable Technical Potential | F12 | Industrial | Food Products | New | Process | Natural Gas | Strategic Energy Management | A | Cumulative Winter Peak Savings (MW) | Achievable Technical Potential | 0 | 0 | 0 | 0 | 0 | 0 | 0 | 0 | 0 | 0 | 0 | 0 | 0 | 0 | 0 | 0 | 0 | 0 | 0 | 0 | 0 | 0
F13_Industrial_Food Products_New_Process_Natural Gas_Strategic Energy Management_A_Achievable Technical Potential | F13 | Industrial | Food Products | New | Process | Natural Gas | Strategic Energy Management | A | Purchases (Incremental) | Achievable Technical Potential | 0 | 0 | 9.69 | 16.9109 | 24.1141 | 32.1877 | 37.05 | 42.6944 | 48.2678 | 54.5369 | 59.2061 | 64.5763 | 69.8753 | 76.0223 | 80.1942 | 85.2647 | 90.3313 | 96.2296 | 100.1255 | 104.9263 | 117.4524 | 127.3813
F14_Industrial_Food Products_New_Process_Natural Gas_Strategic Energy Management_A_Achievable Technical Potential | F14 | Industrial | Food Products | New | Process | Natural Gas | Strategic Energy Management | A | Purchases (Cumulative) | Achievable Technical Potential | 0 | 0 | 9.69 | 26.601 | 50.7151 | 82.9028 | 119.9528 | 152.9572 | 184.314 | 214.7368 | 241.7551 | 269.2814 | 296.4622 | 324.2168 | 349.8741 | 375.9328 | 401.6878 | 418.3521 | 425.5444 | 426.1623 | 426.1623 | 426.1623
F1_Industrial_Food Products_New_Miscellaneous_Natural Gas_Strategic Energy Management_A_Achievable Technical Potential | F1 | Industrial | Food Products | New | Miscellaneous | Natural Gas | Strategic Energy Management | A | Original Unit Energy Savings (kWh or therms) | Achievable Technical Potential | 0 | 0 | 2.7925 | 2.7925 | 2.7925 | 2.7925 | 2.7925 | 2.7925 | 2.7925 | 2.7925 | 2.7925 | 2.7925 | 2.7925 | 2.7925 | 2.7925 | 2.7925 | 2.7925 | 2.7925 | 2.7925 | 2.7925 | 2.7925 | 2.7925
F2_Industrial_Food Products_New_Miscellaneous_Natural Gas_Strategic Energy Management_A_Achievable Technical Potential | F2 | Industrial | Food Products | New | Miscellaneous | Natural Gas | Strategic Energy Management | A | Original Unit Summer Peak Savings (kW) | Achievable Technical Potential | 0 | 0 | 0 | 0 | 0 | 0 | 0 | 0 | 0 | 0 | 0 | 0 | 0 | 0 | 0 | 0 | 0 | 0 | 0 | 0 | 0 | 0
F3_Industrial_Food Products_New_Miscellaneous_Natural Gas_Strategic Energy Management_A_Achievable Technical Potential | F3 | Industrial | Food Products | New | Miscellaneous | Natural Gas | Strategic Energy Management | A | Original Unit Winter Peak Savings (kW) | Achievable Technical Potential | 0 | 0 | 0 | 0 | 0 | 0 | 0 | 0 | 0 | 0 | 0 | 0 | 0 | 0 | 0 | 0 | 0 | 0 | 0 | 0 | 0 | 0
F4_Industrial_Food Products_New_Miscellaneous_Natural Gas_Strategic Energy Management_A_Achievable Technical Potential | F4 | Industrial | Food Products | New | Miscellaneous | Natural Gas | Strategic Energy Management | A | Standalone Impact on Baseline Energy (%) | Achievable Technical Potential | 0% | 0% | 0.08224% | 0.1294% | 0.173% | 0.2118% | 0.2663% | 0.2946% | 0.314% | 0.3238% | 0.3358% | 0.3429% | 0.3489% | 0.3507% | 0.3588% | 0.3626% | 0.3657% | 0.3575% | 0.3495% | 0.334% | 0.3198% | 0.3067%
F5_Industrial_Food Products_New_Miscellaneous_Natural Gas_Strategic Energy Management_A_Achievable Technical Potential | F5 | Industrial | Food Products | New | Miscellaneous | Natural Gas | Strategic Energy Management | A | Standalone Impact on Baseline Summer Peak (%) | Achievable Technical Potential | bar: 2019 to 2040
F6_Industrial_Food Products_New_Miscellaneous_Natural Gas_Strategic Energy Management_A_Achievable Technical Potential | F6 | Industrial | Food Products | New | Miscellaneous | Natural Gas | Strategic Energy Management | A | Standalone Impact on Baseline Winter Peak (%) | Achievable Technical Potential | bar: 2019 to 2040
F7_Industrial_Food Products_New_Miscellaneous_Natural Gas_Strategic Energy Management_A_Achievable Technical Potential | F7 | Industrial | Food Products | New | Miscellaneous | Natural Gas | Strategic Energy Management | A | Incremental Energy Savings (MWh or mTherms) | Achievable Technical Potential | 0 | 0 | 0.0067648 | 0.011806 | 0.016835 | 0.022471 | 0.025865 | 0.029806 | 0.033697 | 0.038073 | 0.041333 | 0.045082 | 0.048781 | 0.053073 | 0.055985 | 0.059525 | 0.063062 | 0.06718 | 0.0699 | 0.073251 | 0.081996 | 0.088928
F8_Industrial_Food Products_New_Miscellaneous_Natural Gas_Strategic Energy Management_A_Achievable Technical Potential | F8 | Industrial | Food Products | New | Miscellaneous | Natural Gas | Strategic Energy Management | A | Incremental Summer Peak Savings (MW) | Achievable Technical Potential | 0 | 0 | 0 | 0 | 0 | 0 | 0 | 0 | 0 | 0 | 0 | 0 | 0 | 0 | 0 | 0 | 0 | 0 | 0 | 0 | 0 | 0
F9_Industrial_Food Products_New_Miscellaneous_Natural Gas_Strategic Energy Management_A_Achievable Technical Potential | F9 | Industrial | Food Products | New | Miscellaneous | Natural Gas | Strategic Energy Management | A | Incremental Winter Peak Savings (MW) | Achievable Technical Potential | 0 | 0 | 0 | 0 | 0 | 0 | 0 | 0 | 0 | 0 | 0 | 0 | 0 | 0 | 0 | 0 | 0 | 0 | 0 | 0 | 0 | 0
F10_Industrial_Food Products_New_Miscellaneous_Natural Gas_Strategic Energy Management_A_Achievable Technical Potential | F10 | Industrial | Food Products | New | Miscellaneous | Natural Gas | Strategic Energy Management | A | Cumulative Energy Savings (MWh or mTherms) | Achievable Technical Potential | 0 | 0 | 0.0067648 | 0.018571 | 0.035405 | 0.057876 | 0.083742 | 0.10678 | 0.12867 | 0.14991 | 0.16877 | 0.18799 | 0.20697 | 0.22634 | 0.24425 | 0.26245 | 0.28043 | 0.29206 | 0.29708 | 0.29751 | 0.29751 | 0.29751
F11_Industrial_Food Products_New_Miscellaneous_Natural Gas_Strategic Energy Management_A_Achievable Technical Potential | F11 | Industrial | Food Products | New | Miscellaneous | Natural Gas | Strategic Energy Management | A | Cumulative Summer Peak Savings (MW) | Achievable Technical Potential | 0 | 0 | 0 | 0 | 0 | 0 | 0 | 0 | 0 | 0 | 0 | 0 | 0 | 0 | 0 | 0 | 0 | 0 | 0 | 0 | 0 | 0
F12_Industrial_Food Products_New_Miscellaneous_Natural Gas_Strategic Energy Management_A_Achievable Technical Potential | F12 | Industrial | Food Products | New | Miscellaneous | Natural Gas | Strategic Energy Management | A | Cumulative Winter Peak Savings (MW) | Achievable Technical Potential | 0 | 0 | 0 | 0 | 0 | 0 | 0 | 0 | 0 | 0 | 0 | 0 | 0 | 0 | 0 | 0 | 0 | 0 | 0 | 0 | 0 | 0
F13_Industrial_Food Products_New_Miscellaneous_Natural Gas_Strategic Energy Management_A_Achievable Technical Potential | F13 | Industrial | Food Products | New | Miscellaneous | Natural Gas | Strategic Energy Management | A | Purchases (Incremental) | Achievable Technical Potential | 0 | 0 | 2.4225 | 4.2277 | 6.0285 | 8.0469 | 9.2625 | 10.6736 | 12.0669 | 13.6342 | 14.8015 | 16.1441 | 17.4688 | 19.0056 | 20.0486 | 21.3162 | 22.5828 | 24.0574 | 25.0314 | 26.2316 | 29.3631 | 31.8453
F14_Industrial_Food Products_New_Miscellaneous_Natural Gas_Strategic Energy Management_A_Achievable Technical Potential | F14 | Industrial | Food Products | New | Miscellaneous | Natural Gas | Strategic Energy Management | A | Purchases (Cumulative) | Achievable Technical Potential | 0 | 0 | 2.4225 | 6.6502 | 12.6788 | 20.7257 | 29.9882 | 38.2393 | 46.0785 | 53.6842 | 60.4388 | 67.3204 | 74.1156 | 81.0542 | 87.4685 | 93.9832 | 100.422 | 104.588 | 106.3861 | 106.5406 | 106.5406 | 106.5406
F1_Industrial_Food Products_New_Space Heating_Natural Gas_Commissioning_A_Achievable Technical Potential | F1 | Industrial | Food Products | New | Space Heating | Natural Gas | Commissioning | A | Original Unit Energy Savings (kWh or therms) | Achievable Technical Potential | 0 | 0 | 10.2317 | 10.2317 | 10.2317 | 10.2317 | 10.2317 | 10.2317 | 10.2317 | 10.2317 | 10.2317 | 10.2317 | 10.2317 | 10.2317 | 10.2317 | 10.2317 | 10.2317 | 10.2317 | 10.2317 | 10.2317 | 10.2317 | 10.2317
F2_Industrial_Food Products_New_Space Heating_Natural Gas_Commissioning_A_Achievable Technical Potential | F2 | Industrial | Food Products | New | Space Heating | Natural Gas | Commissioning | A | Original Unit Summer Peak Savings (kW) | Achievable Technical Potential | 0 | 0 | 0 | 0 | 0 | 0 | 0 | 0 | 0 | 0 | 0 | 0 | 0 | 0 | 0 | 0 | 0 | 0 | 0 | 0 | 0 | 0
F3_Industrial_Food Products_New_Space Heating_Natural Gas_Commissioning_A_Achievable Technical Potential | F3 | Industrial | Food Products | New | Space Heating | Natural Gas | Commissioning | A | Original Unit Winter Peak Savings (kW) | Achievable Technical Potential | 0 | 0 | 0 | 0 | 0 | 0 | 0 | 0 | 0 | 0 | 0 | 0 | 0 | 0 | 0 | 0 | 0 | 0 | 0 | 0 | 0 | 0
F4_Industrial_Food Products_New_Space Heating_Natural Gas_Commissioning_A_Achievable Technical Potential | F4 | Industrial | Food Products | New | Space Heating | Natural Gas | Commissioning | A | Standalone Impact on Baseline Energy (%) | Achievable Technical Potential | bar: 2019 to 2040
F5_Industrial_Food Products_New_Space Heating_Natural Gas_Commissioning_A_Achievable Technical Potential | F5 | Industrial | Food Products | New | Space Heating | Natural Gas | Commissioning | A | Standalone Impact on Baseline Summer Peak (%) | Achievable Technical Potential | bar: 2019 to 2040
F6_Industrial_Food Products_New_Space Heating_Natural Gas_Commissioning_A_Achievable Technical Potential | F6 | Industrial | Food Products | New | Space Heating | Natural Gas | Commissioning | A | Standalone Impact on Baseline Winter Peak (%) | Achievable Technical Potential | bar: 2019 to 2040
F7_Industrial_Food Products_New_Space Heating_Natural Gas_Commissioning_A_Achievable Technical Potential | F7 | Industrial | Food Products | New | Space Heating | Natural Gas | Commissioning | A | Incremental Energy Savings (MWh or mTherms) | Achievable Technical Potential | 0 | 0 | 0 | 0 | 0 | 0 | 0 | 0 | 0 | 0 | 0 | 0 | 0 | 0 | 0 | 0 | 0 | 0 | 0 | 0 | 0 | 0
F8_Industrial_Food Products_New_Space Heating_Natural Gas_Commissioning_A_Achievable Technical Potential | F8 | Industrial | Food Products | New | Space Heating | Natural Gas | Commissioning | A | Incremental Summer Peak Savings (MW) | Achievable Technical Potential | 0 | 0 | 0 | 0 | 0 | 0 | 0 | 0 | 0 | 0 | 0 | 0 | 0 | 0 | 0 | 0 | 0 | 0 | 0 | 0 | 0 | 0
F9_Industrial_Food Products_New_Space Heating_Natural Gas_Commissioning_A_Achievable Technical Potential | F9 | Industrial | Food Products | New | Space Heating | Natural Gas | Commissioning | A | Incremental Winter Peak Savings (MW) | Achievable Technical Potential | 0 | 0 | 0 | 0 | 0 | 0 | 0 | 0 | 0 | 0 | 0 | 0 | 0 | 0 | 0 | 0 | 0 | 0 | 0 | 0 | 0 | 0
F10_Industrial_Food Products_New_Space Heating_Natural Gas_Commissioning_A_Achievable Technical Potential | F10 | Industrial | Food Products | New | Space Heating | Natural Gas | Commissioning | A | Cumulative Energy Savings (MWh or mTherms) | Achievable Technical Potential | 0 | 0 | 0 | 0 | 0 | 0 | 0 | 0 | 0 | 0 | 0 | 0 | 0 | 0 | 0 | 0 | 0 | 0 | 0 | 0 | 0 | 0
F11_Industrial_Food Products_New_Space Heating_Natural Gas_Commissioning_A_Achievable Technical Potential | F11 | Industrial | Food Products | New | Space Heating | Natural Gas | Commissioning | A | Cumulative Summer Peak Savings (MW) | Achievable Technical Potential | 0 | 0 | 0 | 0 | 0 | 0 | 0 | 0 | 0 | 0 | 0 | 0 | 0 | 0 | 0 | 0 | 0 | 0 | 0 | 0 | 0 | 0
F12_Industrial_Food Products_New_Space Heating_Natural Gas_Commissioning_A_Achievable Technical Potential | F12 | Industrial | Food Products | New | Space Heating | Natural Gas | Commissioning | A | Cumulative Winter Peak Savings (MW) | Achievable Technical Potential | 0 | 0 | 0 | 0 | 0 | 0 | 0 | 0 | 0 | 0 | 0 | 0 | 0 | 0 | 0 | 0 | 0 | 0 | 0 | 0 | 0 | 0
F13_Industrial_Food Products_New_Space Heating_Natural Gas_Commissioning_A_Achievable Technical Potential | F13 | Industrial | Food Products | New | Space Heating | Natural Gas | Commissioning | A | Purchases (Incremental) | Achievable Technical Potential | 0 | 0 | 0 | 0 | 0 | 0 | 0 | 0 | 0 | 0 | 0 | 0 | 0 | 0 | 0 | 0 | 0 | 0 | 0 | 0 | 0 | 0
F14_Industrial_Food Products_New_Space Heating_Natural Gas_Commissioning_A_Achievable Technical Potential | F14 | Industrial | Food Products | New | Space Heating | Natural Gas | Commissioning | A | Purchases (Cumulative) | Achievable Technical Potential | 0 | 0 | 0 | 0 | 0 | 0 | 0 | 0 | 0 | 0 | 0 | 0 | 0 | 0 | 0 | 0 | 0 | 0 | 0 | 0 | 0 | 0
F1_Industrial_Food Products_New_Process_Natural Gas_Commissioning_A_Achievable Technical Potential | F1 | Industrial | Food Products | New | Process | Natural Gas | Commissioning | A | Original Unit Energy Savings (kWh or therms) | Achievable Technical Potential | 0 | 0 | 168.6012 | 168.6012 | 168.6012 | 168.6012 | 168.6012 | 168.6012 | 168.6012 | 168.6012 | 168.6012 | 168.6012 | 168.6012 | 168.6012 | 168.6012 | 168.6012 | 168.6012 | 168.6012 | 168.6012 | 168.6012 | 168.6012 | 168.6012
F2_Industrial_Food Products_New_Process_Natural Gas_Commissioning_A_Achievable Technical Potential | F2 | Industrial | Food Products | New | Process | Natural Gas | Commissioning | A | Original Unit Summer Peak Savings (kW) | Achievable Technical Potential | 0 | 0 | 0 | 0 | 0 | 0 | 0 | 0 | 0 | 0 | 0 | 0 | 0 | 0 | 0 | 0 | 0 | 0 | 0 | 0 | 0 | 0
F3_Industrial_Food Products_New_Process_Natural Gas_Commissioning_A_Achievable Technical Potential | F3 | Industrial | Food Products | New | Process | Natural Gas | Commissioning | A | Original Unit Winter Peak Savings (kW) | Achievable Technical Potential | 0 | 0 | 0 | 0 | 0 | 0 | 0 | 0 | 0 | 0 | 0 | 0 | 0 | 0 | 0 | 0 | 0 | 0 | 0 | 0 | 0 | 0
F4_Industrial_Food Products_New_Process_Natural Gas_Commissioning_A_Achievable Technical Potential | F4 | Industrial | Food Products | New | Process | Natural Gas | Commissioning | A | Standalone Impact on Baseline Energy (%) | Achievable Technical Potential | bar: 2019 to 2040
F5_Industrial_Food Products_New_Process_Natural Gas_Commissioning_A_Achievable Technical Potential | F5 | Industrial | Food Products | New | Process | Natural Gas | Commissioning | A | Standalone Impact on Baseline Summer Peak (%) | Achievable Technical Potential | bar: 2019 to 2040
F6_Industrial_Food Products_New_Process_Natural Gas_Commissioning_A_Achievable Technical Potential | F6 | Industrial | Food Products | New | Process | Natural Gas | Commissioning | A | Standalone Impact on Baseline Winter Peak (%) | Achievable Technical Potential | bar: 2019 to 2040
F7_Industrial_Food Products_New_Process_Natural Gas_Commissioning_A_Achievable Technical Potential | F7 | Industrial | Food Products | New | Process | Natural Gas | Commissioning | A | Incremental Energy Savings (MWh or mTherms) | Achievable Technical Potential | 0 | 0 | 0 | 0 | 0 | 0 | 0 | 0 | 0 | 0 | 0 | 0 | 0 | 0 | 0 | 0 | 0 | 0 | 0 | 0 | 0 | 0
F8_Industrial_Food Products_New_Process_Natural Gas_Commissioning_A_Achievable Technical Potential | F8 | Industrial | Food Products | New | Process | Natural Gas | Commissioning | A | Incremental Summer Peak Savings (MW) | Achievable Technical Potential | 0 | 0 | 0 | 0 | 0 | 0 | 0 | 0 | 0 | 0 | 0 | 0 | 0 | 0 | 0 | 0 | 0 | 0 | 0 | 0 | 0 | 0
F9_Industrial_Food Products_New_Process_Natural Gas_Commissioning_A_Achievable Technical Potential | F9 | Industrial | Food Products | New | Process | Natural Gas | Commissioning | A | Incremental Winter Peak Savings (MW) | Achievable Technical Potential | 0 | 0 | 0 | 0 | 0 | 0 | 0 | 0 | 0 | 0 | 0 | 0 | 0 | 0 | 0 | 0 | 0 | 0 | 0 | 0 | 0 | 0
F10_Industrial_Food Products_New_Process_Natural Gas_Commissioning_A_Achievable Technical Potential | F10 | Industrial | Food Products | New | Process | Natural Gas | Commissioning | A | Cumulative Energy Savings (MWh or mTherms) | Achievable Technical Potential | 0 | 0 | 0 | 0 | 0 | 0 | 0 | 0 | 0 | 0 | 0 | 0 | 0 | 0 | 0 | 0 | 0 | 0 | 0 | 0 | 0 | 0
F11_Industrial_Food Products_New_Process_Natural Gas_Commissioning_A_Achievable Technical Potential | F11 | Industrial | Food Products | New | Process | Natural Gas | Commissioning | A | Cumulative Summer Peak Savings (MW) | Achievable Technical Potential | 0 | 0 | 0 | 0 | 0 | 0 | 0 | 0 | 0 | 0 | 0 | 0 | 0 | 0 | 0 | 0 | 0 | 0 | 0 | 0 | 0 | 0
F12_Industrial_Food Products_New_Process_Natural Gas_Commissioning_A_Achievable Technical Potential | F12 | Industrial | Food Products | New | Process | Natural Gas | Commissioning | A | Cumulative Winter Peak Savings (MW) | Achievable Technical Potential | 0 | 0 | 0 | 0 | 0 | 0 | 0 | 0 | 0 | 0 | 0 | 0 | 0 | 0 | 0 | 0 | 0 | 0 | 0 | 0 | 0 | 0
F13_Industrial_Food Products_New_Process_Natural Gas_Commissioning_A_Achievable Technical Potential | F13 | Industrial | Food Products | New | Process | Natural Gas | Commissioning | A | Purchases (Incremental) | Achievable Technical Potential | 0 | 0 | 0 | 0 | 0 | 0 | 0 | 0 | 0 | 0 | 0 | 0 | 0 | 0 | 0 | 0 | 0 | 0 | 0 | 0 | 0 | 0
F14_Industrial_Food Products_New_Process_Natural Gas_Commissioning_A_Achievable Technical Potential | F14 | Industrial | Food Products | New | Process | Natural Gas | Commissioning | A | Purchases (Cumulative) | Achievable Technical Potential | 0 | 0 | 0 | 0 | 0 | 0 | 0 | 0 | 0 | 0 | 0 | 0 | 0 | 0 | 0 | 0 | 0 | 0 | 0 | 0 | 0 | 0
F1_Industrial_Food Products_New_Space Heating_Natural Gas_Retrocommissioning_A_Achievable Technical Potential | F1 | Industrial | Food Products | New | Space Heating | Natural Gas | Retrocommissioning | A | Original Unit Energy Savings (kWh or therms) | Achievable Technical Potential | 0 | 0 | 0 | 0 | 0 | 0 | 0 | 0 | 0 | 0 | 0 | 0 | 0 | 0 | 0 | 0 | 0 | 0 | 0 | 0 | 0 | 0
F2_Industrial_Food Products_New_Space Heating_Natural Gas_Retrocommissioning_A_Achievable Technical Potential | F2 | Industrial | Food Products | New | Space Heating | Natural Gas | Retrocommissioning | A | Original Unit Summer Peak Savings (kW) | Achievable Technical Potential | 0 | 0 | 0 | 0 | 0 | 0 | 0 | 0 | 0 | 0 | 0 | 0 | 0 | 0 | 0 | 0 | 0 | 0 | 0 | 0 | 0 | 0
F3_Industrial_Food Products_New_Space Heating_Natural Gas_Retrocommissioning_A_Achievable Technical Potential | F3 | Industrial | Food Products | New | Space Heating | Natural Gas | Retrocommissioning | A | Original Unit Winter Peak Savings (kW) | Achievable Technical Potential | 0 | 0 | 0 | 0 | 0 | 0 | 0 | 0 | 0 | 0 | 0 | 0 | 0 | 0 | 0 | 0 | 0 | 0 | 0 | 0 | 0 | 0
F4_Industrial_Food Products_New_Space Heating_Natural Gas_Retrocommissioning_A_Achievable Technical Potential | F4 | Industrial | Food Products | New | Space Heating | Natural Gas | Retrocommissioning | A | Standalone Impact on Baseline Energy (%) | Achievable Technical Potential | bar: 2019 to 2040
F5_Industrial_Food Products_New_Space Heating_Natural Gas_Retrocommissioning_A_Achievable Technical Potential | F5 | Industrial | Food Products | New | Space Heating | Natural Gas | Retrocommissioning | A | Standalone Impact on Baseline Summer Peak (%) | Achievable Technical Potential | bar: 2019 to 2040
F6_Industrial_Food Products_New_Space Heating_Natural Gas_Retrocommissioning_A_Achievable Technical Potential | F6 | Industrial | Food Products | New | Space Heating | Natural Gas | Retrocommissioning | A | Standalone Impact on Baseline Winter Peak (%) | Achievable Technical Potential | bar: 2019 to 2040
F7_Industrial_Food Products_New_Space Heating_Natural Gas_Retrocommissioning_A_Achievable Technical Potential | F7 | Industrial | Food Products | New | Space Heating | Natural Gas | Retrocommissioning | A | Incremental Energy Savings (MWh or mTherms) | Achievable Technical Potential | 0 | 0 | 0 | 0 | 0 | 0 | 0 | 0 | 0 | 0 | 0 | 0 | 0 | 0 | 0 | 0 | 0 | 0 | 0 | 0 | 0 | 0
F8_Industrial_Food Products_New_Space Heating_Natural Gas_Retrocommissioning_A_Achievable Technical Potential | F8 | Industrial | Food Products | New | Space Heating | Natural Gas | Retrocommissioning | A | Incremental Summer Peak Savings (MW) | Achievable Technical Potential | 0 | 0 | 0 | 0 | 0 | 0 | 0 | 0 | 0 | 0 | 0 | 0 | 0 | 0 | 0 | 0 | 0 | 0 | 0 | 0 | 0 | 0
F9_Industrial_Food Products_New_Space Heating_Natural Gas_Retrocommissioning_A_Achievable Technical Potential | F9 | Industrial | Food Products | New | Space Heating | Natural Gas | Retrocommissioning | A | Incremental Winter Peak Savings (MW) | Achievable Technical Potential | 0 | 0 | 0 | 0 | 0 | 0 | 0 | 0 | 0 | 0 | 0 | 0 | 0 | 0 | 0 | 0 | 0 | 0 | 0 | 0 | 0 | 0
F10_Industrial_Food Products_New_Space Heating_Natural Gas_Retrocommissioning_A_Achievable Technical Potential | F10 | Industrial | Food Products | New | Space Heating | Natural Gas | Retrocommissioning | A | Cumulative Energy Savings (MWh or mTherms) | Achievable Technical Potential | 0 | 0 | 0 | 0 | 0 | 0 | 0 | 0 | 0 | 0 | 0 | 0 | 0 | 0 | 0 | 0 | 0 | 0 | 0 | 0 | 0 | 0
F11_Industrial_Food Products_New_Space Heating_Natural Gas_Retrocommissioning_A_Achievable Technical Potential | F11 | Industrial | Food Products | New | Space Heating | Natural Gas | Retrocommissioning | A | Cumulative Summer Peak Savings (MW) | Achievable Technical Potential | 0 | 0 | 0 | 0 | 0 | 0 | 0 | 0 | 0 | 0 | 0 | 0 | 0 | 0 | 0 | 0 | 0 | 0 | 0 | 0 | 0 | 0
F12_Industrial_Food Products_New_Space Heating_Natural Gas_Retrocommissioning_A_Achievable Technical Potential | F12 | Industrial | Food Products | New | Space Heating | Natural Gas | Retrocommissioning | A | Cumulative Winter Peak Savings (MW) | Achievable Technical Potential | 0 | 0 | 0 | 0 | 0 | 0 | 0 | 0 | 0 | 0 | 0 | 0 | 0 | 0 | 0 | 0 | 0 | 0 | 0 | 0 | 0 | 0
F13_Industrial_Food Products_New_Space Heating_Natural Gas_Retrocommissioning_A_Achievable Technical Potential | F13 | Industrial | Food Products | New | Space Heating | Natural Gas | Retrocommissioning | A | Purchases (Incremental) | Achievable Technical Potential | 0 | 0 | 0 | 0 | 0 | 0 | 0 | 0 | 0 | 0 | 0 | 0 | 0 | 0 | 0 | 0 | 0 | 0 | 0 | 0 | 0 | 0
F14_Industrial_Food Products_New_Space Heating_Natural Gas_Retrocommissioning_A_Achievable Technical Potential | F14 | Industrial | Food Products | New | Space Heating | Natural Gas | Retrocommissioning | A | Purchases (Cumulative) | Achievable Technical Potential | 0 | 0 | 0 | 0 | 0 | 0 | 0 | 0 | 0 | 0 | 0 | 0 | 0 | 0 | 0 | 0 | 0 | 0 | 0 | 0 | 0 | 0
F1_Industrial_Food Products_New_Process_Natural Gas_Retrocommissioning_A_Achievable Technical Potential | F1 | Industrial | Food Products | New | Process | Natural Gas | Retrocommissioning | A | Original Unit Energy Savings (kWh or therms) | Achievable Technical Potential | 0 | 0 | 0 | 0 | 0 | 0 | 0 | 0 | 0 | 0 | 0 | 0 | 0 | 0 | 0 | 0 | 0 | 0 | 0 | 0 | 0 | 0
F2_Industrial_Food Products_New_Process_Natural Gas_Retrocommissioning_A_Achievable Technical Potential | F2 | Industrial | Food Products | New | Process | Natural Gas | Retrocommissioning | A | Original Unit Summer Peak Savings (kW) | Achievable Technical Potential | 0 | 0 | 0 | 0 | 0 | 0 | 0 | 0 | 0 | 0 | 0 | 0 | 0 | 0 | 0 | 0 | 0 | 0 | 0 | 0 | 0 | 0
F3_Industrial_Food Products_New_Process_Natural Gas_Retrocommissioning_A_Achievable Technical Potential | F3 | Industrial | Food Products | New | Process | Natural Gas | Retrocommissioning | A | Original Unit Winter Peak Savings (kW) | Achievable Technical Potential | 0 | 0 | 0 | 0 | 0 | 0 | 0 | 0 | 0 | 0 | 0 | 0 | 0 | 0 | 0 | 0 | 0 | 0 | 0 | 0 | 0 | 0
F4_Industrial_Food Products_New_Process_Natural Gas_Retrocommissioning_A_Achievable Technical Potential | F4 | Industrial | Food Products | New | Process | Natural Gas | Retrocommissioning | A | Standalone Impact on Baseline Energy (%) | Achievable Technical Potential | bar: 2019 to 2040
F5_Industrial_Food Products_New_Process_Natural Gas_Retrocommissioning_A_Achievable Technical Potential | F5 | Industrial | Food Products | New | Process | Natural Gas | Retrocommissioning | A | Standalone Impact on Baseline Summer Peak (%) | Achievable Technical Potential | bar: 2019 to 2040
F6_Industrial_Food Products_New_Process_Natural Gas_Retrocommissioning_A_Achievable Technical Potential | F6 | Industrial | Food Products | New | Process | Natural Gas | Retrocommissioning | A | Standalone Impact on Baseline Winter Peak (%) | Achievable Technical Potential | bar: 2019 to 2040
F7_Industrial_Food Products_New_Process_Natural Gas_Retrocommissioning_A_Achievable Technical Potential | F7 | Industrial | Food Products | New | Process | Natural Gas | Retrocommissioning | A | Incremental Energy Savings (MWh or mTherms) | Achievable Technical Potential | 0 | 0 | 0 | 0 | 0 | 0 | 0 | 0 | 0 | 0 | 0 | 0 | 0 | 0 | 0 | 0 | 0 | 0 | 0 | 0 | 0 | 0
F8_Industrial_Food Products_New_Process_Natural Gas_Retrocommissioning_A_Achievable Technical Potential | F8 | Industrial | Food Products | New | Process | Natural Gas | Retrocommissioning | A | Incremental Summer Peak Savings (MW) | Achievable Technical Potential | 0 | 0 | 0 | 0 | 0 | 0 | 0 | 0 | 0 | 0 | 0 | 0 | 0 | 0 | 0 | 0 | 0 | 0 | 0 | 0 | 0 | 0
F9_Industrial_Food Products_New_Process_Natural Gas_Retrocommissioning_A_Achievable Technical Potential | F9 | Industrial | Food Products | New | Process | Natural Gas | Retrocommissioning | A | Incremental Winter Peak Savings (MW) | Achievable Technical Potential | 0 | 0 | 0 | 0 | 0 | 0 | 0 | 0 | 0 | 0 | 0 | 0 | 0 | 0 | 0 | 0 | 0 | 0 | 0 | 0 | 0 | 0
F10_Industrial_Food Products_New_Process_Natural Gas_Retrocommissioning_A_Achievable Technical Potential | F10 | Industrial | Food Products | New | Process | Natural Gas | Retrocommissioning | A | Cumulative Energy Savings (MWh or mTherms) | Achievable Technical Potential | 0 | 0 | 0 | 0 | 0 | 0 | 0 | 0 | 0 | 0 | 0 | 0 | 0 | 0 | 0 | 0 | 0 | 0 | 0 | 0 | 0 | 0
F11_Industrial_Food Products_New_Process_Natural Gas_Retrocommissioning_A_Achievable Technical Potential | F11 | Industrial | Food Products | New | Process | Natural Gas | Retrocommissioning | A | Cumulative Summer Peak Savings (MW) | Achievable Technical Potential | 0 | 0 | 0 | 0 | 0 | 0 | 0 | 0 | 0 | 0 | 0 | 0 | 0 | 0 | 0 | 0 | 0 | 0 | 0 | 0 | 0 | 0
F12_Industrial_Food Products_New_Process_Natural Gas_Retrocommissioning_A_Achievable Technical Potential | F12 | Industrial | Food Products | New | Process | Natural Gas | Retrocommissioning | A | Cumulative Winter Peak Savings (MW) | Achievable Technical Potential | 0 | 0 | 0 | 0 | 0 | 0 | 0 | 0 | 0 | 0 | 0 | 0 | 0 | 0 | 0 | 0 | 0 | 0 | 0 | 0 | 0 | 0
F13_Industrial_Food Products_New_Process_Natural Gas_Retrocommissioning_A_Achievable Technical Potential | F13 | Industrial | Food Products | New | Process | Natural Gas | Retrocommissioning | A | Purchases (Incremental) | Achievable Technical Potential | 0 | 0 | 0 | 0 | 0 | 0 | 0 | 0 | 0 | 0 | 0 | 0 | 0 | 0 | 0 | 0 | 0 | 0 | 0 | 0 | 0 | 0
F14_Industrial_Food Products_New_Process_Natural Gas_Retrocommissioning_A_Achievable Technical Potential | F14 | Industrial | Food Products | New | Process | Natural Gas | Retrocommissioning | A | Purchases (Cumulative) | Achievable Technical Potential | 0 | 0 | 0 | 0 | 0 | 0 | 0 | 0 | 0 | 0 | 0 | 0 | 0 | 0 | 0 | 0 | 0 | 0 | 0 | 0 | 0 | 0
F1_Industrial_Agriculture_Existing_Space Heating_Natural Gas_Insulation - Roof/Ceiling_A_Achievable Technical Potential | F1 | Industrial | Agriculture | Existing | Space Heating | Natural Gas | Insulation - Roof/Ceiling | A | Original Unit Energy Savings (kWh or therms) | Achievable Technical Potential | 0 | 0 | 0.083035 | 0.082838 | 0.082641 | 0.082447 | 0.082256 | 0.08207 | 0.08189 | 0.081718 | 0.081553 | 0.081398 | 0.081252 | 0.081115 | 0.080985 | 0.080863 | 0.080748 | 0.08064 | 0.080538 | 0.080442 | 0.080353 | 0.080269
F2_Industrial_Agriculture_Existing_Space Heating_Natural Gas_Insulation - Roof/Ceiling_A_Achievable Technical Potential | F2 | Industrial | Agriculture | Existing | Space Heating | Natural Gas | Insulation - Roof/Ceiling | A | Original Unit Summer Peak Savings (kW) | Achievable Technical Potential | 0 | 0 | 0 | 0 | 0 | 0 | 0 | 0 | 0 | 0 | 0 | 0 | 0 | 0 | 0 | 0 | 0 | 0 | 0 | 0 | 0 | 0
F3_Industrial_Agriculture_Existing_Space Heating_Natural Gas_Insulation - Roof/Ceiling_A_Achievable Technical Potential | F3 | Industrial | Agriculture | Existing | Space Heating | Natural Gas | Insulation - Roof/Ceiling | A | Original Unit Winter Peak Savings (kW) | Achievable Technical Potential | 0 | 0 | 0 | 0 | 0 | 0 | 0 | 0 | 0 | 0 | 0 | 0 | 0 | 0 | 0 | 0 | 0 | 0 | 0 | 0 | 0 | 0
F4_Industrial_Agriculture_Existing_Space Heating_Natural Gas_Insulation - Roof/Ceiling_A_Achievable Technical Potential | F4 | Industrial | Agriculture | Existing | Space Heating | Natural Gas | Insulation - Roof/Ceiling | A | Standalone Impact on Baseline Energy (%) | Achievable Technical Potential | 0% | 0% | 0.3143% | 0.8697% | 1.74% | 2.969% | 4.545% | 6.403% | 8.431% | 10.49% | 12.47% | 14.25% | 15.79% | 17.06% | 18.1% | 18.94% | 19.61% | 20.18% | 20.66% | 21.12% | 21.49% | 21.86%
F5_Industrial_Agriculture_Existing_Space Heating_Natural Gas_Insulation - Roof/Ceiling_A_Achievable Technical Potential | F5 | Industrial | Agriculture | Existing | Space Heating | Natural Gas | Insulation - Roof/Ceiling | A | Standalone Impact on Baseline Summer Peak (%) | Achievable Technical Potential | bar: 2019 to 2040
F6_Industrial_Agriculture_Existing_Space Heating_Natural Gas_Insulation - Roof/Ceiling_A_Achievable Technical Potential | F6 | Industrial | Agriculture | Existing | Space Heating | Natural Gas | Insulation - Roof/Ceiling | A | Standalone Impact on Baseline Winter Peak (%) | Achievable Technical Potential | bar: 2019 to 2040
F7_Industrial_Agriculture_Existing_Space Heating_Natural Gas_Insulation - Roof/Ceiling_A_Achievable Technical Potential | F7 | Industrial | Agriculture | Existing | Space Heating | Natural Gas | Insulation - Roof/Ceiling | A | Incremental Energy Savings (MWh or mTherms) | Achievable Technical Potential | 0 | 0 | 3.3226 | 5.7006 | 8.6941 | 11.9337 | 14.8919 | 17.0357 | 17.9904 | 17.6429 | 16.1503 | 13.8615 | 11.1984 | 8.5452 | 6.178 | 4.2436 | 2.7763 | 1.734 | 1.036 | 0.68852 | 0 | 0
F8_Industrial_Agriculture_Existing_Space Heating_Natural Gas_Insulation - Roof/Ceiling_A_Achievable Technical Potential | F8 | Industrial | Agriculture | Existing | Space Heating | Natural Gas | Insulation - Roof/Ceiling | A | Incremental Summer Peak Savings (MW) | Achievable Technical Potential | 0 | 0 | 0 | 0 | 0 | 0 | 0 | 0 | 0 | 0 | 0 | 0 | 0 | 0 | 0 | 0 | 0 | 0 | 0 | 0 | 0 | 0
F9_Industrial_Agriculture_Existing_Space Heating_Natural Gas_Insulation - Roof/Ceiling_A_Achievable Technical Potential | F9 | Industrial | Agriculture | Existing | Space Heating | Natural Gas | Insulation - Roof/Ceiling | A | Incremental Winter Peak Savings (MW) | Achievable Technical Potential | 0 | 0 | 0 | 0 | 0 | 0 | 0 | 0 | 0 | 0 | 0 | 0 | 0 | 0 | 0 | 0 | 0 | 0 | 0 | 0 | 0 | 0
F10_Industrial_Agriculture_Existing_Space Heating_Natural Gas_Insulation - Roof/Ceiling_A_Achievable Technical Potential | F10 | Industrial | Agriculture | Existing | Space Heating | Natural Gas | Insulation - Roof/Ceiling | A | Cumulative Energy Savings (MWh or mTherms) | Achievable Technical Potential | 0 | 0 | 3.3226 | 9.0153 | 17.688 | 29.58 | 44.4035 | 61.3388 | 79.1947 | 96.6707 | 112.6267 | 126.2741 | 137.2459 | 145.5585 | 151.5037 | 155.5188 | 158.074 | 159.5963 | 160.4311 | 160.9294 | 160.75 | 160.5819
F11_Industrial_Agriculture_Existing_Space Heating_Natural Gas_Insulation - Roof/Ceiling_A_Achievable Technical Potential | F11 | Industrial | Agriculture | Existing | Space Heating | Natural Gas | Insulation - Roof/Ceiling | A | Cumulative Summer Peak Savings (MW) | Achievable Technical Potential | 0 | 0 | 0 | 0 | 0 | 0 | 0 | 0 | 0 | 0 | 0 | 0 | 0 | 0 | 0 | 0 | 0 | 0 | 0 | 0 | 0 | 0
F12_Industrial_Agriculture_Existing_Space Heating_Natural Gas_Insulation - Roof/Ceiling_A_Achievable Technical Potential | F12 | Industrial | Agriculture | Existing | Space Heating | Natural Gas | Insulation - Roof/Ceiling | A | Cumulative Winter Peak Savings (MW) | Achievable Technical Potential | 0 | 0 | 0 | 0 | 0 | 0 | 0 | 0 | 0 | 0 | 0 | 0 | 0 | 0 | 0 | 0 | 0 | 0 | 0 | 0 | 0 | 0
F13_Industrial_Agriculture_Existing_Space Heating_Natural Gas_Insulation - Roof/Ceiling_A_Achievable Technical Potential | F13 | Industrial | Agriculture | Existing | Space Heating | Natural Gas | Insulation - Roof/Ceiling | A | Purchases (Incremental) | Achievable Technical Potential | 0 | 0 | 40013.694 | 68816.6547 | 105202.4721 | 144744.0909 | 181043.5495 | 207575.7938 | 219688.9701 | 215901.2292 | 198033.5413 | 170291.7736 | 137822.3482 | 105346.9673 | 76285.735 | 52479.3246 | 34383.0058 | 21502.8516 | 12863.0251 | 8559.1835 | 0 | 0
F14_Industrial_Agriculture_Existing_Space Heating_Natural Gas_Insulation - Roof/Ceiling_A_Achievable Technical Potential | F14 | Industrial | Agriculture | Existing | Space Heating | Natural Gas | Insulation - Roof/Ceiling | A | Purchases (Cumulative) | Achievable Technical Potential | 0 | 0 | 40013.694 | 108830.3486 | 214032.8207 | 358776.9117 | 539820.4611 | 747396.2549 | 967085.225 | 1182986.4542 | 1381019.9955 | 1551311.7692 | 1689134.1174 | 1794481.0848 | 1870766.8197 | 1923246.1443 | 1957629.1501 | 1979132.0016 | 1991995.0268 | 2000554.2103 | 2000554.2103 | 2000554.2103
F1_Industrial_Agriculture_Existing_Space Heating_Natural Gas_Insulation - Wall Cavity_A_Achievable Technical Potential | F1 | Industrial | Agriculture | Existing | Space Heating | Natural Gas | Insulation - Wall Cavity | A | Original Unit Energy Savings (kWh or therms) | Achievable Technical Potential | 0 | 0 | 0.018165 | 0.018122 | 0.018079 | 0.018037 | 0.017995 | 0.017954 | 0.017915 | 0.017877 | 0.017841 | 0.017807 | 0.017775 | 0.017745 | 0.017717 | 0.01769 | 0.017665 | 0.017641 | 0.017619 | 0.017598 | 0.017579 | 0.01756
F2_Industrial_Agriculture_Existing_Space Heating_Natural Gas_Insulation - Wall Cavity_A_Achievable Technical Potential | F2 | Industrial | Agriculture | Existing | Space Heating | Natural Gas | Insulation - Wall Cavity | A | Original Unit Summer Peak Savings (kW) | Achievable Technical Potential | 0 | 0 | 0 | 0 | 0 | 0 | 0 | 0 | 0 | 0 | 0 | 0 | 0 | 0 | 0 | 0 | 0 | 0 | 0 | 0 | 0 | 0
F3_Industrial_Agriculture_Existing_Space Heating_Natural Gas_Insulation - Wall Cavity_A_Achievable Technical Potential | F3 | Industrial | Agriculture | Existing | Space Heating | Natural Gas | Insulation - Wall Cavity | A | Original Unit Winter Peak Savings (kW) | Achievable Technical Potential | 0 | 0 | 0 | 0 | 0 | 0 | 0 | 0 | 0 | 0 | 0 | 0 | 0 | 0 | 0 | 0 | 0 | 0 | 0 | 0 | 0 | 0
F4_Industrial_Agriculture_Existing_Space Heating_Natural Gas_Insulation - Wall Cavity_A_Achievable Technical Potential | F4 | Industrial | Agriculture | Existing | Space Heating | Natural Gas | Insulation - Wall Cavity | A | Standalone Impact on Baseline Energy (%) | Achievable Technical Potential | 0% | 0% | 0.06875% | 0.1903% | 0.3808% | 0.6494% | 0.9943% | 1.401% | 1.844% | 2.296% | 2.727% | 3.117% | 3.453% | 3.733% | 3.96% | 4.143% | 4.291% | 4.414% | 4.521% | 4.62% | 4.701% | 4.783%
F5_Industrial_Agriculture_Existing_Space Heating_Natural Gas_Insulation - Wall Cavity_A_Achievable Technical Potential | F5 | Industrial | Agriculture | Existing | Space Heating | Natural Gas | Insulation - Wall Cavity | A | Standalone Impact on Baseline Summer Peak (%) | Achievable Technical Potential | bar: 2019 to 2040
F6_Industrial_Agriculture_Existing_Space Heating_Natural Gas_Insulation - Wall Cavity_A_Achievable Technical Potential | F6 | Industrial | Agriculture | Existing | Space Heating | Natural Gas | Insulation - Wall Cavity | A | Standalone Impact on Baseline Winter Peak (%) | Achievable Technical Potential | bar: 2019 to 2040
F7_Industrial_Agriculture_Existing_Space Heating_Natural Gas_Insulation - Wall Cavity_A_Achievable Technical Potential | F7 | Industrial | Agriculture | Existing | Space Heating | Natural Gas | Insulation - Wall Cavity | A | Incremental Energy Savings (MWh or mTherms) | Achievable Technical Potential | 0 | 0 | 0.72686 | 1.2471 | 1.902 | 2.6107 | 3.2579 | 3.7269 | 3.9357 | 3.8597 | 3.5331 | 3.0324 | 2.4498 | 1.8694 | 1.3515 | 0.92836 | 0.60737 | 0.37934 | 0.22663 | 0.15063 | 0 | 0
F8_Industrial_Agriculture_Existing_Space Heating_Natural Gas_Insulation - Wall Cavity_A_Achievable Technical Potential | F8 | Industrial | Agriculture | Existing | Space Heating | Natural Gas | Insulation - Wall Cavity | A | Incremental Summer Peak Savings (MW) | Achievable Technical Potential | 0 | 0 | 0 | 0 | 0 | 0 | 0 | 0 | 0 | 0 | 0 | 0 | 0 | 0 | 0 | 0 | 0 | 0 | 0 | 0 | 0 | 0
F9_Industrial_Agriculture_Existing_Space Heating_Natural Gas_Insulation - Wall Cavity_A_Achievable Technical Potential | F9 | Industrial | Agriculture | Existing | Space Heating | Natural Gas | Insulation - Wall Cavity | A | Incremental Winter Peak Savings (MW) | Achievable Technical Potential | 0 | 0 | 0 | 0 | 0 | 0 | 0 | 0 | 0 | 0 | 0 | 0 | 0 | 0 | 0 | 0 | 0 | 0 | 0 | 0 | 0 | 0
F10_Industrial_Agriculture_Existing_Space Heating_Natural Gas_Insulation - Wall Cavity_A_Achievable Technical Potential | F10 | Industrial | Agriculture | Existing | Space Heating | Natural Gas | Insulation - Wall Cavity | A | Cumulative Energy Savings (MWh or mTherms) | Achievable Technical Potential | 0 | 0 | 0.72686 | 1.9722 | 3.8695 | 6.4711 | 9.714 | 13.4189 | 17.3252 | 21.1483 | 24.639 | 27.6246 | 30.0248 | 31.8433 | 33.144 | 34.0223 | 34.5813 | 34.9144 | 35.097 | 35.206 | 35.1668 | 35.13
F11_Industrial_Agriculture_Existing_Space Heating_Natural Gas_Insulation - Wall Cavity_A_Achievable Technical Potential | F11 | Industrial | Agriculture | Existing | Space Heating | Natural Gas | Insulation - Wall Cavity | A | Cumulative Summer Peak Savings (MW) | Achievable Technical Potential | 0 | 0 | 0 | 0 | 0 | 0 | 0 | 0 | 0 | 0 | 0 | 0 | 0 | 0 | 0 | 0 | 0 | 0 | 0 | 0 | 0 | 0
F12_Industrial_Agriculture_Existing_Space Heating_Natural Gas_Insulation - Wall Cavity_A_Achievable Technical Potential | F12 | Industrial | Agriculture | Existing | Space Heating | Natural Gas | Insulation - Wall Cavity | A | Cumulative Winter Peak Savings (MW) | Achievable Technical Potential | 0 | 0 | 0 | 0 | 0 | 0 | 0 | 0 | 0 | 0 | 0 | 0 | 0 | 0 | 0 | 0 | 0 | 0 | 0 | 0 | 0 | 0
F13_Industrial_Agriculture_Existing_Space Heating_Natural Gas_Insulation - Wall Cavity_A_Achievable Technical Potential | F13 | Industrial | Agriculture | Existing | Space Heating | Natural Gas | Insulation - Wall Cavity | A | Purchases (Incremental) | Achievable Technical Potential | 0 | 0 | 40013.694 | 68816.6547 | 105202.4721 | 144744.0909 | 181043.5495 | 207575.7938 | 219688.9701 | 215901.2292 | 198033.5413 | 170291.7736 | 137822.3482 | 105346.9673 | 76285.735 | 52479.3246 | 34383.0058 | 21502.8516 | 12863.0251 | 8559.1835 | 0 | 0
F14_Industrial_Agriculture_Existing_Space Heating_Natural Gas_Insulation - Wall Cavity_A_Achievable Technical Potential | F14 | Industrial | Agriculture | Existing | Space Heating | Natural Gas | Insulation - Wall Cavity | A | Purchases (Cumulative) | Achievable Technical Potential | 0 | 0 | 40013.694 | 108830.3486 | 214032.8207 | 358776.9117 | 539820.4611 | 747396.2549 | 967085.225 | 1182986.4542 | 1381019.9955 | 1551311.7692 | 1689134.1174 | 1794481.0848 | 1870766.8197 | 1923246.1443 | 1957629.1501 | 1979132.0016 | 1991995.0268 | 2000554.2103 | 2000554.2103 | 2000554.2103
F1_Industrial_Agriculture_Existing_Space Heating_Natural Gas_Insulation - Ducting_A_Achievable Technical Potential | F1 | Industrial | Agriculture | Existing | Space Heating | Natural Gas | Insulation - Ducting | A | Original Unit Energy Savings (kWh or therms) | Achievable Technical Potential | 0 | 0 | 0.0014398 | 0.0014319 | 0.0014239 | 0.0014161 | 0.0014083 | 0.0014008 | 0.0013935 | 0.0013865 | 0.0013799 | 0.0013736 | 0.0013677 | 0.0013622 | 0.001357 | 0.0013521 | 0.0013475 | 0.0013431 | 0.001339 | 0.0013352 | 0.0013316 | 0.0013281
F2_Industrial_Agriculture_Existing_Space Heating_Natural Gas_Insulation - Ducting_A_Achievable Technical Potential | F2 | Industrial | Agriculture | Existing | Space Heating | Natural Gas | Insulation - Ducting | A | Original Unit Summer Peak Savings (kW) | Achievable Technical Potential | 0 | 0 | 0 | 0 | 0 | 0 | 0 | 0 | 0 | 0 | 0 | 0 | 0 | 0 | 0 | 0 | 0 | 0 | 0 | 0 | 0 | 0
F3_Industrial_Agriculture_Existing_Space Heating_Natural Gas_Insulation - Ducting_A_Achievable Technical Potential | F3 | Industrial | Agriculture | Existing | Space Heating | Natural Gas | Insulation - Ducting | A | Original Unit Winter Peak Savings (kW) | Achievable Technical Potential | 0 | 0 | 0 | 0 | 0 | 0 | 0 | 0 | 0 | 0 | 0 | 0 | 0 | 0 | 0 | 0 | 0 | 0 | 0 | 0 | 0 | 0
F4_Industrial_Agriculture_Existing_Space Heating_Natural Gas_Insulation - Ducting_A_Achievable Technical Potential | F4 | Industrial | Agriculture | Existing | Space Heating | Natural Gas | Insulation - Ducting | A | Standalone Impact on Baseline Energy (%) | Achievable Technical Potential | 0% | 0% | 0.000688% | 0.00154% | 0.002589% | 0.003815% | 0.005221% | 0.006872% | 0.008694% | 0.01058% | 0.01238% | 0.01398% | 0.01528% | 0.01623% | 0.0169% | 0.01736% | 0.01771% | 0.01802% | 0.01831% | 0.0186% | 0.0189% | 0.0192%
F5_Industrial_Agriculture_Existing_Space Heating_Natural Gas_Insulation - Ducting_A_Achievable Technical Potential | F5 | Industrial | Agriculture | Existing | Space Heating | Natural Gas | Insulation - Ducting | A | Standalone Impact on Baseline Summer Peak (%) | Achievable Technical Potential | bar: 2019 to 2040
F6_Industrial_Agriculture_Existing_Space Heating_Natural Gas_Insulation - Ducting_A_Achievable Technical Potential | F6 | Industrial | Agriculture | Existing | Space Heating | Natural Gas | Insulation - Ducting | A | Standalone Impact on Baseline Winter Peak (%) | Achievable Technical Potential | bar: 2019 to 2040
F7_Industrial_Agriculture_Existing_Space Heating_Natural Gas_Insulation - Ducting_A_Achievable Technical Potential | F7 | Industrial | Agriculture | Existing | Space Heating | Natural Gas | Insulation - Ducting | A | Incremental Energy Savings (MWh or mTherms) | Achievable Technical Potential | 0 | 0 | 0.0072744 | 0.0087293 | 0.01044 | 0.011844 | 0.013204 | 0.01509 | 0.016184 | 0.016166 | 0.0149 | 0.01253 | 0.0094885 | 0.0061464 | 0.0034939 | 0.0016473 | 0.00068257 | 0.00024314 | 7.441e-05 | 1.5892e-05 | 2.5603e-06 | 3.0125e-07
F8_Industrial_Agriculture_Existing_Space Heating_Natural Gas_Insulation - Ducting_A_Achievable Technical Potential | F8 | Industrial | Agriculture | Existing | Space Heating | Natural Gas | Insulation - Ducting | A | Incremental Summer Peak Savings (MW) | Achievable Technical Potential | 0 | 0 | 0 | 0 | 0 | 0 | 0 | 0 | 0 | 0 | 0 | 0 | 0 | 0 | 0 | 0 | 0 | 0 | 0 | 0 | 0 | 0
F9_Industrial_Agriculture_Existing_Space Heating_Natural Gas_Insulation - Ducting_A_Achievable Technical Potential | F9 | Industrial | Agriculture | Existing | Space Heating | Natural Gas | Insulation - Ducting | A | Incremental Winter Peak Savings (MW) | Achievable Technical Potential | 0 | 0 | 0 | 0 | 0 | 0 | 0 | 0 | 0 | 0 | 0 | 0 | 0 | 0 | 0 | 0 | 0 | 0 | 0 | 0 | 0 | 0
F10_Industrial_Agriculture_Existing_Space Heating_Natural Gas_Insulation - Ducting_A_Achievable Technical Potential | F10 | Industrial | Agriculture | Existing | Space Heating | Natural Gas | Insulation - Ducting | A | Cumulative Energy Savings (MWh or mTherms) | Achievable Technical Potential | 0 | 0 | 0.0072744 | 0.015963 | 0.026314 | 0.038013 | 0.051009 | 0.065826 | 0.081668 | 0.097424 | 0.11186 | 0.12388 | 0.13284 | 0.13845 | 0.14141 | 0.14255 | 0.14274 | 0.14253 | 0.14217 | 0.14177 | 0.14139 | 0.14103
F11_Industrial_Agriculture_Existing_Space Heating_Natural Gas_Insulation - Ducting_A_Achievable Technical Potential | F11 | Industrial | Agriculture | Existing | Space Heating | Natural Gas | Insulation - Ducting | A | Cumulative Summer Peak Savings (MW) | Achievable Technical Potential | 0 | 0 | 0 | 0 | 0 | 0 | 0 | 0 | 0 | 0 | 0 | 0 | 0 | 0 | 0 | 0 | 0 | 0 | 0 | 0 | 0 | 0
F12_Industrial_Agriculture_Existing_Space Heating_Natural Gas_Insulation - Ducting_A_Achievable Technical Potential | F12 | Industrial | Agriculture | Existing | Space Heating | Natural Gas | Insulation - Ducting | A | Cumulative Winter Peak Savings (MW) | Achievable Technical Potential | 0 | 0 | 0 | 0 | 0 | 0 | 0 | 0 | 0 | 0 | 0 | 0 | 0 | 0 | 0 | 0 | 0 | 0 | 0 | 0 | 0 | 0
F13_Industrial_Agriculture_Existing_Space Heating_Natural Gas_Insulation - Ducting_A_Achievable Technical Potential | F13 | Industrial | Agriculture | Existing | Space Heating | Natural Gas | Insulation - Ducting | A | Purchases (Incremental) | Achievable Technical Potential | 0 | 0 | 5052.2083 | 6096.3525 | 7331.5281 | 8364.0119 | 9375.7283 | 10772.3645 | 11613.702 | 11659.6615 | 10798.3863 | 9122.091 | 6937.3512 | 4512.1261 | 2574.7727 | 1218.3312 | 506.5608 | 181.028 | 55.5701 | 11.9029 | 1.9228 | 0.22682
F14_Industrial_Agriculture_Existing_Space Heating_Natural Gas_Insulation - Ducting_A_Achievable Technical Potential | F14 | Industrial | Agriculture | Existing | Space Heating | Natural Gas | Insulation - Ducting | A | Purchases (Cumulative) | Achievable Technical Potential | 0 | 0 | 5052.2083 | 11148.5608 | 18480.089 | 26844.1009 | 36219.8292 | 46992.1937 | 58605.8957 | 70265.5572 | 81063.9434 | 90186.0344 | 97123.3857 | 101635.5118 | 104210.2845 | 105428.6157 | 105935.1764 | 106116.2044 | 106171.7745 | 106183.6774 | 106185.6002 | 106185.827
F1_Industrial_Agriculture_Existing_Space Heating_Natural Gas_HVAC - Duct Repair and Sealing_A_Achievable Technical Potential | F1 | Industrial | Agriculture | Existing | Space Heating | Natural Gas | HVAC - Duct Repair and Sealing | A | Original Unit Energy Savings (kWh or therms) | Achievable Technical Potential | 0 | 0 | 0.0040723 | 0.0040498 | 0.0040273 | 0.004005 | 0.0039832 | 0.0039618 | 0.0039412 | 0.0039215 | 0.0039027 | 0.003885 | 0.0038683 | 0.0038527 | 0.0038379 | 0.0038241 | 0.003811 | 0.0037987 | 0.0037871 | 0.0037763 | 0.003766 | 0.0037564
F2_Industrial_Agriculture_Existing_Space Heating_Natural Gas_HVAC - Duct Repair and Sealing_A_Achievable Technical Potential | F2 | Industrial | Agriculture | Existing | Space Heating | Natural Gas | HVAC - Duct Repair and Sealing | A | Original Unit Summer Peak Savings (kW) | Achievable Technical Potential | 0 | 0 | 0 | 0 | 0 | 0 | 0 | 0 | 0 | 0 | 0 | 0 | 0 | 0 | 0 | 0 | 0 | 0 | 0 | 0 | 0 | 0
F3_Industrial_Agriculture_Existing_Space Heating_Natural Gas_HVAC - Duct Repair and Sealing_A_Achievable Technical Potential | F3 | Industrial | Agriculture | Existing | Space Heating | Natural Gas | HVAC - Duct Repair and Sealing | A | Original Unit Winter Peak Savings (kW) | Achievable Technical Potential | 0 | 0 | 0 | 0 | 0 | 0 | 0 | 0 | 0 | 0 | 0 | 0 | 0 | 0 | 0 | 0 | 0 | 0 | 0 | 0 | 0 | 0
F4_Industrial_Agriculture_Existing_Space Heating_Natural Gas_HVAC - Duct Repair and Sealing_A_Achievable Technical Potential | F4 | Industrial | Agriculture | Existing | Space Heating | Natural Gas | HVAC - Duct Repair and Sealing | A | Standalone Impact on Baseline Energy (%) | Achievable Technical Potential | 0% | 0% | 0.00396% | 0.007964% | 0.01201% | 0.01611% | 0.02025% | 0.02444% | 0.02868% | 0.03297% | 0.03732% | 0.04173% | 0.0462% | 0.05073% | 0.05533% | 0.06% | 0.06474% | 0.06956% | 0.07445% | 0.07942% | 0.08447% | 0.0896%
F5_Industrial_Agriculture_Existing_Space Heating_Natural Gas_HVAC - Duct Repair and Sealing_A_Achievable Technical Potential | F5 | Industrial | Agriculture | Existing | Space Heating | Natural Gas | HVAC - Duct Repair and Sealing | A | Standalone Impact on Baseline Summer Peak (%) | Achievable Technical Potential | bar: 2019 to 2040
F6_Industrial_Agriculture_Existing_Space Heating_Natural Gas_HVAC - Duct Repair and Sealing_A_Achievable Technical Potential | F6 | Industrial | Agriculture | Existing | Space Heating | Natural Gas | HVAC - Duct Repair and Sealing | A | Standalone Impact on Baseline Winter Peak (%) | Achievable Technical Potential | bar: 2019 to 2040
F7_Industrial_Agriculture_Existing_Space Heating_Natural Gas_HVAC - Duct Repair and Sealing_A_Achievable Technical Potential | F7 | Industrial | Agriculture | Existing | Space Heating | Natural Gas | HVAC - Duct Repair and Sealing | A | Incremental Energy Savings (MWh or mTherms) | Achievable Technical Potential | 0 | 0 | 0.041866 | 0.040916 | 0.039988 | 0.039081 | 0.038198 | 0.037338 | 0.036503 | 0.035694 | 0.034911 | 0.034153 | 0.033421 | 0.032711 | 0.032024 | 0.031358 | 0.030713 | 0.030086 | 0.029477 | 0.028885 | 0.02831 | 0.027751
F8_Industrial_Agriculture_Existing_Space Heating_Natural Gas_HVAC - Duct Repair and Sealing_A_Achievable Technical Potential | F8 | Industrial | Agriculture | Existing | Space Heating | Natural Gas | HVAC - Duct Repair and Sealing | A | Incremental Summer Peak Savings (MW) | Achievable Technical Potential | 0 | 0 | 0 | 0 | 0 | 0 | 0 | 0 | 0 | 0 | 0 | 0 | 0 | 0 | 0 | 0 | 0 | 0 | 0 | 0 | 0 | 0
F9_Industrial_Agriculture_Existing_Space Heating_Natural Gas_HVAC - Duct Repair and Sealing_A_Achievable Technical Potential | F9 | Industrial | Agriculture | Existing | Space Heating | Natural Gas | HVAC - Duct Repair and Sealing | A | Incremental Winter Peak Savings (MW) | Achievable Technical Potential | 0 | 0 | 0 | 0 | 0 | 0 | 0 | 0 | 0 | 0 | 0 | 0 | 0 | 0 | 0 | 0 | 0 | 0 | 0 | 0 | 0 | 0
F10_Industrial_Agriculture_Existing_Space Heating_Natural Gas_HVAC - Duct Repair and Sealing_A_Achievable Technical Potential | F10 | Industrial | Agriculture | Existing | Space Heating | Natural Gas | HVAC - Duct Repair and Sealing | A | Cumulative Energy Savings (MWh or mTherms) | Achievable Technical Potential | 0 | 0 | 0.041866 | 0.082551 | 0.12208 | 0.16049 | 0.19781 | 0.23409 | 0.26937 | 0.30372 | 0.33717 | 0.3698 | 0.40163 | 0.43272 | 0.46309 | 0.49277 | 0.5218 | 0.5502 | 0.57801 | 0.60523 | 0.6319 | 0.65803
F11_Industrial_Agriculture_Existing_Space Heating_Natural Gas_HVAC - Duct Repair and Sealing_A_Achievable Technical Potential | F11 | Industrial | Agriculture | Existing | Space Heating | Natural Gas | HVAC - Duct Repair and Sealing | A | Cumulative Summer Peak Savings (MW) | Achievable Technical Potential | 0 | 0 | 0 | 0 | 0 | 0 | 0 | 0 | 0 | 0 | 0 | 0 | 0 | 0 | 0 | 0 | 0 | 0 | 0 | 0 | 0 | 0
F12_Industrial_Agriculture_Existing_Space Heating_Natural Gas_HVAC - Duct Repair and Sealing_A_Achievable Technical Potential | F12 | Industrial | Agriculture | Existing | Space Heating | Natural Gas | HVAC - Duct Repair and Sealing | A | Cumulative Winter Peak Savings (MW) | Achievable Technical Potential | 0 | 0 | 0 | 0 | 0 | 0 | 0 | 0 | 0 | 0 | 0 | 0 | 0 | 0 | 0 | 0 | 0 | 0 | 0 | 0 | 0 | 0
F13_Industrial_Agriculture_Existing_Space Heating_Natural Gas_HVAC - Duct Repair and Sealing_A_Achievable Technical Potential | F13 | Industrial | Agriculture | Existing | Space Heating | Natural Gas | HVAC - Duct Repair and Sealing | A | Purchases (Incremental) | Achievable Technical Potential | 0 | 0 | 10280.6564 | 10103.4037 | 9929.2071 | 9758.0139 | 9589.7723 | 9424.4314 | 9261.9412 | 9102.2525 | 8945.3172 | 8791.0876 | 8639.5171 | 8490.5599 | 8344.1709 | 8200.3059 | 8058.9213 | 7919.9744 | 7783.4231 | 7649.2262 | 7517.343 | 7387.7336
F14_Industrial_Agriculture_Existing_Space Heating_Natural Gas_HVAC - Duct Repair and Sealing_A_Achievable Technical Potential | F14 | Industrial | Agriculture | Existing | Space Heating | Natural Gas | HVAC - Duct Repair and Sealing | A | Purchases (Cumulative) | Achievable Technical Potential | 0 | 0 | 10280.6564 | 20384.0602 | 30313.2673 | 40071.2812 | 49661.0535 | 59085.4849 | 68347.4261 | 77449.6786 | 86394.9958 | 95186.0833 | 103825.6004 | 112316.1603 | 120660.3312 | 128860.6371 | 136919.5584 | 144839.5328 | 152622.956 | 160272.1821 | 167789.5251 | 175177.2587
F1_Industrial_Agriculture_Existing_Space Heating_Natural Gas_Windows - High Efficiency_A_Achievable Technical Potential | F1 | Industrial | Agriculture | Existing | Space Heating | Natural Gas | Windows - High Efficiency | A | Original Unit Energy Savings (kWh or therms) | Achievable Technical Potential | 0 | 0 | 0.0077675 | 0.0077491 | 0.0077307 | 0.0077125 | 0.0076946 | 0.0076772 | 0.0076604 | 0.0076442 | 0.0076289 | 0.0076144 | 0.0076007 | 0.0075878 | 0.0075757 | 0.0075643 | 0.0075535 | 0.0075434 | 0.0075339 | 0.007525 | 0.0075166 | 0.0075087
F2_Industrial_Agriculture_Existing_Space Heating_Natural Gas_Windows - High Efficiency_A_Achievable Technical Potential | F2 | Industrial | Agriculture | Existing | Space Heating | Natural Gas | Windows - High Efficiency | A | Original Unit Summer Peak Savings (kW) | Achievable Technical Potential | 0 | 0 | 0 | 0 | 0 | 0 | 0 | 0 | 0 | 0 | 0 | 0 | 0 | 0 | 0 | 0 | 0 | 0 | 0 | 0 | 0 | 0
F3_Industrial_Agriculture_Existing_Space Heating_Natural Gas_Windows - High Efficiency_A_Achievable Technical Potential | F3 | Industrial | Agriculture | Existing | Space Heating | Natural Gas | Windows - High Efficiency | A | Original Unit Winter Peak Savings (kW) | Achievable Technical Potential | 0 | 0 | 0 | 0 | 0 | 0 | 0 | 0 | 0 | 0 | 0 | 0 | 0 | 0 | 0 | 0 | 0 | 0 | 0 | 0 | 0 | 0
F4_Industrial_Agriculture_Existing_Space Heating_Natural Gas_Windows - High Efficiency_A_Achievable Technical Potential | F4 | Industrial | Agriculture | Existing | Space Heating | Natural Gas | Windows - High Efficiency | A | Standalone Impact on Baseline Energy (%) | Achievable Technical Potential | 0% | 0% | 0.00596% | 0.01798% | 0.03945% | 0.07455% | 0.1281% | 0.2051% | 0.3105% | 0.4478% | 0.6188% | 0.8221% | 1.052% | 1.3% | 1.554% | 1.798% | 2.021% | 2.215% | 2.374% | 2.5% | 2.597% | 2.677%
F5_Industrial_Agriculture_Existing_Space Heating_Natural Gas_Windows - High Efficiency_A_Achievable Technical Potential | F5 | Industrial | Agriculture | Existing | Space Heating | Natural Gas | Windows - High Efficiency | A | Standalone Impact on Baseline Summer Peak (%) | Achievable Technical Potential | bar: 2019 to 2040
F6_Industrial_Agriculture_Existing_Space Heating_Natural Gas_Windows - High Efficiency_A_Achievable Technical Potential | F6 | Industrial | Agriculture | Existing | Space Heating | Natural Gas | Windows - High Efficiency | A | Standalone Impact on Baseline Winter Peak (%) | Achievable Technical Potential | bar: 2019 to 2040
F7_Industrial_Agriculture_Existing_Space Heating_Natural Gas_Windows - High Efficiency_A_Achievable Technical Potential | F7 | Industrial | Agriculture | Existing | Space Heating | Natural Gas | Windows - High Efficiency | A | Incremental Energy Savings (MWh or mTherms) | Achievable Technical Potential | 0 | 0 | 0.063014 | 0.12349 | 0.21498 | 0.34285 | 0.51025 | 0.71656 | 0.95581 | 1.2151 | 1.474 | 1.705 | 1.8766 | 1.9586 | 1.9298 | 1.7851 | 1.5402 | 1.2501 | 0.9383 | 0.63763 | 0.39991 | 0.25604
F8_Industrial_Agriculture_Existing_Space Heating_Natural Gas_Windows - High Efficiency_A_Achievable Technical Potential | F8 | Industrial | Agriculture | Existing | Space Heating | Natural Gas | Windows - High Efficiency | A | Incremental Summer Peak Savings (MW) | Achievable Technical Potential | 0 | 0 | 0 | 0 | 0 | 0 | 0 | 0 | 0 | 0 | 0 | 0 | 0 | 0 | 0 | 0 | 0 | 0 | 0 | 0 | 0 | 0
F9_Industrial_Agriculture_Existing_Space Heating_Natural Gas_Windows - High Efficiency_A_Achievable Technical Potential | F9 | Industrial | Agriculture | Existing | Space Heating | Natural Gas | Windows - High Efficiency | A | Incremental Winter Peak Savings (MW) | Achievable Technical Potential | 0 | 0 | 0 | 0 | 0 | 0 | 0 | 0 | 0 | 0 | 0 | 0 | 0 | 0 | 0 | 0 | 0 | 0 | 0 | 0 | 0 | 0
F10_Industrial_Agriculture_Existing_Space Heating_Natural Gas_Windows - High Efficiency_A_Achievable Technical Potential | F10 | Industrial | Agriculture | Existing | Space Heating | Natural Gas | Windows - High Efficiency | A | Cumulative Energy Savings (MWh or mTherms) | Achievable Technical Potential | 0 | 0 | 0.063014 | 0.18636 | 0.40089 | 0.7428 | 1.2513 | 1.9651 | 2.9166 | 4.1256 | 5.5913 | 7.2857 | 9.1492 | 11.0923 | 13.0044 | 14.7698 | 16.289 | 17.5173 | 18.4335 | 19.0493 | 19.428 | 19.6637
F11_Industrial_Agriculture_Existing_Space Heating_Natural Gas_Windows - High Efficiency_A_Achievable Technical Potential | F11 | Industrial | Agriculture | Existing | Space Heating | Natural Gas | Windows - High Efficiency | A | Cumulative Summer Peak Savings (MW) | Achievable Technical Potential | 0 | 0 | 0 | 0 | 0 | 0 | 0 | 0 | 0 | 0 | 0 | 0 | 0 | 0 | 0 | 0 | 0 | 0 | 0 | 0 | 0 | 0
F12_Industrial_Agriculture_Existing_Space Heating_Natural Gas_Windows - High Efficiency_A_Achievable Technical Potential | F12 | Industrial | Agriculture | Existing | Space Heating | Natural Gas | Windows - High Efficiency | A | Cumulative Winter Peak Savings (MW) | Achievable Technical Potential | 0 | 0 | 0 | 0 | 0 | 0 | 0 | 0 | 0 | 0 | 0 | 0 | 0 | 0 | 0 | 0 | 0 | 0 | 0 | 0 | 0 | 0
F13_Industrial_Agriculture_Existing_Space Heating_Natural Gas_Windows - High Efficiency_A_Achievable Technical Potential | F13 | Industrial | Agriculture | Existing | Space Heating | Natural Gas | Windows - High Efficiency | A | Purchases (Incremental) | Achievable Technical Potential | 0 | 0 | 8112.4802 | 15936.7242 | 27808.5069 | 44454.4454 | 66312.2661 | 93335.8632 | 124773.3989 | 158962.5729 | 193219.4902 | 223923.2013 | 246895.7748 | 258122.1604 | 254730.8244 | 235986.6449 | 203907.7126 | 165722.0214 | 124543.6286 | 84735.9171 | 53203.4422 | 34099.6575
F14_Industrial_Agriculture_Existing_Space Heating_Natural Gas_Windows - High Efficiency_A_Achievable Technical Potential | F14 | Industrial | Agriculture | Existing | Space Heating | Natural Gas | Windows - High Efficiency | A | Purchases (Cumulative) | Achievable Technical Potential | 0 | 0 | 8112.4802 | 24049.2044 | 51857.7113 | 96312.1568 | 162624.4228 | 255960.286 | 380733.6849 | 539696.2579 | 732915.7481 | 956838.9494 | 1203734.7242 | 1461856.8846 | 1716587.709 | 1952574.3539 | 2156482.0665 | 2322204.0879 | 2446747.7165 | 2531483.6336 | 2584687.0758 | 2618786.7333
F1_Industrial_Agriculture_Existing_Space Heating_Natural Gas_Gas Boiler - Maintenance_A_Achievable Technical Potential | F1 | Industrial | Agriculture | Existing | Space Heating | Natural Gas | Gas Boiler - Maintenance | A | Original Unit Energy Savings (kWh or therms) | Achievable Technical Potential | 0 | 0 | 1.1675 | 1.1645 | 1.1617 | 1.1589 | 1.1561 | 1.1535 | 1.1509 | 1.1484 | 1.146 | 1.1438 | 1.1416 | 1.1395 | 1.1375 | 1.1356 | 1.1338 | 1.1322 | 1.1307 | 1.1292 | 1.1279 | 1.1267
F2_Industrial_Agriculture_Existing_Space Heating_Natural Gas_Gas Boiler - Maintenance_A_Achievable Technical Potential | F2 | Industrial | Agriculture | Existing | Space Heating | Natural Gas | Gas Boiler - Maintenance | A | Original Unit Summer Peak Savings (kW) | Achievable Technical Potential | 0 | 0 | 0 | 0 | 0 | 0 | 0 | 0 | 0 | 0 | 0 | 0 | 0 | 0 | 0 | 0 | 0 | 0 | 0 | 0 | 0 | 0
F3_Industrial_Agriculture_Existing_Space Heating_Natural Gas_Gas Boiler - Maintenance_A_Achievable Technical Potential | F3 | Industrial | Agriculture | Existing | Space Heating | Natural Gas | Gas Boiler - Maintenance | A | Original Unit Winter Peak Savings (kW) | Achievable Technical Potential | 0 | 0 | 0 | 0 | 0 | 0 | 0 | 0 | 0 | 0 | 0 | 0 | 0 | 0 | 0 | 0 | 0 | 0 | 0 | 0 | 0 | 0
F4_Industrial_Agriculture_Existing_Space Heating_Natural Gas_Gas Boiler - Maintenance_A_Achievable Technical Potential | F4 | Industrial | Agriculture | Existing | Space Heating | Natural Gas | Gas Boiler - Maintenance | A | Standalone Impact on Baseline Energy (%) | Achievable Technical Potential | 0% | 0% | 0.004189% | 0.007197% | 0.009355% | 0.0111% | 0.01268% | 0.0141% | 0.01538% | 0.01652% | 0.01754% | 0.01847% | 0.01931% | 0.02004% | 0.0207% | 0.02131% | 0.02187% | 0.02242% | 0.02295% | 0.02347% | 0.02398% | 0.02448%
F5_Industrial_Agriculture_Existing_Space Heating_Natural Gas_Gas Boiler - Maintenance_A_Achievable Technical Potential | F5 | Industrial | Agriculture | Existing | Space Heating | Natural Gas | Gas Boiler - Maintenance | A | Standalone Impact on Baseline Summer Peak (%) | Achievable Technical Potential | bar: 2019 to 2040
F6_Industrial_Agriculture_Existing_Space Heating_Natural Gas_Gas Boiler - Maintenance_A_Achievable Technical Potential | F6 | Industrial | Agriculture | Existing | Space Heating | Natural Gas | Gas Boiler - Maintenance | A | Standalone Impact on Baseline Winter Peak (%) | Achievable Technical Potential | bar: 2019 to 2040
F7_Industrial_Agriculture_Existing_Space Heating_Natural Gas_Gas Boiler - Maintenance_A_Achievable Technical Potential | F7 | Industrial | Agriculture | Existing | Space Heating | Natural Gas | Gas Boiler - Maintenance | A | Incremental Energy Savings (MWh or mTherms) | Achievable Technical Potential | 0 | 0 | 0.044285 | 0.030428 | 0.02065 | 0.015767 | 0.013544 | 0.011492 | 0.0096535 | 0.0080428 | 0.0066549 | 0.0054743 | 0.0044806 | 0.003423 | 0.0026153 | 0.0019984 | 0.0015271 | 0.0013761 | 0.0010569 | 0.00089329 | 0.00073544 | 0.00058315
F8_Industrial_Agriculture_Existing_Space Heating_Natural Gas_Gas Boiler - Maintenance_A_Achievable Technical Potential | F8 | Industrial | Agriculture | Existing | Space Heating | Natural Gas | Gas Boiler - Maintenance | A | Incremental Summer Peak Savings (MW) | Achievable Technical Potential | 0 | 0 | 0 | 0 | 0 | 0 | 0 | 0 | 0 | 0 | 0 | 0 | 0 | 0 | 0 | 0 | 0 | 0 | 0 | 0 | 0 | 0
F9_Industrial_Agriculture_Existing_Space Heating_Natural Gas_Gas Boiler - Maintenance_A_Achievable Technical Potential | F9 | Industrial | Agriculture | Existing | Space Heating | Natural Gas | Gas Boiler - Maintenance | A | Incremental Winter Peak Savings (MW) | Achievable Technical Potential | 0 | 0 | 0 | 0 | 0 | 0 | 0 | 0 | 0 | 0 | 0 | 0 | 0 | 0 | 0 | 0 | 0 | 0 | 0 | 0 | 0 | 0
F10_Industrial_Agriculture_Existing_Space Heating_Natural Gas_Gas Boiler - Maintenance_A_Achievable Technical Potential | F10 | Industrial | Agriculture | Existing | Space Heating | Natural Gas | Gas Boiler - Maintenance | A | Cumulative Energy Savings (MWh or mTherms) | Achievable Technical Potential | 0 | 0 | 0.044285 | 0.074602 | 0.095068 | 0.11061 | 0.12389 | 0.1351 | 0.14445 | 0.15218 | 0.15852 | 0.16368 | 0.16784 | 0.17096 | 0.17328 | 0.17499 | 0.17624 | 0.17736 | 0.17818 | 0.17885 | 0.17938 | 0.17977
F11_Industrial_Agriculture_Existing_Space Heating_Natural Gas_Gas Boiler - Maintenance_A_Achievable Technical Potential | F11 | Industrial | Agriculture | Existing | Space Heating | Natural Gas | Gas Boiler - Maintenance | A | Cumulative Summer Peak Savings (MW) | Achievable Technical Potential | 0 | 0 | 0 | 0 | 0 | 0 | 0 | 0 | 0 | 0 | 0 | 0 | 0 | 0 | 0 | 0 | 0 | 0 | 0 | 0 | 0 | 0
F12_Industrial_Agriculture_Existing_Space Heating_Natural Gas_Gas Boiler - Maintenance_A_Achievable Technical Potential | F12 | Industrial | Agriculture | Existing | Space Heating | Natural Gas | Gas Boiler - Maintenance | A | Cumulative Winter Peak Savings (MW) | Achievable Technical Potential | 0 | 0 | 0 | 0 | 0 | 0 | 0 | 0 | 0 | 0 | 0 | 0 | 0 | 0 | 0 | 0 | 0 | 0 | 0 | 0 | 0 | 0
F13_Industrial_Agriculture_Existing_Space Heating_Natural Gas_Gas Boiler - Maintenance_A_Achievable Technical Potential | F13 | Industrial | Agriculture | Existing | Space Heating | Natural Gas | Gas Boiler - Maintenance | A | Purchases (Incremental) | Achievable Technical Potential | 0 | 0 | 37.9322 | 26.1291 | 17.7764 | 13.6056 | 11.715 | 9.9626 | 8.3876 | 7.0033 | 5.8068 | 4.7862 | 3.9249 | 3.004 | 2.2992 | 1.7598 | 1.3469 | 1.2154 | 0.93477 | 0.79107 | 0.65204 | 0.51756
F14_Industrial_Agriculture_Existing_Space Heating_Natural Gas_Gas Boiler - Maintenance_A_Achievable Technical Potential | F14 | Industrial | Agriculture | Existing | Space Heating | Natural Gas | Gas Boiler - Maintenance | A | Purchases (Cumulative) | Achievable Technical Potential | 0 | 0 | 37.9322 | 64.0613 | 81.8377 | 95.4433 | 107.1583 | 117.121 | 125.5086 | 132.5119 | 138.3187 | 143.105 | 147.0299 | 150.0339 | 152.3332 | 154.0929 | 155.4398 | 156.6552 | 157.5899 | 158.381 | 159.033 | 159.5506
F1_Industrial_Agriculture_Existing_Process_Natural Gas_Gas Boiler - Maintenance_A_Achievable Technical Potential | F1 | Industrial | Agriculture | Existing | Process | Natural Gas | Gas Boiler - Maintenance | A | Original Unit Energy Savings (kWh or therms) | Achievable Technical Potential | 0 | 0 | 1.5559 | 1.5559 | 1.5559 | 1.5559 | 1.5559 | 1.5559 | 1.5559 | 1.5559 | 1.5559 | 1.5559 | 1.5559 | 1.5559 | 1.5559 | 1.5559 | 1.5559 | 1.5559 | 1.5559 | 1.5559 | 1.5559 | 1.5559
F2_Industrial_Agriculture_Existing_Process_Natural Gas_Gas Boiler - Maintenance_A_Achievable Technical Potential | F2 | Industrial | Agriculture | Existing | Process | Natural Gas | Gas Boiler - Maintenance | A | Original Unit Summer Peak Savings (kW) | Achievable Technical Potential | 0 | 0 | 0 | 0 | 0 | 0 | 0 | 0 | 0 | 0 | 0 | 0 | 0 | 0 | 0 | 0 | 0 | 0 | 0 | 0 | 0 | 0
F3_Industrial_Agriculture_Existing_Process_Natural Gas_Gas Boiler - Maintenance_A_Achievable Technical Potential | F3 | Industrial | Agriculture | Existing | Process | Natural Gas | Gas Boiler - Maintenance | A | Original Unit Winter Peak Savings (kW) | Achievable Technical Potential | 0 | 0 | 0 | 0 | 0 | 0 | 0 | 0 | 0 | 0 | 0 | 0 | 0 | 0 | 0 | 0 | 0 | 0 | 0 | 0 | 0 | 0
F4_Industrial_Agriculture_Existing_Process_Natural Gas_Gas Boiler - Maintenance_A_Achievable Technical Potential | F4 | Industrial | Agriculture | Existing | Process | Natural Gas | Gas Boiler - Maintenance | A | Standalone Impact on Baseline Energy (%) | Achievable Technical Potential | 0% | 0% | 0.02236% | 0.03842% | 0.04994% | 0.05927% | 0.06771% | 0.0753% | 0.08211% | 0.08822% | 0.0937% | 0.09864% | 0.1031% | 0.1071% | 0.1106% | 0.1139% | 0.1169% | 0.1199% | 0.1227% | 0.1255% | 0.1282% | 0.1309%
F5_Industrial_Agriculture_Existing_Process_Natural Gas_Gas Boiler - Maintenance_A_Achievable Technical Potential | F5 | Industrial | Agriculture | Existing | Process | Natural Gas | Gas Boiler - Maintenance | A | Standalone Impact on Baseline Summer Peak (%) | Achievable Technical Potential | bar: 2019 to 2040
F6_Industrial_Agriculture_Existing_Process_Natural Gas_Gas Boiler - Maintenance_A_Achievable Technical Potential | F6 | Industrial | Agriculture | Existing | Process | Natural Gas | Gas Boiler - Maintenance | A | Standalone Impact on Baseline Winter Peak (%) | Achievable Technical Potential | bar: 2019 to 2040
F7_Industrial_Agriculture_Existing_Process_Natural Gas_Gas Boiler - Maintenance_A_Achievable Technical Potential | F7 | Industrial | Agriculture | Existing | Process | Natural Gas | Gas Boiler - Maintenance | A | Incremental Energy Savings (MWh or mTherms) | Achievable Technical Potential | 0 | 0 | 0.48819 | 0.33628 | 0.22879 | 0.17511 | 0.15077 | 0.12822 | 0.10795 | 0.090133 | 0.074734 | 0.0616 | 0.050514 | 0.038662 | 0.029591 | 0.022648 | 0.017334 | 0.015642 | 0.012031 | 0.010181 | 0.0083918 | 0.0066611
F8_Industrial_Agriculture_Existing_Process_Natural Gas_Gas Boiler - Maintenance_A_Achievable Technical Potential | F8 | Industrial | Agriculture | Existing | Process | Natural Gas | Gas Boiler - Maintenance | A | Incremental Summer Peak Savings (MW) | Achievable Technical Potential | 0 | 0 | 0 | 0 | 0 | 0 | 0 | 0 | 0 | 0 | 0 | 0 | 0 | 0 | 0 | 0 | 0 | 0 | 0 | 0 | 0 | 0
F9_Industrial_Agriculture_Existing_Process_Natural Gas_Gas Boiler - Maintenance_A_Achievable Technical Potential | F9 | Industrial | Agriculture | Existing | Process | Natural Gas | Gas Boiler - Maintenance | A | Incremental Winter Peak Savings (MW) | Achievable Technical Potential | 0 | 0 | 0 | 0 | 0 | 0 | 0 | 0 | 0 | 0 | 0 | 0 | 0 | 0 | 0 | 0 | 0 | 0 | 0 | 0 | 0 | 0
F10_Industrial_Agriculture_Existing_Process_Natural Gas_Gas Boiler - Maintenance_A_Achievable Technical Potential | F10 | Industrial | Agriculture | Existing | Process | Natural Gas | Gas Boiler - Maintenance | A | Cumulative Energy Savings (MWh or mTherms) | Achievable Technical Potential | 0 | 0 | 0.48819 | 0.82448 | 1.0533 | 1.2284 | 1.3791 | 1.5074 | 1.6153 | 1.7054 | 1.7802 | 1.8418 | 1.8923 | 1.931 | 1.9605 | 1.9832 | 2.0005 | 2.0162 | 2.0282 | 2.0384 | 2.0468 | 2.0534
F11_Industrial_Agriculture_Existing_Process_Natural Gas_Gas Boiler - Maintenance_A_Achievable Technical Potential | F11 | Industrial | Agriculture | Existing | Process | Natural Gas | Gas Boiler - Maintenance | A | Cumulative Summer Peak Savings (MW) | Achievable Technical Potential | 0 | 0 | 0 | 0 | 0 | 0 | 0 | 0 | 0 | 0 | 0 | 0 | 0 | 0 | 0 | 0 | 0 | 0 | 0 | 0 | 0 | 0
F12_Industrial_Agriculture_Existing_Process_Natural Gas_Gas Boiler - Maintenance_A_Achievable Technical Potential | F12 | Industrial | Agriculture | Existing | Process | Natural Gas | Gas Boiler - Maintenance | A | Cumulative Winter Peak Savings (MW) | Achievable Technical Potential | 0 | 0 | 0 | 0 | 0 | 0 | 0 | 0 | 0 | 0 | 0 | 0 | 0 | 0 | 0 | 0 | 0 | 0 | 0 | 0 | 0 | 0
F13_Industrial_Agriculture_Existing_Process_Natural Gas_Gas Boiler - Maintenance_A_Achievable Technical Potential | F13 | Industrial | Agriculture | Existing | Process | Natural Gas | Gas Boiler - Maintenance | A | Purchases (Incremental) | Achievable Technical Potential | 0 | 0 | 313.7737 | 216.1386 | 147.0459 | 112.545 | 96.9063 | 82.4105 | 69.3823 | 57.9309 | 48.0337 | 39.5917 | 32.4669 | 24.8493 | 19.019 | 14.5566 | 11.1412 | 10.0536 | 7.7324 | 6.5437 | 5.3936 | 4.2813
F14_Industrial_Agriculture_Existing_Process_Natural Gas_Gas Boiler - Maintenance_A_Achievable Technical Potential | F14 | Industrial | Agriculture | Existing | Process | Natural Gas | Gas Boiler - Maintenance | A | Purchases (Cumulative) | Achievable Technical Potential | 0 | 0 | 313.7737 | 529.9122 | 676.9582 | 789.5032 | 886.4095 | 968.82 | 1038.2023 | 1096.1332 | 1144.1669 | 1183.7585 | 1216.2254 | 1241.0747 | 1260.0936 | 1274.6502 | 1285.7914 | 1295.8451 | 1303.5775 | 1310.1212 | 1315.5148 | 1319.7961
F1_Industrial_Agriculture_Existing_Space Heating_Natural Gas_Gas Furnace - Maintenance_A_Achievable Technical Potential | F1 | Industrial | Agriculture | Existing | Space Heating | Natural Gas | Gas Furnace - Maintenance | A | Original Unit Energy Savings (kWh or therms) | Achievable Technical Potential | 0 | 0 | 0.0093975 | 0.0093456 | 0.0092937 | 0.0092423 | 0.0091918 | 0.0091426 | 0.0090951 | 0.0090495 | 0.0090061 | 0.0089653 | 0.0089269 | 0.0088907 | 0.0088567 | 0.0088247 | 0.0087946 | 0.0087662 | 0.0087395 | 0.0087144 | 0.0086907 | 0.0086685
F2_Industrial_Agriculture_Existing_Space Heating_Natural Gas_Gas Furnace - Maintenance_A_Achievable Technical Potential | F2 | Industrial | Agriculture | Existing | Space Heating | Natural Gas | Gas Furnace - Maintenance | A | Original Unit Summer Peak Savings (kW) | Achievable Technical Potential | 0 | 0 | 0 | 0 | 0 | 0 | 0 | 0 | 0 | 0 | 0 | 0 | 0 | 0 | 0 | 0 | 0 | 0 | 0 | 0 | 0 | 0
F3_Industrial_Agriculture_Existing_Space Heating_Natural Gas_Gas Furnace - Maintenance_A_Achievable Technical Potential | F3 | Industrial | Agriculture | Existing | Space Heating | Natural Gas | Gas Furnace - Maintenance | A | Original Unit Winter Peak Savings (kW) | Achievable Technical Potential | 0 | 0 | 0 | 0 | 0 | 0 | 0 | 0 | 0 | 0 | 0 | 0 | 0 | 0 | 0 | 0 | 0 | 0 | 0 | 0 | 0 | 0
F4_Industrial_Agriculture_Existing_Space Heating_Natural Gas_Gas Furnace - Maintenance_A_Achievable Technical Potential | F4 | Industrial | Agriculture | Existing | Space Heating | Natural Gas | Gas Furnace - Maintenance | A | Standalone Impact on Baseline Energy (%) | Achievable Technical Potential | 0% | 0% | 6.815e-05% | 0.0001167% | 0.0001513% | 0.0001789% | 0.0002038% | 0.0002259% | 0.0002456% | 0.0002631% | 0.0002787% | 0.0002926% | 0.0003051% | 0.0003161% | 0.0003258% | 0.0003347% | 0.0003428% | 0.0003509% | 0.0003586% | 0.0003661% | 0.0003734% | 0.0003806%
F5_Industrial_Agriculture_Existing_Space Heating_Natural Gas_Gas Furnace - Maintenance_A_Achievable Technical Potential | F5 | Industrial | Agriculture | Existing | Space Heating | Natural Gas | Gas Furnace - Maintenance | A | Standalone Impact on Baseline Summer Peak (%) | Achievable Technical Potential | bar: 2019 to 2040
F6_Industrial_Agriculture_Existing_Space Heating_Natural Gas_Gas Furnace - Maintenance_A_Achievable Technical Potential | F6 | Industrial | Agriculture | Existing | Space Heating | Natural Gas | Gas Furnace - Maintenance | A | Standalone Impact on Baseline Winter Peak (%) | Achievable Technical Potential | bar: 2019 to 2040
F7_Industrial_Agriculture_Existing_Space Heating_Natural Gas_Gas Furnace - Maintenance_A_Achievable Technical Potential | F7 | Industrial | Agriculture | Existing | Space Heating | Natural Gas | Gas Furnace - Maintenance | A | Incremental Energy Savings (MWh or mTherms) | Achievable Technical Potential | 0 | 0 | 0.00072053 | 0.00049358 | 0.00033393 | 0.00025417 | 0.00021766 | 0.00018411 | 0.0001542 | 0.0001281 | 0.00010571 | 8.6734e-05 | 7.0821e-05 | 5.3985e-05 | 4.116e-05 | 3.1389e-05 | 2.3942e-05 | 2.1535e-05 | 1.6513e-05 | 1.3934e-05 | 1.1454e-05 | 9.0685e-06
F8_Industrial_Agriculture_Existing_Space Heating_Natural Gas_Gas Furnace - Maintenance_A_Achievable Technical Potential | F8 | Industrial | Agriculture | Existing | Space Heating | Natural Gas | Gas Furnace - Maintenance | A | Incremental Summer Peak Savings (MW) | Achievable Technical Potential | 0 | 0 | 0 | 0 | 0 | 0 | 0 | 0 | 0 | 0 | 0 | 0 | 0 | 0 | 0 | 0 | 0 | 0 | 0 | 0 | 0 | 0
F9_Industrial_Agriculture_Existing_Space Heating_Natural Gas_Gas Furnace - Maintenance_A_Achievable Technical Potential | F9 | Industrial | Agriculture | Existing | Space Heating | Natural Gas | Gas Furnace - Maintenance | A | Incremental Winter Peak Savings (MW) | Achievable Technical Potential | 0 | 0 | 0 | 0 | 0 | 0 | 0 | 0 | 0 | 0 | 0 | 0 | 0 | 0 | 0 | 0 | 0 | 0 | 0 | 0 | 0 | 0
F10_Industrial_Agriculture_Existing_Space Heating_Natural Gas_Gas Furnace - Maintenance_A_Achievable Technical Potential | F10 | Industrial | Agriculture | Existing | Space Heating | Natural Gas | Gas Furnace - Maintenance | A | Cumulative Energy Savings (MWh or mTherms) | Achievable Technical Potential | 0 | 0 | 0.00072053 | 0.0012101 | 0.0015373 | 0.001783 | 0.0019909 | 0.0021644 | 0.0023073 | 0.0024238 | 0.0025179 | 0.0025933 | 0.002653 | 0.0026962 | 0.0027271 | 0.0027486 | 0.0027631 | 0.0027758 | 0.0027838 | 0.0027898 | 0.0027936 | 0.0027956
F11_Industrial_Agriculture_Existing_Space Heating_Natural Gas_Gas Furnace - Maintenance_A_Achievable Technical Potential | F11 | Industrial | Agriculture | Existing | Space Heating | Natural Gas | Gas Furnace - Maintenance | A | Cumulative Summer Peak Savings (MW) | Achievable Technical Potential | 0 | 0 | 0 | 0 | 0 | 0 | 0 | 0 | 0 | 0 | 0 | 0 | 0 | 0 | 0 | 0 | 0 | 0 | 0 | 0 | 0 | 0
F12_Industrial_Agriculture_Existing_Space Heating_Natural Gas_Gas Furnace - Maintenance_A_Achievable Technical Potential | F12 | Industrial | Agriculture | Existing | Space Heating | Natural Gas | Gas Furnace - Maintenance | A | Cumulative Winter Peak Savings (MW) | Achievable Technical Potential | 0 | 0 | 0 | 0 | 0 | 0 | 0 | 0 | 0 | 0 | 0 | 0 | 0 | 0 | 0 | 0 | 0 | 0 | 0 | 0 | 0 | 0
F13_Industrial_Agriculture_Existing_Space Heating_Natural Gas_Gas Furnace - Maintenance_A_Achievable Technical Potential | F13 | Industrial | Agriculture | Existing | Space Heating | Natural Gas | Gas Furnace - Maintenance | A | Purchases (Incremental) | Achievable Technical Potential | 0 | 0 | 76.6718 | 52.8143 | 35.9313 | 27.5008 | 23.6794 | 20.1373 | 16.9538 | 14.1556 | 11.7372 | 9.6744 | 7.9334 | 6.072 | 4.6474 | 3.557 | 2.7224 | 2.4566 | 1.8894 | 1.599 | 1.318 | 1.0461
F14_Industrial_Agriculture_Existing_Space Heating_Natural Gas_Gas Furnace - Maintenance_A_Achievable Technical Potential | F14 | Industrial | Agriculture | Existing | Space Heating | Natural Gas | Gas Furnace - Maintenance | A | Purchases (Cumulative) | Achievable Technical Potential | 0 | 0 | 76.6718 | 129.4861 | 165.4174 | 192.9182 | 216.5976 | 236.735 | 253.6888 | 267.8445 | 279.5817 | 289.2561 | 297.1895 | 303.2615 | 307.9088 | 311.4658 | 314.1882 | 316.6449 | 318.5343 | 320.1333 | 321.4512 | 322.4974
F1_Industrial_Agriculture_Existing_Space Heating_Natural Gas_Gas Boiler - Hot Water Reset_A_Achievable Technical Potential | F1 | Industrial | Agriculture | Existing | Space Heating | Natural Gas | Gas Boiler - Hot Water Reset | A | Original Unit Energy Savings (kWh or therms) | Achievable Technical Potential | 0 | 0 | 4.2453 | 4.2347 | 4.2243 | 4.2141 | 4.2041 | 4.1945 | 4.1852 | 4.1761 | 4.1675 | 4.1591 | 4.1511 | 4.1435 | 4.1363 | 4.1295 | 4.1231 | 4.1171 | 4.1115 | 4.1063 | 4.1015 | 4.0972
F2_Industrial_Agriculture_Existing_Space Heating_Natural Gas_Gas Boiler - Hot Water Reset_A_Achievable Technical Potential | F2 | Industrial | Agriculture | Existing | Space Heating | Natural Gas | Gas Boiler - Hot Water Reset | A | Original Unit Summer Peak Savings (kW) | Achievable Technical Potential | 0 | 0 | 0 | 0 | 0 | 0 | 0 | 0 | 0 | 0 | 0 | 0 | 0 | 0 | 0 | 0 | 0 | 0 | 0 | 0 | 0 | 0
F3_Industrial_Agriculture_Existing_Space Heating_Natural Gas_Gas Boiler - Hot Water Reset_A_Achievable Technical Potential | F3 | Industrial | Agriculture | Existing | Space Heating | Natural Gas | Gas Boiler - Hot Water Reset | A | Original Unit Winter Peak Savings (kW) | Achievable Technical Potential | 0 | 0 | 0 | 0 | 0 | 0 | 0 | 0 | 0 | 0 | 0 | 0 | 0 | 0 | 0 | 0 | 0 | 0 | 0 | 0 | 0 | 0
F4_Industrial_Agriculture_Existing_Space Heating_Natural Gas_Gas Boiler - Hot Water Reset_A_Achievable Technical Potential | F4 | Industrial | Agriculture | Existing | Space Heating | Natural Gas | Gas Boiler - Hot Water Reset | A | Standalone Impact on Baseline Energy (%) | Achievable Technical Potential | 0% | 0% | 0.007402% | 0.01662% | 0.02803% | 0.04143% | 0.05687% | 0.07508% | 0.09527% | 0.1162% | 0.1364% | 0.1544% | 0.1692% | 0.1801% | 0.1879% | 0.1934% | 0.1977% | 0.2015% | 0.2052% | 0.2088% | 0.2124% | 0.2161%
F5_Industrial_Agriculture_Existing_Space Heating_Natural Gas_Gas Boiler - Hot Water Reset_A_Achievable Technical Potential | F5 | Industrial | Agriculture | Existing | Space Heating | Natural Gas | Gas Boiler - Hot Water Reset | A | Standalone Impact on Baseline Summer Peak (%) | Achievable Technical Potential | bar: 2019 to 2040
F6_Industrial_Agriculture_Existing_Space Heating_Natural Gas_Gas Boiler - Hot Water Reset_A_Achievable Technical Potential | F6 | Industrial | Agriculture | Existing | Space Heating | Natural Gas | Gas Boiler - Hot Water Reset | A | Standalone Impact on Baseline Winter Peak (%) | Achievable Technical Potential | bar: 2019 to 2040
F7_Industrial_Agriculture_Existing_Space Heating_Natural Gas_Gas Boiler - Hot Water Reset_A_Achievable Technical Potential | F7 | Industrial | Agriculture | Existing | Space Heating | Natural Gas | Gas Boiler - Hot Water Reset | A | Incremental Energy Savings (MWh or mTherms) | Achievable Technical Potential | 0 | 0 | 0.078261 | 0.094198 | 0.113 | 0.12861 | 0.14382 | 0.16487 | 0.17735 | 0.17767 | 0.1642 | 0.13844 | 0.10508 | 0.068219 | 0.03886 | 0.018358 | 0.0076209 | 0.0027195 | 0.00083366 | 0.00017834 | 2.8776e-05 | 3.3909e-06
F8_Industrial_Agriculture_Existing_Space Heating_Natural Gas_Gas Boiler - Hot Water Reset_A_Achievable Technical Potential | F8 | Industrial | Agriculture | Existing | Space Heating | Natural Gas | Gas Boiler - Hot Water Reset | A | Incremental Summer Peak Savings (MW) | Achievable Technical Potential | 0 | 0 | 0 | 0 | 0 | 0 | 0 | 0 | 0 | 0 | 0 | 0 | 0 | 0 | 0 | 0 | 0 | 0 | 0 | 0 | 0 | 0
F9_Industrial_Agriculture_Existing_Space Heating_Natural Gas_Gas Boiler - Hot Water Reset_A_Achievable Technical Potential | F9 | Industrial | Agriculture | Existing | Space Heating | Natural Gas | Gas Boiler - Hot Water Reset | A | Incremental Winter Peak Savings (MW) | Achievable Technical Potential | 0 | 0 | 0 | 0 | 0 | 0 | 0 | 0 | 0 | 0 | 0 | 0 | 0 | 0 | 0 | 0 | 0 | 0 | 0 | 0 | 0 | 0
F10_Industrial_Agriculture_Existing_Space Heating_Natural Gas_Gas Boiler - Hot Water Reset_A_Achievable Technical Potential | F10 | Industrial | Agriculture | Existing | Space Heating | Natural Gas | Gas Boiler - Hot Water Reset | A | Cumulative Energy Savings (MWh or mTherms) | Achievable Technical Potential | 0 | 0 | 0.078261 | 0.17226 | 0.28484 | 0.41276 | 0.55562 | 0.71921 | 0.89496 | 1.0707 | 1.2327 | 1.3687 | 1.4711 | 1.5366 | 1.5728 | 1.5886 | 1.5937 | 1.5941 | 1.5928 | 1.591 | 1.5891 | 1.5875
F11_Industrial_Agriculture_Existing_Space Heating_Natural Gas_Gas Boiler - Hot Water Reset_A_Achievable Technical Potential | F11 | Industrial | Agriculture | Existing | Space Heating | Natural Gas | Gas Boiler - Hot Water Reset | A | Cumulative Summer Peak Savings (MW) | Achievable Technical Potential | 0 | 0 | 0 | 0 | 0 | 0 | 0 | 0 | 0 | 0 | 0 | 0 | 0 | 0 | 0 | 0 | 0 | 0 | 0 | 0 | 0 | 0
F12_Industrial_Agriculture_Existing_Space Heating_Natural Gas_Gas Boiler - Hot Water Reset_A_Achievable Technical Potential | F12 | Industrial | Agriculture | Existing | Space Heating | Natural Gas | Gas Boiler - Hot Water Reset | A | Cumulative Winter Peak Savings (MW) | Achievable Technical Potential | 0 | 0 | 0 | 0 | 0 | 0 | 0 | 0 | 0 | 0 | 0 | 0 | 0 | 0 | 0 | 0 | 0 | 0 | 0 | 0 | 0 | 0
F13_Industrial_Agriculture_Existing_Space Heating_Natural Gas_Gas Boiler - Hot Water Reset_A_Achievable Technical Potential | F13 | Industrial | Agriculture | Existing | Space Heating | Natural Gas | Gas Boiler - Hot Water Reset | A | Purchases (Incremental) | Achievable Technical Potential | 0 | 0 | 18.4346 | 22.2445 | 26.7514 | 30.5187 | 34.2103 | 39.3064 | 42.3762 | 42.5439 | 39.4013 | 33.2848 | 25.3131 | 16.4639 | 9.3949 | 4.4455 | 1.8483 | 0.66054 | 0.20276 | 0.043432 | 0.0070159 | 0.00082762
F14_Industrial_Agriculture_Existing_Space Heating_Natural Gas_Gas Boiler - Hot Water Reset_A_Achievable Technical Potential | F14 | Industrial | Agriculture | Existing | Space Heating | Natural Gas | Gas Boiler - Hot Water Reset | A | Purchases (Cumulative) | Achievable Technical Potential | 0 | 0 | 18.4346 | 40.679 | 67.4304 | 97.9491 | 132.1594 | 171.4658 | 213.842 | 256.386 | 295.7873 | 329.0721 | 354.3852 | 370.8491 | 380.244 | 384.6894 | 386.5378 | 387.1983 | 387.4011 | 387.4445 | 387.4515 | 387.4524
F1_Industrial_Agriculture_Existing_Process_Natural Gas_Gas Boiler - Hot Water Reset_A_Achievable Technical Potential | F1 | Industrial | Agriculture | Existing | Process | Natural Gas | Gas Boiler - Hot Water Reset | A | Original Unit Energy Savings (kWh or therms) | Achievable Technical Potential | 0 | 0 | 2.8289 | 2.8289 | 2.8289 | 2.8289 | 2.8289 | 2.8289 | 2.8289 | 2.8289 | 2.8289 | 2.8289 | 2.8289 | 2.8289 | 2.8289 | 2.8289 | 2.8289 | 2.8289 | 2.8289 | 2.8289 | 2.8289 | 2.8289
F2_Industrial_Agriculture_Existing_Process_Natural Gas_Gas Boiler - Hot Water Reset_A_Achievable Technical Potential | F2 | Industrial | Agriculture | Existing | Process | Natural Gas | Gas Boiler - Hot Water Reset | A | Original Unit Summer Peak Savings (kW) | Achievable Technical Potential | 0 | 0 | 0 | 0 | 0 | 0 | 0 | 0 | 0 | 0 | 0 | 0 | 0 | 0 | 0 | 0 | 0 | 0 | 0 | 0 | 0 | 0
F3_Industrial_Agriculture_Existing_Process_Natural Gas_Gas Boiler - Hot Water Reset_A_Achievable Technical Potential | F3 | Industrial | Agriculture | Existing | Process | Natural Gas | Gas Boiler - Hot Water Reset | A | Original Unit Winter Peak Savings (kW) | Achievable Technical Potential | 0 | 0 | 0 | 0 | 0 | 0 | 0 | 0 | 0 | 0 | 0 | 0 | 0 | 0 | 0 | 0 | 0 | 0 | 0 | 0 | 0 | 0
F4_Industrial_Agriculture_Existing_Process_Natural Gas_Gas Boiler - Hot Water Reset_A_Achievable Technical Potential | F4 | Industrial | Agriculture | Existing | Process | Natural Gas | Gas Boiler - Hot Water Reset | A | Standalone Impact on Baseline Energy (%) | Achievable Technical Potential | 0% | 0% | 0.01976% | 0.04436% | 0.07482% | 0.1106% | 0.1518% | 0.2004% | 0.2544% | 0.3103% | 0.3643% | 0.4124% | 0.4519% | 0.4812% | 0.5021% | 0.5168% | 0.5284% | 0.5386% | 0.5484% | 0.558% | 0.5678% | 0.5778%
F5_Industrial_Agriculture_Existing_Process_Natural Gas_Gas Boiler - Hot Water Reset_A_Achievable Technical Potential | F5 | Industrial | Agriculture | Existing | Process | Natural Gas | Gas Boiler - Hot Water Reset | A | Standalone Impact on Baseline Summer Peak (%) | Achievable Technical Potential | bar: 2019 to 2040
F6_Industrial_Agriculture_Existing_Process_Natural Gas_Gas Boiler - Hot Water Reset_A_Achievable Technical Potential | F6 | Industrial | Agriculture | Existing | Process | Natural Gas | Gas Boiler - Hot Water Reset | A | Standalone Impact on Baseline Winter Peak (%) | Achievable Technical Potential | bar: 2019 to 2040
F7_Industrial_Agriculture_Existing_Process_Natural Gas_Gas Boiler - Hot Water Reset_A_Achievable Technical Potential | F7 | Industrial | Agriculture | Existing | Process | Natural Gas | Gas Boiler - Hot Water Reset | A | Incremental Energy Savings (MWh or mTherms) | Achievable Technical Potential | 0 | 0 | 0.43137 | 0.52053 | 0.62599 | 0.71415 | 0.80053 | 0.91978 | 0.99162 | 0.99554 | 0.922 | 0.77887 | 0.59233 | 0.38526 | 0.21984 | 0.10403 | 0.043252 | 0.015457 | 0.0047448 | 0.0010163 | 0.00016417 | 1.9367e-05
F8_Industrial_Agriculture_Existing_Process_Natural Gas_Gas Boiler - Hot Water Reset_A_Achievable Technical Potential | F8 | Industrial | Agriculture | Existing | Process | Natural Gas | Gas Boiler - Hot Water Reset | A | Incremental Summer Peak Savings (MW) | Achievable Technical Potential | 0 | 0 | 0 | 0 | 0 | 0 | 0 | 0 | 0 | 0 | 0 | 0 | 0 | 0 | 0 | 0 | 0 | 0 | 0 | 0 | 0 | 0
F9_Industrial_Agriculture_Existing_Process_Natural Gas_Gas Boiler - Hot Water Reset_A_Achievable Technical Potential | F9 | Industrial | Agriculture | Existing | Process | Natural Gas | Gas Boiler - Hot Water Reset | A | Incremental Winter Peak Savings (MW) | Achievable Technical Potential | 0 | 0 | 0 | 0 | 0 | 0 | 0 | 0 | 0 | 0 | 0 | 0 | 0 | 0 | 0 | 0 | 0 | 0 | 0 | 0 | 0 | 0
F10_Industrial_Agriculture_Existing_Process_Natural Gas_Gas Boiler - Hot Water Reset_A_Achievable Technical Potential | F10 | Industrial | Agriculture | Existing | Process | Natural Gas | Gas Boiler - Hot Water Reset | A | Cumulative Energy Savings (MWh or mTherms) | Achievable Technical Potential | 0 | 0 | 0.43137 | 0.9519 | 1.5779 | 2.292 | 3.0926 | 4.0123 | 5.004 | 5.9995 | 6.9215 | 7.7004 | 8.2927 | 8.678 | 8.8978 | 9.0018 | 9.0451 | 9.0605 | 9.0653 | 9.0663 | 9.0665 | 9.0665
F11_Industrial_Agriculture_Existing_Process_Natural Gas_Gas Boiler - Hot Water Reset_A_Achievable Technical Potential | F11 | Industrial | Agriculture | Existing | Process | Natural Gas | Gas Boiler - Hot Water Reset | A | Cumulative Summer Peak Savings (MW) | Achievable Technical Potential | 0 | 0 | 0 | 0 | 0 | 0 | 0 | 0 | 0 | 0 | 0 | 0 | 0 | 0 | 0 | 0 | 0 | 0 | 0 | 0 | 0 | 0
F12_Industrial_Agriculture_Existing_Process_Natural Gas_Gas Boiler - Hot Water Reset_A_Achievable Technical Potential | F12 | Industrial | Agriculture | Existing | Process | Natural Gas | Gas Boiler - Hot Water Reset | A | Cumulative Winter Peak Savings (MW) | Achievable Technical Potential | 0 | 0 | 0 | 0 | 0 | 0 | 0 | 0 | 0 | 0 | 0 | 0 | 0 | 0 | 0 | 0 | 0 | 0 | 0 | 0 | 0 | 0
F13_Industrial_Agriculture_Existing_Process_Natural Gas_Gas Boiler - Hot Water Reset_A_Achievable Technical Potential | F13 | Industrial | Agriculture | Existing | Process | Natural Gas | Gas Boiler - Hot Water Reset | A | Purchases (Incremental) | Achievable Technical Potential | 0 | 0 | 152.49 | 184.0052 | 221.2864 | 252.4497 | 282.9861 | 325.1406 | 350.5345 | 351.9217 | 325.926 | 275.3306 | 209.389 | 136.1888 | 77.714 | 36.7727 | 15.2894 | 5.4639 | 1.6773 | 0.35926 | 0.058035 | 0.0068461
F14_Industrial_Agriculture_Existing_Process_Natural Gas_Gas Boiler - Hot Water Reset_A_Achievable Technical Potential | F14 | Industrial | Agriculture | Existing | Process | Natural Gas | Gas Boiler - Hot Water Reset | A | Purchases (Cumulative) | Achievable Technical Potential | 0 | 0 | 152.49 | 336.4953 | 557.7816 | 810.2313 | 1093.2174 | 1418.358 | 1768.8925 | 2120.8143 | 2446.7403 | 2722.0709 | 2931.4599 | 3067.6487 | 3145.3626 | 3182.1353 | 3197.4248 | 3202.8887 | 3204.566 | 3204.9252 | 3204.9833 | 3204.9901
F1_Industrial_Agriculture_Existing_Space Heating_Natural Gas_Steam Trap Maintenance_A_Achievable Technical Potential | F1 | Industrial | Agriculture | Existing | Space Heating | Natural Gas | Steam Trap Maintenance | A | Original Unit Energy Savings (kWh or therms) | Achievable Technical Potential | 0 | 0 | 1.4998 | 1.496 | 1.4923 | 1.4887 | 1.4852 | 1.4818 | 1.4785 | 1.4753 | 1.4723 | 1.4693 | 1.4665 | 1.4638 | 1.4613 | 1.4589 | 1.4566 | 1.4545 | 1.4525 | 1.4507 | 1.449 | 1.4475
F2_Industrial_Agriculture_Existing_Space Heating_Natural Gas_Steam Trap Maintenance_A_Achievable Technical Potential | F2 | Industrial | Agriculture | Existing | Space Heating | Natural Gas | Steam Trap Maintenance | A | Original Unit Summer Peak Savings (kW) | Achievable Technical Potential | 0 | 0 | 0 | 0 | 0 | 0 | 0 | 0 | 0 | 0 | 0 | 0 | 0 | 0 | 0 | 0 | 0 | 0 | 0 | 0 | 0 | 0
F3_Industrial_Agriculture_Existing_Space Heating_Natural Gas_Steam Trap Maintenance_A_Achievable Technical Potential | F3 | Industrial | Agriculture | Existing | Space Heating | Natural Gas | Steam Trap Maintenance | A | Original Unit Winter Peak Savings (kW) | Achievable Technical Potential | 0 | 0 | 0 | 0 | 0 | 0 | 0 | 0 | 0 | 0 | 0 | 0 | 0 | 0 | 0 | 0 | 0 | 0 | 0 | 0 | 0 | 0
F4_Industrial_Agriculture_Existing_Space Heating_Natural Gas_Steam Trap Maintenance_A_Achievable Technical Potential | F4 | Industrial | Agriculture | Existing | Space Heating | Natural Gas | Steam Trap Maintenance | A | Standalone Impact on Baseline Energy (%) | Achievable Technical Potential | 0% | 0% | 0.00146% | 0.002944% | 0.004455% | 0.005992% | 0.007556% | 0.009147% | 0.01077% | 0.01241% | 0.01409% | 0.01579% | 0.01753% | 0.01929% | 0.02108% | 0.02291% | 0.02477% | 0.02665% | 0.02858% | 0.03053% | 0.03252% | 0.03455%
F5_Industrial_Agriculture_Existing_Space Heating_Natural Gas_Steam Trap Maintenance_A_Achievable Technical Potential | F5 | Industrial | Agriculture | Existing | Space Heating | Natural Gas | Steam Trap Maintenance | A | Standalone Impact on Baseline Summer Peak (%) | Achievable Technical Potential | bar: 2019 to 2040
F6_Industrial_Agriculture_Existing_Space Heating_Natural Gas_Steam Trap Maintenance_A_Achievable Technical Potential | F6 | Industrial | Agriculture | Existing | Space Heating | Natural Gas | Steam Trap Maintenance | A | Standalone Impact on Baseline Winter Peak (%) | Achievable Technical Potential | bar: 2019 to 2040
F7_Industrial_Agriculture_Existing_Space Heating_Natural Gas_Steam Trap Maintenance_A_Achievable Technical Potential | F7 | Industrial | Agriculture | Existing | Space Heating | Natural Gas | Steam Trap Maintenance | A | Incremental Energy Savings (MWh or mTherms) | Achievable Technical Potential | 0 | 0 | 0.015431 | 0.015127 | 0.01483 | 0.014539 | 0.014255 | 0.013977 | 0.013705 | 0.01344 | 0.013181 | 0.012928 | 0.01268 | 0.012439 | 0.012203 | 0.011973 | 0.011748 | 0.011529 | 0.011315 | 0.011106 | 0.010901 | 0.010702
F8_Industrial_Agriculture_Existing_Space Heating_Natural Gas_Steam Trap Maintenance_A_Achievable Technical Potential | F8 | Industrial | Agriculture | Existing | Space Heating | Natural Gas | Steam Trap Maintenance | A | Incremental Summer Peak Savings (MW) | Achievable Technical Potential | 0 | 0 | 0 | 0 | 0 | 0 | 0 | 0 | 0 | 0 | 0 | 0 | 0 | 0 | 0 | 0 | 0 | 0 | 0 | 0 | 0 | 0
F9_Industrial_Agriculture_Existing_Space Heating_Natural Gas_Steam Trap Maintenance_A_Achievable Technical Potential | F9 | Industrial | Agriculture | Existing | Space Heating | Natural Gas | Steam Trap Maintenance | A | Incremental Winter Peak Savings (MW) | Achievable Technical Potential | 0 | 0 | 0 | 0 | 0 | 0 | 0 | 0 | 0 | 0 | 0 | 0 | 0 | 0 | 0 | 0 | 0 | 0 | 0 | 0 | 0 | 0
F10_Industrial_Agriculture_Existing_Space Heating_Natural Gas_Steam Trap Maintenance_A_Achievable Technical Potential | F10 | Industrial | Agriculture | Existing | Space Heating | Natural Gas | Steam Trap Maintenance | A | Cumulative Energy Savings (MWh or mTherms) | Achievable Technical Potential | 0 | 0 | 0.015431 | 0.03052 | 0.045275 | 0.059704 | 0.073819 | 0.087626 | 0.10114 | 0.11436 | 0.1273 | 0.13997 | 0.15239 | 0.16455 | 0.17646 | 0.18814 | 0.1996 | 0.21084 | 0.22186 | 0.23269 | 0.24332 | 0.25377
F11_Industrial_Agriculture_Existing_Space Heating_Natural Gas_Steam Trap Maintenance_A_Achievable Technical Potential | F11 | Industrial | Agriculture | Existing | Space Heating | Natural Gas | Steam Trap Maintenance | A | Cumulative Summer Peak Savings (MW) | Achievable Technical Potential | 0 | 0 | 0 | 0 | 0 | 0 | 0 | 0 | 0 | 0 | 0 | 0 | 0 | 0 | 0 | 0 | 0 | 0 | 0 | 0 | 0 | 0
F12_Industrial_Agriculture_Existing_Space Heating_Natural Gas_Steam Trap Maintenance_A_Achievable Technical Potential | F12 | Industrial | Agriculture | Existing | Space Heating | Natural Gas | Steam Trap Maintenance | A | Cumulative Winter Peak Savings (MW) | Achievable Technical Potential | 0 | 0 | 0 | 0 | 0 | 0 | 0 | 0 | 0 | 0 | 0 | 0 | 0 | 0 | 0 | 0 | 0 | 0 | 0 | 0 | 0 | 0
F13_Industrial_Agriculture_Existing_Space Heating_Natural Gas_Steam Trap Maintenance_A_Achievable Technical Potential | F13 | Industrial | Agriculture | Existing | Space Heating | Natural Gas | Steam Trap Maintenance | A | Purchases (Incremental) | Achievable Technical Potential | 0 | 0 | 10.2891 | 10.1117 | 9.9373 | 9.766 | 9.5976 | 9.4321 | 9.2695 | 9.1097 | 8.9526 | 8.7983 | 8.6466 | 8.4975 | 8.351 | 8.207 | 8.0655 | 7.9265 | 7.7898 | 7.6555 | 7.5235 | 7.3938
F14_Industrial_Agriculture_Existing_Space Heating_Natural Gas_Steam Trap Maintenance_A_Achievable Technical Potential | F14 | Industrial | Agriculture | Existing | Space Heating | Natural Gas | Steam Trap Maintenance | A | Purchases (Cumulative) | Achievable Technical Potential | 0 | 0 | 10.2891 | 20.4007 | 30.3381 | 40.104 | 49.7017 | 59.1338 | 68.4033 | 77.513 | 86.4656 | 95.2639 | 103.9105 | 112.408 | 120.759 | 128.966 | 137.0315 | 144.958 | 152.7477 | 160.4032 | 167.9267 | 175.3205
F1_Industrial_Agriculture_Existing_Process_Natural Gas_Steam Trap Maintenance_A_Achievable Technical Potential | F1 | Industrial | Agriculture | Existing | Process | Natural Gas | Steam Trap Maintenance | A | Original Unit Energy Savings (kWh or therms) | Achievable Technical Potential | 0 | 0 | 1.9988 | 1.9988 | 1.9988 | 1.9988 | 1.9988 | 1.9988 | 1.9988 | 1.9988 | 1.9988 | 1.9988 | 1.9988 | 1.9988 | 1.9988 | 1.9988 | 1.9988 | 1.9988 | 1.9988 | 1.9988 | 1.9988 | 1.9988
F2_Industrial_Agriculture_Existing_Process_Natural Gas_Steam Trap Maintenance_A_Achievable Technical Potential | F2 | Industrial | Agriculture | Existing | Process | Natural Gas | Steam Trap Maintenance | A | Original Unit Summer Peak Savings (kW) | Achievable Technical Potential | 0 | 0 | 0 | 0 | 0 | 0 | 0 | 0 | 0 | 0 | 0 | 0 | 0 | 0 | 0 | 0 | 0 | 0 | 0 | 0 | 0 | 0
F3_Industrial_Agriculture_Existing_Process_Natural Gas_Steam Trap Maintenance_A_Achievable Technical Potential | F3 | Industrial | Agriculture | Existing | Process | Natural Gas | Steam Trap Maintenance | A | Original Unit Winter Peak Savings (kW) | Achievable Technical Potential | 0 | 0 | 0 | 0 | 0 | 0 | 0 | 0 | 0 | 0 | 0 | 0 | 0 | 0 | 0 | 0 | 0 | 0 | 0 | 0 | 0 | 0
F4_Industrial_Agriculture_Existing_Process_Natural Gas_Steam Trap Maintenance_A_Achievable Technical Potential | F4 | Industrial | Agriculture | Existing | Process | Natural Gas | Steam Trap Maintenance | A | Standalone Impact on Baseline Energy (%) | Achievable Technical Potential | 0% | 0% | 0.007791% | 0.01572% | 0.02378% | 0.03199% | 0.04034% | 0.04884% | 0.05749% | 0.06629% | 0.07524% | 0.08436% | 0.09363% | 0.1031% | 0.1127% | 0.1224% | 0.1324% | 0.1425% | 0.1528% | 0.1632% | 0.1739% | 0.1847%
F5_Industrial_Agriculture_Existing_Process_Natural Gas_Steam Trap Maintenance_A_Achievable Technical Potential | F5 | Industrial | Agriculture | Existing | Process | Natural Gas | Steam Trap Maintenance | A | Standalone Impact on Baseline Summer Peak (%) | Achievable Technical Potential | bar: 2019 to 2040
F6_Industrial_Agriculture_Existing_Process_Natural Gas_Steam Trap Maintenance_A_Achievable Technical Potential | F6 | Industrial | Agriculture | Existing | Process | Natural Gas | Steam Trap Maintenance | A | Standalone Impact on Baseline Winter Peak (%) | Achievable Technical Potential | bar: 2019 to 2040
F7_Industrial_Agriculture_Existing_Process_Natural Gas_Steam Trap Maintenance_A_Achievable Technical Potential | F7 | Industrial | Agriculture | Existing | Process | Natural Gas | Steam Trap Maintenance | A | Incremental Energy Savings (MWh or mTherms) | Achievable Technical Potential | 0 | 0 | 0.17012 | 0.16718 | 0.1643 | 0.16147 | 0.15868 | 0.15595 | 0.15326 | 0.15062 | 0.14802 | 0.14547 | 0.14296 | 0.14049 | 0.13807 | 0.13569 | 0.13335 | 0.13105 | 0.12879 | 0.12657 | 0.12439 | 0.12225
F8_Industrial_Agriculture_Existing_Process_Natural Gas_Steam Trap Maintenance_A_Achievable Technical Potential | F8 | Industrial | Agriculture | Existing | Process | Natural Gas | Steam Trap Maintenance | A | Incremental Summer Peak Savings (MW) | Achievable Technical Potential | 0 | 0 | 0 | 0 | 0 | 0 | 0 | 0 | 0 | 0 | 0 | 0 | 0 | 0 | 0 | 0 | 0 | 0 | 0 | 0 | 0 | 0
F9_Industrial_Agriculture_Existing_Process_Natural Gas_Steam Trap Maintenance_A_Achievable Technical Potential | F9 | Industrial | Agriculture | Existing | Process | Natural Gas | Steam Trap Maintenance | A | Incremental Winter Peak Savings (MW) | Achievable Technical Potential | 0 | 0 | 0 | 0 | 0 | 0 | 0 | 0 | 0 | 0 | 0 | 0 | 0 | 0 | 0 | 0 | 0 | 0 | 0 | 0 | 0 | 0
F10_Industrial_Agriculture_Existing_Process_Natural Gas_Steam Trap Maintenance_A_Achievable Technical Potential | F10 | Industrial | Agriculture | Existing | Process | Natural Gas | Steam Trap Maintenance | A | Cumulative Energy Savings (MWh or mTherms) | Achievable Technical Potential | 0 | 0 | 0.17012 | 0.3373 | 0.5016 | 0.66307 | 0.82175 | 0.9777 | 1.131 | 1.2816 | 1.4296 | 1.5751 | 1.718 | 1.8585 | 1.9966 | 2.1323 | 2.2656 | 2.3967 | 2.5255 | 2.652 | 2.7764 | 2.8987
F11_Industrial_Agriculture_Existing_Process_Natural Gas_Steam Trap Maintenance_A_Achievable Technical Potential | F11 | Industrial | Agriculture | Existing | Process | Natural Gas | Steam Trap Maintenance | A | Cumulative Summer Peak Savings (MW) | Achievable Technical Potential | 0 | 0 | 0 | 0 | 0 | 0 | 0 | 0 | 0 | 0 | 0 | 0 | 0 | 0 | 0 | 0 | 0 | 0 | 0 | 0 | 0 | 0
F12_Industrial_Agriculture_Existing_Process_Natural Gas_Steam Trap Maintenance_A_Achievable Technical Potential | F12 | Industrial | Agriculture | Existing | Process | Natural Gas | Steam Trap Maintenance | A | Cumulative Winter Peak Savings (MW) | Achievable Technical Potential | 0 | 0 | 0 | 0 | 0 | 0 | 0 | 0 | 0 | 0 | 0 | 0 | 0 | 0 | 0 | 0 | 0 | 0 | 0 | 0 | 0 | 0
F13_Industrial_Agriculture_Existing_Process_Natural Gas_Steam Trap Maintenance_A_Achievable Technical Potential | F13 | Industrial | Agriculture | Existing | Process | Natural Gas | Steam Trap Maintenance | A | Purchases (Incremental) | Achievable Technical Potential | 0 | 0 | 85.1107 | 83.6433 | 82.2012 | 80.7839 | 79.3911 | 78.0223 | 76.677 | 75.355 | 74.0558 | 72.779 | 71.5242 | 70.291 | 69.0791 | 67.8881 | 66.7176 | 65.5673 | 64.4368 | 63.3258 | 62.234 | 61.161
F14_Industrial_Agriculture_Existing_Process_Natural Gas_Steam Trap Maintenance_A_Achievable Technical Potential | F14 | Industrial | Agriculture | Existing | Process | Natural Gas | Steam Trap Maintenance | A | Purchases (Cumulative) | Achievable Technical Potential | 0 | 0 | 85.1107 | 168.754 | 250.9551 | 331.739 | 411.1301 | 489.1523 | 565.8294 | 641.1844 | 715.2402 | 788.0192 | 859.5433 | 929.8343 | 998.9134 | 1066.8015 | 1133.519 | 1199.0863 | 1263.5231 | 1326.8489 | 1389.0829 | 1450.2439
F1_Industrial_Agriculture_Existing_Space Heating_Natural Gas_Gas Boiler - High Turndown_A_Achievable Technical Potential | F1 | Industrial | Agriculture | Existing | Space Heating | Natural Gas | Gas Boiler - High Turndown | A | Original Unit Energy Savings (kWh or therms) | Achievable Technical Potential | 0 | 0 | 1.592 | 1.588 | 1.5841 | 1.5803 | 1.5766 | 1.5729 | 1.5694 | 1.5661 | 1.5628 | 1.5597 | 1.5567 | 1.5538 | 1.5511 | 1.5486 | 1.5462 | 1.5439 | 1.5418 | 1.5399 | 1.5381 | 1.5364
F2_Industrial_Agriculture_Existing_Space Heating_Natural Gas_Gas Boiler - High Turndown_A_Achievable Technical Potential | F2 | Industrial | Agriculture | Existing | Space Heating | Natural Gas | Gas Boiler - High Turndown | A | Original Unit Summer Peak Savings (kW) | Achievable Technical Potential | 0 | 0 | 0 | 0 | 0 | 0 | 0 | 0 | 0 | 0 | 0 | 0 | 0 | 0 | 0 | 0 | 0 | 0 | 0 | 0 | 0 | 0
F3_Industrial_Agriculture_Existing_Space Heating_Natural Gas_Gas Boiler - High Turndown_A_Achievable Technical Potential | F3 | Industrial | Agriculture | Existing | Space Heating | Natural Gas | Gas Boiler - High Turndown | A | Original Unit Winter Peak Savings (kW) | Achievable Technical Potential | 0 | 0 | 0 | 0 | 0 | 0 | 0 | 0 | 0 | 0 | 0 | 0 | 0 | 0 | 0 | 0 | 0 | 0 | 0 | 0 | 0 | 0
F4_Industrial_Agriculture_Existing_Space Heating_Natural Gas_Gas Boiler - High Turndown_A_Achievable Technical Potential | F4 | Industrial | Agriculture | Existing | Space Heating | Natural Gas | Gas Boiler - High Turndown | A | Standalone Impact on Baseline Energy (%) | Achievable Technical Potential | 0% | 0% | 0.004236% | 0.008546% | 0.01293% | 0.01739% | 0.02193% | 0.02613% | 0.02963% | 0.03259% | 0.03511% | 0.03728% | 0.03918% | 0.04086% | 0.04237% | 0.04375% | 0.04502% | 0.04621% | 0.04702% | 0.04785% | 0.04868% | 0.04954%
F5_Industrial_Agriculture_Existing_Space Heating_Natural Gas_Gas Boiler - High Turndown_A_Achievable Technical Potential | F5 | Industrial | Agriculture | Existing | Space Heating | Natural Gas | Gas Boiler - High Turndown | A | Standalone Impact on Baseline Summer Peak (%) | Achievable Technical Potential | bar: 2019 to 2040
F6_Industrial_Agriculture_Existing_Space Heating_Natural Gas_Gas Boiler - High Turndown_A_Achievable Technical Potential | F6 | Industrial | Agriculture | Existing | Space Heating | Natural Gas | Gas Boiler - High Turndown | A | Standalone Impact on Baseline Winter Peak (%) | Achievable Technical Potential | bar: 2019 to 2040
F7_Industrial_Agriculture_Existing_Space Heating_Natural Gas_Gas Boiler - High Turndown_A_Achievable Technical Potential | F7 | Industrial | Agriculture | Existing | Space Heating | Natural Gas | Gas Boiler - High Turndown | A | Incremental Energy Savings (MWh or mTherms) | Achievable Technical Potential | 0 | 0 | 0.04479 | 0.043907 | 0.043043 | 0.042199 | 0.041374 | 0.036511 | 0.028641 | 0.022469 | 0.017629 | 0.013832 | 0.010854 | 0.0085179 | 0.0066852 | 0.0052473 | 0.004119 | 0.0032337 | 2.1646e-05 | 7.588e-06 | 2.5393e-06 | 8.1289e-07
F8_Industrial_Agriculture_Existing_Space Heating_Natural Gas_Gas Boiler - High Turndown_A_Achievable Technical Potential | F8 | Industrial | Agriculture | Existing | Space Heating | Natural Gas | Gas Boiler - High Turndown | A | Incremental Summer Peak Savings (MW) | Achievable Technical Potential | 0 | 0 | 0 | 0 | 0 | 0 | 0 | 0 | 0 | 0 | 0 | 0 | 0 | 0 | 0 | 0 | 0 | 0 | 0 | 0 | 0 | 0
F9_Industrial_Agriculture_Existing_Space Heating_Natural Gas_Gas Boiler - High Turndown_A_Achievable Technical Potential | F9 | Industrial | Agriculture | Existing | Space Heating | Natural Gas | Gas Boiler - High Turndown | A | Incremental Winter Peak Savings (MW) | Achievable Technical Potential | 0 | 0 | 0 | 0 | 0 | 0 | 0 | 0 | 0 | 0 | 0 | 0 | 0 | 0 | 0 | 0 | 0 | 0 | 0 | 0 | 0 | 0
F10_Industrial_Agriculture_Existing_Space Heating_Natural Gas_Gas Boiler - High Turndown_A_Achievable Technical Potential | F10 | Industrial | Agriculture | Existing | Space Heating | Natural Gas | Gas Boiler - High Turndown | A | Cumulative Energy Savings (MWh or mTherms) | Achievable Technical Potential | 0 | 0 | 0.04479 | 0.088584 | 0.13141 | 0.17329 | 0.21426 | 0.25028 | 0.27836 | 0.30023 | 0.31723 | 0.33043 | 0.34065 | 0.34855 | 0.35462 | 0.35929 | 0.36285 | 0.36555 | 0.36508 | 0.36462 | 0.3642 | 0.36382
F11_Industrial_Agriculture_Existing_Space Heating_Natural Gas_Gas Boiler - High Turndown_A_Achievable Technical Potential | F11 | Industrial | Agriculture | Existing | Space Heating | Natural Gas | Gas Boiler - High Turndown | A | Cumulative Summer Peak Savings (MW) | Achievable Technical Potential | 0 | 0 | 0 | 0 | 0 | 0 | 0 | 0 | 0 | 0 | 0 | 0 | 0 | 0 | 0 | 0 | 0 | 0 | 0 | 0 | 0 | 0
F12_Industrial_Agriculture_Existing_Space Heating_Natural Gas_Gas Boiler - High Turndown_A_Achievable Technical Potential | F12 | Industrial | Agriculture | Existing | Space Heating | Natural Gas | Gas Boiler - High Turndown | A | Cumulative Winter Peak Savings (MW) | Achievable Technical Potential | 0 | 0 | 0 | 0 | 0 | 0 | 0 | 0 | 0 | 0 | 0 | 0 | 0 | 0 | 0 | 0 | 0 | 0 | 0 | 0 | 0 | 0
F13_Industrial_Agriculture_Existing_Space Heating_Natural Gas_Gas Boiler - High Turndown_A_Achievable Technical Potential | F13 | Industrial | Agriculture | Existing | Space Heating | Natural Gas | Gas Boiler - High Turndown | A | Purchases (Incremental) | Achievable Technical Potential | 0 | 0 | 28.1341 | 27.649 | 27.1723 | 26.7038 | 26.2434 | 23.2118 | 18.2493 | 14.3477 | 11.2803 | 8.8686 | 6.9726 | 5.4819 | 4.3099 | 3.3885 | 2.664 | 2.0945 | 0.01404 | 0.0049277 | 0.0016509 | 0.00052907
F14_Industrial_Agriculture_Existing_Space Heating_Natural Gas_Gas Boiler - High Turndown_A_Achievable Technical Potential | F14 | Industrial | Agriculture | Existing | Space Heating | Natural Gas | Gas Boiler - High Turndown | A | Purchases (Cumulative) | Achievable Technical Potential | 0 | 0 | 28.1341 | 55.783 | 82.9553 | 109.6591 | 135.9025 | 159.1143 | 177.3636 | 191.7113 | 202.9916 | 211.8602 | 218.8328 | 224.3147 | 228.6246 | 232.013 | 234.6771 | 236.7716 | 236.7856 | 236.7905 | 236.7922 | 236.7927
F1_Industrial_Agriculture_Existing_Process_Natural Gas_Gas Boiler - High Turndown_A_Achievable Technical Potential | F1 | Industrial | Agriculture | Existing | Process | Natural Gas | Gas Boiler - High Turndown | A | Original Unit Energy Savings (kWh or therms) | Achievable Technical Potential | 0 | 0 | 2.1216 | 2.1216 | 2.1216 | 2.1216 | 2.1216 | 2.1216 | 2.1216 | 2.1216 | 2.1216 | 2.1216 | 2.1216 | 2.1216 | 2.1216 | 2.1216 | 2.1216 | 2.1216 | 2.1216 | 2.1216 | 2.1216 | 2.1216
F2_Industrial_Agriculture_Existing_Process_Natural Gas_Gas Boiler - High Turndown_A_Achievable Technical Potential | F2 | Industrial | Agriculture | Existing | Process | Natural Gas | Gas Boiler - High Turndown | A | Original Unit Summer Peak Savings (kW) | Achievable Technical Potential | 0 | 0 | 0 | 0 | 0 | 0 | 0 | 0 | 0 | 0 | 0 | 0 | 0 | 0 | 0 | 0 | 0 | 0 | 0 | 0 | 0 | 0
F3_Industrial_Agriculture_Existing_Process_Natural Gas_Gas Boiler - High Turndown_A_Achievable Technical Potential | F3 | Industrial | Agriculture | Existing | Process | Natural Gas | Gas Boiler - High Turndown | A | Original Unit Winter Peak Savings (kW) | Achievable Technical Potential | 0 | 0 | 0 | 0 | 0 | 0 | 0 | 0 | 0 | 0 | 0 | 0 | 0 | 0 | 0 | 0 | 0 | 0 | 0 | 0 | 0 | 0
F4_Industrial_Agriculture_Existing_Process_Natural Gas_Gas Boiler - High Turndown_A_Achievable Technical Potential | F4 | Industrial | Agriculture | Existing | Process | Natural Gas | Gas Boiler - High Turndown | A | Standalone Impact on Baseline Energy (%) | Achievable Technical Potential | 0% | 0% | 0.02261% | 0.04562% | 0.06903% | 0.09286% | 0.1171% | 0.1395% | 0.1582% | 0.174% | 0.1875% | 0.1991% | 0.2093% | 0.2183% | 0.2264% | 0.2338% | 0.2406% | 0.247% | 0.2514% | 0.2558% | 0.2603% | 0.2648%
F5_Industrial_Agriculture_Existing_Process_Natural Gas_Gas Boiler - High Turndown_A_Achievable Technical Potential | F5 | Industrial | Agriculture | Existing | Process | Natural Gas | Gas Boiler - High Turndown | A | Standalone Impact on Baseline Summer Peak (%) | Achievable Technical Potential | bar: 2019 to 2040
F6_Industrial_Agriculture_Existing_Process_Natural Gas_Gas Boiler - High Turndown_A_Achievable Technical Potential | F6 | Industrial | Agriculture | Existing | Process | Natural Gas | Gas Boiler - High Turndown | A | Standalone Impact on Baseline Winter Peak (%) | Achievable Technical Potential | bar: 2019 to 2040
F7_Industrial_Agriculture_Existing_Process_Natural Gas_Gas Boiler - High Turndown_A_Achievable Technical Potential | F7 | Industrial | Agriculture | Existing | Process | Natural Gas | Gas Boiler - High Turndown | A | Incremental Energy Savings (MWh or mTherms) | Achievable Technical Potential | 0 | 0 | 0.49376 | 0.48525 | 0.47688 | 0.46866 | 0.46058 | 0.40737 | 0.32028 | 0.25181 | 0.19797 | 0.15565 | 0.12237 | 0.096208 | 0.07564 | 0.059468 | 0.046754 | 0.036759 | 0.0002464 | 8.6483e-05 | 2.8974e-05 | 9.2853e-06
F8_Industrial_Agriculture_Existing_Process_Natural Gas_Gas Boiler - High Turndown_A_Achievable Technical Potential | F8 | Industrial | Agriculture | Existing | Process | Natural Gas | Gas Boiler - High Turndown | A | Incremental Summer Peak Savings (MW) | Achievable Technical Potential | 0 | 0 | 0 | 0 | 0 | 0 | 0 | 0 | 0 | 0 | 0 | 0 | 0 | 0 | 0 | 0 | 0 | 0 | 0 | 0 | 0 | 0
F9_Industrial_Agriculture_Existing_Process_Natural Gas_Gas Boiler - High Turndown_A_Achievable Technical Potential | F9 | Industrial | Agriculture | Existing | Process | Natural Gas | Gas Boiler - High Turndown | A | Incremental Winter Peak Savings (MW) | Achievable Technical Potential | 0 | 0 | 0 | 0 | 0 | 0 | 0 | 0 | 0 | 0 | 0 | 0 | 0 | 0 | 0 | 0 | 0 | 0 | 0 | 0 | 0 | 0
F10_Industrial_Agriculture_Existing_Process_Natural Gas_Gas Boiler - High Turndown_A_Achievable Technical Potential | F10 | Industrial | Agriculture | Existing | Process | Natural Gas | Gas Boiler - High Turndown | A | Cumulative Energy Savings (MWh or mTherms) | Achievable Technical Potential | 0 | 0 | 0.49376 | 0.979 | 1.4559 | 1.9245 | 2.3851 | 2.7925 | 3.1128 | 3.3646 | 3.5625 | 3.7182 | 3.8406 | 3.9368 | 4.0124 | 4.0719 | 4.1186 | 4.1554 | 4.1556 | 4.1557 | 4.1557 | 4.1558
F11_Industrial_Agriculture_Existing_Process_Natural Gas_Gas Boiler - High Turndown_A_Achievable Technical Potential | F11 | Industrial | Agriculture | Existing | Process | Natural Gas | Gas Boiler - High Turndown | A | Cumulative Summer Peak Savings (MW) | Achievable Technical Potential | 0 | 0 | 0 | 0 | 0 | 0 | 0 | 0 | 0 | 0 | 0 | 0 | 0 | 0 | 0 | 0 | 0 | 0 | 0 | 0 | 0 | 0
F12_Industrial_Agriculture_Existing_Process_Natural Gas_Gas Boiler - High Turndown_A_Achievable Technical Potential | F12 | Industrial | Agriculture | Existing | Process | Natural Gas | Gas Boiler - High Turndown | A | Cumulative Winter Peak Savings (MW) | Achievable Technical Potential | 0 | 0 | 0 | 0 | 0 | 0 | 0 | 0 | 0 | 0 | 0 | 0 | 0 | 0 | 0 | 0 | 0 | 0 | 0 | 0 | 0 | 0
F13_Industrial_Agriculture_Existing_Process_Natural Gas_Gas Boiler - High Turndown_A_Achievable Technical Potential | F13 | Industrial | Agriculture | Existing | Process | Natural Gas | Gas Boiler - High Turndown | A | Purchases (Incremental) | Achievable Technical Potential | 0 | 0 | 232.7237 | 228.7112 | 224.7679 | 220.8926 | 217.0841 | 192.0072 | 150.9574 | 118.6837 | 93.31 | 73.3609 | 57.6769 | 45.346 | 35.6513 | 28.0293 | 22.0368 | 17.3255 | 0.11614 | 0.040762 | 0.013657 | 0.0043764
F14_Industrial_Agriculture_Existing_Process_Natural Gas_Gas Boiler - High Turndown_A_Achievable Technical Potential | F14 | Industrial | Agriculture | Existing | Process | Natural Gas | Gas Boiler - High Turndown | A | Purchases (Cumulative) | Achievable Technical Potential | 0 | 0 | 232.7237 | 461.435 | 686.2029 | 907.0955 | 1124.1797 | 1316.1868 | 1467.1442 | 1585.8279 | 1679.1379 | 1752.4988 | 1810.1757 | 1855.5216 | 1891.173 | 1919.2023 | 1941.2391 | 1958.5646 | 1958.6807 | 1958.7215 | 1958.7351 | 1958.7395
F1_Industrial_Agriculture_Existing_Space Heating_Natural Gas_Gas Boiler - Burner Control Optimization_A_Achievable Technical Potential | F1 | Industrial | Agriculture | Existing | Space Heating | Natural Gas | Gas Boiler - Burner Control Optimization | A | Original Unit Energy Savings (kWh or therms) | Achievable Technical Potential | 0 | 0 | 0.46168 | 0.46052 | 0.45939 | 0.45828 | 0.4572 | 0.45615 | 0.45514 | 0.45415 | 0.45321 | 0.4523 | 0.45144 | 0.45061 | 0.44983 | 0.44908 | 0.44838 | 0.44773 | 0.44712 | 0.44656 | 0.44604 | 0.44557
F2_Industrial_Agriculture_Existing_Space Heating_Natural Gas_Gas Boiler - Burner Control Optimization_A_Achievable Technical Potential | F2 | Industrial | Agriculture | Existing | Space Heating | Natural Gas | Gas Boiler - Burner Control Optimization | A | Original Unit Summer Peak Savings (kW) | Achievable Technical Potential | 0 | 0 | 0 | 0 | 0 | 0 | 0 | 0 | 0 | 0 | 0 | 0 | 0 | 0 | 0 | 0 | 0 | 0 | 0 | 0 | 0 | 0
F3_Industrial_Agriculture_Existing_Space Heating_Natural Gas_Gas Boiler - Burner Control Optimization_A_Achievable Technical Potential | F3 | Industrial | Agriculture | Existing | Space Heating | Natural Gas | Gas Boiler - Burner Control Optimization | A | Original Unit Winter Peak Savings (kW) | Achievable Technical Potential | 0 | 0 | 0 | 0 | 0 | 0 | 0 | 0 | 0 | 0 | 0 | 0 | 0 | 0 | 0 | 0 | 0 | 0 | 0 | 0 | 0 | 0
F4_Industrial_Agriculture_Existing_Space Heating_Natural Gas_Gas Boiler - Burner Control Optimization_A_Achievable Technical Potential | F4 | Industrial | Agriculture | Existing | Space Heating | Natural Gas | Gas Boiler - Burner Control Optimization | A | Standalone Impact on Baseline Energy (%) | Achievable Technical Potential | 0% | 0% | 0.0003314% | 0.000858% | 0.001915% | 0.003771% | 0.006672% | 0.01076% | 0.016% | 0.02217% | 0.0289% | 0.03575% | 0.0423% | 0.04822% | 0.05332% | 0.05757% | 0.06101% | 0.06379% | 0.06604% | 0.06792% | 0.06955% | 0.07107%
F5_Industrial_Agriculture_Existing_Space Heating_Natural Gas_Gas Boiler - Burner Control Optimization_A_Achievable Technical Potential | F5 | Industrial | Agriculture | Existing | Space Heating | Natural Gas | Gas Boiler - Burner Control Optimization | A | Standalone Impact on Baseline Summer Peak (%) | Achievable Technical Potential | bar: 2019 to 2040
F6_Industrial_Agriculture_Existing_Space Heating_Natural Gas_Gas Boiler - Burner Control Optimization_A_Achievable Technical Potential | F6 | Industrial | Agriculture | Existing | Space Heating | Natural Gas | Gas Boiler - Burner Control Optimization | A | Standalone Impact on Baseline Winter Peak (%) | Achievable Technical Potential | bar: 2019 to 2040
F7_Industrial_Agriculture_Existing_Space Heating_Natural Gas_Gas Boiler - Burner Control Optimization_A_Achievable Technical Potential | F7 | Industrial | Agriculture | Existing | Space Heating | Natural Gas | Gas Boiler - Burner Control Optimization | A | Incremental Energy Savings (MWh or mTherms) | Achievable Technical Potential | 0 | 0 | 0.0035038 | 0.0053991 | 0.010586 | 0.018162 | 0.0277 | 0.038023 | 0.047453 | 0.05429 | 0.057339 | 0.056238 | 0.051485 | 0.044191 | 0.035703 | 0.027245 | 0.019699 | 0.013532 | 0.0088534 | 0.0055299 | 0.0033042 | 0.0021963
F8_Industrial_Agriculture_Existing_Space Heating_Natural Gas_Gas Boiler - Burner Control Optimization_A_Achievable Technical Potential | F8 | Industrial | Agriculture | Existing | Space Heating | Natural Gas | Gas Boiler - Burner Control Optimization | A | Incremental Summer Peak Savings (MW) | Achievable Technical Potential | 0 | 0 | 0 | 0 | 0 | 0 | 0 | 0 | 0 | 0 | 0 | 0 | 0 | 0 | 0 | 0 | 0 | 0 | 0 | 0 | 0 | 0
F9_Industrial_Agriculture_Existing_Space Heating_Natural Gas_Gas Boiler - Burner Control Optimization_A_Achievable Technical Potential | F9 | Industrial | Agriculture | Existing | Space Heating | Natural Gas | Gas Boiler - Burner Control Optimization | A | Incremental Winter Peak Savings (MW) | Achievable Technical Potential | 0 | 0 | 0 | 0 | 0 | 0 | 0 | 0 | 0 | 0 | 0 | 0 | 0 | 0 | 0 | 0 | 0 | 0 | 0 | 0 | 0 | 0
F10_Industrial_Agriculture_Existing_Space Heating_Natural Gas_Gas Boiler - Burner Control Optimization_A_Achievable Technical Potential | F10 | Industrial | Agriculture | Existing | Space Heating | Natural Gas | Gas Boiler - Burner Control Optimization | A | Cumulative Energy Savings (MWh or mTherms) | Achievable Technical Potential | 0 | 0 | 0.0035038 | 0.0088942 | 0.019458 | 0.037573 | 0.065185 | 0.10306 | 0.15028 | 0.20425 | 0.26116 | 0.31688 | 0.36776 | 0.41127 | 0.44626 | 0.47277 | 0.49173 | 0.50455 | 0.51271 | 0.5176 | 0.5203 | 0.52195
F11_Industrial_Agriculture_Existing_Space Heating_Natural Gas_Gas Boiler - Burner Control Optimization_A_Achievable Technical Potential | F11 | Industrial | Agriculture | Existing | Space Heating | Natural Gas | Gas Boiler - Burner Control Optimization | A | Cumulative Summer Peak Savings (MW) | Achievable Technical Potential | 0 | 0 | 0 | 0 | 0 | 0 | 0 | 0 | 0 | 0 | 0 | 0 | 0 | 0 | 0 | 0 | 0 | 0 | 0 | 0 | 0 | 0
F12_Industrial_Agriculture_Existing_Space Heating_Natural Gas_Gas Boiler - Burner Control Optimization_A_Achievable Technical Potential | F12 | Industrial | Agriculture | Existing | Space Heating | Natural Gas | Gas Boiler - Burner Control Optimization | A | Cumulative Winter Peak Savings (MW) | Achievable Technical Potential | 0 | 0 | 0 | 0 | 0 | 0 | 0 | 0 | 0 | 0 | 0 | 0 | 0 | 0 | 0 | 0 | 0 | 0 | 0 | 0 | 0 | 0
F13_Industrial_Agriculture_Existing_Space Heating_Natural Gas_Gas Boiler - Burner Control Optimization_A_Achievable Technical Potential | F13 | Industrial | Agriculture | Existing | Space Heating | Natural Gas | Gas Boiler - Burner Control Optimization | A | Purchases (Incremental) | Achievable Technical Potential | 0 | 0 | 7.5893 | 11.724 | 23.0436 | 39.6311 | 60.5855 | 83.3573 | 104.2619 | 119.5417 | 126.5176 | 124.3362 | 114.0463 | 98.07 | 79.3711 | 60.6687 | 43.9325 | 30.2225 | 19.801 | 12.3834 | 7.4077 | 4.9292
F14_Industrial_Agriculture_Existing_Space Heating_Natural Gas_Gas Boiler - Burner Control Optimization_A_Achievable Technical Potential | F14 | Industrial | Agriculture | Existing | Space Heating | Natural Gas | Gas Boiler - Burner Control Optimization | A | Purchases (Cumulative) | Achievable Technical Potential | 0 | 0 | 7.5893 | 19.3132 | 42.3569 | 81.988 | 142.5735 | 225.9307 | 330.1926 | 449.7343 | 576.2519 | 700.5881 | 814.6344 | 912.7044 | 992.0755 | 1052.7442 | 1096.6767 | 1126.8992 | 1146.7002 | 1159.0836 | 1166.4913 | 1171.4205
F1_Industrial_Agriculture_Existing_Process_Natural Gas_Gas Boiler - Burner Control Optimization_A_Achievable Technical Potential | F1 | Industrial | Agriculture | Existing | Process | Natural Gas | Gas Boiler - Burner Control Optimization | A | Original Unit Energy Savings (kWh or therms) | Achievable Technical Potential | 0 | 0 | 0.61528 | 0.61528 | 0.61528 | 0.61528 | 0.61528 | 0.61528 | 0.61528 | 0.61528 | 0.61528 | 0.61528 | 0.61528 | 0.61528 | 0.61528 | 0.61528 | 0.61528 | 0.61528 | 0.61528 | 0.61528 | 0.61528 | 0.61528
F2_Industrial_Agriculture_Existing_Process_Natural Gas_Gas Boiler - Burner Control Optimization_A_Achievable Technical Potential | F2 | Industrial | Agriculture | Existing | Process | Natural Gas | Gas Boiler - Burner Control Optimization | A | Original Unit Summer Peak Savings (kW) | Achievable Technical Potential | 0 | 0 | 0 | 0 | 0 | 0 | 0 | 0 | 0 | 0 | 0 | 0 | 0 | 0 | 0 | 0 | 0 | 0 | 0 | 0 | 0 | 0
F3_Industrial_Agriculture_Existing_Process_Natural Gas_Gas Boiler - Burner Control Optimization_A_Achievable Technical Potential | F3 | Industrial | Agriculture | Existing | Process | Natural Gas | Gas Boiler - Burner Control Optimization | A | Original Unit Winter Peak Savings (kW) | Achievable Technical Potential | 0 | 0 | 0 | 0 | 0 | 0 | 0 | 0 | 0 | 0 | 0 | 0 | 0 | 0 | 0 | 0 | 0 | 0 | 0 | 0 | 0 | 0
F4_Industrial_Agriculture_Existing_Process_Natural Gas_Gas Boiler - Burner Control Optimization_A_Achievable Technical Potential | F4 | Industrial | Agriculture | Existing | Process | Natural Gas | Gas Boiler - Burner Control Optimization | A | Standalone Impact on Baseline Energy (%) | Achievable Technical Potential | 0% | 0% | 0.001769% | 0.004581% | 0.01022% | 0.02013% | 0.03563% | 0.05745% | 0.08543% | 0.1184% | 0.1544% | 0.191% | 0.2259% | 0.2576% | 0.2849% | 0.3076% | 0.3261% | 0.341% | 0.353% | 0.3631% | 0.3718% | 0.38%
F5_Industrial_Agriculture_Existing_Process_Natural Gas_Gas Boiler - Burner Control Optimization_A_Achievable Technical Potential | F5 | Industrial | Agriculture | Existing | Process | Natural Gas | Gas Boiler - Burner Control Optimization | A | Standalone Impact on Baseline Summer Peak (%) | Achievable Technical Potential | bar: 2019 to 2040
F6_Industrial_Agriculture_Existing_Process_Natural Gas_Gas Boiler - Burner Control Optimization_A_Achievable Technical Potential | F6 | Industrial | Agriculture | Existing | Process | Natural Gas | Gas Boiler - Burner Control Optimization | A | Standalone Impact on Baseline Winter Peak (%) | Achievable Technical Potential | bar: 2019 to 2040
F7_Industrial_Agriculture_Existing_Process_Natural Gas_Gas Boiler - Burner Control Optimization_A_Achievable Technical Potential | F7 | Industrial | Agriculture | Existing | Process | Natural Gas | Gas Boiler - Burner Control Optimization | A | Incremental Energy Savings (MWh or mTherms) | Achievable Technical Potential | 0 | 0 | 0.038626 | 0.05967 | 0.11728 | 0.2017 | 0.30835 | 0.42425 | 0.53065 | 0.60841 | 0.64392 | 0.63282 | 0.58045 | 0.49913 | 0.40396 | 0.30878 | 0.2236 | 0.15382 | 0.10078 | 0.063026 | 0.037702 | 0.025087
F8_Industrial_Agriculture_Existing_Process_Natural Gas_Gas Boiler - Burner Control Optimization_A_Achievable Technical Potential | F8 | Industrial | Agriculture | Existing | Process | Natural Gas | Gas Boiler - Burner Control Optimization | A | Incremental Summer Peak Savings (MW) | Achievable Technical Potential | 0 | 0 | 0 | 0 | 0 | 0 | 0 | 0 | 0 | 0 | 0 | 0 | 0 | 0 | 0 | 0 | 0 | 0 | 0 | 0 | 0 | 0
F9_Industrial_Agriculture_Existing_Process_Natural Gas_Gas Boiler - Burner Control Optimization_A_Achievable Technical Potential | F9 | Industrial | Agriculture | Existing | Process | Natural Gas | Gas Boiler - Burner Control Optimization | A | Incremental Winter Peak Savings (MW) | Achievable Technical Potential | 0 | 0 | 0 | 0 | 0 | 0 | 0 | 0 | 0 | 0 | 0 | 0 | 0 | 0 | 0 | 0 | 0 | 0 | 0 | 0 | 0 | 0
F10_Industrial_Agriculture_Existing_Process_Natural Gas_Gas Boiler - Burner Control Optimization_A_Achievable Technical Potential | F10 | Industrial | Agriculture | Existing | Process | Natural Gas | Gas Boiler - Burner Control Optimization | A | Cumulative Energy Savings (MWh or mTherms) | Achievable Technical Potential | 0 | 0 | 0.038626 | 0.098296 | 0.21558 | 0.41728 | 0.72564 | 1.1499 | 1.6805 | 2.2889 | 2.9329 | 3.5657 | 4.1461 | 4.6453 | 5.0492 | 5.358 | 5.5816 | 5.7354 | 5.8362 | 5.8992 | 5.9369 | 5.962
F11_Industrial_Agriculture_Existing_Process_Natural Gas_Gas Boiler - Burner Control Optimization_A_Achievable Technical Potential | F11 | Industrial | Agriculture | Existing | Process | Natural Gas | Gas Boiler - Burner Control Optimization | A | Cumulative Summer Peak Savings (MW) | Achievable Technical Potential | 0 | 0 | 0 | 0 | 0 | 0 | 0 | 0 | 0 | 0 | 0 | 0 | 0 | 0 | 0 | 0 | 0 | 0 | 0 | 0 | 0 | 0
F12_Industrial_Agriculture_Existing_Process_Natural Gas_Gas Boiler - Burner Control Optimization_A_Achievable Technical Potential | F12 | Industrial | Agriculture | Existing | Process | Natural Gas | Gas Boiler - Burner Control Optimization | A | Cumulative Winter Peak Savings (MW) | Achievable Technical Potential | 0 | 0 | 0 | 0 | 0 | 0 | 0 | 0 | 0 | 0 | 0 | 0 | 0 | 0 | 0 | 0 | 0 | 0 | 0 | 0 | 0 | 0
F13_Industrial_Agriculture_Existing_Process_Natural Gas_Gas Boiler - Burner Control Optimization_A_Achievable Technical Potential | F13 | Industrial | Agriculture | Existing | Process | Natural Gas | Gas Boiler - Burner Control Optimization | A | Purchases (Incremental) | Achievable Technical Potential | 0 | 0 | 62.7782 | 96.9801 | 190.6161 | 327.8268 | 501.1606 | 689.5278 | 862.4502 | 988.8437 | 1046.5481 | 1028.5042 | 943.3866 | 811.2312 | 656.5542 | 501.8489 | 363.4078 | 249.9995 | 163.7928 | 102.4347 | 61.2765 | 40.774
F14_Industrial_Agriculture_Existing_Process_Natural Gas_Gas Boiler - Burner Control Optimization_A_Achievable Technical Potential | F14 | Industrial | Agriculture | Existing | Process | Natural Gas | Gas Boiler - Burner Control Optimization | A | Purchases (Cumulative) | Achievable Technical Potential | 0 | 0 | 62.7782 | 159.7583 | 350.3745 | 678.2013 | 1179.3619 | 1868.8897 | 2731.3399 | 3720.1836 | 4766.7318 | 5795.236 | 6738.6226 | 7549.8537 | 8206.408 | 8708.2569 | 9071.6647 | 9321.6643 | 9485.4571 | 9587.8917 | 9649.1683 | 9689.9422
F1_Industrial_Agriculture_Existing_Space Heating_Natural Gas_HVAC - Demand Controlled Ventilation_A_Achievable Technical Potential | F1 | Industrial | Agriculture | Existing | Space Heating | Natural Gas | HVAC - Demand Controlled Ventilation | A | Original Unit Energy Savings (kWh or therms) | Achievable Technical Potential | 0 | 0 | 0.076632 | 0.076208 | 0.075785 | 0.075366 | 0.074954 | 0.074553 | 0.074165 | 0.073793 | 0.07344 | 0.073107 | 0.072794 | 0.072499 | 0.072221 | 0.07196 | 0.071715 | 0.071483 | 0.071266 | 0.071061 | 0.070868 | 0.070686
F2_Industrial_Agriculture_Existing_Space Heating_Natural Gas_HVAC - Demand Controlled Ventilation_A_Achievable Technical Potential | F2 | Industrial | Agriculture | Existing | Space Heating | Natural Gas | HVAC - Demand Controlled Ventilation | A | Original Unit Summer Peak Savings (kW) | Achievable Technical Potential | 0 | 0 | 0 | 0 | 0 | 0 | 0 | 0 | 0 | 0 | 0 | 0 | 0 | 0 | 0 | 0 | 0 | 0 | 0 | 0 | 0 | 0
F3_Industrial_Agriculture_Existing_Space Heating_Natural Gas_HVAC - Demand Controlled Ventilation_A_Achievable Technical Potential | F3 | Industrial | Agriculture | Existing | Space Heating | Natural Gas | HVAC - Demand Controlled Ventilation | A | Original Unit Winter Peak Savings (kW) | Achievable Technical Potential | 0 | 0 | 0 | 0 | 0 | 0 | 0 | 0 | 0 | 0 | 0 | 0 | 0 | 0 | 0 | 0 | 0 | 0 | 0 | 0 | 0 | 0
F4_Industrial_Agriculture_Existing_Space Heating_Natural Gas_HVAC - Demand Controlled Ventilation_A_Achievable Technical Potential | F4 | Industrial | Agriculture | Existing | Space Heating | Natural Gas | HVAC - Demand Controlled Ventilation | A | Standalone Impact on Baseline Energy (%) | Achievable Technical Potential | 0% | 0% | 0.04258% | 0.08564% | 0.1292% | 0.1732% | 0.2177% | 0.2628% | 0.3084% | 0.3545% | 0.4013% | 0.4487% | 0.4967% | 0.5455% | 0.595% | 0.6452% | 0.6962% | 0.748% | 0.8005% | 0.854% | 0.9083% | 0.9634%
F5_Industrial_Agriculture_Existing_Space Heating_Natural Gas_HVAC - Demand Controlled Ventilation_A_Achievable Technical Potential | F5 | Industrial | Agriculture | Existing | Space Heating | Natural Gas | HVAC - Demand Controlled Ventilation | A | Standalone Impact on Baseline Summer Peak (%) | Achievable Technical Potential | bar: 2019 to 2040
F6_Industrial_Agriculture_Existing_Space Heating_Natural Gas_HVAC - Demand Controlled Ventilation_A_Achievable Technical Potential | F6 | Industrial | Agriculture | Existing | Space Heating | Natural Gas | HVAC - Demand Controlled Ventilation | A | Standalone Impact on Baseline Winter Peak (%) | Achievable Technical Potential | bar: 2019 to 2040
F7_Industrial_Agriculture_Existing_Space Heating_Natural Gas_HVAC - Demand Controlled Ventilation_A_Achievable Technical Potential | F7 | Industrial | Agriculture | Existing | Space Heating | Natural Gas | HVAC - Demand Controlled Ventilation | A | Incremental Energy Savings (MWh or mTherms) | Achievable Technical Potential | 0 | 0 | 0.45018 | 0.43998 | 0.42999 | 0.42024 | 0.41074 | 0.4015 | 0.39252 | 0.38382 | 0.37539 | 0.36725 | 0.35937 | 0.35175 | 0.34436 | 0.3372 | 0.33025 | 0.32351 | 0.31697 | 0.31061 | 0.30442 | 0.29841
F8_Industrial_Agriculture_Existing_Space Heating_Natural Gas_HVAC - Demand Controlled Ventilation_A_Achievable Technical Potential | F8 | Industrial | Agriculture | Existing | Space Heating | Natural Gas | HVAC - Demand Controlled Ventilation | A | Incremental Summer Peak Savings (MW) | Achievable Technical Potential | 0 | 0 | 0 | 0 | 0 | 0 | 0 | 0 | 0 | 0 | 0 | 0 | 0 | 0 | 0 | 0 | 0 | 0 | 0 | 0 | 0 | 0
F9_Industrial_Agriculture_Existing_Space Heating_Natural Gas_HVAC - Demand Controlled Ventilation_A_Achievable Technical Potential | F9 | Industrial | Agriculture | Existing | Space Heating | Natural Gas | HVAC - Demand Controlled Ventilation | A | Incremental Winter Peak Savings (MW) | Achievable Technical Potential | 0 | 0 | 0 | 0 | 0 | 0 | 0 | 0 | 0 | 0 | 0 | 0 | 0 | 0 | 0 | 0 | 0 | 0 | 0 | 0 | 0 | 0
F10_Industrial_Agriculture_Existing_Space Heating_Natural Gas_HVAC - Demand Controlled Ventilation_A_Achievable Technical Potential | F10 | Industrial | Agriculture | Existing | Space Heating | Natural Gas | HVAC - Demand Controlled Ventilation | A | Cumulative Energy Savings (MWh or mTherms) | Achievable Technical Potential | 0 | 0 | 0.45018 | 0.88767 | 1.3127 | 1.7257 | 2.127 | 2.5171 | 2.8966 | 3.2659 | 3.6256 | 3.9764 | 4.3188 | 4.653 | 4.9796 | 5.2988 | 5.6109 | 5.9164 | 6.2153 | 6.508 | 6.7948 | 7.0758
F11_Industrial_Agriculture_Existing_Space Heating_Natural Gas_HVAC - Demand Controlled Ventilation_A_Achievable Technical Potential | F11 | Industrial | Agriculture | Existing | Space Heating | Natural Gas | HVAC - Demand Controlled Ventilation | A | Cumulative Summer Peak Savings (MW) | Achievable Technical Potential | 0 | 0 | 0 | 0 | 0 | 0 | 0 | 0 | 0 | 0 | 0 | 0 | 0 | 0 | 0 | 0 | 0 | 0 | 0 | 0 | 0 | 0
F12_Industrial_Agriculture_Existing_Space Heating_Natural Gas_HVAC - Demand Controlled Ventilation_A_Achievable Technical Potential | F12 | Industrial | Agriculture | Existing | Space Heating | Natural Gas | HVAC - Demand Controlled Ventilation | A | Cumulative Winter Peak Savings (MW) | Achievable Technical Potential | 0 | 0 | 0 | 0 | 0 | 0 | 0 | 0 | 0 | 0 | 0 | 0 | 0 | 0 | 0 | 0 | 0 | 0 | 0 | 0 | 0 | 0
F13_Industrial_Agriculture_Existing_Space Heating_Natural Gas_HVAC - Demand Controlled Ventilation_A_Achievable Technical Potential | F13 | Industrial | Agriculture | Existing | Space Heating | Natural Gas | HVAC - Demand Controlled Ventilation | A | Purchases (Incremental) | Achievable Technical Potential | 0 | 0 | 5874.6608 | 5773.3736 | 5673.8326 | 5576.0079 | 5479.8699 | 5385.3894 | 5292.5378 | 5201.2872 | 5111.6098 | 5023.4786 | 4936.8669 | 4851.7485 | 4768.0977 | 4685.8891 | 4605.0979 | 4525.6997 | 4447.6704 | 4370.9864 | 4295.6245 | 4221.5621
F14_Industrial_Agriculture_Existing_Space Heating_Natural Gas_HVAC - Demand Controlled Ventilation_A_Achievable Technical Potential | F14 | Industrial | Agriculture | Existing | Space Heating | Natural Gas | HVAC - Demand Controlled Ventilation | A | Purchases (Cumulative) | Achievable Technical Potential | 0 | 0 | 5874.6608 | 11648.0344 | 17321.867 | 22897.875 | 28377.7449 | 33763.1342 | 39055.672 | 44256.9592 | 49368.569 | 54392.0476 | 59328.9145 | 64180.663 | 68948.7607 | 73634.6498 | 78239.7477 | 82765.4473 | 87213.1177 | 91584.1041 | 95879.7286 | 100101.2907
F1_Industrial_Agriculture_Existing_Space Heating_Natural Gas_Gas Boiler - Stack Economizer_A_Achievable Technical Potential | F1 | Industrial | Agriculture | Existing | Space Heating | Natural Gas | Gas Boiler - Stack Economizer | A | Original Unit Energy Savings (kWh or therms) | Achievable Technical Potential | 0 | 0 | 1.1622 | 1.1592 | 1.1564 | 1.1536 | 1.1509 | 1.1482 | 1.1457 | 1.1432 | 1.1408 | 1.1386 | 1.1364 | 1.1343 | 1.1323 | 1.1305 | 1.1287 | 1.127 | 1.1255 | 1.1241 | 1.1228 | 1.1216
F2_Industrial_Agriculture_Existing_Space Heating_Natural Gas_Gas Boiler - Stack Economizer_A_Achievable Technical Potential | F2 | Industrial | Agriculture | Existing | Space Heating | Natural Gas | Gas Boiler - Stack Economizer | A | Original Unit Summer Peak Savings (kW) | Achievable Technical Potential | 0 | 0 | 0 | 0 | 0 | 0 | 0 | 0 | 0 | 0 | 0 | 0 | 0 | 0 | 0 | 0 | 0 | 0 | 0 | 0 | 0 | 0
F3_Industrial_Agriculture_Existing_Space Heating_Natural Gas_Gas Boiler - Stack Economizer_A_Achievable Technical Potential | F3 | Industrial | Agriculture | Existing | Space Heating | Natural Gas | Gas Boiler - Stack Economizer | A | Original Unit Winter Peak Savings (kW) | Achievable Technical Potential | 0 | 0 | 0 | 0 | 0 | 0 | 0 | 0 | 0 | 0 | 0 | 0 | 0 | 0 | 0 | 0 | 0 | 0 | 0 | 0 | 0 | 0
F4_Industrial_Agriculture_Existing_Space Heating_Natural Gas_Gas Boiler - Stack Economizer_A_Achievable Technical Potential | F4 | Industrial | Agriculture | Existing | Space Heating | Natural Gas | Gas Boiler - Stack Economizer | A | Standalone Impact on Baseline Energy (%) | Achievable Technical Potential | 0% | 0% | 0.008247% | 0.01664% | 0.02517% | 0.03386% | 0.04269% | 0.05086% | 0.05768% | 0.06344% | 0.06835% | 0.07258% | 0.07627% | 0.07955% | 0.08248% | 0.08516% | 0.08764% | 0.08996% | 0.09154% | 0.09314% | 0.09477% | 0.09643%
F5_Industrial_Agriculture_Existing_Space Heating_Natural Gas_Gas Boiler - Stack Economizer_A_Achievable Technical Potential | F5 | Industrial | Agriculture | Existing | Space Heating | Natural Gas | Gas Boiler - Stack Economizer | A | Standalone Impact on Baseline Summer Peak (%) | Achievable Technical Potential | bar: 2019 to 2040
F6_Industrial_Agriculture_Existing_Space Heating_Natural Gas_Gas Boiler - Stack Economizer_A_Achievable Technical Potential | F6 | Industrial | Agriculture | Existing | Space Heating | Natural Gas | Gas Boiler - Stack Economizer | A | Standalone Impact on Baseline Winter Peak (%) | Achievable Technical Potential | bar: 2019 to 2040
F7_Industrial_Agriculture_Existing_Space Heating_Natural Gas_Gas Boiler - Stack Economizer_A_Achievable Technical Potential | F7 | Industrial | Agriculture | Existing | Space Heating | Natural Gas | Gas Boiler - Stack Economizer | A | Incremental Energy Savings (MWh or mTherms) | Achievable Technical Potential | 0 | 0 | 0.08719 | 0.085472 | 0.083791 | 0.082148 | 0.080541 | 0.071074 | 0.055755 | 0.04374 | 0.034317 | 0.026927 | 0.021129 | 0.016582 | 0.013014 | 0.010215 | 0.0080184 | 0.0062949 | 4.2138e-05 | 1.4771e-05 | 4.9431e-06 | 1.5824e-06
F8_Industrial_Agriculture_Existing_Space Heating_Natural Gas_Gas Boiler - Stack Economizer_A_Achievable Technical Potential | F8 | Industrial | Agriculture | Existing | Space Heating | Natural Gas | Gas Boiler - Stack Economizer | A | Incremental Summer Peak Savings (MW) | Achievable Technical Potential | 0 | 0 | 0 | 0 | 0 | 0 | 0 | 0 | 0 | 0 | 0 | 0 | 0 | 0 | 0 | 0 | 0 | 0 | 0 | 0 | 0 | 0
F9_Industrial_Agriculture_Existing_Space Heating_Natural Gas_Gas Boiler - Stack Economizer_A_Achievable Technical Potential | F9 | Industrial | Agriculture | Existing | Space Heating | Natural Gas | Gas Boiler - Stack Economizer | A | Incremental Winter Peak Savings (MW) | Achievable Technical Potential | 0 | 0 | 0 | 0 | 0 | 0 | 0 | 0 | 0 | 0 | 0 | 0 | 0 | 0 | 0 | 0 | 0 | 0 | 0 | 0 | 0 | 0
F10_Industrial_Agriculture_Existing_Space Heating_Natural Gas_Gas Boiler - Stack Economizer_A_Achievable Technical Potential | F10 | Industrial | Agriculture | Existing | Space Heating | Natural Gas | Gas Boiler - Stack Economizer | A | Cumulative Energy Savings (MWh or mTherms) | Achievable Technical Potential | 0 | 0 | 0.08719 | 0.17244 | 0.25581 | 0.33734 | 0.41709 | 0.4872 | 0.54187 | 0.58445 | 0.61755 | 0.64324 | 0.66314 | 0.6785 | 0.69034 | 0.69941 | 0.70634 | 0.71161 | 0.71068 | 0.7098 | 0.70898 | 0.70824
F11_Industrial_Agriculture_Existing_Space Heating_Natural Gas_Gas Boiler - Stack Economizer_A_Achievable Technical Potential | F11 | Industrial | Agriculture | Existing | Space Heating | Natural Gas | Gas Boiler - Stack Economizer | A | Cumulative Summer Peak Savings (MW) | Achievable Technical Potential | 0 | 0 | 0 | 0 | 0 | 0 | 0 | 0 | 0 | 0 | 0 | 0 | 0 | 0 | 0 | 0 | 0 | 0 | 0 | 0 | 0 | 0
F12_Industrial_Agriculture_Existing_Space Heating_Natural Gas_Gas Boiler - Stack Economizer_A_Achievable Technical Potential | F12 | Industrial | Agriculture | Existing | Space Heating | Natural Gas | Gas Boiler - Stack Economizer | A | Cumulative Winter Peak Savings (MW) | Achievable Technical Potential | 0 | 0 | 0 | 0 | 0 | 0 | 0 | 0 | 0 | 0 | 0 | 0 | 0 | 0 | 0 | 0 | 0 | 0 | 0 | 0 | 0 | 0
F13_Industrial_Agriculture_Existing_Space Heating_Natural Gas_Gas Boiler - Stack Economizer_A_Achievable Technical Potential | F13 | Industrial | Agriculture | Existing | Space Heating | Natural Gas | Gas Boiler - Stack Economizer | A | Purchases (Incremental) | Achievable Technical Potential | 0 | 0 | 75.0241 | 73.7306 | 72.4594 | 71.2101 | 69.9823 | 61.8982 | 48.6648 | 38.2606 | 30.0807 | 23.6497 | 18.5935 | 14.6184 | 11.4931 | 9.0359 | 7.1041 | 5.5853 | 0.037439 | 0.013141 | 0.0044025 | 0.0014109
F14_Industrial_Agriculture_Existing_Space Heating_Natural Gas_Gas Boiler - Stack Economizer_A_Achievable Technical Potential | F14 | Industrial | Agriculture | Existing | Space Heating | Natural Gas | Gas Boiler - Stack Economizer | A | Purchases (Cumulative) | Achievable Technical Potential | 0 | 0 | 75.0241 | 148.7548 | 221.2141 | 292.4242 | 362.4066 | 424.3048 | 472.9695 | 511.2301 | 541.3108 | 564.9605 | 583.554 | 598.1724 | 609.6655 | 618.7014 | 625.8055 | 631.3908 | 631.4282 | 631.4414 | 631.4458 | 631.4472
F1_Industrial_Agriculture_Existing_Process_Natural Gas_Gas Boiler - Stack Economizer_A_Achievable Technical Potential | F1 | Industrial | Agriculture | Existing | Process | Natural Gas | Gas Boiler - Stack Economizer | A | Original Unit Energy Savings (kWh or therms) | Achievable Technical Potential | 0 | 0 | 2.0368 | 2.0368 | 2.0368 | 2.0368 | 2.0368 | 2.0368 | 2.0368 | 2.0368 | 2.0368 | 2.0368 | 2.0368 | 2.0368 | 2.0368 | 2.0368 | 2.0368 | 2.0368 | 2.0368 | 2.0368 | 2.0368 | 2.0368
F2_Industrial_Agriculture_Existing_Process_Natural Gas_Gas Boiler - Stack Economizer_A_Achievable Technical Potential | F2 | Industrial | Agriculture | Existing | Process | Natural Gas | Gas Boiler - Stack Economizer | A | Original Unit Summer Peak Savings (kW) | Achievable Technical Potential | 0 | 0 | 0 | 0 | 0 | 0 | 0 | 0 | 0 | 0 | 0 | 0 | 0 | 0 | 0 | 0 | 0 | 0 | 0 | 0 | 0 | 0
F3_Industrial_Agriculture_Existing_Process_Natural Gas_Gas Boiler - Stack Economizer_A_Achievable Technical Potential | F3 | Industrial | Agriculture | Existing | Process | Natural Gas | Gas Boiler - Stack Economizer | A | Original Unit Winter Peak Savings (kW) | Achievable Technical Potential | 0 | 0 | 0 | 0 | 0 | 0 | 0 | 0 | 0 | 0 | 0 | 0 | 0 | 0 | 0 | 0 | 0 | 0 | 0 | 0 | 0 | 0
F4_Industrial_Agriculture_Existing_Process_Natural Gas_Gas Boiler - Stack Economizer_A_Achievable Technical Potential | F4 | Industrial | Agriculture | Existing | Process | Natural Gas | Gas Boiler - Stack Economizer | A | Standalone Impact on Baseline Energy (%) | Achievable Technical Potential | 0% | 0% | 0.05789% | 0.1168% | 0.1767% | 0.2377% | 0.2998% | 0.3571% | 0.4051% | 0.4455% | 0.48% | 0.5098% | 0.5358% | 0.5589% | 0.5796% | 0.5985% | 0.616% | 0.6324% | 0.6435% | 0.6548% | 0.6663% | 0.678%
F5_Industrial_Agriculture_Existing_Process_Natural Gas_Gas Boiler - Stack Economizer_A_Achievable Technical Potential | F5 | Industrial | Agriculture | Existing | Process | Natural Gas | Gas Boiler - Stack Economizer | A | Standalone Impact on Baseline Summer Peak (%) | Achievable Technical Potential | bar: 2019 to 2040
F6_Industrial_Agriculture_Existing_Process_Natural Gas_Gas Boiler - Stack Economizer_A_Achievable Technical Potential | F6 | Industrial | Agriculture | Existing | Process | Natural Gas | Gas Boiler - Stack Economizer | A | Standalone Impact on Baseline Winter Peak (%) | Achievable Technical Potential | bar: 2019 to 2040
F7_Industrial_Agriculture_Existing_Process_Natural Gas_Gas Boiler - Stack Economizer_A_Achievable Technical Potential | F7 | Industrial | Agriculture | Existing | Process | Natural Gas | Gas Boiler - Stack Economizer | A | Incremental Energy Savings (MWh or mTherms) | Achievable Technical Potential | 0 | 0 | 1.264 | 1.2422 | 1.2208 | 1.1998 | 1.1791 | 1.0429 | 0.81991 | 0.64462 | 0.50681 | 0.39845 | 0.31327 | 0.24629 | 0.19364 | 0.15224 | 0.11969 | 0.094102 | 0.00063078 | 0.0002214 | 7.4174e-05 | 2.377e-05
F8_Industrial_Agriculture_Existing_Process_Natural Gas_Gas Boiler - Stack Economizer_A_Achievable Technical Potential | F8 | Industrial | Agriculture | Existing | Process | Natural Gas | Gas Boiler - Stack Economizer | A | Incremental Summer Peak Savings (MW) | Achievable Technical Potential | 0 | 0 | 0 | 0 | 0 | 0 | 0 | 0 | 0 | 0 | 0 | 0 | 0 | 0 | 0 | 0 | 0 | 0 | 0 | 0 | 0 | 0
F9_Industrial_Agriculture_Existing_Process_Natural Gas_Gas Boiler - Stack Economizer_A_Achievable Technical Potential | F9 | Industrial | Agriculture | Existing | Process | Natural Gas | Gas Boiler - Stack Economizer | A | Incremental Winter Peak Savings (MW) | Achievable Technical Potential | 0 | 0 | 0 | 0 | 0 | 0 | 0 | 0 | 0 | 0 | 0 | 0 | 0 | 0 | 0 | 0 | 0 | 0 | 0 | 0 | 0 | 0
F10_Industrial_Agriculture_Existing_Process_Natural Gas_Gas Boiler - Stack Economizer_A_Achievable Technical Potential | F10 | Industrial | Agriculture | Existing | Process | Natural Gas | Gas Boiler - Stack Economizer | A | Cumulative Energy Savings (MWh or mTherms) | Achievable Technical Potential | 0 | 0 | 1.264 | 2.5062 | 3.7271 | 4.9268 | 6.1059 | 7.1488 | 7.9687 | 8.6133 | 9.1201 | 9.5186 | 9.8318 | 10.0781 | 10.2718 | 10.424 | 10.5437 | 10.6378 | 10.6384 | 10.6386 | 10.6387 | 10.6387
F11_Industrial_Agriculture_Existing_Process_Natural Gas_Gas Boiler - Stack Economizer_A_Achievable Technical Potential | F11 | Industrial | Agriculture | Existing | Process | Natural Gas | Gas Boiler - Stack Economizer | A | Cumulative Summer Peak Savings (MW) | Achievable Technical Potential | 0 | 0 | 0 | 0 | 0 | 0 | 0 | 0 | 0 | 0 | 0 | 0 | 0 | 0 | 0 | 0 | 0 | 0 | 0 | 0 | 0 | 0
F12_Industrial_Agriculture_Existing_Process_Natural Gas_Gas Boiler - Stack Economizer_A_Achievable Technical Potential | F12 | Industrial | Agriculture | Existing | Process | Natural Gas | Gas Boiler - Stack Economizer | A | Cumulative Winter Peak Savings (MW) | Achievable Technical Potential | 0 | 0 | 0 | 0 | 0 | 0 | 0 | 0 | 0 | 0 | 0 | 0 | 0 | 0 | 0 | 0 | 0 | 0 | 0 | 0 | 0 | 0
F13_Industrial_Agriculture_Existing_Process_Natural Gas_Gas Boiler - Stack Economizer_A_Achievable Technical Potential | F13 | Industrial | Agriculture | Existing | Process | Natural Gas | Gas Boiler - Stack Economizer | A | Purchases (Incremental) | Achievable Technical Potential | 0 | 0 | 620.5966 | 609.8966 | 599.3812 | 589.047 | 578.891 | 512.0191 | 402.553 | 316.4899 | 248.8266 | 195.6292 | 153.805 | 120.9225 | 95.0701 | 74.7448 | 58.7649 | 46.2014 | 0.3097 | 0.1087 | 0.036417 | 0.01167
F14_Industrial_Agriculture_Existing_Process_Natural Gas_Gas Boiler - Stack Economizer_A_Achievable Technical Potential | F14 | Industrial | Agriculture | Existing | Process | Natural Gas | Gas Boiler - Stack Economizer | A | Purchases (Cumulative) | Achievable Technical Potential | 0 | 0 | 620.5966 | 1230.4932 | 1829.8744 | 2418.9214 | 2997.8124 | 3509.8316 | 3912.3845 | 4228.8745 | 4477.701 | 4673.3302 | 4827.1352 | 4948.0577 | 5043.1279 | 5117.8727 | 5176.6376 | 5222.8389 | 5223.1486 | 5223.2573 | 5223.2937 | 5223.3054
F1_Industrial_Agriculture_Existing_Space Heating_Natural Gas_Gas Furnace Tube Inserts_A_Achievable Technical Potential | F1 | Industrial | Agriculture | Existing | Space Heating | Natural Gas | Gas Furnace Tube Inserts | A | Original Unit Energy Savings (kWh or therms) | Achievable Technical Potential | 0 | 0 | 0.088102 | 0.087615 | 0.087128 | 0.086647 | 0.086173 | 0.085712 | 0.085266 | 0.084839 | 0.084432 | 0.08405 | 0.08369 | 0.083351 | 0.083032 | 0.082732 | 0.082449 | 0.082183 | 0.081933 | 0.081697 | 0.081476 | 0.081267
F2_Industrial_Agriculture_Existing_Space Heating_Natural Gas_Gas Furnace Tube Inserts_A_Achievable Technical Potential | F2 | Industrial | Agriculture | Existing | Space Heating | Natural Gas | Gas Furnace Tube Inserts | A | Original Unit Summer Peak Savings (kW) | Achievable Technical Potential | 0 | 0 | 0 | 0 | 0 | 0 | 0 | 0 | 0 | 0 | 0 | 0 | 0 | 0 | 0 | 0 | 0 | 0 | 0 | 0 | 0 | 0
F3_Industrial_Agriculture_Existing_Space Heating_Natural Gas_Gas Furnace Tube Inserts_A_Achievable Technical Potential | F3 | Industrial | Agriculture | Existing | Space Heating | Natural Gas | Gas Furnace Tube Inserts | A | Original Unit Winter Peak Savings (kW) | Achievable Technical Potential | 0 | 0 | 0 | 0 | 0 | 0 | 0 | 0 | 0 | 0 | 0 | 0 | 0 | 0 | 0 | 0 | 0 | 0 | 0 | 0 | 0 | 0
F4_Industrial_Agriculture_Existing_Space Heating_Natural Gas_Gas Furnace Tube Inserts_A_Achievable Technical Potential | F4 | Industrial | Agriculture | Existing | Space Heating | Natural Gas | Gas Furnace Tube Inserts | A | Standalone Impact on Baseline Energy (%) | Achievable Technical Potential | bar: 2019 to 2040
F5_Industrial_Agriculture_Existing_Space Heating_Natural Gas_Gas Furnace Tube Inserts_A_Achievable Technical Potential | F5 | Industrial | Agriculture | Existing | Space Heating | Natural Gas | Gas Furnace Tube Inserts | A | Standalone Impact on Baseline Summer Peak (%) | Achievable Technical Potential | bar: 2019 to 2040
F6_Industrial_Agriculture_Existing_Space Heating_Natural Gas_Gas Furnace Tube Inserts_A_Achievable Technical Potential | F6 | Industrial | Agriculture | Existing | Space Heating | Natural Gas | Gas Furnace Tube Inserts | A | Standalone Impact on Baseline Winter Peak (%) | Achievable Technical Potential | bar: 2019 to 2040
F7_Industrial_Agriculture_Existing_Space Heating_Natural Gas_Gas Furnace Tube Inserts_A_Achievable Technical Potential | F7 | Industrial | Agriculture | Existing | Space Heating | Natural Gas | Gas Furnace Tube Inserts | A | Incremental Energy Savings (MWh or mTherms) | Achievable Technical Potential | 0 | 0 | 0 | 0 | 0 | 0 | 0 | 0 | 0 | 0 | 0 | 0 | 0 | 0 | 0 | 0 | 0 | 0 | 0 | 0 | 0 | 0
F8_Industrial_Agriculture_Existing_Space Heating_Natural Gas_Gas Furnace Tube Inserts_A_Achievable Technical Potential | F8 | Industrial | Agriculture | Existing | Space Heating | Natural Gas | Gas Furnace Tube Inserts | A | Incremental Summer Peak Savings (MW) | Achievable Technical Potential | 0 | 0 | 0 | 0 | 0 | 0 | 0 | 0 | 0 | 0 | 0 | 0 | 0 | 0 | 0 | 0 | 0 | 0 | 0 | 0 | 0 | 0
F9_Industrial_Agriculture_Existing_Space Heating_Natural Gas_Gas Furnace Tube Inserts_A_Achievable Technical Potential | F9 | Industrial | Agriculture | Existing | Space Heating | Natural Gas | Gas Furnace Tube Inserts | A | Incremental Winter Peak Savings (MW) | Achievable Technical Potential | 0 | 0 | 0 | 0 | 0 | 0 | 0 | 0 | 0 | 0 | 0 | 0 | 0 | 0 | 0 | 0 | 0 | 0 | 0 | 0 | 0 | 0
F10_Industrial_Agriculture_Existing_Space Heating_Natural Gas_Gas Furnace Tube Inserts_A_Achievable Technical Potential | F10 | Industrial | Agriculture | Existing | Space Heating | Natural Gas | Gas Furnace Tube Inserts | A | Cumulative Energy Savings (MWh or mTherms) | Achievable Technical Potential | 0 | 0 | 0 | 0 | 0 | 0 | 0 | 0 | 0 | 0 | 0 | 0 | 0 | 0 | 0 | 0 | 0 | 0 | 0 | 0 | 0 | 0
F11_Industrial_Agriculture_Existing_Space Heating_Natural Gas_Gas Furnace Tube Inserts_A_Achievable Technical Potential | F11 | Industrial | Agriculture | Existing | Space Heating | Natural Gas | Gas Furnace Tube Inserts | A | Cumulative Summer Peak Savings (MW) | Achievable Technical Potential | 0 | 0 | 0 | 0 | 0 | 0 | 0 | 0 | 0 | 0 | 0 | 0 | 0 | 0 | 0 | 0 | 0 | 0 | 0 | 0 | 0 | 0
F12_Industrial_Agriculture_Existing_Space Heating_Natural Gas_Gas Furnace Tube Inserts_A_Achievable Technical Potential | F12 | Industrial | Agriculture | Existing | Space Heating | Natural Gas | Gas Furnace Tube Inserts | A | Cumulative Winter Peak Savings (MW) | Achievable Technical Potential | 0 | 0 | 0 | 0 | 0 | 0 | 0 | 0 | 0 | 0 | 0 | 0 | 0 | 0 | 0 | 0 | 0 | 0 | 0 | 0 | 0 | 0
F13_Industrial_Agriculture_Existing_Space Heating_Natural Gas_Gas Furnace Tube Inserts_A_Achievable Technical Potential | F13 | Industrial | Agriculture | Existing | Space Heating | Natural Gas | Gas Furnace Tube Inserts | A | Purchases (Incremental) | Achievable Technical Potential | 0 | 0 | 0 | 0 | 0 | 0 | 0 | 0 | 0 | 0 | 0 | 0 | 0 | 0 | 0 | 0 | 0 | 0 | 0 | 0 | 0 | 0
F14_Industrial_Agriculture_Existing_Space Heating_Natural Gas_Gas Furnace Tube Inserts_A_Achievable Technical Potential | F14 | Industrial | Agriculture | Existing | Space Heating | Natural Gas | Gas Furnace Tube Inserts | A | Purchases (Cumulative) | Achievable Technical Potential | 0 | 0 | 0 | 0 | 0 | 0 | 0 | 0 | 0 | 0 | 0 | 0 | 0 | 0 | 0 | 0 | 0 | 0 | 0 | 0 | 0 | 0
F1_Industrial_Agriculture_Existing_Space Heating_Natural Gas_Space Heating - Heat Recovery Ventilator_A_Achievable Technical Potential | F1 | Industrial | Agriculture | Existing | Space Heating | Natural Gas | Space Heating - Heat Recovery Ventilator | A | Original Unit Energy Savings (kWh or therms) | Achievable Technical Potential | 0 | 0 | 0.01336 | 0.013329 | 0.013297 | 0.013266 | 0.013235 | 0.013205 | 0.013176 | 0.013148 | 0.013122 | 0.013097 | 0.013074 | 0.013051 | 0.013031 | 0.013011 | 0.012992 | 0.012975 | 0.012959 | 0.012943 | 0.012929 | 0.012915
F2_Industrial_Agriculture_Existing_Space Heating_Natural Gas_Space Heating - Heat Recovery Ventilator_A_Achievable Technical Potential | F2 | Industrial | Agriculture | Existing | Space Heating | Natural Gas | Space Heating - Heat Recovery Ventilator | A | Original Unit Summer Peak Savings (kW) | Achievable Technical Potential | 0 | 0 | 0 | 0 | 0 | 0 | 0 | 0 | 0 | 0 | 0 | 0 | 0 | 0 | 0 | 0 | 0 | 0 | 0 | 0 | 0 | 0
F3_Industrial_Agriculture_Existing_Space Heating_Natural Gas_Space Heating - Heat Recovery Ventilator_A_Achievable Technical Potential | F3 | Industrial | Agriculture | Existing | Space Heating | Natural Gas | Space Heating - Heat Recovery Ventilator | A | Original Unit Winter Peak Savings (kW) | Achievable Technical Potential | 0 | 0 | 0 | 0 | 0 | 0 | 0 | 0 | 0 | 0 | 0 | 0 | 0 | 0 | 0 | 0 | 0 | 0 | 0 | 0 | 0 | 0
F4_Industrial_Agriculture_Existing_Space Heating_Natural Gas_Space Heating - Heat Recovery Ventilator_A_Achievable Technical Potential | F4 | Industrial | Agriculture | Existing | Space Heating | Natural Gas | Space Heating - Heat Recovery Ventilator | A | Standalone Impact on Baseline Energy (%) | Achievable Technical Potential | 0% | 0% | 0.01817% | 0.03666% | 0.05548% | 0.07462% | 0.0941% | 0.1139% | 0.1341% | 0.1546% | 0.1755% | 0.1967% | 0.2184% | 0.2404% | 0.2628% | 0.2855% | 0.3087% | 0.3323% | 0.3563% | 0.3807% | 0.4056% | 0.4309%
F5_Industrial_Agriculture_Existing_Space Heating_Natural Gas_Space Heating - Heat Recovery Ventilator_A_Achievable Technical Potential | F5 | Industrial | Agriculture | Existing | Space Heating | Natural Gas | Space Heating - Heat Recovery Ventilator | A | Standalone Impact on Baseline Summer Peak (%) | Achievable Technical Potential | bar: 2019 to 2040
F6_Industrial_Agriculture_Existing_Space Heating_Natural Gas_Space Heating - Heat Recovery Ventilator_A_Achievable Technical Potential | F6 | Industrial | Agriculture | Existing | Space Heating | Natural Gas | Space Heating - Heat Recovery Ventilator | A | Standalone Impact on Baseline Winter Peak (%) | Achievable Technical Potential | bar: 2019 to 2040
F7_Industrial_Agriculture_Existing_Space Heating_Natural Gas_Space Heating - Heat Recovery Ventilator_A_Achievable Technical Potential | F7 | Industrial | Agriculture | Existing | Space Heating | Natural Gas | Space Heating - Heat Recovery Ventilator | A | Incremental Energy Savings (MWh or mTherms) | Achievable Technical Potential | 0 | 0 | 0.19212 | 0.18836 | 0.18467 | 0.18106 | 0.17752 | 0.17407 | 0.17069 | 0.1674 | 0.16418 | 0.16104 | 0.15798 | 0.15499 | 0.15208 | 0.14923 | 0.14645 | 0.14373 | 0.14108 | 0.13848 | 0.13594 | 0.13346
F8_Industrial_Agriculture_Existing_Space Heating_Natural Gas_Space Heating - Heat Recovery Ventilator_A_Achievable Technical Potential | F8 | Industrial | Agriculture | Existing | Space Heating | Natural Gas | Space Heating - Heat Recovery Ventilator | A | Incremental Summer Peak Savings (MW) | Achievable Technical Potential | 0 | 0 | 0 | 0 | 0 | 0 | 0 | 0 | 0 | 0 | 0 | 0 | 0 | 0 | 0 | 0 | 0 | 0 | 0 | 0 | 0 | 0
F9_Industrial_Agriculture_Existing_Space Heating_Natural Gas_Space Heating - Heat Recovery Ventilator_A_Achievable Technical Potential | F9 | Industrial | Agriculture | Existing | Space Heating | Natural Gas | Space Heating - Heat Recovery Ventilator | A | Incremental Winter Peak Savings (MW) | Achievable Technical Potential | 0 | 0 | 0 | 0 | 0 | 0 | 0 | 0 | 0 | 0 | 0 | 0 | 0 | 0 | 0 | 0 | 0 | 0 | 0 | 0 | 0 | 0
F10_Industrial_Agriculture_Existing_Space Heating_Natural Gas_Space Heating - Heat Recovery Ventilator_A_Achievable Technical Potential | F10 | Industrial | Agriculture | Existing | Space Heating | Natural Gas | Space Heating - Heat Recovery Ventilator | A | Cumulative Energy Savings (MWh or mTherms) | Achievable Technical Potential | 0 | 0 | 0.19212 | 0.38002 | 0.56378 | 0.74352 | 0.91932 | 1.0913 | 1.2596 | 1.4244 | 1.5857 | 1.7437 | 1.8986 | 2.0503 | 2.1991 | 2.345 | 2.4882 | 2.6286 | 2.7663 | 2.9015 | 3.0342 | 3.1645
F11_Industrial_Agriculture_Existing_Space Heating_Natural Gas_Space Heating - Heat Recovery Ventilator_A_Achievable Technical Potential | F11 | Industrial | Agriculture | Existing | Space Heating | Natural Gas | Space Heating - Heat Recovery Ventilator | A | Cumulative Summer Peak Savings (MW) | Achievable Technical Potential | 0 | 0 | 0 | 0 | 0 | 0 | 0 | 0 | 0 | 0 | 0 | 0 | 0 | 0 | 0 | 0 | 0 | 0 | 0 | 0 | 0 | 0
F12_Industrial_Agriculture_Existing_Space Heating_Natural Gas_Space Heating - Heat Recovery Ventilator_A_Achievable Technical Potential | F12 | Industrial | Agriculture | Existing | Space Heating | Natural Gas | Space Heating - Heat Recovery Ventilator | A | Cumulative Winter Peak Savings (MW) | Achievable Technical Potential | 0 | 0 | 0 | 0 | 0 | 0 | 0 | 0 | 0 | 0 | 0 | 0 | 0 | 0 | 0 | 0 | 0 | 0 | 0 | 0 | 0 | 0
F13_Industrial_Agriculture_Existing_Space Heating_Natural Gas_Space Heating - Heat Recovery Ventilator_A_Achievable Technical Potential | F13 | Industrial | Agriculture | Existing | Space Heating | Natural Gas | Space Heating - Heat Recovery Ventilator | A | Purchases (Incremental) | Achievable Technical Potential | 0 | 0 | 14379.5633 | 14131.6398 | 13887.9908 | 13648.5427 | 13413.223 | 13181.9605 | 12954.6854 | 12731.3287 | 12511.823 | 12296.102 | 12084.1002 | 11875.7536 | 11670.9993 | 11469.7751 | 11272.0204 | 11077.6752 | 10886.6808 | 10698.9794 | 10514.5143 | 10333.2295
F14_Industrial_Agriculture_Existing_Space Heating_Natural Gas_Space Heating - Heat Recovery Ventilator_A_Achievable Technical Potential | F14 | Industrial | Agriculture | Existing | Space Heating | Natural Gas | Space Heating - Heat Recovery Ventilator | A | Purchases (Cumulative) | Achievable Technical Potential | 0 | 0 | 14379.5633 | 28511.2031 | 42399.1939 | 56047.7366 | 69460.9596 | 82642.9202 | 95597.6055 | 108328.9342 | 120840.7573 | 133136.8593 | 145220.9595 | 157096.7131 | 168767.7124 | 180237.4875 | 191509.5079 | 202587.1832 | 213473.864 | 224172.8434 | 234687.3577 | 245020.5872
F1_Industrial_Agriculture_Existing_Space Heating_Natural Gas_Thermostat - Programmable_A_Achievable Technical Potential | F1 | Industrial | Agriculture | Existing | Space Heating | Natural Gas | Thermostat - Programmable | A | Original Unit Energy Savings (kWh or therms) | Achievable Technical Potential | 0 | 0 | 0.0064634 | 0.006448 | 0.0064327 | 0.0064176 | 0.0064027 | 0.0063882 | 0.0063742 | 0.0063608 | 0.006348 | 0.006336 | 0.0063246 | 0.0063139 | 0.0063038 | 0.0062943 | 0.0062853 | 0.0062769 | 0.006269 | 0.0062616 | 0.0062546 | 0.006248
F2_Industrial_Agriculture_Existing_Space Heating_Natural Gas_Thermostat - Programmable_A_Achievable Technical Potential | F2 | Industrial | Agriculture | Existing | Space Heating | Natural Gas | Thermostat - Programmable | A | Original Unit Summer Peak Savings (kW) | Achievable Technical Potential | 0 | 0 | 0 | 0 | 0 | 0 | 0 | 0 | 0 | 0 | 0 | 0 | 0 | 0 | 0 | 0 | 0 | 0 | 0 | 0 | 0 | 0
F3_Industrial_Agriculture_Existing_Space Heating_Natural Gas_Thermostat - Programmable_A_Achievable Technical Potential | F3 | Industrial | Agriculture | Existing | Space Heating | Natural Gas | Thermostat - Programmable | A | Original Unit Winter Peak Savings (kW) | Achievable Technical Potential | 0 | 0 | 0 | 0 | 0 | 0 | 0 | 0 | 0 | 0 | 0 | 0 | 0 | 0 | 0 | 0 | 0 | 0 | 0 | 0 | 0 | 0
F4_Industrial_Agriculture_Existing_Space Heating_Natural Gas_Thermostat - Programmable_A_Achievable Technical Potential | F4 | Industrial | Agriculture | Existing | Space Heating | Natural Gas | Thermostat - Programmable | A | Standalone Impact on Baseline Energy (%) | Achievable Technical Potential | 0% | 0% | 0.02637% | 0.05321% | 0.08051% | 0.1083% | 0.1366% | 0.1653% | 0.1946% | 0.2244% | 0.2547% | 0.2855% | 0.3169% | 0.3489% | 0.3813% | 0.4144% | 0.4481% | 0.4823% | 0.5171% | 0.5526% | 0.5886% | 0.6253%
F5_Industrial_Agriculture_Existing_Space Heating_Natural Gas_Thermostat - Programmable_A_Achievable Technical Potential | F5 | Industrial | Agriculture | Existing | Space Heating | Natural Gas | Thermostat - Programmable | A | Standalone Impact on Baseline Summer Peak (%) | Achievable Technical Potential | bar: 2019 to 2040
F6_Industrial_Agriculture_Existing_Space Heating_Natural Gas_Thermostat - Programmable_A_Achievable Technical Potential | F6 | Industrial | Agriculture | Existing | Space Heating | Natural Gas | Thermostat - Programmable | A | Standalone Impact on Baseline Winter Peak (%) | Achievable Technical Potential | bar: 2019 to 2040
F7_Industrial_Agriculture_Existing_Space Heating_Natural Gas_Thermostat - Programmable_A_Achievable Technical Potential | F7 | Industrial | Agriculture | Existing | Space Heating | Natural Gas | Thermostat - Programmable | A | Incremental Energy Savings (MWh or mTherms) | Achievable Technical Potential | 0 | 0 | 0.27882 | 0.27336 | 0.26801 | 0.26277 | 0.25764 | 0.25263 | 0.24773 | 0.24294 | 0.23828 | 0.23372 | 0.22928 | 0.22495 | 0.22071 | 0.21658 | 0.21254 | 0.2086 | 0.20475 | 0.20098 | 0.19729 | 0.19369
F8_Industrial_Agriculture_Existing_Space Heating_Natural Gas_Thermostat - Programmable_A_Achievable Technical Potential | F8 | Industrial | Agriculture | Existing | Space Heating | Natural Gas | Thermostat - Programmable | A | Incremental Summer Peak Savings (MW) | Achievable Technical Potential | 0 | 0 | 0 | 0 | 0 | 0 | 0 | 0 | 0 | 0 | 0 | 0 | 0 | 0 | 0 | 0 | 0 | 0 | 0 | 0 | 0 | 0
F9_Industrial_Agriculture_Existing_Space Heating_Natural Gas_Thermostat - Programmable_A_Achievable Technical Potential | F9 | Industrial | Agriculture | Existing | Space Heating | Natural Gas | Thermostat - Programmable | A | Incremental Winter Peak Savings (MW) | Achievable Technical Potential | 0 | 0 | 0 | 0 | 0 | 0 | 0 | 0 | 0 | 0 | 0 | 0 | 0 | 0 | 0 | 0 | 0 | 0 | 0 | 0 | 0 | 0
F10_Industrial_Agriculture_Existing_Space Heating_Natural Gas_Thermostat - Programmable_A_Achievable Technical Potential | F10 | Industrial | Agriculture | Existing | Space Heating | Natural Gas | Thermostat - Programmable | A | Cumulative Energy Savings (MWh or mTherms) | Achievable Technical Potential | 0 | 0 | 0.27882 | 0.55152 | 0.81823 | 1.0791 | 1.3342 | 1.5838 | 1.8281 | 2.0672 | 2.3013 | 2.5306 | 2.7554 | 2.9757 | 3.1916 | 3.4034 | 3.6111 | 3.8149 | 4.0148 | 4.211 | 4.4036 | 4.5927
F11_Industrial_Agriculture_Existing_Space Heating_Natural Gas_Thermostat - Programmable_A_Achievable Technical Potential | F11 | Industrial | Agriculture | Existing | Space Heating | Natural Gas | Thermostat - Programmable | A | Cumulative Summer Peak Savings (MW) | Achievable Technical Potential | 0 | 0 | 0 | 0 | 0 | 0 | 0 | 0 | 0 | 0 | 0 | 0 | 0 | 0 | 0 | 0 | 0 | 0 | 0 | 0 | 0 | 0
F12_Industrial_Agriculture_Existing_Space Heating_Natural Gas_Thermostat - Programmable_A_Achievable Technical Potential | F12 | Industrial | Agriculture | Existing | Space Heating | Natural Gas | Thermostat - Programmable | A | Cumulative Winter Peak Savings (MW) | Achievable Technical Potential | 0 | 0 | 0 | 0 | 0 | 0 | 0 | 0 | 0 | 0 | 0 | 0 | 0 | 0 | 0 | 0 | 0 | 0 | 0 | 0 | 0 | 0
F13_Industrial_Agriculture_Existing_Space Heating_Natural Gas_Thermostat - Programmable_A_Achievable Technical Potential | F13 | Industrial | Agriculture | Existing | Space Heating | Natural Gas | Thermostat - Programmable | A | Purchases (Incremental) | Achievable Technical Potential | 0 | 0 | 43138.6899 | 42394.9194 | 41663.9725 | 40945.6281 | 40239.669 | 39545.8816 | 38864.0561 | 38193.9861 | 37535.4691 | 36888.3059 | 36252.3006 | 35627.2609 | 35012.9978 | 34409.3254 | 33816.0612 | 33233.0257 | 32660.0425 | 32096.9383 | 31543.5428 | 30999.6886
F14_Industrial_Agriculture_Existing_Space Heating_Natural Gas_Thermostat - Programmable_A_Achievable Technical Potential | F14 | Industrial | Agriculture | Existing | Space Heating | Natural Gas | Thermostat - Programmable | A | Purchases (Cumulative) | Achievable Technical Potential | 0 | 0 | 43138.6899 | 85533.6092 | 127197.5817 | 168143.2099 | 208382.8789 | 247928.7605 | 286792.8166 | 324986.8027 | 362522.2719 | 399410.5778 | 435662.8784 | 471290.1393 | 506303.1371 | 540712.4626 | 574528.5238 | 607761.5495 | 640421.592 | 672518.5303 | 704062.0731 | 735061.7617
F1_Industrial_Agriculture_Existing_Space Heating_Natural Gas_ENERGY STAR Connected Thermostat_A_Achievable Technical Potential | F1 | Industrial | Agriculture | Existing | Space Heating | Natural Gas | ENERGY STAR Connected Thermostat | A | Original Unit Energy Savings (kWh or therms) | Achievable Technical Potential | 0 | 0 | 0.015624 | 0.015587 | 0.01555 | 0.015514 | 0.015478 | 0.015443 | 0.015409 | 0.015376 | 0.015345 | 0.015316 | 0.015289 | 0.015263 | 0.015238 | 0.015215 | 0.015194 | 0.015173 | 0.015154 | 0.015136 | 0.01512 | 0.015104
F2_Industrial_Agriculture_Existing_Space Heating_Natural Gas_ENERGY STAR Connected Thermostat_A_Achievable Technical Potential | F2 | Industrial | Agriculture | Existing | Space Heating | Natural Gas | ENERGY STAR Connected Thermostat | A | Original Unit Summer Peak Savings (kW) | Achievable Technical Potential | 0 | 0 | 0 | 0 | 0 | 0 | 0 | 0 | 0 | 0 | 0 | 0 | 0 | 0 | 0 | 0 | 0 | 0 | 0 | 0 | 0 | 0
F3_Industrial_Agriculture_Existing_Space Heating_Natural Gas_ENERGY STAR Connected Thermostat_A_Achievable Technical Potential | F3 | Industrial | Agriculture | Existing | Space Heating | Natural Gas | ENERGY STAR Connected Thermostat | A | Original Unit Winter Peak Savings (kW) | Achievable Technical Potential | 0 | 0 | 0 | 0 | 0 | 0 | 0 | 0 | 0 | 0 | 0 | 0 | 0 | 0 | 0 | 0 | 0 | 0 | 0 | 0 | 0 | 0
F4_Industrial_Agriculture_Existing_Space Heating_Natural Gas_ENERGY STAR Connected Thermostat_A_Achievable Technical Potential | F4 | Industrial | Agriculture | Existing | Space Heating | Natural Gas | ENERGY STAR Connected Thermostat | A | Standalone Impact on Baseline Energy (%) | Achievable Technical Potential | 0% | 0% | 0.06375% | 0.1286% | 0.1946% | 0.2618% | 0.3301% | 0.3997% | 0.4704% | 0.5424% | 0.6157% | 0.6903% | 0.7661% | 0.8433% | 0.9219% | 1.002% | 1.083% | 1.166% | 1.25% | 1.336% | 1.423% | 1.512%
F5_Industrial_Agriculture_Existing_Space Heating_Natural Gas_ENERGY STAR Connected Thermostat_A_Achievable Technical Potential | F5 | Industrial | Agriculture | Existing | Space Heating | Natural Gas | ENERGY STAR Connected Thermostat | A | Standalone Impact on Baseline Summer Peak (%) | Achievable Technical Potential | bar: 2019 to 2040
F6_Industrial_Agriculture_Existing_Space Heating_Natural Gas_ENERGY STAR Connected Thermostat_A_Achievable Technical Potential | F6 | Industrial | Agriculture | Existing | Space Heating | Natural Gas | ENERGY STAR Connected Thermostat | A | Standalone Impact on Baseline Winter Peak (%) | Achievable Technical Potential | bar: 2019 to 2040
F7_Industrial_Agriculture_Existing_Space Heating_Natural Gas_ENERGY STAR Connected Thermostat_A_Achievable Technical Potential | F7 | Industrial | Agriculture | Existing | Space Heating | Natural Gas | ENERGY STAR Connected Thermostat | A | Incremental Energy Savings (MWh or mTherms) | Achievable Technical Potential | 0 | 0 | 0.67401 | 0.66082 | 0.64788 | 0.63521 | 0.62281 | 0.61069 | 0.59885 | 0.58728 | 0.576 | 0.56499 | 0.55425 | 0.54377 | 0.53354 | 0.52355 | 0.5138 | 0.50426 | 0.49494 | 0.48583 | 0.47692 | 0.46821
F8_Industrial_Agriculture_Existing_Space Heating_Natural Gas_ENERGY STAR Connected Thermostat_A_Achievable Technical Potential | F8 | Industrial | Agriculture | Existing | Space Heating | Natural Gas | ENERGY STAR Connected Thermostat | A | Incremental Summer Peak Savings (MW) | Achievable Technical Potential | 0 | 0 | 0 | 0 | 0 | 0 | 0 | 0 | 0 | 0 | 0 | 0 | 0 | 0 | 0 | 0 | 0 | 0 | 0 | 0 | 0 | 0
F9_Industrial_Agriculture_Existing_Space Heating_Natural Gas_ENERGY STAR Connected Thermostat_A_Achievable Technical Potential | F9 | Industrial | Agriculture | Existing | Space Heating | Natural Gas | ENERGY STAR Connected Thermostat | A | Incremental Winter Peak Savings (MW) | Achievable Technical Potential | 0 | 0 | 0 | 0 | 0 | 0 | 0 | 0 | 0 | 0 | 0 | 0 | 0 | 0 | 0 | 0 | 0 | 0 | 0 | 0 | 0 | 0
F10_Industrial_Agriculture_Existing_Space Heating_Natural Gas_ENERGY STAR Connected Thermostat_A_Achievable Technical Potential | F10 | Industrial | Agriculture | Existing | Space Heating | Natural Gas | ENERGY STAR Connected Thermostat | A | Cumulative Energy Savings (MWh or mTherms) | Achievable Technical Potential | 0 | 0 | 0.67401 | 1.3332 | 1.9779 | 2.6085 | 3.2253 | 3.8287 | 4.4191 | 4.9971 | 5.563 | 6.1175 | 6.6607 | 7.1932 | 7.7153 | 8.2272 | 8.7293 | 9.2219 | 9.7052 | 10.1795 | 10.6451 | 11.1021
F11_Industrial_Agriculture_Existing_Space Heating_Natural Gas_ENERGY STAR Connected Thermostat_A_Achievable Technical Potential | F11 | Industrial | Agriculture | Existing | Space Heating | Natural Gas | ENERGY STAR Connected Thermostat | A | Cumulative Summer Peak Savings (MW) | Achievable Technical Potential | 0 | 0 | 0 | 0 | 0 | 0 | 0 | 0 | 0 | 0 | 0 | 0 | 0 | 0 | 0 | 0 | 0 | 0 | 0 | 0 | 0 | 0
F12_Industrial_Agriculture_Existing_Space Heating_Natural Gas_ENERGY STAR Connected Thermostat_A_Achievable Technical Potential | F12 | Industrial | Agriculture | Existing | Space Heating | Natural Gas | ENERGY STAR Connected Thermostat | A | Cumulative Winter Peak Savings (MW) | Achievable Technical Potential | 0 | 0 | 0 | 0 | 0 | 0 | 0 | 0 | 0 | 0 | 0 | 0 | 0 | 0 | 0 | 0 | 0 | 0 | 0 | 0 | 0 | 0
F13_Industrial_Agriculture_Existing_Space Heating_Natural Gas_ENERGY STAR Connected Thermostat_A_Achievable Technical Potential | F13 | Industrial | Agriculture | Existing | Space Heating | Natural Gas | ENERGY STAR Connected Thermostat | A | Purchases (Incremental) | Achievable Technical Potential | 0 | 0 | 43138.6899 | 42394.9194 | 41663.9725 | 40945.6281 | 40239.669 | 39545.8816 | 38864.0561 | 38193.9861 | 37535.4691 | 36888.3059 | 36252.3006 | 35627.2609 | 35012.9978 | 34409.3254 | 33816.0612 | 33233.0257 | 32660.0425 | 32096.9383 | 31543.5428 | 30999.6886
F14_Industrial_Agriculture_Existing_Space Heating_Natural Gas_ENERGY STAR Connected Thermostat_A_Achievable Technical Potential | F14 | Industrial | Agriculture | Existing | Space Heating | Natural Gas | ENERGY STAR Connected Thermostat | A | Purchases (Cumulative) | Achievable Technical Potential | 0 | 0 | 43138.6899 | 85533.6092 | 127197.5817 | 168143.2099 | 208382.8789 | 247928.7605 | 286792.8166 | 324986.8027 | 362522.2719 | 399410.5778 | 435662.8784 | 471290.1393 | 506303.1371 | 540712.4626 | 574528.5238 | 607761.5495 | 640421.592 | 672518.5303 | 704062.0731 | 735061.7617
F1_Industrial_Agriculture_Existing_Space Heating_Natural Gas_Destratification Fans (HVLS)_A_Achievable Technical Potential | F1 | Industrial | Agriculture | Existing | Space Heating | Natural Gas | Destratification Fans (HVLS) | A | Original Unit Energy Savings (kWh or therms) | Achievable Technical Potential | 0 | 0 | 0.015624 | 0.015587 | 0.01555 | 0.015514 | 0.015478 | 0.015443 | 0.015409 | 0.015376 | 0.015345 | 0.015316 | 0.015289 | 0.015263 | 0.015238 | 0.015215 | 0.015194 | 0.015173 | 0.015154 | 0.015136 | 0.01512 | 0.015104
F2_Industrial_Agriculture_Existing_Space Heating_Natural Gas_Destratification Fans (HVLS)_A_Achievable Technical Potential | F2 | Industrial | Agriculture | Existing | Space Heating | Natural Gas | Destratification Fans (HVLS) | A | Original Unit Summer Peak Savings (kW) | Achievable Technical Potential | 0 | 0 | 0 | 0 | 0 | 0 | 0 | 0 | 0 | 0 | 0 | 0 | 0 | 0 | 0 | 0 | 0 | 0 | 0 | 0 | 0 | 0
F3_Industrial_Agriculture_Existing_Space Heating_Natural Gas_Destratification Fans (HVLS)_A_Achievable Technical Potential | F3 | Industrial | Agriculture | Existing | Space Heating | Natural Gas | Destratification Fans (HVLS) | A | Original Unit Winter Peak Savings (kW) | Achievable Technical Potential | 0 | 0 | 0 | 0 | 0 | 0 | 0 | 0 | 0 | 0 | 0 | 0 | 0 | 0 | 0 | 0 | 0 | 0 | 0 | 0 | 0 | 0
F4_Industrial_Agriculture_Existing_Space Heating_Natural Gas_Destratification Fans (HVLS)_A_Achievable Technical Potential | F4 | Industrial | Agriculture | Existing | Space Heating | Natural Gas | Destratification Fans (HVLS) | A | Standalone Impact on Baseline Energy (%) | Achievable Technical Potential | 0% | 0% | 0.06375% | 0.1286% | 0.1946% | 0.2618% | 0.3301% | 0.3997% | 0.4704% | 0.5424% | 0.6157% | 0.6903% | 0.7661% | 0.8433% | 0.9219% | 1.002% | 1.083% | 1.166% | 1.25% | 1.336% | 1.423% | 1.512%
F5_Industrial_Agriculture_Existing_Space Heating_Natural Gas_Destratification Fans (HVLS)_A_Achievable Technical Potential | F5 | Industrial | Agriculture | Existing | Space Heating | Natural Gas | Destratification Fans (HVLS) | A | Standalone Impact on Baseline Summer Peak (%) | Achievable Technical Potential | bar: 2019 to 2040
F6_Industrial_Agriculture_Existing_Space Heating_Natural Gas_Destratification Fans (HVLS)_A_Achievable Technical Potential | F6 | Industrial | Agriculture | Existing | Space Heating | Natural Gas | Destratification Fans (HVLS) | A | Standalone Impact on Baseline Winter Peak (%) | Achievable Technical Potential | bar: 2019 to 2040
F7_Industrial_Agriculture_Existing_Space Heating_Natural Gas_Destratification Fans (HVLS)_A_Achievable Technical Potential | F7 | Industrial | Agriculture | Existing | Space Heating | Natural Gas | Destratification Fans (HVLS) | A | Incremental Energy Savings (MWh or mTherms) | Achievable Technical Potential | 0 | 0 | 0.67401 | 0.66082 | 0.64788 | 0.63521 | 0.62281 | 0.61069 | 0.59885 | 0.58728 | 0.576 | 0.56499 | 0.55425 | 0.54377 | 0.53354 | 0.52355 | 0.5138 | 0.50426 | 0.49494 | 0.48583 | 0.47692 | 0.46821
F8_Industrial_Agriculture_Existing_Space Heating_Natural Gas_Destratification Fans (HVLS)_A_Achievable Technical Potential | F8 | Industrial | Agriculture | Existing | Space Heating | Natural Gas | Destratification Fans (HVLS) | A | Incremental Summer Peak Savings (MW) | Achievable Technical Potential | 0 | 0 | 0 | 0 | 0 | 0 | 0 | 0 | 0 | 0 | 0 | 0 | 0 | 0 | 0 | 0 | 0 | 0 | 0 | 0 | 0 | 0
F9_Industrial_Agriculture_Existing_Space Heating_Natural Gas_Destratification Fans (HVLS)_A_Achievable Technical Potential | F9 | Industrial | Agriculture | Existing | Space Heating | Natural Gas | Destratification Fans (HVLS) | A | Incremental Winter Peak Savings (MW) | Achievable Technical Potential | 0 | 0 | 0 | 0 | 0 | 0 | 0 | 0 | 0 | 0 | 0 | 0 | 0 | 0 | 0 | 0 | 0 | 0 | 0 | 0 | 0 | 0
F10_Industrial_Agriculture_Existing_Space Heating_Natural Gas_Destratification Fans (HVLS)_A_Achievable Technical Potential | F10 | Industrial | Agriculture | Existing | Space Heating | Natural Gas | Destratification Fans (HVLS) | A | Cumulative Energy Savings (MWh or mTherms) | Achievable Technical Potential | 0 | 0 | 0.67401 | 1.3332 | 1.9779 | 2.6085 | 3.2253 | 3.8287 | 4.4191 | 4.9971 | 5.563 | 6.1175 | 6.6607 | 7.1932 | 7.7153 | 8.2272 | 8.7293 | 9.2219 | 9.7052 | 10.1795 | 10.6451 | 11.1021
F11_Industrial_Agriculture_Existing_Space Heating_Natural Gas_Destratification Fans (HVLS)_A_Achievable Technical Potential | F11 | Industrial | Agriculture | Existing | Space Heating | Natural Gas | Destratification Fans (HVLS) | A | Cumulative Summer Peak Savings (MW) | Achievable Technical Potential | 0 | 0 | 0 | 0 | 0 | 0 | 0 | 0 | 0 | 0 | 0 | 0 | 0 | 0 | 0 | 0 | 0 | 0 | 0 | 0 | 0 | 0
F12_Industrial_Agriculture_Existing_Space Heating_Natural Gas_Destratification Fans (HVLS)_A_Achievable Technical Potential | F12 | Industrial | Agriculture | Existing | Space Heating | Natural Gas | Destratification Fans (HVLS) | A | Cumulative Winter Peak Savings (MW) | Achievable Technical Potential | 0 | 0 | 0 | 0 | 0 | 0 | 0 | 0 | 0 | 0 | 0 | 0 | 0 | 0 | 0 | 0 | 0 | 0 | 0 | 0 | 0 | 0
F13_Industrial_Agriculture_Existing_Space Heating_Natural Gas_Destratification Fans (HVLS)_A_Achievable Technical Potential | F13 | Industrial | Agriculture | Existing | Space Heating | Natural Gas | Destratification Fans (HVLS) | A | Purchases (Incremental) | Achievable Technical Potential | 0 | 0 | 43138.6899 | 42394.9194 | 41663.9725 | 40945.6281 | 40239.669 | 39545.8816 | 38864.0561 | 38193.9861 | 37535.4691 | 36888.3059 | 36252.3006 | 35627.2609 | 35012.9978 | 34409.3254 | 33816.0612 | 33233.0257 | 32660.0425 | 32096.9383 | 31543.5428 | 30999.6886
F14_Industrial_Agriculture_Existing_Space Heating_Natural Gas_Destratification Fans (HVLS)_A_Achievable Technical Potential | F14 | Industrial | Agriculture | Existing | Space Heating | Natural Gas | Destratification Fans (HVLS) | A | Purchases (Cumulative) | Achievable Technical Potential | 0 | 0 | 43138.6899 | 85533.6092 | 127197.5817 | 168143.2099 | 208382.8789 | 247928.7605 | 286792.8166 | 324986.8027 | 362522.2719 | 399410.5778 | 435662.8784 | 471290.1393 | 506303.1371 | 540712.4626 | 574528.5238 | 607761.5495 | 640421.592 | 672518.5303 | 704062.0731 | 735061.7617
F1_Industrial_Agriculture_Existing_Space Heating_Natural Gas_Gas Boiler - Insulate Steam Lines/Condensate Tank_A_Achievable Technical Potential | F1 | Industrial | Agriculture | Existing | Space Heating | Natural Gas | Gas Boiler - Insulate Steam Lines/Condensate Tank | A | Original Unit Energy Savings (kWh or therms) | Achievable Technical Potential | 0 | 0 | 12.6435 | 12.6118 | 12.5807 | 12.5504 | 12.5208 | 12.4921 | 12.4643 | 12.4374 | 12.4116 | 12.3867 | 12.363 | 12.3404 | 12.3189 | 12.2985 | 12.2794 | 12.2615 | 12.2448 | 12.2294 | 12.2152 | 12.2023
F2_Industrial_Agriculture_Existing_Space Heating_Natural Gas_Gas Boiler - Insulate Steam Lines/Condensate Tank_A_Achievable Technical Potential | F2 | Industrial | Agriculture | Existing | Space Heating | Natural Gas | Gas Boiler - Insulate Steam Lines/Condensate Tank | A | Original Unit Summer Peak Savings (kW) | Achievable Technical Potential | 0 | 0 | 0 | 0 | 0 | 0 | 0 | 0 | 0 | 0 | 0 | 0 | 0 | 0 | 0 | 0 | 0 | 0 | 0 | 0 | 0 | 0
F3_Industrial_Agriculture_Existing_Space Heating_Natural Gas_Gas Boiler - Insulate Steam Lines/Condensate Tank_A_Achievable Technical Potential | F3 | Industrial | Agriculture | Existing | Space Heating | Natural Gas | Gas Boiler - Insulate Steam Lines/Condensate Tank | A | Original Unit Winter Peak Savings (kW) | Achievable Technical Potential | 0 | 0 | 0 | 0 | 0 | 0 | 0 | 0 | 0 | 0 | 0 | 0 | 0 | 0 | 0 | 0 | 0 | 0 | 0 | 0 | 0 | 0
F4_Industrial_Agriculture_Existing_Space Heating_Natural Gas_Gas Boiler - Insulate Steam Lines/Condensate Tank_A_Achievable Technical Potential | F4 | Industrial | Agriculture | Existing | Space Heating | Natural Gas | Gas Boiler - Insulate Steam Lines/Condensate Tank | A | Standalone Impact on Baseline Energy (%) | Achievable Technical Potential | 0% | 0% | 0.005127% | 0.01034% | 0.01565% | 0.02105% | 0.02654% | 0.03213% | 0.03782% | 0.0436% | 0.04949% | 0.05548% | 0.06157% | 0.06776% | 0.07406% | 0.08047% | 0.08699% | 0.09363% | 0.1004% | 0.1073% | 0.1142% | 0.1214%
F5_Industrial_Agriculture_Existing_Space Heating_Natural Gas_Gas Boiler - Insulate Steam Lines/Condensate Tank_A_Achievable Technical Potential | F5 | Industrial | Agriculture | Existing | Space Heating | Natural Gas | Gas Boiler - Insulate Steam Lines/Condensate Tank | A | Standalone Impact on Baseline Summer Peak (%) | Achievable Technical Potential | bar: 2019 to 2040
F6_Industrial_Agriculture_Existing_Space Heating_Natural Gas_Gas Boiler - Insulate Steam Lines/Condensate Tank_A_Achievable Technical Potential | F6 | Industrial | Agriculture | Existing | Space Heating | Natural Gas | Gas Boiler - Insulate Steam Lines/Condensate Tank | A | Standalone Impact on Baseline Winter Peak (%) | Achievable Technical Potential | bar: 2019 to 2040
F7_Industrial_Agriculture_Existing_Space Heating_Natural Gas_Gas Boiler - Insulate Steam Lines/Condensate Tank_A_Achievable Technical Potential | F7 | Industrial | Agriculture | Existing | Space Heating | Natural Gas | Gas Boiler - Insulate Steam Lines/Condensate Tank | A | Incremental Energy Savings (MWh or mTherms) | Achievable Technical Potential | 0 | 0 | 0.054204 | 0.053136 | 0.052091 | 0.051069 | 0.050071 | 0.049095 | 0.048141 | 0.047209 | 0.046298 | 0.045409 | 0.044541 | 0.043693 | 0.042864 | 0.042056 | 0.041266 | 0.040496 | 0.039743 | 0.039009 | 0.038292 | 0.037592
F8_Industrial_Agriculture_Existing_Space Heating_Natural Gas_Gas Boiler - Insulate Steam Lines/Condensate Tank_A_Achievable Technical Potential | F8 | Industrial | Agriculture | Existing | Space Heating | Natural Gas | Gas Boiler - Insulate Steam Lines/Condensate Tank | A | Incremental Summer Peak Savings (MW) | Achievable Technical Potential | 0 | 0 | 0 | 0 | 0 | 0 | 0 | 0 | 0 | 0 | 0 | 0 | 0 | 0 | 0 | 0 | 0 | 0 | 0 | 0 | 0 | 0
F9_Industrial_Agriculture_Existing_Space Heating_Natural Gas_Gas Boiler - Insulate Steam Lines/Condensate Tank_A_Achievable Technical Potential | F9 | Industrial | Agriculture | Existing | Space Heating | Natural Gas | Gas Boiler - Insulate Steam Lines/Condensate Tank | A | Incremental Winter Peak Savings (MW) | Achievable Technical Potential | 0 | 0 | 0 | 0 | 0 | 0 | 0 | 0 | 0 | 0 | 0 | 0 | 0 | 0 | 0 | 0 | 0 | 0 | 0 | 0 | 0 | 0
F10_Industrial_Agriculture_Existing_Space Heating_Natural Gas_Gas Boiler - Insulate Steam Lines/Condensate Tank_A_Achievable Technical Potential | F10 | Industrial | Agriculture | Existing | Space Heating | Natural Gas | Gas Boiler - Insulate Steam Lines/Condensate Tank | A | Cumulative Energy Savings (MWh or mTherms) | Achievable Technical Potential | 0 | 0 | 0.054204 | 0.1072 | 0.15903 | 0.20972 | 0.25929 | 0.30779 | 0.35525 | 0.40169 | 0.44716 | 0.49167 | 0.53527 | 0.57798 | 0.61984 | 0.66087 | 0.70111 | 0.74058 | 0.77932 | 0.81734 | 0.85469 | 0.89138
F11_Industrial_Agriculture_Existing_Space Heating_Natural Gas_Gas Boiler - Insulate Steam Lines/Condensate Tank_A_Achievable Technical Potential | F11 | Industrial | Agriculture | Existing | Space Heating | Natural Gas | Gas Boiler - Insulate Steam Lines/Condensate Tank | A | Cumulative Summer Peak Savings (MW) | Achievable Technical Potential | 0 | 0 | 0 | 0 | 0 | 0 | 0 | 0 | 0 | 0 | 0 | 0 | 0 | 0 | 0 | 0 | 0 | 0 | 0 | 0 | 0 | 0
F12_Industrial_Agriculture_Existing_Space Heating_Natural Gas_Gas Boiler - Insulate Steam Lines/Condensate Tank_A_Achievable Technical Potential | F12 | Industrial | Agriculture | Existing | Space Heating | Natural Gas | Gas Boiler - Insulate Steam Lines/Condensate Tank | A | Cumulative Winter Peak Savings (MW) | Achievable Technical Potential | 0 | 0 | 0 | 0 | 0 | 0 | 0 | 0 | 0 | 0 | 0 | 0 | 0 | 0 | 0 | 0 | 0 | 0 | 0 | 0 | 0 | 0
F13_Industrial_Agriculture_Existing_Space Heating_Natural Gas_Gas Boiler - Insulate Steam Lines/Condensate Tank_A_Achievable Technical Potential | F13 | Industrial | Agriculture | Existing | Space Heating | Natural Gas | Gas Boiler - Insulate Steam Lines/Condensate Tank | A | Purchases (Incremental) | Achievable Technical Potential | 0 | 0 | 4.2871 | 4.2132 | 4.1406 | 4.0692 | 3.999 | 3.9301 | 3.8623 | 3.7957 | 3.7303 | 3.6659 | 3.6027 | 3.5406 | 3.4796 | 3.4196 | 3.3606 | 3.3027 | 3.2457 | 3.1898 | 3.1348 | 3.0807
F14_Industrial_Agriculture_Existing_Space Heating_Natural Gas_Gas Boiler - Insulate Steam Lines/Condensate Tank_A_Achievable Technical Potential | F14 | Industrial | Agriculture | Existing | Space Heating | Natural Gas | Gas Boiler - Insulate Steam Lines/Condensate Tank | A | Purchases (Cumulative) | Achievable Technical Potential | 0 | 0 | 4.2871 | 8.5003 | 12.6409 | 16.71 | 20.709 | 24.6391 | 28.5014 | 32.2971 | 36.0273 | 39.6933 | 43.296 | 46.8367 | 50.3162 | 53.7358 | 57.0965 | 60.3992 | 63.6449 | 66.8347 | 69.9695 | 73.0502
F1_Industrial_Agriculture_Existing_Process_Natural Gas_Gas Boiler - Insulate Steam Lines/Condensate Tank_A_Achievable Technical Potential | F1 | Industrial | Agriculture | Existing | Process | Natural Gas | Gas Boiler - Insulate Steam Lines/Condensate Tank | A | Original Unit Energy Savings (kWh or therms) | Achievable Technical Potential | 0 | 0 | 16.8499 | 16.8499 | 16.8499 | 16.8499 | 16.8499 | 16.8499 | 16.8499 | 16.8499 | 16.8499 | 16.8499 | 16.8499 | 16.8499 | 16.8499 | 16.8499 | 16.8499 | 16.8499 | 16.8499 | 16.8499 | 16.8499 | 16.8499
F2_Industrial_Agriculture_Existing_Process_Natural Gas_Gas Boiler - Insulate Steam Lines/Condensate Tank_A_Achievable Technical Potential | F2 | Industrial | Agriculture | Existing | Process | Natural Gas | Gas Boiler - Insulate Steam Lines/Condensate Tank | A | Original Unit Summer Peak Savings (kW) | Achievable Technical Potential | 0 | 0 | 0 | 0 | 0 | 0 | 0 | 0 | 0 | 0 | 0 | 0 | 0 | 0 | 0 | 0 | 0 | 0 | 0 | 0 | 0 | 0
F3_Industrial_Agriculture_Existing_Process_Natural Gas_Gas Boiler - Insulate Steam Lines/Condensate Tank_A_Achievable Technical Potential | F3 | Industrial | Agriculture | Existing | Process | Natural Gas | Gas Boiler - Insulate Steam Lines/Condensate Tank | A | Original Unit Winter Peak Savings (kW) | Achievable Technical Potential | 0 | 0 | 0 | 0 | 0 | 0 | 0 | 0 | 0 | 0 | 0 | 0 | 0 | 0 | 0 | 0 | 0 | 0 | 0 | 0 | 0 | 0
F4_Industrial_Agriculture_Existing_Process_Natural Gas_Gas Boiler - Insulate Steam Lines/Condensate Tank_A_Achievable Technical Potential | F4 | Industrial | Agriculture | Existing | Process | Natural Gas | Gas Boiler - Insulate Steam Lines/Condensate Tank | A | Standalone Impact on Baseline Energy (%) | Achievable Technical Potential | 0% | 0% | 0.02737% | 0.05521% | 0.08355% | 0.1124% | 0.1417% | 0.1716% | 0.2019% | 0.2329% | 0.2643% | 0.2963% | 0.3289% | 0.362% | 0.3957% | 0.43% | 0.4649% | 0.5005% | 0.5366% | 0.5734% | 0.6108% | 0.6489%
F5_Industrial_Agriculture_Existing_Process_Natural Gas_Gas Boiler - Insulate Steam Lines/Condensate Tank_A_Achievable Technical Potential | F5 | Industrial | Agriculture | Existing | Process | Natural Gas | Gas Boiler - Insulate Steam Lines/Condensate Tank | A | Standalone Impact on Baseline Summer Peak (%) | Achievable Technical Potential | bar: 2019 to 2040
F6_Industrial_Agriculture_Existing_Process_Natural Gas_Gas Boiler - Insulate Steam Lines/Condensate Tank_A_Achievable Technical Potential | F6 | Industrial | Agriculture | Existing | Process | Natural Gas | Gas Boiler - Insulate Steam Lines/Condensate Tank | A | Standalone Impact on Baseline Winter Peak (%) | Achievable Technical Potential | bar: 2019 to 2040
F7_Industrial_Agriculture_Existing_Process_Natural Gas_Gas Boiler - Insulate Steam Lines/Condensate Tank_A_Achievable Technical Potential | F7 | Industrial | Agriculture | Existing | Process | Natural Gas | Gas Boiler - Insulate Steam Lines/Condensate Tank | A | Incremental Energy Savings (MWh or mTherms) | Achievable Technical Potential | 0 | 0 | 0.59755 | 0.58724 | 0.57712 | 0.56717 | 0.55739 | 0.54778 | 0.53833 | 0.52905 | 0.51993 | 0.51097 | 0.50216 | 0.4935 | 0.48499 | 0.47663 | 0.46841 | 0.46033 | 0.4524 | 0.4446 | 0.43693 | 0.4294
F8_Industrial_Agriculture_Existing_Process_Natural Gas_Gas Boiler - Insulate Steam Lines/Condensate Tank_A_Achievable Technical Potential | F8 | Industrial | Agriculture | Existing | Process | Natural Gas | Gas Boiler - Insulate Steam Lines/Condensate Tank | A | Incremental Summer Peak Savings (MW) | Achievable Technical Potential | 0 | 0 | 0 | 0 | 0 | 0 | 0 | 0 | 0 | 0 | 0 | 0 | 0 | 0 | 0 | 0 | 0 | 0 | 0 | 0 | 0 | 0
F9_Industrial_Agriculture_Existing_Process_Natural Gas_Gas Boiler - Insulate Steam Lines/Condensate Tank_A_Achievable Technical Potential | F9 | Industrial | Agriculture | Existing | Process | Natural Gas | Gas Boiler - Insulate Steam Lines/Condensate Tank | A | Incremental Winter Peak Savings (MW) | Achievable Technical Potential | 0 | 0 | 0 | 0 | 0 | 0 | 0 | 0 | 0 | 0 | 0 | 0 | 0 | 0 | 0 | 0 | 0 | 0 | 0 | 0 | 0 | 0
F10_Industrial_Agriculture_Existing_Process_Natural Gas_Gas Boiler - Insulate Steam Lines/Condensate Tank_A_Achievable Technical Potential | F10 | Industrial | Agriculture | Existing | Process | Natural Gas | Gas Boiler - Insulate Steam Lines/Condensate Tank | A | Cumulative Energy Savings (MWh or mTherms) | Achievable Technical Potential | 0 | 0 | 0.59755 | 1.1848 | 1.7619 | 2.3291 | 2.8865 | 3.4342 | 3.9726 | 4.5016 | 5.0216 | 5.5325 | 6.0347 | 6.5282 | 7.0132 | 7.4898 | 7.9582 | 8.4185 | 8.8709 | 9.3155 | 9.7525 | 10.1819
F11_Industrial_Agriculture_Existing_Process_Natural Gas_Gas Boiler - Insulate Steam Lines/Condensate Tank_A_Achievable Technical Potential | F11 | Industrial | Agriculture | Existing | Process | Natural Gas | Gas Boiler - Insulate Steam Lines/Condensate Tank | A | Cumulative Summer Peak Savings (MW) | Achievable Technical Potential | 0 | 0 | 0 | 0 | 0 | 0 | 0 | 0 | 0 | 0 | 0 | 0 | 0 | 0 | 0 | 0 | 0 | 0 | 0 | 0 | 0 | 0
F12_Industrial_Agriculture_Existing_Process_Natural Gas_Gas Boiler - Insulate Steam Lines/Condensate Tank_A_Achievable Technical Potential | F12 | Industrial | Agriculture | Existing | Process | Natural Gas | Gas Boiler - Insulate Steam Lines/Condensate Tank | A | Cumulative Winter Peak Savings (MW) | Achievable Technical Potential | 0 | 0 | 0 | 0 | 0 | 0 | 0 | 0 | 0 | 0 | 0 | 0 | 0 | 0 | 0 | 0 | 0 | 0 | 0 | 0 | 0 | 0
F13_Industrial_Agriculture_Existing_Process_Natural Gas_Gas Boiler - Insulate Steam Lines/Condensate Tank_A_Achievable Technical Potential | F13 | Industrial | Agriculture | Existing | Process | Natural Gas | Gas Boiler - Insulate Steam Lines/Condensate Tank | A | Purchases (Incremental) | Achievable Technical Potential | 0 | 0 | 35.4628 | 34.8514 | 34.2505 | 33.66 | 33.0796 | 32.5093 | 31.9488 | 31.3979 | 30.8566 | 30.3246 | 29.8017 | 29.2879 | 28.7829 | 28.2867 | 27.799 | 27.3197 | 26.8487 | 26.3858 | 25.9308 | 25.4837
F14_Industrial_Agriculture_Existing_Process_Natural Gas_Gas Boiler - Insulate Steam Lines/Condensate Tank_A_Achievable Technical Potential | F14 | Industrial | Agriculture | Existing | Process | Natural Gas | Gas Boiler - Insulate Steam Lines/Condensate Tank | A | Purchases (Cumulative) | Achievable Technical Potential | 0 | 0 | 35.4628 | 70.3142 | 104.5646 | 138.2246 | 171.3042 | 203.8135 | 235.7622 | 267.1602 | 298.0168 | 328.3413 | 358.1431 | 387.431 | 416.2139 | 444.5006 | 472.2996 | 499.6193 | 526.468 | 552.8537 | 578.7846 | 604.2683
F1_Industrial_Agriculture_Existing_Space Heating_Natural Gas_Gas Boiler - Insulate Hot Water Lines_A_Achievable Technical Potential | F1 | Industrial | Agriculture | Existing | Space Heating | Natural Gas | Gas Boiler - Insulate Hot Water Lines | A | Original Unit Energy Savings (kWh or therms) | Achievable Technical Potential | 0 | 0 | 14.2912 | 14.2553 | 14.2202 | 14.1859 | 14.1524 | 14.12 | 14.0885 | 14.0582 | 14.029 | 14.0009 | 13.9741 | 13.9485 | 13.9242 | 13.9012 | 13.8796 | 13.8593 | 13.8405 | 13.823 | 13.807 | 13.7925
F2_Industrial_Agriculture_Existing_Space Heating_Natural Gas_Gas Boiler - Insulate Hot Water Lines_A_Achievable Technical Potential | F2 | Industrial | Agriculture | Existing | Space Heating | Natural Gas | Gas Boiler - Insulate Hot Water Lines | A | Original Unit Summer Peak Savings (kW) | Achievable Technical Potential | 0 | 0 | 0 | 0 | 0 | 0 | 0 | 0 | 0 | 0 | 0 | 0 | 0 | 0 | 0 | 0 | 0 | 0 | 0 | 0 | 0 | 0
F3_Industrial_Agriculture_Existing_Space Heating_Natural Gas_Gas Boiler - Insulate Hot Water Lines_A_Achievable Technical Potential | F3 | Industrial | Agriculture | Existing | Space Heating | Natural Gas | Gas Boiler - Insulate Hot Water Lines | A | Original Unit Winter Peak Savings (kW) | Achievable Technical Potential | 0 | 0 | 0 | 0 | 0 | 0 | 0 | 0 | 0 | 0 | 0 | 0 | 0 | 0 | 0 | 0 | 0 | 0 | 0 | 0 | 0 | 0
F4_Industrial_Agriculture_Existing_Space Heating_Natural Gas_Gas Boiler - Insulate Hot Water Lines_A_Achievable Technical Potential | F4 | Industrial | Agriculture | Existing | Space Heating | Natural Gas | Gas Boiler - Insulate Hot Water Lines | A | Standalone Impact on Baseline Energy (%) | Achievable Technical Potential | 0% | 0% | 0.01159% | 0.02338% | 0.03537% | 0.04758% | 0.06% | 0.07264% | 0.08549% | 0.09857% | 0.1119% | 0.1254% | 0.1392% | 0.1532% | 0.1674% | 0.1819% | 0.1967% | 0.2117% | 0.2269% | 0.2425% | 0.2583% | 0.2744%
F5_Industrial_Agriculture_Existing_Space Heating_Natural Gas_Gas Boiler - Insulate Hot Water Lines_A_Achievable Technical Potential | F5 | Industrial | Agriculture | Existing | Space Heating | Natural Gas | Gas Boiler - Insulate Hot Water Lines | A | Standalone Impact on Baseline Summer Peak (%) | Achievable Technical Potential | bar: 2019 to 2040
F6_Industrial_Agriculture_Existing_Space Heating_Natural Gas_Gas Boiler - Insulate Hot Water Lines_A_Achievable Technical Potential | F6 | Industrial | Agriculture | Existing | Space Heating | Natural Gas | Gas Boiler - Insulate Hot Water Lines | A | Standalone Impact on Baseline Winter Peak (%) | Achievable Technical Potential | bar: 2019 to 2040
F7_Industrial_Agriculture_Existing_Space Heating_Natural Gas_Gas Boiler - Insulate Hot Water Lines_A_Achievable Technical Potential | F7 | Industrial | Agriculture | Existing | Space Heating | Natural Gas | Gas Boiler - Insulate Hot Water Lines | A | Incremental Energy Savings (MWh or mTherms) | Achievable Technical Potential | 0 | 0 | 0.12254 | 0.12012 | 0.11776 | 0.11545 | 0.11319 | 0.11098 | 0.10883 | 0.10672 | 0.10466 | 0.10265 | 0.10069 | 0.098773 | 0.096901 | 0.095073 | 0.093288 | 0.091546 | 0.089845 | 0.088185 | 0.086564 | 0.084982
F8_Industrial_Agriculture_Existing_Space Heating_Natural Gas_Gas Boiler - Insulate Hot Water Lines_A_Achievable Technical Potential | F8 | Industrial | Agriculture | Existing | Space Heating | Natural Gas | Gas Boiler - Insulate Hot Water Lines | A | Incremental Summer Peak Savings (MW) | Achievable Technical Potential | 0 | 0 | 0 | 0 | 0 | 0 | 0 | 0 | 0 | 0 | 0 | 0 | 0 | 0 | 0 | 0 | 0 | 0 | 0 | 0 | 0 | 0
F9_Industrial_Agriculture_Existing_Space Heating_Natural Gas_Gas Boiler - Insulate Hot Water Lines_A_Achievable Technical Potential | F9 | Industrial | Agriculture | Existing | Space Heating | Natural Gas | Gas Boiler - Insulate Hot Water Lines | A | Incremental Winter Peak Savings (MW) | Achievable Technical Potential | 0 | 0 | 0 | 0 | 0 | 0 | 0 | 0 | 0 | 0 | 0 | 0 | 0 | 0 | 0 | 0 | 0 | 0 | 0 | 0 | 0 | 0
F10_Industrial_Agriculture_Existing_Space Heating_Natural Gas_Gas Boiler - Insulate Hot Water Lines_A_Achievable Technical Potential | F10 | Industrial | Agriculture | Existing | Space Heating | Natural Gas | Gas Boiler - Insulate Hot Water Lines | A | Cumulative Energy Savings (MWh or mTherms) | Achievable Technical Potential | 0 | 0 | 0.12254 | 0.24235 | 0.35951 | 0.47409 | 0.58617 | 0.69581 | 0.80309 | 0.90808 | 1.0109 | 1.1115 | 1.21 | 1.3066 | 1.4012 | 1.494 | 1.5849 | 1.6742 | 1.7617 | 1.8477 | 1.9321 | 2.0151
F11_Industrial_Agriculture_Existing_Space Heating_Natural Gas_Gas Boiler - Insulate Hot Water Lines_A_Achievable Technical Potential | F11 | Industrial | Agriculture | Existing | Space Heating | Natural Gas | Gas Boiler - Insulate Hot Water Lines | A | Cumulative Summer Peak Savings (MW) | Achievable Technical Potential | 0 | 0 | 0 | 0 | 0 | 0 | 0 | 0 | 0 | 0 | 0 | 0 | 0 | 0 | 0 | 0 | 0 | 0 | 0 | 0 | 0 | 0
F12_Industrial_Agriculture_Existing_Space Heating_Natural Gas_Gas Boiler - Insulate Hot Water Lines_A_Achievable Technical Potential | F12 | Industrial | Agriculture | Existing | Space Heating | Natural Gas | Gas Boiler - Insulate Hot Water Lines | A | Cumulative Winter Peak Savings (MW) | Achievable Technical Potential | 0 | 0 | 0 | 0 | 0 | 0 | 0 | 0 | 0 | 0 | 0 | 0 | 0 | 0 | 0 | 0 | 0 | 0 | 0 | 0 | 0 | 0
F13_Industrial_Agriculture_Existing_Space Heating_Natural Gas_Gas Boiler - Insulate Hot Water Lines_A_Achievable Technical Potential | F13 | Industrial | Agriculture | Existing | Space Heating | Natural Gas | Gas Boiler - Insulate Hot Water Lines | A | Purchases (Incremental) | Achievable Technical Potential | 0 | 0 | 8.5742 | 8.4264 | 8.2811 | 8.1383 | 7.998 | 7.8601 | 7.7246 | 7.5914 | 7.4605 | 7.3319 | 7.2055 | 7.0813 | 6.9592 | 6.8392 | 6.7213 | 6.6054 | 6.4915 | 6.3796 | 6.2696 | 6.1615
F14_Industrial_Agriculture_Existing_Space Heating_Natural Gas_Gas Boiler - Insulate Hot Water Lines_A_Achievable Technical Potential | F14 | Industrial | Agriculture | Existing | Space Heating | Natural Gas | Gas Boiler - Insulate Hot Water Lines | A | Purchases (Cumulative) | Achievable Technical Potential | 0 | 0 | 8.5742 | 17.0006 | 25.2817 | 33.42 | 41.418 | 49.2782 | 57.0028 | 64.5942 | 72.0547 | 79.3866 | 86.5921 | 93.6733 | 100.6325 | 107.4717 | 114.1929 | 120.7983 | 127.2898 | 133.6694 | 139.9389 | 146.1004
F1_Industrial_Agriculture_Existing_Process_Natural Gas_Gas Boiler - Insulate Hot Water Lines_A_Achievable Technical Potential | F1 | Industrial | Agriculture | Existing | Process | Natural Gas | Gas Boiler - Insulate Hot Water Lines | A | Original Unit Energy Savings (kWh or therms) | Achievable Technical Potential | 0 | 0 | 19.0457 | 19.0457 | 19.0457 | 19.0457 | 19.0457 | 19.0457 | 19.0457 | 19.0457 | 19.0457 | 19.0457 | 19.0457 | 19.0457 | 19.0457 | 19.0457 | 19.0457 | 19.0457 | 19.0457 | 19.0457 | 19.0457 | 19.0457
F2_Industrial_Agriculture_Existing_Process_Natural Gas_Gas Boiler - Insulate Hot Water Lines_A_Achievable Technical Potential | F2 | Industrial | Agriculture | Existing | Process | Natural Gas | Gas Boiler - Insulate Hot Water Lines | A | Original Unit Summer Peak Savings (kW) | Achievable Technical Potential | 0 | 0 | 0 | 0 | 0 | 0 | 0 | 0 | 0 | 0 | 0 | 0 | 0 | 0 | 0 | 0 | 0 | 0 | 0 | 0 | 0 | 0
F3_Industrial_Agriculture_Existing_Process_Natural Gas_Gas Boiler - Insulate Hot Water Lines_A_Achievable Technical Potential | F3 | Industrial | Agriculture | Existing | Process | Natural Gas | Gas Boiler - Insulate Hot Water Lines | A | Original Unit Winter Peak Savings (kW) | Achievable Technical Potential | 0 | 0 | 0 | 0 | 0 | 0 | 0 | 0 | 0 | 0 | 0 | 0 | 0 | 0 | 0 | 0 | 0 | 0 | 0 | 0 | 0 | 0
F4_Industrial_Agriculture_Existing_Process_Natural Gas_Gas Boiler - Insulate Hot Water Lines_A_Achievable Technical Potential | F4 | Industrial | Agriculture | Existing | Process | Natural Gas | Gas Boiler - Insulate Hot Water Lines | A | Standalone Impact on Baseline Energy (%) | Achievable Technical Potential | 0% | 0% | 0.06186% | 0.1248% | 0.1889% | 0.254% | 0.3204% | 0.3878% | 0.4565% | 0.5264% | 0.5975% | 0.6698% | 0.7434% | 0.8184% | 0.8946% | 0.9721% | 1.051% | 1.131% | 1.213% | 1.296% | 1.381% | 1.467%
F5_Industrial_Agriculture_Existing_Process_Natural Gas_Gas Boiler - Insulate Hot Water Lines_A_Achievable Technical Potential | F5 | Industrial | Agriculture | Existing | Process | Natural Gas | Gas Boiler - Insulate Hot Water Lines | A | Standalone Impact on Baseline Summer Peak (%) | Achievable Technical Potential | bar: 2019 to 2040
F6_Industrial_Agriculture_Existing_Process_Natural Gas_Gas Boiler - Insulate Hot Water Lines_A_Achievable Technical Potential | F6 | Industrial | Agriculture | Existing | Process | Natural Gas | Gas Boiler - Insulate Hot Water Lines | A | Standalone Impact on Baseline Winter Peak (%) | Achievable Technical Potential | bar: 2019 to 2040
F7_Industrial_Agriculture_Existing_Process_Natural Gas_Gas Boiler - Insulate Hot Water Lines_A_Achievable Technical Potential | F7 | Industrial | Agriculture | Existing | Process | Natural Gas | Gas Boiler - Insulate Hot Water Lines | A | Incremental Energy Savings (MWh or mTherms) | Achievable Technical Potential | 0 | 0 | 1.3508 | 1.3275 | 1.3046 | 1.2822 | 1.26 | 1.2383 | 1.217 | 1.196 | 1.1754 | 1.1551 | 1.1352 | 1.1156 | 1.0964 | 1.0775 | 1.0589 | 1.0406 | 1.0227 | 1.0051 | 0.98774 | 0.97071
F8_Industrial_Agriculture_Existing_Process_Natural Gas_Gas Boiler - Insulate Hot Water Lines_A_Achievable Technical Potential | F8 | Industrial | Agriculture | Existing | Process | Natural Gas | Gas Boiler - Insulate Hot Water Lines | A | Incremental Summer Peak Savings (MW) | Achievable Technical Potential | 0 | 0 | 0 | 0 | 0 | 0 | 0 | 0 | 0 | 0 | 0 | 0 | 0 | 0 | 0 | 0 | 0 | 0 | 0 | 0 | 0 | 0
F9_Industrial_Agriculture_Existing_Process_Natural Gas_Gas Boiler - Insulate Hot Water Lines_A_Achievable Technical Potential | F9 | Industrial | Agriculture | Existing | Process | Natural Gas | Gas Boiler - Insulate Hot Water Lines | A | Incremental Winter Peak Savings (MW) | Achievable Technical Potential | 0 | 0 | 0 | 0 | 0 | 0 | 0 | 0 | 0 | 0 | 0 | 0 | 0 | 0 | 0 | 0 | 0 | 0 | 0 | 0 | 0 | 0
F10_Industrial_Agriculture_Existing_Process_Natural Gas_Gas Boiler - Insulate Hot Water Lines_A_Achievable Technical Potential | F10 | Industrial | Agriculture | Existing | Process | Natural Gas | Gas Boiler - Insulate Hot Water Lines | A | Cumulative Energy Savings (MWh or mTherms) | Achievable Technical Potential | 0 | 0 | 1.3508 | 2.6784 | 3.983 | 5.2652 | 6.5252 | 7.7635 | 8.9805 | 10.1765 | 11.3519 | 12.507 | 13.6422 | 14.7578 | 15.8542 | 16.9317 | 17.9906 | 19.0312 | 20.0539 | 21.059 | 22.0467 | 23.0174
F11_Industrial_Agriculture_Existing_Process_Natural Gas_Gas Boiler - Insulate Hot Water Lines_A_Achievable Technical Potential | F11 | Industrial | Agriculture | Existing | Process | Natural Gas | Gas Boiler - Insulate Hot Water Lines | A | Cumulative Summer Peak Savings (MW) | Achievable Technical Potential | 0 | 0 | 0 | 0 | 0 | 0 | 0 | 0 | 0 | 0 | 0 | 0 | 0 | 0 | 0 | 0 | 0 | 0 | 0 | 0 | 0 | 0
F12_Industrial_Agriculture_Existing_Process_Natural Gas_Gas Boiler - Insulate Hot Water Lines_A_Achievable Technical Potential | F12 | Industrial | Agriculture | Existing | Process | Natural Gas | Gas Boiler - Insulate Hot Water Lines | A | Cumulative Winter Peak Savings (MW) | Achievable Technical Potential | 0 | 0 | 0 | 0 | 0 | 0 | 0 | 0 | 0 | 0 | 0 | 0 | 0 | 0 | 0 | 0 | 0 | 0 | 0 | 0 | 0 | 0
F13_Industrial_Agriculture_Existing_Process_Natural Gas_Gas Boiler - Insulate Hot Water Lines_A_Achievable Technical Potential | F13 | Industrial | Agriculture | Existing | Process | Natural Gas | Gas Boiler - Insulate Hot Water Lines | A | Purchases (Incremental) | Achievable Technical Potential | 0 | 0 | 70.9256 | 69.7027 | 68.501 | 67.3199 | 66.1592 | 65.0185 | 63.8975 | 62.7959 | 61.7132 | 60.6491 | 59.6035 | 58.5758 | 57.5659 | 56.5734 | 55.598 | 54.6394 | 53.6973 | 52.7715 | 51.8617 | 50.9675
F14_Industrial_Agriculture_Existing_Process_Natural Gas_Gas Boiler - Insulate Hot Water Lines_A_Achievable Technical Potential | F14 | Industrial | Agriculture | Existing | Process | Natural Gas | Gas Boiler - Insulate Hot Water Lines | A | Purchases (Cumulative) | Achievable Technical Potential | 0 | 0 | 70.9256 | 140.6283 | 209.1293 | 276.4492 | 342.6084 | 407.6269 | 471.5245 | 534.3203 | 596.0335 | 656.6826 | 716.2861 | 774.8619 | 832.4278 | 889.0012 | 944.5992 | 999.2386 | 1052.9359 | 1105.7074 | 1157.5691 | 1208.5366
F1_Industrial_Agriculture_Existing_Process_Natural Gas_Process - Insulate Heated Process Fluids_A_Achievable Technical Potential | F1 | Industrial | Agriculture | Existing | Process | Natural Gas | Process - Insulate Heated Process Fluids | A | Original Unit Energy Savings (kWh or therms) | Achievable Technical Potential | 0 | 0 | 13.6092 | 13.6092 | 13.6092 | 13.6092 | 13.6092 | 13.6092 | 13.6092 | 13.6092 | 13.6092 | 13.6092 | 13.6092 | 13.6092 | 13.6092 | 13.6092 | 13.6092 | 13.6092 | 13.6092 | 13.6092 | 13.6092 | 13.6092
F2_Industrial_Agriculture_Existing_Process_Natural Gas_Process - Insulate Heated Process Fluids_A_Achievable Technical Potential | F2 | Industrial | Agriculture | Existing | Process | Natural Gas | Process - Insulate Heated Process Fluids | A | Original Unit Summer Peak Savings (kW) | Achievable Technical Potential | 0 | 0 | 0 | 0 | 0 | 0 | 0 | 0 | 0 | 0 | 0 | 0 | 0 | 0 | 0 | 0 | 0 | 0 | 0 | 0 | 0 | 0
F3_Industrial_Agriculture_Existing_Process_Natural Gas_Process - Insulate Heated Process Fluids_A_Achievable Technical Potential | F3 | Industrial | Agriculture | Existing | Process | Natural Gas | Process - Insulate Heated Process Fluids | A | Original Unit Winter Peak Savings (kW) | Achievable Technical Potential | 0 | 0 | 0 | 0 | 0 | 0 | 0 | 0 | 0 | 0 | 0 | 0 | 0 | 0 | 0 | 0 | 0 | 0 | 0 | 0 | 0 | 0
F4_Industrial_Agriculture_Existing_Process_Natural Gas_Process - Insulate Heated Process Fluids_A_Achievable Technical Potential | F4 | Industrial | Agriculture | Existing | Process | Natural Gas | Process - Insulate Heated Process Fluids | A | Standalone Impact on Baseline Energy (%) | Achievable Technical Potential | 0% | 0% | 0.04835% | 0.09755% | 0.1476% | 0.1985% | 0.2504% | 0.2983% | 0.3383% | 0.3721% | 0.4009% | 0.4258% | 0.4475% | 0.4668% | 0.4841% | 0.4999% | 0.5145% | 0.5282% | 0.5375% | 0.5469% | 0.5565% | 0.5663%
F5_Industrial_Agriculture_Existing_Process_Natural Gas_Process - Insulate Heated Process Fluids_A_Achievable Technical Potential | F5 | Industrial | Agriculture | Existing | Process | Natural Gas | Process - Insulate Heated Process Fluids | A | Standalone Impact on Baseline Summer Peak (%) | Achievable Technical Potential | bar: 2019 to 2040
F6_Industrial_Agriculture_Existing_Process_Natural Gas_Process - Insulate Heated Process Fluids_A_Achievable Technical Potential | F6 | Industrial | Agriculture | Existing | Process | Natural Gas | Process - Insulate Heated Process Fluids | A | Standalone Impact on Baseline Winter Peak (%) | Achievable Technical Potential | bar: 2019 to 2040
F7_Industrial_Agriculture_Existing_Process_Natural Gas_Process - Insulate Heated Process Fluids_A_Achievable Technical Potential | F7 | Industrial | Agriculture | Existing | Process | Natural Gas | Process - Insulate Heated Process Fluids | A | Incremental Energy Savings (MWh or mTherms) | Achievable Technical Potential | 0 | 0 | 1.0557 | 1.0375 | 1.0196 | 1.0021 | 0.98478 | 0.87102 | 0.6848 | 0.5384 | 0.42329 | 0.33279 | 0.26165 | 0.20571 | 0.16173 | 0.12715 | 0.099968 | 0.078595 | 0.00052684 | 0.00018491 | 6.1952e-05 | 1.9853e-05
F8_Industrial_Agriculture_Existing_Process_Natural Gas_Process - Insulate Heated Process Fluids_A_Achievable Technical Potential | F8 | Industrial | Agriculture | Existing | Process | Natural Gas | Process - Insulate Heated Process Fluids | A | Incremental Summer Peak Savings (MW) | Achievable Technical Potential | 0 | 0 | 0 | 0 | 0 | 0 | 0 | 0 | 0 | 0 | 0 | 0 | 0 | 0 | 0 | 0 | 0 | 0 | 0 | 0 | 0 | 0
F9_Industrial_Agriculture_Existing_Process_Natural Gas_Process - Insulate Heated Process Fluids_A_Achievable Technical Potential | F9 | Industrial | Agriculture | Existing | Process | Natural Gas | Process - Insulate Heated Process Fluids | A | Incremental Winter Peak Savings (MW) | Achievable Technical Potential | 0 | 0 | 0 | 0 | 0 | 0 | 0 | 0 | 0 | 0 | 0 | 0 | 0 | 0 | 0 | 0 | 0 | 0 | 0 | 0 | 0 | 0
F10_Industrial_Agriculture_Existing_Process_Natural Gas_Process - Insulate Heated Process Fluids_A_Achievable Technical Potential | F10 | Industrial | Agriculture | Existing | Process | Natural Gas | Process - Insulate Heated Process Fluids | A | Cumulative Energy Savings (MWh or mTherms) | Achievable Technical Potential | 0 | 0 | 1.0557 | 2.0933 | 3.1129 | 4.115 | 5.0997 | 5.9708 | 6.6556 | 7.194 | 7.6172 | 7.95 | 8.2117 | 8.4174 | 8.5791 | 8.7063 | 8.8062 | 8.8848 | 8.8854 | 8.8856 | 8.8856 | 8.8856
F11_Industrial_Agriculture_Existing_Process_Natural Gas_Process - Insulate Heated Process Fluids_A_Achievable Technical Potential | F11 | Industrial | Agriculture | Existing | Process | Natural Gas | Process - Insulate Heated Process Fluids | A | Cumulative Summer Peak Savings (MW) | Achievable Technical Potential | 0 | 0 | 0 | 0 | 0 | 0 | 0 | 0 | 0 | 0 | 0 | 0 | 0 | 0 | 0 | 0 | 0 | 0 | 0 | 0 | 0 | 0
F12_Industrial_Agriculture_Existing_Process_Natural Gas_Process - Insulate Heated Process Fluids_A_Achievable Technical Potential | F12 | Industrial | Agriculture | Existing | Process | Natural Gas | Process - Insulate Heated Process Fluids | A | Cumulative Winter Peak Savings (MW) | Achievable Technical Potential | 0 | 0 | 0 | 0 | 0 | 0 | 0 | 0 | 0 | 0 | 0 | 0 | 0 | 0 | 0 | 0 | 0 | 0 | 0 | 0 | 0 | 0
F13_Industrial_Agriculture_Existing_Process_Natural Gas_Process - Insulate Heated Process Fluids_A_Achievable Technical Potential | F13 | Industrial | Agriculture | Existing | Process | Natural Gas | Process - Insulate Heated Process Fluids | A | Purchases (Incremental) | Achievable Technical Potential | 0 | 0 | 77.5746 | 76.2371 | 74.9226 | 73.6309 | 72.3614 | 64.0024 | 50.3191 | 39.5612 | 31.1033 | 24.4536 | 19.2256 | 15.1153 | 11.8838 | 9.3431 | 7.3456 | 5.7752 | 0.038712 | 0.013587 | 0.0045522 | 0.0014588
F14_Industrial_Agriculture_Existing_Process_Natural Gas_Process - Insulate Heated Process Fluids_A_Achievable Technical Potential | F14 | Industrial | Agriculture | Existing | Process | Natural Gas | Process - Insulate Heated Process Fluids | A | Purchases (Cumulative) | Achievable Technical Potential | 0 | 0 | 77.5746 | 153.8117 | 228.7343 | 302.3652 | 374.7266 | 438.7289 | 489.0481 | 528.6093 | 559.7126 | 584.1663 | 603.3919 | 618.5072 | 630.391 | 639.7341 | 647.0797 | 652.8549 | 652.8936 | 652.9072 | 652.9117 | 652.9132
F1_Industrial_Agriculture_Existing_Process_Natural Gas_Process Heat Recovery_A_Achievable Technical Potential | F1 | Industrial | Agriculture | Existing | Process | Natural Gas | Process Heat Recovery | A | Original Unit Energy Savings (kWh or therms) | Achievable Technical Potential | 0 | 0 | 0.13629 | 0.13629 | 0.13629 | 0.13629 | 0.13629 | 0.13629 | 0.13629 | 0.13629 | 0.13629 | 0.13629 | 0.13629 | 0.13629 | 0.13629 | 0.13629 | 0.13629 | 0.13629 | 0.13629 | 0.13629 | 0.13629 | 0.13629
F2_Industrial_Agriculture_Existing_Process_Natural Gas_Process Heat Recovery_A_Achievable Technical Potential | F2 | Industrial | Agriculture | Existing | Process | Natural Gas | Process Heat Recovery | A | Original Unit Summer Peak Savings (kW) | Achievable Technical Potential | 0 | 0 | 0 | 0 | 0 | 0 | 0 | 0 | 0 | 0 | 0 | 0 | 0 | 0 | 0 | 0 | 0 | 0 | 0 | 0 | 0 | 0
F3_Industrial_Agriculture_Existing_Process_Natural Gas_Process Heat Recovery_A_Achievable Technical Potential | F3 | Industrial | Agriculture | Existing | Process | Natural Gas | Process Heat Recovery | A | Original Unit Winter Peak Savings (kW) | Achievable Technical Potential | 0 | 0 | 0 | 0 | 0 | 0 | 0 | 0 | 0 | 0 | 0 | 0 | 0 | 0 | 0 | 0 | 0 | 0 | 0 | 0 | 0 | 0
F4_Industrial_Agriculture_Existing_Process_Natural Gas_Process Heat Recovery_A_Achievable Technical Potential | F4 | Industrial | Agriculture | Existing | Process | Natural Gas | Process Heat Recovery | A | Standalone Impact on Baseline Energy (%) | Achievable Technical Potential | 0% | 0% | 0.01743% | 0.03517% | 0.05322% | 0.07158% | 0.09027% | 0.1075% | 0.122% | 0.1342% | 0.1445% | 0.1535% | 0.1613% | 0.1683% | 0.1745% | 0.1802% | 0.1855% | 0.1904% | 0.1938% | 0.1972% | 0.2006% | 0.2042%
F5_Industrial_Agriculture_Existing_Process_Natural Gas_Process Heat Recovery_A_Achievable Technical Potential | F5 | Industrial | Agriculture | Existing | Process | Natural Gas | Process Heat Recovery | A | Standalone Impact on Baseline Summer Peak (%) | Achievable Technical Potential | bar: 2019 to 2040
F6_Industrial_Agriculture_Existing_Process_Natural Gas_Process Heat Recovery_A_Achievable Technical Potential | F6 | Industrial | Agriculture | Existing | Process | Natural Gas | Process Heat Recovery | A | Standalone Impact on Baseline Winter Peak (%) | Achievable Technical Potential | bar: 2019 to 2040
F7_Industrial_Agriculture_Existing_Process_Natural Gas_Process Heat Recovery_A_Achievable Technical Potential | F7 | Industrial | Agriculture | Existing | Process | Natural Gas | Process Heat Recovery | A | Incremental Energy Savings (MWh or mTherms) | Achievable Technical Potential | 0 | 0 | 0.38063 | 0.37406 | 0.36762 | 0.36128 | 0.35505 | 0.31403 | 0.2469 | 0.19411 | 0.15261 | 0.11998 | 0.094332 | 0.074165 | 0.058309 | 0.045843 | 0.036042 | 0.028336 | 0.00018994 | 6.6668e-05 | 2.2336e-05 | 7.1578e-06
F8_Industrial_Agriculture_Existing_Process_Natural Gas_Process Heat Recovery_A_Achievable Technical Potential | F8 | Industrial | Agriculture | Existing | Process | Natural Gas | Process Heat Recovery | A | Incremental Summer Peak Savings (MW) | Achievable Technical Potential | 0 | 0 | 0 | 0 | 0 | 0 | 0 | 0 | 0 | 0 | 0 | 0 | 0 | 0 | 0 | 0 | 0 | 0 | 0 | 0 | 0 | 0
F9_Industrial_Agriculture_Existing_Process_Natural Gas_Process Heat Recovery_A_Achievable Technical Potential | F9 | Industrial | Agriculture | Existing | Process | Natural Gas | Process Heat Recovery | A | Incremental Winter Peak Savings (MW) | Achievable Technical Potential | 0 | 0 | 0 | 0 | 0 | 0 | 0 | 0 | 0 | 0 | 0 | 0 | 0 | 0 | 0 | 0 | 0 | 0 | 0 | 0 | 0 | 0
F10_Industrial_Agriculture_Existing_Process_Natural Gas_Process Heat Recovery_A_Achievable Technical Potential | F10 | Industrial | Agriculture | Existing | Process | Natural Gas | Process Heat Recovery | A | Cumulative Energy Savings (MWh or mTherms) | Achievable Technical Potential | 0 | 0 | 0.38063 | 0.75469 | 1.1223 | 1.4836 | 1.8386 | 2.1527 | 2.3996 | 2.5937 | 2.7463 | 2.8663 | 2.9606 | 3.0348 | 3.0931 | 3.1389 | 3.175 | 3.2033 | 3.2035 | 3.2036 | 3.2036 | 3.2036
F11_Industrial_Agriculture_Existing_Process_Natural Gas_Process Heat Recovery_A_Achievable Technical Potential | F11 | Industrial | Agriculture | Existing | Process | Natural Gas | Process Heat Recovery | A | Cumulative Summer Peak Savings (MW) | Achievable Technical Potential | 0 | 0 | 0 | 0 | 0 | 0 | 0 | 0 | 0 | 0 | 0 | 0 | 0 | 0 | 0 | 0 | 0 | 0 | 0 | 0 | 0 | 0
F12_Industrial_Agriculture_Existing_Process_Natural Gas_Process Heat Recovery_A_Achievable Technical Potential | F12 | Industrial | Agriculture | Existing | Process | Natural Gas | Process Heat Recovery | A | Cumulative Winter Peak Savings (MW) | Achievable Technical Potential | 0 | 0 | 0 | 0 | 0 | 0 | 0 | 0 | 0 | 0 | 0 | 0 | 0 | 0 | 0 | 0 | 0 | 0 | 0 | 0 | 0 | 0
F13_Industrial_Agriculture_Existing_Process_Natural Gas_Process Heat Recovery_A_Achievable Technical Potential | F13 | Industrial | Agriculture | Existing | Process | Natural Gas | Process Heat Recovery | A | Purchases (Incremental) | Achievable Technical Potential | 0 | 0 | 2792.6846 | 2744.5348 | 2697.2153 | 2650.7116 | 2605.0096 | 2304.0861 | 1811.4884 | 1424.2047 | 1119.7195 | 880.3312 | 692.1225 | 544.1515 | 427.8156 | 336.3516 | 264.4419 | 207.9061 | 1.3936 | 0.48914 | 0.16388 | 0.052517
F14_Industrial_Agriculture_Existing_Process_Natural Gas_Process Heat Recovery_A_Achievable Technical Potential | F14 | Industrial | Agriculture | Existing | Process | Natural Gas | Process Heat Recovery | A | Purchases (Cumulative) | Achievable Technical Potential | 0 | 0 | 2792.6846 | 5537.2194 | 8234.4347 | 10885.1463 | 13490.1559 | 15794.242 | 17605.7304 | 19029.9351 | 20149.6546 | 21029.9859 | 21722.1083 | 22266.2598 | 22694.0754 | 23030.427 | 23294.869 | 23502.7751 | 23504.1687 | 23504.6578 | 23504.8217 | 23504.8742
F1_Industrial_Agriculture_Existing_Space Heating_Natural Gas_Building Automation System_A_Achievable Technical Potential | F1 | Industrial | Agriculture | Existing | Space Heating | Natural Gas | Building Automation System | A | Original Unit Energy Savings (kWh or therms) | Achievable Technical Potential | 0 | 0 | 0.015624 | 0.015587 | 0.01555 | 0.015514 | 0.015478 | 0.015443 | 0.015409 | 0.015376 | 0.015345 | 0.015316 | 0.015289 | 0.015263 | 0.015238 | 0.015215 | 0.015194 | 0.015173 | 0.015154 | 0.015136 | 0.01512 | 0.015104
F2_Industrial_Agriculture_Existing_Space Heating_Natural Gas_Building Automation System_A_Achievable Technical Potential | F2 | Industrial | Agriculture | Existing | Space Heating | Natural Gas | Building Automation System | A | Original Unit Summer Peak Savings (kW) | Achievable Technical Potential | 0 | 0 | 0 | 0 | 0 | 0 | 0 | 0 | 0 | 0 | 0 | 0 | 0 | 0 | 0 | 0 | 0 | 0 | 0 | 0 | 0 | 0
F3_Industrial_Agriculture_Existing_Space Heating_Natural Gas_Building Automation System_A_Achievable Technical Potential | F3 | Industrial | Agriculture | Existing | Space Heating | Natural Gas | Building Automation System | A | Original Unit Winter Peak Savings (kW) | Achievable Technical Potential | 0 | 0 | 0 | 0 | 0 | 0 | 0 | 0 | 0 | 0 | 0 | 0 | 0 | 0 | 0 | 0 | 0 | 0 | 0 | 0 | 0 | 0
F4_Industrial_Agriculture_Existing_Space Heating_Natural Gas_Building Automation System_A_Achievable Technical Potential | F4 | Industrial | Agriculture | Existing | Space Heating | Natural Gas | Building Automation System | A | Standalone Impact on Baseline Energy (%) | Achievable Technical Potential | 0% | 0% | 0.01308% | 0.03945% | 0.08656% | 0.1636% | 0.2811% | 0.4501% | 0.6813% | 0.9827% | 1.358% | 1.804% | 2.309% | 2.854% | 3.41% | 3.946% | 4.435% | 4.86% | 5.21% | 5.485% | 5.699% | 5.875%
F5_Industrial_Agriculture_Existing_Space Heating_Natural Gas_Building Automation System_A_Achievable Technical Potential | F5 | Industrial | Agriculture | Existing | Space Heating | Natural Gas | Building Automation System | A | Standalone Impact on Baseline Summer Peak (%) | Achievable Technical Potential | bar: 2019 to 2040
F6_Industrial_Agriculture_Existing_Space Heating_Natural Gas_Building Automation System_A_Achievable Technical Potential | F6 | Industrial | Agriculture | Existing | Space Heating | Natural Gas | Building Automation System | A | Standalone Impact on Baseline Winter Peak (%) | Achievable Technical Potential | bar: 2019 to 2040
F7_Industrial_Agriculture_Existing_Space Heating_Natural Gas_Building Automation System_A_Achievable Technical Potential | F7 | Industrial | Agriculture | Existing | Space Heating | Natural Gas | Building Automation System | A | Incremental Energy Savings (MWh or mTherms) | Achievable Technical Potential | 0 | 0 | 0.13827 | 0.27099 | 0.47174 | 0.75234 | 1.1197 | 1.5724 | 2.0974 | 2.6665 | 3.2346 | 3.7415 | 4.1179 | 4.2978 | 4.2346 | 3.9171 | 3.3798 | 2.7432 | 2.059 | 1.3992 | 0.87754 | 0.56185
F8_Industrial_Agriculture_Existing_Space Heating_Natural Gas_Building Automation System_A_Achievable Technical Potential | F8 | Industrial | Agriculture | Existing | Space Heating | Natural Gas | Building Automation System | A | Incremental Summer Peak Savings (MW) | Achievable Technical Potential | 0 | 0 | 0 | 0 | 0 | 0 | 0 | 0 | 0 | 0 | 0 | 0 | 0 | 0 | 0 | 0 | 0 | 0 | 0 | 0 | 0 | 0
F9_Industrial_Agriculture_Existing_Space Heating_Natural Gas_Building Automation System_A_Achievable Technical Potential | F9 | Industrial | Agriculture | Existing | Space Heating | Natural Gas | Building Automation System | A | Incremental Winter Peak Savings (MW) | Achievable Technical Potential | 0 | 0 | 0 | 0 | 0 | 0 | 0 | 0 | 0 | 0 | 0 | 0 | 0 | 0 | 0 | 0 | 0 | 0 | 0 | 0 | 0 | 0
F10_Industrial_Agriculture_Existing_Space Heating_Natural Gas_Building Automation System_A_Achievable Technical Potential | F10 | Industrial | Agriculture | Existing | Space Heating | Natural Gas | Building Automation System | A | Cumulative Energy Savings (MWh or mTherms) | Achievable Technical Potential | 0 | 0 | 0.13827 | 0.40894 | 0.8797 | 1.63 | 2.7459 | 4.312 | 6.4 | 9.053 | 12.2693 | 15.9875 | 20.0767 | 24.3405 | 28.5361 | 32.4102 | 35.7439 | 38.4392 | 40.4497 | 41.8009 | 42.6319 | 43.1491
F11_Industrial_Agriculture_Existing_Space Heating_Natural Gas_Building Automation System_A_Achievable Technical Potential | F11 | Industrial | Agriculture | Existing | Space Heating | Natural Gas | Building Automation System | A | Cumulative Summer Peak Savings (MW) | Achievable Technical Potential | 0 | 0 | 0 | 0 | 0 | 0 | 0 | 0 | 0 | 0 | 0 | 0 | 0 | 0 | 0 | 0 | 0 | 0 | 0 | 0 | 0 | 0
F12_Industrial_Agriculture_Existing_Space Heating_Natural Gas_Building Automation System_A_Achievable Technical Potential | F12 | Industrial | Agriculture | Existing | Space Heating | Natural Gas | Building Automation System | A | Cumulative Winter Peak Savings (MW) | Achievable Technical Potential | 0 | 0 | 0 | 0 | 0 | 0 | 0 | 0 | 0 | 0 | 0 | 0 | 0 | 0 | 0 | 0 | 0 | 0 | 0 | 0 | 0 | 0
F13_Industrial_Agriculture_Existing_Space Heating_Natural Gas_Building Automation System_A_Achievable Technical Potential | F13 | Industrial | Agriculture | Existing | Space Heating | Natural Gas | Building Automation System | A | Purchases (Incremental) | Achievable Technical Potential | 0 | 0 | 8849.9784 | 17385.5173 | 30336.553 | 48495.7587 | 72340.6539 | 101820.9416 | 136116.4352 | 173413.7159 | 210784.8984 | 244279.856 | 269340.8452 | 281587.8113 | 277888.1721 | 257439.9763 | 222444.7773 | 180787.6597 | 135865.7767 | 92439.1823 | 58040.1188 | 37199.6263
F14_Industrial_Agriculture_Existing_Space Heating_Natural Gas_Building Automation System_A_Achievable Technical Potential | F14 | Industrial | Agriculture | Existing | Space Heating | Natural Gas | Building Automation System | A | Purchases (Cumulative) | Achievable Technical Potential | 0 | 0 | 8849.9784 | 26235.4957 | 56572.0487 | 105067.8074 | 177408.4613 | 279229.4029 | 415345.8381 | 588759.554 | 799544.4525 | 1043824.3084 | 1313165.1537 | 1594752.965 | 1872641.1371 | 2130081.1134 | 2352525.8907 | 2533313.5504 | 2669179.3271 | 2761618.5094 | 2819658.6282 | 2856858.2545
F1_Industrial_Agriculture_Existing_Space Heating_Natural Gas_Steam System Efficiency Improvements_A_Achievable Technical Potential | F1 | Industrial | Agriculture | Existing | Space Heating | Natural Gas | Steam System Efficiency Improvements | A | Original Unit Energy Savings (kWh or therms) | Achievable Technical Potential | 0 | 0 | 0.13953 | 0.13917 | 0.13883 | 0.1385 | 0.13817 | 0.13785 | 0.13755 | 0.13725 | 0.13697 | 0.13669 | 0.13643 | 0.13618 | 0.13594 | 0.13572 | 0.13551 | 0.13531 | 0.13512 | 0.13495 | 0.1348 | 0.13466
F2_Industrial_Agriculture_Existing_Space Heating_Natural Gas_Steam System Efficiency Improvements_A_Achievable Technical Potential | F2 | Industrial | Agriculture | Existing | Space Heating | Natural Gas | Steam System Efficiency Improvements | A | Original Unit Summer Peak Savings (kW) | Achievable Technical Potential | 0 | 0 | 0 | 0 | 0 | 0 | 0 | 0 | 0 | 0 | 0 | 0 | 0 | 0 | 0 | 0 | 0 | 0 | 0 | 0 | 0 | 0
F3_Industrial_Agriculture_Existing_Space Heating_Natural Gas_Steam System Efficiency Improvements_A_Achievable Technical Potential | F3 | Industrial | Agriculture | Existing | Space Heating | Natural Gas | Steam System Efficiency Improvements | A | Original Unit Winter Peak Savings (kW) | Achievable Technical Potential | 0 | 0 | 0 | 0 | 0 | 0 | 0 | 0 | 0 | 0 | 0 | 0 | 0 | 0 | 0 | 0 | 0 | 0 | 0 | 0 | 0 | 0
F4_Industrial_Agriculture_Existing_Space Heating_Natural Gas_Steam System Efficiency Improvements_A_Achievable Technical Potential | F4 | Industrial | Agriculture | Existing | Space Heating | Natural Gas | Steam System Efficiency Improvements | A | Standalone Impact on Baseline Energy (%) | Achievable Technical Potential | 0% | 0% | 0.0008277% | 0.002496% | 0.005477% | 0.01035% | 0.01778% | 0.02848% | 0.0431% | 0.06217% | 0.0859% | 0.1141% | 0.146% | 0.1804% | 0.2156% | 0.2495% | 0.2803% | 0.3071% | 0.3292% | 0.3466% | 0.3601% | 0.3712%
F5_Industrial_Agriculture_Existing_Space Heating_Natural Gas_Steam System Efficiency Improvements_A_Achievable Technical Potential | F5 | Industrial | Agriculture | Existing | Space Heating | Natural Gas | Steam System Efficiency Improvements | A | Standalone Impact on Baseline Summer Peak (%) | Achievable Technical Potential | bar: 2019 to 2040
F6_Industrial_Agriculture_Existing_Space Heating_Natural Gas_Steam System Efficiency Improvements_A_Achievable Technical Potential | F6 | Industrial | Agriculture | Existing | Space Heating | Natural Gas | Steam System Efficiency Improvements | A | Standalone Impact on Baseline Winter Peak (%) | Achievable Technical Potential | bar: 2019 to 2040
F7_Industrial_Agriculture_Existing_Space Heating_Natural Gas_Steam System Efficiency Improvements_A_Achievable Technical Potential | F7 | Industrial | Agriculture | Existing | Space Heating | Natural Gas | Steam System Efficiency Improvements | A | Incremental Energy Savings (MWh or mTherms) | Achievable Technical Potential | 0 | 0 | 0.0087511 | 0.017148 | 0.029849 | 0.047601 | 0.070838 | 0.099478 | 0.13269 | 0.16868 | 0.20461 | 0.23665 | 0.26042 | 0.27177 | 0.26773 | 0.24762 | 0.21363 | 0.17337 | 0.13011 | 0.088412 | 0.055448 | 0.0355
F8_Industrial_Agriculture_Existing_Space Heating_Natural Gas_Steam System Efficiency Improvements_A_Achievable Technical Potential | F8 | Industrial | Agriculture | Existing | Space Heating | Natural Gas | Steam System Efficiency Improvements | A | Incremental Summer Peak Savings (MW) | Achievable Technical Potential | 0 | 0 | 0 | 0 | 0 | 0 | 0 | 0 | 0 | 0 | 0 | 0 | 0 | 0 | 0 | 0 | 0 | 0 | 0 | 0 | 0 | 0
F9_Industrial_Agriculture_Existing_Space Heating_Natural Gas_Steam System Efficiency Improvements_A_Achievable Technical Potential | F9 | Industrial | Agriculture | Existing | Space Heating | Natural Gas | Steam System Efficiency Improvements | A | Incremental Winter Peak Savings (MW) | Achievable Technical Potential | 0 | 0 | 0 | 0 | 0 | 0 | 0 | 0 | 0 | 0 | 0 | 0 | 0 | 0 | 0 | 0 | 0 | 0 | 0 | 0 | 0 | 0
F10_Industrial_Agriculture_Existing_Space Heating_Natural Gas_Steam System Efficiency Improvements_A_Achievable Technical Potential | F10 | Industrial | Agriculture | Existing | Space Heating | Natural Gas | Steam System Efficiency Improvements | A | Cumulative Energy Savings (MWh or mTherms) | Achievable Technical Potential | 0 | 0 | 0.0087511 | 0.025877 | 0.055662 | 0.10313 | 0.17372 | 0.2728 | 0.40488 | 0.57269 | 0.77611 | 1.0112 | 1.2697 | 1.5391 | 1.8042 | 2.0488 | 2.2593 | 2.4293 | 2.5561 | 2.6413 | 2.6937 | 2.7264
F11_Industrial_Agriculture_Existing_Space Heating_Natural Gas_Steam System Efficiency Improvements_A_Achievable Technical Potential | F11 | Industrial | Agriculture | Existing | Space Heating | Natural Gas | Steam System Efficiency Improvements | A | Cumulative Summer Peak Savings (MW) | Achievable Technical Potential | 0 | 0 | 0 | 0 | 0 | 0 | 0 | 0 | 0 | 0 | 0 | 0 | 0 | 0 | 0 | 0 | 0 | 0 | 0 | 0 | 0 | 0
F12_Industrial_Agriculture_Existing_Space Heating_Natural Gas_Steam System Efficiency Improvements_A_Achievable Technical Potential | F12 | Industrial | Agriculture | Existing | Space Heating | Natural Gas | Steam System Efficiency Improvements | A | Cumulative Winter Peak Savings (MW) | Achievable Technical Potential | 0 | 0 | 0 | 0 | 0 | 0 | 0 | 0 | 0 | 0 | 0 | 0 | 0 | 0 | 0 | 0 | 0 | 0 | 0 | 0 | 0 | 0
F13_Industrial_Agriculture_Existing_Space Heating_Natural Gas_Steam System Efficiency Improvements_A_Achievable Technical Potential | F13 | Industrial | Agriculture | Existing | Space Heating | Natural Gas | Steam System Efficiency Improvements | A | Purchases (Incremental) | Achievable Technical Potential | 0 | 0 | 62.7209 | 123.2133 | 214.9989 | 343.6954 | 512.6871 | 721.6175 | 964.6738 | 1229.0042 | 1493.8584 | 1731.2412 | 1908.8515 | 1995.6473 | 1969.4275 | 1824.5086 | 1576.4933 | 1281.2643 | 962.8974 | 655.1278 | 411.3374 | 263.6383
F14_Industrial_Agriculture_Existing_Space Heating_Natural Gas_Steam System Efficiency Improvements_A_Achievable Technical Potential | F14 | Industrial | Agriculture | Existing | Space Heating | Natural Gas | Steam System Efficiency Improvements | A | Purchases (Cumulative) | Achievable Technical Potential | 0 | 0 | 62.7209 | 185.9342 | 400.933 | 744.6284 | 1257.3155 | 1978.9329 | 2943.6068 | 4172.611 | 5666.4693 | 7397.7106 | 9306.5621 | 11302.2093 | 13271.6368 | 15096.1454 | 16672.6387 | 17953.903 | 18916.8004 | 19571.9282 | 19983.2656 | 20246.9039
F1_Industrial_Agriculture_Existing_Process_Natural Gas_Steam System Efficiency Improvements_A_Achievable Technical Potential | F1 | Industrial | Agriculture | Existing | Process | Natural Gas | Steam System Efficiency Improvements | A | Original Unit Energy Savings (kWh or therms) | Achievable Technical Potential | 0 | 0 | 0.18594 | 0.18594 | 0.18594 | 0.18594 | 0.18594 | 0.18594 | 0.18594 | 0.18594 | 0.18594 | 0.18594 | 0.18594 | 0.18594 | 0.18594 | 0.18594 | 0.18594 | 0.18594 | 0.18594 | 0.18594 | 0.18594 | 0.18594
F2_Industrial_Agriculture_Existing_Process_Natural Gas_Steam System Efficiency Improvements_A_Achievable Technical Potential | F2 | Industrial | Agriculture | Existing | Process | Natural Gas | Steam System Efficiency Improvements | A | Original Unit Summer Peak Savings (kW) | Achievable Technical Potential | 0 | 0 | 0 | 0 | 0 | 0 | 0 | 0 | 0 | 0 | 0 | 0 | 0 | 0 | 0 | 0 | 0 | 0 | 0 | 0 | 0 | 0
F3_Industrial_Agriculture_Existing_Process_Natural Gas_Steam System Efficiency Improvements_A_Achievable Technical Potential | F3 | Industrial | Agriculture | Existing | Process | Natural Gas | Steam System Efficiency Improvements | A | Original Unit Winter Peak Savings (kW) | Achievable Technical Potential | 0 | 0 | 0 | 0 | 0 | 0 | 0 | 0 | 0 | 0 | 0 | 0 | 0 | 0 | 0 | 0 | 0 | 0 | 0 | 0 | 0 | 0
F4_Industrial_Agriculture_Existing_Process_Natural Gas_Steam System Efficiency Improvements_A_Achievable Technical Potential | F4 | Industrial | Agriculture | Existing | Process | Natural Gas | Steam System Efficiency Improvements | A | Standalone Impact on Baseline Energy (%) | Achievable Technical Potential | 0% | 0% | 9.293e-05% | 0.0002803% | 0.0006151% | 0.001162% | 0.001997% | 0.003198% | 0.004841% | 0.006983% | 0.009649% | 0.01282% | 0.01641% | 0.02028% | 0.02423% | 0.02804% | 0.03151% | 0.03453% | 0.03702% | 0.03897% | 0.04049% | 0.04175%
F5_Industrial_Agriculture_Existing_Process_Natural Gas_Steam System Efficiency Improvements_A_Achievable Technical Potential | F5 | Industrial | Agriculture | Existing | Process | Natural Gas | Steam System Efficiency Improvements | A | Standalone Impact on Baseline Summer Peak (%) | Achievable Technical Potential | bar: 2019 to 2040
F6_Industrial_Agriculture_Existing_Process_Natural Gas_Steam System Efficiency Improvements_A_Achievable Technical Potential | F6 | Industrial | Agriculture | Existing | Process | Natural Gas | Steam System Efficiency Improvements | A | Standalone Impact on Baseline Winter Peak (%) | Achievable Technical Potential | bar: 2019 to 2040
F7_Industrial_Agriculture_Existing_Process_Natural Gas_Steam System Efficiency Improvements_A_Achievable Technical Potential | F7 | Industrial | Agriculture | Existing | Process | Natural Gas | Steam System Efficiency Improvements | A | Incremental Energy Savings (MWh or mTherms) | Achievable Technical Potential | 0 | 0 | 0.0020292 | 0.0039863 | 0.0069558 | 0.011119 | 0.016587 | 0.023346 | 0.03121 | 0.039761 | 0.04833 | 0.05601 | 0.061756 | 0.064564 | 0.063716 | 0.059028 | 0.051004 | 0.041452 | 0.031152 | 0.021195 | 0.013308 | 0.0085294
F8_Industrial_Agriculture_Existing_Process_Natural Gas_Steam System Efficiency Improvements_A_Achievable Technical Potential | F8 | Industrial | Agriculture | Existing | Process | Natural Gas | Steam System Efficiency Improvements | A | Incremental Summer Peak Savings (MW) | Achievable Technical Potential | 0 | 0 | 0 | 0 | 0 | 0 | 0 | 0 | 0 | 0 | 0 | 0 | 0 | 0 | 0 | 0 | 0 | 0 | 0 | 0 | 0 | 0
F9_Industrial_Agriculture_Existing_Process_Natural Gas_Steam System Efficiency Improvements_A_Achievable Technical Potential | F9 | Industrial | Agriculture | Existing | Process | Natural Gas | Steam System Efficiency Improvements | A | Incremental Winter Peak Savings (MW) | Achievable Technical Potential | 0 | 0 | 0 | 0 | 0 | 0 | 0 | 0 | 0 | 0 | 0 | 0 | 0 | 0 | 0 | 0 | 0 | 0 | 0 | 0 | 0 | 0
F10_Industrial_Agriculture_Existing_Process_Natural Gas_Steam System Efficiency Improvements_A_Achievable Technical Potential | F10 | Industrial | Agriculture | Existing | Process | Natural Gas | Steam System Efficiency Improvements | A | Cumulative Energy Savings (MWh or mTherms) | Achievable Technical Potential | 0 | 0 | 0.0020292 | 0.0060154 | 0.012971 | 0.024091 | 0.040677 | 0.064024 | 0.095233 | 0.13499 | 0.18332 | 0.23933 | 0.30109 | 0.36566 | 0.42937 | 0.4884 | 0.5394 | 0.58085 | 0.61201 | 0.6332 | 0.64651 | 0.65504
F11_Industrial_Agriculture_Existing_Process_Natural Gas_Steam System Efficiency Improvements_A_Achievable Technical Potential | F11 | Industrial | Agriculture | Existing | Process | Natural Gas | Steam System Efficiency Improvements | A | Cumulative Summer Peak Savings (MW) | Achievable Technical Potential | 0 | 0 | 0 | 0 | 0 | 0 | 0 | 0 | 0 | 0 | 0 | 0 | 0 | 0 | 0 | 0 | 0 | 0 | 0 | 0 | 0 | 0
F12_Industrial_Agriculture_Existing_Process_Natural Gas_Steam System Efficiency Improvements_A_Achievable Technical Potential | F12 | Industrial | Agriculture | Existing | Process | Natural Gas | Steam System Efficiency Improvements | A | Cumulative Winter Peak Savings (MW) | Achievable Technical Potential | 0 | 0 | 0 | 0 | 0 | 0 | 0 | 0 | 0 | 0 | 0 | 0 | 0 | 0 | 0 | 0 | 0 | 0 | 0 | 0 | 0 | 0
F13_Industrial_Agriculture_Existing_Process_Natural Gas_Steam System Efficiency Improvements_A_Achievable Technical Potential | F13 | Industrial | Agriculture | Existing | Process | Natural Gas | Steam System Efficiency Improvements | A | Purchases (Incremental) | Achievable Technical Potential | 0 | 0 | 10.9129 | 21.438 | 37.4079 | 59.8 | 89.203 | 125.5551 | 167.8448 | 213.8359 | 259.9182 | 301.2208 | 332.1234 | 347.2251 | 342.6631 | 317.4485 | 274.296 | 222.9287 | 167.5357 | 113.9865 | 71.5691 | 45.8707
F14_Industrial_Agriculture_Existing_Process_Natural Gas_Steam System Efficiency Improvements_A_Achievable Technical Potential | F14 | Industrial | Agriculture | Existing | Process | Natural Gas | Steam System Efficiency Improvements | A | Purchases (Cumulative) | Achievable Technical Potential | 0 | 0 | 10.9129 | 32.3509 | 69.7588 | 129.5588 | 218.7618 | 344.3169 | 512.1617 | 725.9976 | 985.9159 | 1287.1366 | 1619.26 | 1966.4851 | 2309.1482 | 2626.5966 | 2900.8926 | 3123.8213 | 3291.357 | 3405.3435 | 3476.9126 | 3522.7833
F1_Industrial_Agriculture_Existing_Space Heating_Natural Gas_Strategic Energy Management_A_Achievable Technical Potential | F1 | Industrial | Agriculture | Existing | Space Heating | Natural Gas | Strategic Energy Management | A | Original Unit Energy Savings (kWh or therms) | Achievable Technical Potential | 0 | 0 | 4.12 | 4.1102 | 4.1004 | 4.0908 | 4.0813 | 4.0721 | 4.0632 | 4.0546 | 4.0464 | 4.0387 | 4.0315 | 4.0247 | 4.0182 | 4.0122 | 4.0065 | 4.0011 | 3.9961 | 3.9913 | 3.9869 | 3.9827
F2_Industrial_Agriculture_Existing_Space Heating_Natural Gas_Strategic Energy Management_A_Achievable Technical Potential | F2 | Industrial | Agriculture | Existing | Space Heating | Natural Gas | Strategic Energy Management | A | Original Unit Summer Peak Savings (kW) | Achievable Technical Potential | 0 | 0 | 0 | 0 | 0 | 0 | 0 | 0 | 0 | 0 | 0 | 0 | 0 | 0 | 0 | 0 | 0 | 0 | 0 | 0 | 0 | 0
F3_Industrial_Agriculture_Existing_Space Heating_Natural Gas_Strategic Energy Management_A_Achievable Technical Potential | F3 | Industrial | Agriculture | Existing | Space Heating | Natural Gas | Strategic Energy Management | A | Original Unit Winter Peak Savings (kW) | Achievable Technical Potential | 0 | 0 | 0 | 0 | 0 | 0 | 0 | 0 | 0 | 0 | 0 | 0 | 0 | 0 | 0 | 0 | 0 | 0 | 0 | 0 | 0 | 0
F4_Industrial_Agriculture_Existing_Space Heating_Natural Gas_Strategic Energy Management_A_Achievable Technical Potential | F4 | Industrial | Agriculture | Existing | Space Heating | Natural Gas | Strategic Energy Management | A | Standalone Impact on Baseline Energy (%) | Achievable Technical Potential | 0% | 0% | 0.08224% | 0.1659% | 0.2511% | 0.3377% | 0.4259% | 0.5156% | 0.6069% | 0.6997% | 0.7943% | 0.8904% | 0.9883% | 1.088% | 1.189% | 1.292% | 1.397% | 1.504% | 1.613% | 1.723% | 1.836% | 1.95%
F5_Industrial_Agriculture_Existing_Space Heating_Natural Gas_Strategic Energy Management_A_Achievable Technical Potential | F5 | Industrial | Agriculture | Existing | Space Heating | Natural Gas | Strategic Energy Management | A | Standalone Impact on Baseline Summer Peak (%) | Achievable Technical Potential | bar: 2019 to 2040
F6_Industrial_Agriculture_Existing_Space Heating_Natural Gas_Strategic Energy Management_A_Achievable Technical Potential | F6 | Industrial | Agriculture | Existing | Space Heating | Natural Gas | Strategic Energy Management | A | Standalone Impact on Baseline Winter Peak (%) | Achievable Technical Potential | bar: 2019 to 2040
F7_Industrial_Agriculture_Existing_Space Heating_Natural Gas_Strategic Energy Management_A_Achievable Technical Potential | F7 | Industrial | Agriculture | Existing | Space Heating | Natural Gas | Strategic Energy Management | A | Incremental Energy Savings (MWh or mTherms) | Achievable Technical Potential | 0 | 0 | 0.86948 | 0.85245 | 0.83577 | 0.81942 | 0.80343 | 0.78779 | 0.77251 | 0.75759 | 0.74304 | 0.72884 | 0.71499 | 0.70147 | 0.68827 | 0.67538 | 0.6628 | 0.6505 | 0.63847 | 0.62672 | 0.61523 | 0.60399
F8_Industrial_Agriculture_Existing_Space Heating_Natural Gas_Strategic Energy Management_A_Achievable Technical Potential | F8 | Industrial | Agriculture | Existing | Space Heating | Natural Gas | Strategic Energy Management | A | Incremental Summer Peak Savings (MW) | Achievable Technical Potential | 0 | 0 | 0 | 0 | 0 | 0 | 0 | 0 | 0 | 0 | 0 | 0 | 0 | 0 | 0 | 0 | 0 | 0 | 0 | 0 | 0 | 0
F9_Industrial_Agriculture_Existing_Space Heating_Natural Gas_Strategic Energy Management_A_Achievable Technical Potential | F9 | Industrial | Agriculture | Existing | Space Heating | Natural Gas | Strategic Energy Management | A | Incremental Winter Peak Savings (MW) | Achievable Technical Potential | 0 | 0 | 0 | 0 | 0 | 0 | 0 | 0 | 0 | 0 | 0 | 0 | 0 | 0 | 0 | 0 | 0 | 0 | 0 | 0 | 0 | 0
F10_Industrial_Agriculture_Existing_Space Heating_Natural Gas_Strategic Energy Management_A_Achievable Technical Potential | F10 | Industrial | Agriculture | Existing | Space Heating | Natural Gas | Strategic Energy Management | A | Cumulative Energy Savings (MWh or mTherms) | Achievable Technical Potential | 0 | 0 | 0.86948 | 1.7199 | 2.5515 | 3.365 | 4.1606 | 4.939 | 5.7007 | 6.4463 | 7.1763 | 7.8915 | 8.5924 | 9.2793 | 9.9527 | 10.6131 | 11.2608 | 11.8962 | 12.5197 | 13.1315 | 13.7321 | 14.3218
F11_Industrial_Agriculture_Existing_Space Heating_Natural Gas_Strategic Energy Management_A_Achievable Technical Potential | F11 | Industrial | Agriculture | Existing | Space Heating | Natural Gas | Strategic Energy Management | A | Cumulative Summer Peak Savings (MW) | Achievable Technical Potential | 0 | 0 | 0 | 0 | 0 | 0 | 0 | 0 | 0 | 0 | 0 | 0 | 0 | 0 | 0 | 0 | 0 | 0 | 0 | 0 | 0 | 0
F12_Industrial_Agriculture_Existing_Space Heating_Natural Gas_Strategic Energy Management_A_Achievable Technical Potential | F12 | Industrial | Agriculture | Existing | Space Heating | Natural Gas | Strategic Energy Management | A | Cumulative Winter Peak Savings (MW) | Achievable Technical Potential | 0 | 0 | 0 | 0 | 0 | 0 | 0 | 0 | 0 | 0 | 0 | 0 | 0 | 0 | 0 | 0 | 0 | 0 | 0 | 0 | 0 | 0
F13_Industrial_Agriculture_Existing_Space Heating_Natural Gas_Strategic Energy Management_A_Achievable Technical Potential | F13 | Industrial | Agriculture | Existing | Space Heating | Natural Gas | Strategic Energy Management | A | Purchases (Incremental) | Achievable Technical Potential | 0 | 0 | 211.0387 | 207.4001 | 203.8242 | 200.31 | 196.8564 | 193.4623 | 190.1268 | 186.8487 | 183.6272 | 180.4612 | 177.3498 | 174.292 | 171.287 | 168.3338 | 165.4315 | 162.5792 | 159.7761 | 157.0214 | 154.3141 | 151.6535
F14_Industrial_Agriculture_Existing_Space Heating_Natural Gas_Strategic Energy Management_A_Achievable Technical Potential | F14 | Industrial | Agriculture | Existing | Space Heating | Natural Gas | Strategic Energy Management | A | Purchases (Cumulative) | Achievable Technical Potential | 0 | 0 | 211.0387 | 418.4388 | 622.263 | 822.573 | 1019.4294 | 1212.8917 | 1403.0185 | 1589.8672 | 1773.4944 | 1953.9556 | 2131.3054 | 2305.5975 | 2476.8845 | 2645.2183 | 2810.6497 | 2973.2289 | 3133.0051 | 3290.0264 | 3444.3405 | 3595.994
F1_Industrial_Agriculture_Existing_Process_Natural Gas_Strategic Energy Management_A_Achievable Technical Potential | F1 | Industrial | Agriculture | Existing | Process | Natural Gas | Strategic Energy Management | A | Original Unit Energy Savings (kWh or therms) | Achievable Technical Potential | 0 | 0 | 1.4066 | 1.4066 | 1.4066 | 1.4066 | 1.4066 | 1.4066 | 1.4066 | 1.4066 | 1.4066 | 1.4066 | 1.4066 | 1.4066 | 1.4066 | 1.4066 | 1.4066 | 1.4066 | 1.4066 | 1.4066 | 1.4066 | 1.4066
F2_Industrial_Agriculture_Existing_Process_Natural Gas_Strategic Energy Management_A_Achievable Technical Potential | F2 | Industrial | Agriculture | Existing | Process | Natural Gas | Strategic Energy Management | A | Original Unit Summer Peak Savings (kW) | Achievable Technical Potential | 0 | 0 | 0 | 0 | 0 | 0 | 0 | 0 | 0 | 0 | 0 | 0 | 0 | 0 | 0 | 0 | 0 | 0 | 0 | 0 | 0 | 0
F3_Industrial_Agriculture_Existing_Process_Natural Gas_Strategic Energy Management_A_Achievable Technical Potential | F3 | Industrial | Agriculture | Existing | Process | Natural Gas | Strategic Energy Management | A | Original Unit Winter Peak Savings (kW) | Achievable Technical Potential | 0 | 0 | 0 | 0 | 0 | 0 | 0 | 0 | 0 | 0 | 0 | 0 | 0 | 0 | 0 | 0 | 0 | 0 | 0 | 0 | 0 | 0
F4_Industrial_Agriculture_Existing_Process_Natural Gas_Strategic Energy Management_A_Achievable Technical Potential | F4 | Industrial | Agriculture | Existing | Process | Natural Gas | Strategic Energy Management | A | Standalone Impact on Baseline Energy (%) | Achievable Technical Potential | 0% | 0% | 0.08224% | 0.1659% | 0.2511% | 0.3377% | 0.4259% | 0.5156% | 0.6069% | 0.6997% | 0.7943% | 0.8904% | 0.9883% | 1.088% | 1.189% | 1.292% | 1.397% | 1.504% | 1.613% | 1.723% | 1.836% | 1.95%
F5_Industrial_Agriculture_Existing_Process_Natural Gas_Strategic Energy Management_A_Achievable Technical Potential | F5 | Industrial | Agriculture | Existing | Process | Natural Gas | Strategic Energy Management | A | Standalone Impact on Baseline Summer Peak (%) | Achievable Technical Potential | bar: 2019 to 2040
F6_Industrial_Agriculture_Existing_Process_Natural Gas_Strategic Energy Management_A_Achievable Technical Potential | F6 | Industrial | Agriculture | Existing | Process | Natural Gas | Strategic Energy Management | A | Standalone Impact on Baseline Winter Peak (%) | Achievable Technical Potential | bar: 2019 to 2040
F7_Industrial_Agriculture_Existing_Process_Natural Gas_Strategic Energy Management_A_Achievable Technical Potential | F7 | Industrial | Agriculture | Existing | Process | Natural Gas | Strategic Energy Management | A | Incremental Energy Savings (MWh or mTherms) | Achievable Technical Potential | 0 | 0 | 1.7957 | 1.7647 | 1.7343 | 1.7044 | 1.675 | 1.6461 | 1.6178 | 1.5899 | 1.5625 | 1.5355 | 1.509 | 1.483 | 1.4575 | 1.4323 | 1.4076 | 1.3834 | 1.3595 | 1.3361 | 1.313 | 1.2904
F8_Industrial_Agriculture_Existing_Process_Natural Gas_Strategic Energy Management_A_Achievable Technical Potential | F8 | Industrial | Agriculture | Existing | Process | Natural Gas | Strategic Energy Management | A | Incremental Summer Peak Savings (MW) | Achievable Technical Potential | 0 | 0 | 0 | 0 | 0 | 0 | 0 | 0 | 0 | 0 | 0 | 0 | 0 | 0 | 0 | 0 | 0 | 0 | 0 | 0 | 0 | 0
F9_Industrial_Agriculture_Existing_Process_Natural Gas_Strategic Energy Management_A_Achievable Technical Potential | F9 | Industrial | Agriculture | Existing | Process | Natural Gas | Strategic Energy Management | A | Incremental Winter Peak Savings (MW) | Achievable Technical Potential | 0 | 0 | 0 | 0 | 0 | 0 | 0 | 0 | 0 | 0 | 0 | 0 | 0 | 0 | 0 | 0 | 0 | 0 | 0 | 0 | 0 | 0
F10_Industrial_Agriculture_Existing_Process_Natural Gas_Strategic Energy Management_A_Achievable Technical Potential | F10 | Industrial | Agriculture | Existing | Process | Natural Gas | Strategic Energy Management | A | Cumulative Energy Savings (MWh or mTherms) | Achievable Technical Potential | 0 | 0 | 1.7957 | 3.5604 | 5.2947 | 6.9992 | 8.6742 | 10.3203 | 11.9381 | 13.5279 | 15.0904 | 16.6259 | 18.135 | 19.618 | 21.0755 | 22.5078 | 23.9154 | 25.2988 | 26.6583 | 27.9944 | 29.3074 | 30.5978
F11_Industrial_Agriculture_Existing_Process_Natural Gas_Strategic Energy Management_A_Achievable Technical Potential | F11 | Industrial | Agriculture | Existing | Process | Natural Gas | Strategic Energy Management | A | Cumulative Summer Peak Savings (MW) | Achievable Technical Potential | 0 | 0 | 0 | 0 | 0 | 0 | 0 | 0 | 0 | 0 | 0 | 0 | 0 | 0 | 0 | 0 | 0 | 0 | 0 | 0 | 0 | 0
F12_Industrial_Agriculture_Existing_Process_Natural Gas_Strategic Energy Management_A_Achievable Technical Potential | F12 | Industrial | Agriculture | Existing | Process | Natural Gas | Strategic Energy Management | A | Cumulative Winter Peak Savings (MW) | Achievable Technical Potential | 0 | 0 | 0 | 0 | 0 | 0 | 0 | 0 | 0 | 0 | 0 | 0 | 0 | 0 | 0 | 0 | 0 | 0 | 0 | 0 | 0 | 0
F13_Industrial_Agriculture_Existing_Process_Natural Gas_Strategic Energy Management_A_Achievable Technical Potential | F13 | Industrial | Agriculture | Existing | Process | Natural Gas | Strategic Energy Management | A | Purchases (Incremental) | Achievable Technical Potential | 0 | 0 | 1276.6605 | 1254.6492 | 1233.0173 | 1211.7584 | 1190.866 | 1170.3338 | 1150.1556 | 1130.3254 | 1110.837 | 1091.6846 | 1072.8625 | 1054.3648 | 1036.1861 | 1018.3209 | 1000.7636 | 983.5091 | 966.552 | 949.8873 | 933.51 | 917.415
F14_Industrial_Agriculture_Existing_Process_Natural Gas_Strategic Energy Management_A_Achievable Technical Potential | F14 | Industrial | Agriculture | Existing | Process | Natural Gas | Strategic Energy Management | A | Purchases (Cumulative) | Achievable Technical Potential | 0 | 0 | 1276.6605 | 2531.3097 | 3764.327 | 4976.0853 | 6166.9513 | 7337.2851 | 8487.4407 | 9617.766 | 10728.603 | 11820.2877 | 12893.1501 | 13947.515 | 14983.7011 | 16002.022 | 17002.7856 | 17986.2947 | 18952.8467 | 19902.734 | 20836.2439 | 21753.6589
F1_Industrial_Agriculture_Existing_Miscellaneous_Natural Gas_Strategic Energy Management_A_Achievable Technical Potential | F1 | Industrial | Agriculture | Existing | Miscellaneous | Natural Gas | Strategic Energy Management | A | Original Unit Energy Savings (kWh or therms) | Achievable Technical Potential | 0 | 0 | 0.89787 | 0.89787 | 0.89787 | 0.89787 | 0.89787 | 0.89787 | 0.89787 | 0.89787 | 0.89787 | 0.89787 | 0.89787 | 0.89787 | 0.89787 | 0.89787 | 0.89787 | 0.89787 | 0.89787 | 0.89787 | 0.89787 | 0.89787
F2_Industrial_Agriculture_Existing_Miscellaneous_Natural Gas_Strategic Energy Management_A_Achievable Technical Potential | F2 | Industrial | Agriculture | Existing | Miscellaneous | Natural Gas | Strategic Energy Management | A | Original Unit Summer Peak Savings (kW) | Achievable Technical Potential | 0 | 0 | 0 | 0 | 0 | 0 | 0 | 0 | 0 | 0 | 0 | 0 | 0 | 0 | 0 | 0 | 0 | 0 | 0 | 0 | 0 | 0
F3_Industrial_Agriculture_Existing_Miscellaneous_Natural Gas_Strategic Energy Management_A_Achievable Technical Potential | F3 | Industrial | Agriculture | Existing | Miscellaneous | Natural Gas | Strategic Energy Management | A | Original Unit Winter Peak Savings (kW) | Achievable Technical Potential | 0 | 0 | 0 | 0 | 0 | 0 | 0 | 0 | 0 | 0 | 0 | 0 | 0 | 0 | 0 | 0 | 0 | 0 | 0 | 0 | 0 | 0
F4_Industrial_Agriculture_Existing_Miscellaneous_Natural Gas_Strategic Energy Management_A_Achievable Technical Potential | F4 | Industrial | Agriculture | Existing | Miscellaneous | Natural Gas | Strategic Energy Management | A | Standalone Impact on Baseline Energy (%) | Achievable Technical Potential | 0% | 0% | 0.08224% | 0.1659% | 0.2511% | 0.3377% | 0.4259% | 0.5156% | 0.6069% | 0.6997% | 0.7943% | 0.8904% | 0.9883% | 1.088% | 1.189% | 1.292% | 1.397% | 1.504% | 1.613% | 1.723% | 1.836% | 1.95%
F5_Industrial_Agriculture_Existing_Miscellaneous_Natural Gas_Strategic Energy Management_A_Achievable Technical Potential | F5 | Industrial | Agriculture | Existing | Miscellaneous | Natural Gas | Strategic Energy Management | A | Standalone Impact on Baseline Summer Peak (%) | Achievable Technical Potential | bar: 2019 to 2040
F6_Industrial_Agriculture_Existing_Miscellaneous_Natural Gas_Strategic Energy Management_A_Achievable Technical Potential | F6 | Industrial | Agriculture | Existing | Miscellaneous | Natural Gas | Strategic Energy Management | A | Standalone Impact on Baseline Winter Peak (%) | Achievable Technical Potential | bar: 2019 to 2040
F7_Industrial_Agriculture_Existing_Miscellaneous_Natural Gas_Strategic Energy Management_A_Achievable Technical Potential | F7 | Industrial | Agriculture | Existing | Miscellaneous | Natural Gas | Strategic Energy Management | A | Incremental Energy Savings (MWh or mTherms) | Achievable Technical Potential | 0 | 0 | 0.28657 | 0.28163 | 0.27677 | 0.272 | 0.26731 | 0.2627 | 0.25817 | 0.25372 | 0.24935 | 0.24505 | 0.24082 | 0.23667 | 0.23259 | 0.22858 | 0.22464 | 0.22077 | 0.21696 | 0.21322 | 0.20954 | 0.20593
F8_Industrial_Agriculture_Existing_Miscellaneous_Natural Gas_Strategic Energy Management_A_Achievable Technical Potential | F8 | Industrial | Agriculture | Existing | Miscellaneous | Natural Gas | Strategic Energy Management | A | Incremental Summer Peak Savings (MW) | Achievable Technical Potential | 0 | 0 | 0 | 0 | 0 | 0 | 0 | 0 | 0 | 0 | 0 | 0 | 0 | 0 | 0 | 0 | 0 | 0 | 0 | 0 | 0 | 0
F9_Industrial_Agriculture_Existing_Miscellaneous_Natural Gas_Strategic Energy Management_A_Achievable Technical Potential | F9 | Industrial | Agriculture | Existing | Miscellaneous | Natural Gas | Strategic Energy Management | A | Incremental Winter Peak Savings (MW) | Achievable Technical Potential | 0 | 0 | 0 | 0 | 0 | 0 | 0 | 0 | 0 | 0 | 0 | 0 | 0 | 0 | 0 | 0 | 0 | 0 | 0 | 0 | 0 | 0
F10_Industrial_Agriculture_Existing_Miscellaneous_Natural Gas_Strategic Energy Management_A_Achievable Technical Potential | F10 | Industrial | Agriculture | Existing | Miscellaneous | Natural Gas | Strategic Energy Management | A | Cumulative Energy Savings (MWh or mTherms) | Achievable Technical Potential | 0 | 0 | 0.28657 | 0.5682 | 0.84497 | 1.117 | 1.3843 | 1.647 | 1.9052 | 2.1589 | 2.4082 | 2.6533 | 2.8941 | 3.1308 | 3.3634 | 3.5919 | 3.8166 | 4.0373 | 4.2543 | 4.4675 | 4.6771 | 4.883
F11_Industrial_Agriculture_Existing_Miscellaneous_Natural Gas_Strategic Energy Management_A_Achievable Technical Potential | F11 | Industrial | Agriculture | Existing | Miscellaneous | Natural Gas | Strategic Energy Management | A | Cumulative Summer Peak Savings (MW) | Achievable Technical Potential | 0 | 0 | 0 | 0 | 0 | 0 | 0 | 0 | 0 | 0 | 0 | 0 | 0 | 0 | 0 | 0 | 0 | 0 | 0 | 0 | 0 | 0
F12_Industrial_Agriculture_Existing_Miscellaneous_Natural Gas_Strategic Energy Management_A_Achievable Technical Potential | F12 | Industrial | Agriculture | Existing | Miscellaneous | Natural Gas | Strategic Energy Management | A | Cumulative Winter Peak Savings (MW) | Achievable Technical Potential | 0 | 0 | 0 | 0 | 0 | 0 | 0 | 0 | 0 | 0 | 0 | 0 | 0 | 0 | 0 | 0 | 0 | 0 | 0 | 0 | 0 | 0
F13_Industrial_Agriculture_Existing_Miscellaneous_Natural Gas_Strategic Energy Management_A_Achievable Technical Potential | F13 | Industrial | Agriculture | Existing | Miscellaneous | Natural Gas | Strategic Energy Management | A | Purchases (Incremental) | Achievable Technical Potential | 0 | 0 | 319.1651 | 313.6623 | 308.2543 | 302.9396 | 297.7165 | 292.5834 | 287.5389 | 282.5813 | 277.7092 | 272.9212 | 268.2156 | 263.5912 | 259.0465 | 254.5802 | 250.1909 | 245.8773 | 241.638 | 237.4718 | 233.3775 | 229.3537
F14_Industrial_Agriculture_Existing_Miscellaneous_Natural Gas_Strategic Energy Management_A_Achievable Technical Potential | F14 | Industrial | Agriculture | Existing | Miscellaneous | Natural Gas | Strategic Energy Management | A | Purchases (Cumulative) | Achievable Technical Potential | 0 | 0 | 319.1651 | 632.8274 | 941.0817 | 1244.0213 | 1541.7378 | 1834.3213 | 2121.8602 | 2404.4415 | 2682.1508 | 2955.0719 | 3223.2875 | 3486.8787 | 3745.9253 | 4000.5055 | 4250.6964 | 4496.5737 | 4738.2117 | 4975.6835 | 5209.061 | 5438.4147
F1_Industrial_Agriculture_Existing_Space Heating_Natural Gas_Commissioning_A_Achievable Technical Potential | F1 | Industrial | Agriculture | Existing | Space Heating | Natural Gas | Commissioning | A | Original Unit Energy Savings (kWh or therms) | Achievable Technical Potential | 0 | 0 | 3.8012 | 3.7922 | 3.7832 | 3.7743 | 3.7656 | 3.757 | 3.7488 | 3.7409 | 3.7334 | 3.7263 | 3.7196 | 3.7133 | 3.7074 | 3.7018 | 3.6965 | 3.6916 | 3.6869 | 3.6825 | 3.6784 | 3.6746
F2_Industrial_Agriculture_Existing_Space Heating_Natural Gas_Commissioning_A_Achievable Technical Potential | F2 | Industrial | Agriculture | Existing | Space Heating | Natural Gas | Commissioning | A | Original Unit Summer Peak Savings (kW) | Achievable Technical Potential | 0 | 0 | 0 | 0 | 0 | 0 | 0 | 0 | 0 | 0 | 0 | 0 | 0 | 0 | 0 | 0 | 0 | 0 | 0 | 0 | 0 | 0
F3_Industrial_Agriculture_Existing_Space Heating_Natural Gas_Commissioning_A_Achievable Technical Potential | F3 | Industrial | Agriculture | Existing | Space Heating | Natural Gas | Commissioning | A | Original Unit Winter Peak Savings (kW) | Achievable Technical Potential | 0 | 0 | 0 | 0 | 0 | 0 | 0 | 0 | 0 | 0 | 0 | 0 | 0 | 0 | 0 | 0 | 0 | 0 | 0 | 0 | 0 | 0
F4_Industrial_Agriculture_Existing_Space Heating_Natural Gas_Commissioning_A_Achievable Technical Potential | F4 | Industrial | Agriculture | Existing | Space Heating | Natural Gas | Commissioning | A | Standalone Impact on Baseline Energy (%) | Achievable Technical Potential | bar: 2019 to 2040
F5_Industrial_Agriculture_Existing_Space Heating_Natural Gas_Commissioning_A_Achievable Technical Potential | F5 | Industrial | Agriculture | Existing | Space Heating | Natural Gas | Commissioning | A | Standalone Impact on Baseline Summer Peak (%) | Achievable Technical Potential | bar: 2019 to 2040
F6_Industrial_Agriculture_Existing_Space Heating_Natural Gas_Commissioning_A_Achievable Technical Potential | F6 | Industrial | Agriculture | Existing | Space Heating | Natural Gas | Commissioning | A | Standalone Impact on Baseline Winter Peak (%) | Achievable Technical Potential | bar: 2019 to 2040
F7_Industrial_Agriculture_Existing_Space Heating_Natural Gas_Commissioning_A_Achievable Technical Potential | F7 | Industrial | Agriculture | Existing | Space Heating | Natural Gas | Commissioning | A | Incremental Energy Savings (MWh or mTherms) | Achievable Technical Potential | 0 | 0 | 0 | 0 | 0 | 0 | 0 | 0 | 0 | 0 | 0 | 0 | 0 | 0 | 0 | 0 | 0 | 0 | 0 | 0 | 0 | 0
F8_Industrial_Agriculture_Existing_Space Heating_Natural Gas_Commissioning_A_Achievable Technical Potential | F8 | Industrial | Agriculture | Existing | Space Heating | Natural Gas | Commissioning | A | Incremental Summer Peak Savings (MW) | Achievable Technical Potential | 0 | 0 | 0 | 0 | 0 | 0 | 0 | 0 | 0 | 0 | 0 | 0 | 0 | 0 | 0 | 0 | 0 | 0 | 0 | 0 | 0 | 0
F9_Industrial_Agriculture_Existing_Space Heating_Natural Gas_Commissioning_A_Achievable Technical Potential | F9 | Industrial | Agriculture | Existing | Space Heating | Natural Gas | Commissioning | A | Incremental Winter Peak Savings (MW) | Achievable Technical Potential | 0 | 0 | 0 | 0 | 0 | 0 | 0 | 0 | 0 | 0 | 0 | 0 | 0 | 0 | 0 | 0 | 0 | 0 | 0 | 0 | 0 | 0
F10_Industrial_Agriculture_Existing_Space Heating_Natural Gas_Commissioning_A_Achievable Technical Potential | F10 | Industrial | Agriculture | Existing | Space Heating | Natural Gas | Commissioning | A | Cumulative Energy Savings (MWh or mTherms) | Achievable Technical Potential | 0 | 0 | 0 | 0 | 0 | 0 | 0 | 0 | 0 | 0 | 0 | 0 | 0 | 0 | 0 | 0 | 0 | 0 | 0 | 0 | 0 | 0
F11_Industrial_Agriculture_Existing_Space Heating_Natural Gas_Commissioning_A_Achievable Technical Potential | F11 | Industrial | Agriculture | Existing | Space Heating | Natural Gas | Commissioning | A | Cumulative Summer Peak Savings (MW) | Achievable Technical Potential | 0 | 0 | 0 | 0 | 0 | 0 | 0 | 0 | 0 | 0 | 0 | 0 | 0 | 0 | 0 | 0 | 0 | 0 | 0 | 0 | 0 | 0
F12_Industrial_Agriculture_Existing_Space Heating_Natural Gas_Commissioning_A_Achievable Technical Potential | F12 | Industrial | Agriculture | Existing | Space Heating | Natural Gas | Commissioning | A | Cumulative Winter Peak Savings (MW) | Achievable Technical Potential | 0 | 0 | 0 | 0 | 0 | 0 | 0 | 0 | 0 | 0 | 0 | 0 | 0 | 0 | 0 | 0 | 0 | 0 | 0 | 0 | 0 | 0
F13_Industrial_Agriculture_Existing_Space Heating_Natural Gas_Commissioning_A_Achievable Technical Potential | F13 | Industrial | Agriculture | Existing | Space Heating | Natural Gas | Commissioning | A | Purchases (Incremental) | Achievable Technical Potential | 0 | 0 | 0 | 0 | 0 | 0 | 0 | 0 | 0 | 0 | 0 | 0 | 0 | 0 | 0 | 0 | 0 | 0 | 0 | 0 | 0 | 0
F14_Industrial_Agriculture_Existing_Space Heating_Natural Gas_Commissioning_A_Achievable Technical Potential | F14 | Industrial | Agriculture | Existing | Space Heating | Natural Gas | Commissioning | A | Purchases (Cumulative) | Achievable Technical Potential | 0 | 0 | 0 | 0 | 0 | 0 | 0 | 0 | 0 | 0 | 0 | 0 | 0 | 0 | 0 | 0 | 0 | 0 | 0 | 0 | 0 | 0
F1_Industrial_Agriculture_Existing_Process_Natural Gas_Commissioning_A_Achievable Technical Potential | F1 | Industrial | Agriculture | Existing | Process | Natural Gas | Commissioning | A | Original Unit Energy Savings (kWh or therms) | Achievable Technical Potential | 0 | 0 | 7.8506 | 7.8506 | 7.8506 | 7.8506 | 7.8506 | 7.8506 | 7.8506 | 7.8506 | 7.8506 | 7.8506 | 7.8506 | 7.8506 | 7.8506 | 7.8506 | 7.8506 | 7.8506 | 7.8506 | 7.8506 | 7.8506 | 7.8506
F2_Industrial_Agriculture_Existing_Process_Natural Gas_Commissioning_A_Achievable Technical Potential | F2 | Industrial | Agriculture | Existing | Process | Natural Gas | Commissioning | A | Original Unit Summer Peak Savings (kW) | Achievable Technical Potential | 0 | 0 | 0 | 0 | 0 | 0 | 0 | 0 | 0 | 0 | 0 | 0 | 0 | 0 | 0 | 0 | 0 | 0 | 0 | 0 | 0 | 0
F3_Industrial_Agriculture_Existing_Process_Natural Gas_Commissioning_A_Achievable Technical Potential | F3 | Industrial | Agriculture | Existing | Process | Natural Gas | Commissioning | A | Original Unit Winter Peak Savings (kW) | Achievable Technical Potential | 0 | 0 | 0 | 0 | 0 | 0 | 0 | 0 | 0 | 0 | 0 | 0 | 0 | 0 | 0 | 0 | 0 | 0 | 0 | 0 | 0 | 0
F4_Industrial_Agriculture_Existing_Process_Natural Gas_Commissioning_A_Achievable Technical Potential | F4 | Industrial | Agriculture | Existing | Process | Natural Gas | Commissioning | A | Standalone Impact on Baseline Energy (%) | Achievable Technical Potential | bar: 2019 to 2040
F5_Industrial_Agriculture_Existing_Process_Natural Gas_Commissioning_A_Achievable Technical Potential | F5 | Industrial | Agriculture | Existing | Process | Natural Gas | Commissioning | A | Standalone Impact on Baseline Summer Peak (%) | Achievable Technical Potential | bar: 2019 to 2040
F6_Industrial_Agriculture_Existing_Process_Natural Gas_Commissioning_A_Achievable Technical Potential | F6 | Industrial | Agriculture | Existing | Process | Natural Gas | Commissioning | A | Standalone Impact on Baseline Winter Peak (%) | Achievable Technical Potential | bar: 2019 to 2040
F7_Industrial_Agriculture_Existing_Process_Natural Gas_Commissioning_A_Achievable Technical Potential | F7 | Industrial | Agriculture | Existing | Process | Natural Gas | Commissioning | A | Incremental Energy Savings (MWh or mTherms) | Achievable Technical Potential | 0 | 0 | 0 | 0 | 0 | 0 | 0 | 0 | 0 | 0 | 0 | 0 | 0 | 0 | 0 | 0 | 0 | 0 | 0 | 0 | 0 | 0
F8_Industrial_Agriculture_Existing_Process_Natural Gas_Commissioning_A_Achievable Technical Potential | F8 | Industrial | Agriculture | Existing | Process | Natural Gas | Commissioning | A | Incremental Summer Peak Savings (MW) | Achievable Technical Potential | 0 | 0 | 0 | 0 | 0 | 0 | 0 | 0 | 0 | 0 | 0 | 0 | 0 | 0 | 0 | 0 | 0 | 0 | 0 | 0 | 0 | 0
F9_Industrial_Agriculture_Existing_Process_Natural Gas_Commissioning_A_Achievable Technical Potential | F9 | Industrial | Agriculture | Existing | Process | Natural Gas | Commissioning | A | Incremental Winter Peak Savings (MW) | Achievable Technical Potential | 0 | 0 | 0 | 0 | 0 | 0 | 0 | 0 | 0 | 0 | 0 | 0 | 0 | 0 | 0 | 0 | 0 | 0 | 0 | 0 | 0 | 0
F10_Industrial_Agriculture_Existing_Process_Natural Gas_Commissioning_A_Achievable Technical Potential | F10 | Industrial | Agriculture | Existing | Process | Natural Gas | Commissioning | A | Cumulative Energy Savings (MWh or mTherms) | Achievable Technical Potential | 0 | 0 | 0 | 0 | 0 | 0 | 0 | 0 | 0 | 0 | 0 | 0 | 0 | 0 | 0 | 0 | 0 | 0 | 0 | 0 | 0 | 0
F11_Industrial_Agriculture_Existing_Process_Natural Gas_Commissioning_A_Achievable Technical Potential | F11 | Industrial | Agriculture | Existing | Process | Natural Gas | Commissioning | A | Cumulative Summer Peak Savings (MW) | Achievable Technical Potential | 0 | 0 | 0 | 0 | 0 | 0 | 0 | 0 | 0 | 0 | 0 | 0 | 0 | 0 | 0 | 0 | 0 | 0 | 0 | 0 | 0 | 0
F12_Industrial_Agriculture_Existing_Process_Natural Gas_Commissioning_A_Achievable Technical Potential | F12 | Industrial | Agriculture | Existing | Process | Natural Gas | Commissioning | A | Cumulative Winter Peak Savings (MW) | Achievable Technical Potential | 0 | 0 | 0 | 0 | 0 | 0 | 0 | 0 | 0 | 0 | 0 | 0 | 0 | 0 | 0 | 0 | 0 | 0 | 0 | 0 | 0 | 0
F13_Industrial_Agriculture_Existing_Process_Natural Gas_Commissioning_A_Achievable Technical Potential | F13 | Industrial | Agriculture | Existing | Process | Natural Gas | Commissioning | A | Purchases (Incremental) | Achievable Technical Potential | 0 | 0 | 0 | 0 | 0 | 0 | 0 | 0 | 0 | 0 | 0 | 0 | 0 | 0 | 0 | 0 | 0 | 0 | 0 | 0 | 0 | 0
F14_Industrial_Agriculture_Existing_Process_Natural Gas_Commissioning_A_Achievable Technical Potential | F14 | Industrial | Agriculture | Existing | Process | Natural Gas | Commissioning | A | Purchases (Cumulative) | Achievable Technical Potential | 0 | 0 | 0 | 0 | 0 | 0 | 0 | 0 | 0 | 0 | 0 | 0 | 0 | 0 | 0 | 0 | 0 | 0 | 0 | 0 | 0 | 0
F1_Industrial_Agriculture_Existing_Space Heating_Natural Gas_Retrocommissioning_A_Achievable Technical Potential | F1 | Industrial | Agriculture | Existing | Space Heating | Natural Gas | Retrocommissioning | A | Original Unit Energy Savings (kWh or therms) | Achievable Technical Potential | 0 | 0 | 0.52796 | 0.52671 | 0.52546 | 0.52422 | 0.52301 | 0.52183 | 0.52068 | 0.51958 | 0.51854 | 0.51756 | 0.51663 | 0.51575 | 0.51493 | 0.51415 | 0.51342 | 0.51273 | 0.51208 | 0.51148 | 0.51091 | 0.51037
F2_Industrial_Agriculture_Existing_Space Heating_Natural Gas_Retrocommissioning_A_Achievable Technical Potential | F2 | Industrial | Agriculture | Existing | Space Heating | Natural Gas | Retrocommissioning | A | Original Unit Summer Peak Savings (kW) | Achievable Technical Potential | 0 | 0 | 0 | 0 | 0 | 0 | 0 | 0 | 0 | 0 | 0 | 0 | 0 | 0 | 0 | 0 | 0 | 0 | 0 | 0 | 0 | 0
F3_Industrial_Agriculture_Existing_Space Heating_Natural Gas_Retrocommissioning_A_Achievable Technical Potential | F3 | Industrial | Agriculture | Existing | Space Heating | Natural Gas | Retrocommissioning | A | Original Unit Winter Peak Savings (kW) | Achievable Technical Potential | 0 | 0 | 0 | 0 | 0 | 0 | 0 | 0 | 0 | 0 | 0 | 0 | 0 | 0 | 0 | 0 | 0 | 0 | 0 | 0 | 0 | 0
F4_Industrial_Agriculture_Existing_Space Heating_Natural Gas_Retrocommissioning_A_Achievable Technical Potential | F4 | Industrial | Agriculture | Existing | Space Heating | Natural Gas | Retrocommissioning | A | Standalone Impact on Baseline Energy (%) | Achievable Technical Potential | 0% | 0% | 0.0124% | 0.02501% | 0.03784% | 0.0509% | 0.06419% | 0.07772% | 0.09148% | 0.1055% | 0.1197% | 0.1342% | 0.149% | 0.164% | 0.1793% | 0.1948% | 0.2106% | 0.2267% | 0.2431% | 0.2597% | 0.2767% | 0.2939%
F5_Industrial_Agriculture_Existing_Space Heating_Natural Gas_Retrocommissioning_A_Achievable Technical Potential | F5 | Industrial | Agriculture | Existing | Space Heating | Natural Gas | Retrocommissioning | A | Standalone Impact on Baseline Summer Peak (%) | Achievable Technical Potential | bar: 2019 to 2040
F6_Industrial_Agriculture_Existing_Space Heating_Natural Gas_Retrocommissioning_A_Achievable Technical Potential | F6 | Industrial | Agriculture | Existing | Space Heating | Natural Gas | Retrocommissioning | A | Standalone Impact on Baseline Winter Peak (%) | Achievable Technical Potential | bar: 2019 to 2040
F7_Industrial_Agriculture_Existing_Space Heating_Natural Gas_Retrocommissioning_A_Achievable Technical Potential | F7 | Industrial | Agriculture | Existing | Space Heating | Natural Gas | Retrocommissioning | A | Incremental Energy Savings (MWh or mTherms) | Achievable Technical Potential | 0 | 0 | 0.13106 | 0.1285 | 0.12598 | 0.12352 | 0.12111 | 0.11875 | 0.11645 | 0.1142 | 0.112 | 0.10986 | 0.10777 | 0.10574 | 0.10375 | 0.10181 | 0.099908 | 0.098054 | 0.096242 | 0.09447 | 0.092738 | 0.091043
F8_Industrial_Agriculture_Existing_Space Heating_Natural Gas_Retrocommissioning_A_Achievable Technical Potential | F8 | Industrial | Agriculture | Existing | Space Heating | Natural Gas | Retrocommissioning | A | Incremental Summer Peak Savings (MW) | Achievable Technical Potential | 0 | 0 | 0 | 0 | 0 | 0 | 0 | 0 | 0 | 0 | 0 | 0 | 0 | 0 | 0 | 0 | 0 | 0 | 0 | 0 | 0 | 0
F9_Industrial_Agriculture_Existing_Space Heating_Natural Gas_Retrocommissioning_A_Achievable Technical Potential | F9 | Industrial | Agriculture | Existing | Space Heating | Natural Gas | Retrocommissioning | A | Incremental Winter Peak Savings (MW) | Achievable Technical Potential | 0 | 0 | 0 | 0 | 0 | 0 | 0 | 0 | 0 | 0 | 0 | 0 | 0 | 0 | 0 | 0 | 0 | 0 | 0 | 0 | 0 | 0
F10_Industrial_Agriculture_Existing_Space Heating_Natural Gas_Retrocommissioning_A_Achievable Technical Potential | F10 | Industrial | Agriculture | Existing | Space Heating | Natural Gas | Retrocommissioning | A | Cumulative Energy Savings (MWh or mTherms) | Achievable Technical Potential | 0 | 0 | 0.13106 | 0.25925 | 0.38461 | 0.50722 | 0.62716 | 0.74449 | 0.8593 | 0.97169 | 1.0817 | 1.1895 | 1.2952 | 1.3987 | 1.5002 | 1.5998 | 1.6974 | 1.7932 | 1.8872 | 1.9794 | 2.0699 | 2.1588
F11_Industrial_Agriculture_Existing_Space Heating_Natural Gas_Retrocommissioning_A_Achievable Technical Potential | F11 | Industrial | Agriculture | Existing | Space Heating | Natural Gas | Retrocommissioning | A | Cumulative Summer Peak Savings (MW) | Achievable Technical Potential | 0 | 0 | 0 | 0 | 0 | 0 | 0 | 0 | 0 | 0 | 0 | 0 | 0 | 0 | 0 | 0 | 0 | 0 | 0 | 0 | 0 | 0
F12_Industrial_Agriculture_Existing_Space Heating_Natural Gas_Retrocommissioning_A_Achievable Technical Potential | F12 | Industrial | Agriculture | Existing | Space Heating | Natural Gas | Retrocommissioning | A | Cumulative Winter Peak Savings (MW) | Achievable Technical Potential | 0 | 0 | 0 | 0 | 0 | 0 | 0 | 0 | 0 | 0 | 0 | 0 | 0 | 0 | 0 | 0 | 0 | 0 | 0 | 0 | 0 | 0
F13_Industrial_Agriculture_Existing_Space Heating_Natural Gas_Retrocommissioning_A_Achievable Technical Potential | F13 | Industrial | Agriculture | Existing | Space Heating | Natural Gas | Retrocommissioning | A | Purchases (Incremental) | Achievable Technical Potential | 0 | 0 | 248.2395 | 243.9596 | 239.7534 | 235.6197 | 231.5573 | 227.5649 | 223.6414 | 219.7855 | 215.9961 | 212.272 | 208.6121 | 205.0154 | 201.4806 | 198.0068 | 194.5929 | 191.2379 | 187.9407 | 184.7003 | 181.5158 | 178.3862
F14_Industrial_Agriculture_Existing_Space Heating_Natural Gas_Retrocommissioning_A_Achievable Technical Potential | F14 | Industrial | Agriculture | Existing | Space Heating | Natural Gas | Retrocommissioning | A | Purchases (Cumulative) | Achievable Technical Potential | 0 | 0 | 248.2395 | 492.1991 | 731.9525 | 967.5721 | 1199.1294 | 1426.6943 | 1650.3357 | 1870.1212 | 2086.1173 | 2298.3893 | 2507.0014 | 2712.0168 | 2913.4974 | 3111.5043 | 3306.0972 | 3497.3351 | 3685.2757 | 3869.9761 | 4051.4919 | 4229.8781
F1_Industrial_Agriculture_Existing_Process_Natural Gas_Retrocommissioning_A_Achievable Technical Potential | F1 | Industrial | Agriculture | Existing | Process | Natural Gas | Retrocommissioning | A | Original Unit Energy Savings (kWh or therms) | Achievable Technical Potential | 0 | 0 | 0 | 0 | 0 | 0 | 0 | 0 | 0 | 0 | 0 | 0 | 0 | 0 | 0 | 0 | 0 | 0 | 0 | 0 | 0 | 0
F2_Industrial_Agriculture_Existing_Process_Natural Gas_Retrocommissioning_A_Achievable Technical Potential | F2 | Industrial | Agriculture | Existing | Process | Natural Gas | Retrocommissioning | A | Original Unit Summer Peak Savings (kW) | Achievable Technical Potential | 0 | 0 | 0 | 0 | 0 | 0 | 0 | 0 | 0 | 0 | 0 | 0 | 0 | 0 | 0 | 0 | 0 | 0 | 0 | 0 | 0 | 0
F3_Industrial_Agriculture_Existing_Process_Natural Gas_Retrocommissioning_A_Achievable Technical Potential | F3 | Industrial | Agriculture | Existing | Process | Natural Gas | Retrocommissioning | A | Original Unit Winter Peak Savings (kW) | Achievable Technical Potential | 0 | 0 | 0 | 0 | 0 | 0 | 0 | 0 | 0 | 0 | 0 | 0 | 0 | 0 | 0 | 0 | 0 | 0 | 0 | 0 | 0 | 0
F4_Industrial_Agriculture_Existing_Process_Natural Gas_Retrocommissioning_A_Achievable Technical Potential | F4 | Industrial | Agriculture | Existing | Process | Natural Gas | Retrocommissioning | A | Standalone Impact on Baseline Energy (%) | Achievable Technical Potential | bar: 2019 to 2040
F5_Industrial_Agriculture_Existing_Process_Natural Gas_Retrocommissioning_A_Achievable Technical Potential | F5 | Industrial | Agriculture | Existing | Process | Natural Gas | Retrocommissioning | A | Standalone Impact on Baseline Summer Peak (%) | Achievable Technical Potential | bar: 2019 to 2040
F6_Industrial_Agriculture_Existing_Process_Natural Gas_Retrocommissioning_A_Achievable Technical Potential | F6 | Industrial | Agriculture | Existing | Process | Natural Gas | Retrocommissioning | A | Standalone Impact on Baseline Winter Peak (%) | Achievable Technical Potential | bar: 2019 to 2040
F7_Industrial_Agriculture_Existing_Process_Natural Gas_Retrocommissioning_A_Achievable Technical Potential | F7 | Industrial | Agriculture | Existing | Process | Natural Gas | Retrocommissioning | A | Incremental Energy Savings (MWh or mTherms) | Achievable Technical Potential | 0 | 0 | 0 | 0 | 0 | 0 | 0 | 0 | 0 | 0 | 0 | 0 | 0 | 0 | 0 | 0 | 0 | 0 | 0 | 0 | 0 | 0
F8_Industrial_Agriculture_Existing_Process_Natural Gas_Retrocommissioning_A_Achievable Technical Potential | F8 | Industrial | Agriculture | Existing | Process | Natural Gas | Retrocommissioning | A | Incremental Summer Peak Savings (MW) | Achievable Technical Potential | 0 | 0 | 0 | 0 | 0 | 0 | 0 | 0 | 0 | 0 | 0 | 0 | 0 | 0 | 0 | 0 | 0 | 0 | 0 | 0 | 0 | 0
F9_Industrial_Agriculture_Existing_Process_Natural Gas_Retrocommissioning_A_Achievable Technical Potential | F9 | Industrial | Agriculture | Existing | Process | Natural Gas | Retrocommissioning | A | Incremental Winter Peak Savings (MW) | Achievable Technical Potential | 0 | 0 | 0 | 0 | 0 | 0 | 0 | 0 | 0 | 0 | 0 | 0 | 0 | 0 | 0 | 0 | 0 | 0 | 0 | 0 | 0 | 0
F10_Industrial_Agriculture_Existing_Process_Natural Gas_Retrocommissioning_A_Achievable Technical Potential | F10 | Industrial | Agriculture | Existing | Process | Natural Gas | Retrocommissioning | A | Cumulative Energy Savings (MWh or mTherms) | Achievable Technical Potential | 0 | 0 | 0 | 0 | 0 | 0 | 0 | 0 | 0 | 0 | 0 | 0 | 0 | 0 | 0 | 0 | 0 | 0 | 0 | 0 | 0 | 0
F11_Industrial_Agriculture_Existing_Process_Natural Gas_Retrocommissioning_A_Achievable Technical Potential | F11 | Industrial | Agriculture | Existing | Process | Natural Gas | Retrocommissioning | A | Cumulative Summer Peak Savings (MW) | Achievable Technical Potential | 0 | 0 | 0 | 0 | 0 | 0 | 0 | 0 | 0 | 0 | 0 | 0 | 0 | 0 | 0 | 0 | 0 | 0 | 0 | 0 | 0 | 0
F12_Industrial_Agriculture_Existing_Process_Natural Gas_Retrocommissioning_A_Achievable Technical Potential | F12 | Industrial | Agriculture | Existing | Process | Natural Gas | Retrocommissioning | A | Cumulative Winter Peak Savings (MW) | Achievable Technical Potential | 0 | 0 | 0 | 0 | 0 | 0 | 0 | 0 | 0 | 0 | 0 | 0 | 0 | 0 | 0 | 0 | 0 | 0 | 0 | 0 | 0 | 0
F13_Industrial_Agriculture_Existing_Process_Natural Gas_Retrocommissioning_A_Achievable Technical Potential | F13 | Industrial | Agriculture | Existing | Process | Natural Gas | Retrocommissioning | A | Purchases (Incremental) | Achievable Technical Potential | 0 | 0 | 248.2395 | 243.9596 | 239.7534 | 235.6197 | 231.5573 | 227.5649 | 223.6414 | 219.7855 | 215.9961 | 212.272 | 208.6121 | 205.0154 | 201.4806 | 198.0068 | 194.5929 | 191.2379 | 187.9407 | 184.7003 | 181.5158 | 178.3862
F14_Industrial_Agriculture_Existing_Process_Natural Gas_Retrocommissioning_A_Achievable Technical Potential | F14 | Industrial | Agriculture | Existing | Process | Natural Gas | Retrocommissioning | A | Purchases (Cumulative) | Achievable Technical Potential | 0 | 0 | 248.2395 | 492.1991 | 731.9525 | 967.5721 | 1199.1294 | 1426.6943 | 1650.3357 | 1870.1212 | 2086.1173 | 2298.3893 | 2507.0014 | 2712.0168 | 2913.4974 | 3111.5043 | 3306.0972 | 3497.3351 | 3685.2757 | 3869.9761 | 4051.4919 | 4229.8781
F1_Industrial_Agriculture_New_Space Heating_Natural Gas_Insulation - Roof/Ceiling_A_Achievable Technical Potential | F1 | Industrial | Agriculture | New | Space Heating | Natural Gas | Insulation - Roof/Ceiling | A | Original Unit Energy Savings (kWh or therms) | Achievable Technical Potential | 0 | 0 | 0.078976 | 0.078976 | 0.078976 | 0.078976 | 0.078976 | 0.078976 | 0.078976 | 0.078976 | 0.078976 | 0.078976 | 0.078976 | 0.078976 | 0.078976 | 0.078976 | 0.078976 | 0.078976 | 0.078976 | 0.078976 | 0.078976 | 0.078976
F2_Industrial_Agriculture_New_Space Heating_Natural Gas_Insulation - Roof/Ceiling_A_Achievable Technical Potential | F2 | Industrial | Agriculture | New | Space Heating | Natural Gas | Insulation - Roof/Ceiling | A | Original Unit Summer Peak Savings (kW) | Achievable Technical Potential | 0 | 0 | 0 | 0 | 0 | 0 | 0 | 0 | 0 | 0 | 0 | 0 | 0 | 0 | 0 | 0 | 0 | 0 | 0 | 0 | 0 | 0
F3_Industrial_Agriculture_New_Space Heating_Natural Gas_Insulation - Roof/Ceiling_A_Achievable Technical Potential | F3 | Industrial | Agriculture | New | Space Heating | Natural Gas | Insulation - Roof/Ceiling | A | Original Unit Winter Peak Savings (kW) | Achievable Technical Potential | 0 | 0 | 0 | 0 | 0 | 0 | 0 | 0 | 0 | 0 | 0 | 0 | 0 | 0 | 0 | 0 | 0 | 0 | 0 | 0 | 0 | 0
F4_Industrial_Agriculture_New_Space Heating_Natural Gas_Insulation - Roof/Ceiling_A_Achievable Technical Potential | F4 | Industrial | Agriculture | New | Space Heating | Natural Gas | Insulation - Roof/Ceiling | A | Standalone Impact on Baseline Energy (%) | Achievable Technical Potential | bar: 2019 to 2040
F5_Industrial_Agriculture_New_Space Heating_Natural Gas_Insulation - Roof/Ceiling_A_Achievable Technical Potential | F5 | Industrial | Agriculture | New | Space Heating | Natural Gas | Insulation - Roof/Ceiling | A | Standalone Impact on Baseline Summer Peak (%) | Achievable Technical Potential | bar: 2019 to 2040
F6_Industrial_Agriculture_New_Space Heating_Natural Gas_Insulation - Roof/Ceiling_A_Achievable Technical Potential | F6 | Industrial | Agriculture | New | Space Heating | Natural Gas | Insulation - Roof/Ceiling | A | Standalone Impact on Baseline Winter Peak (%) | Achievable Technical Potential | bar: 2019 to 2040
F7_Industrial_Agriculture_New_Space Heating_Natural Gas_Insulation - Roof/Ceiling_A_Achievable Technical Potential | F7 | Industrial | Agriculture | New | Space Heating | Natural Gas | Insulation - Roof/Ceiling | A | Incremental Energy Savings (MWh or mTherms) | Achievable Technical Potential | 0 | 0 | 0 | 0 | 0 | 0 | 0 | 0 | 0 | 0 | 0 | 0 | 0 | 0 | 0 | 0 | 0 | 0 | 0 | 0 | 0 | 0
F8_Industrial_Agriculture_New_Space Heating_Natural Gas_Insulation - Roof/Ceiling_A_Achievable Technical Potential | F8 | Industrial | Agriculture | New | Space Heating | Natural Gas | Insulation - Roof/Ceiling | A | Incremental Summer Peak Savings (MW) | Achievable Technical Potential | 0 | 0 | 0 | 0 | 0 | 0 | 0 | 0 | 0 | 0 | 0 | 0 | 0 | 0 | 0 | 0 | 0 | 0 | 0 | 0 | 0 | 0
F9_Industrial_Agriculture_New_Space Heating_Natural Gas_Insulation - Roof/Ceiling_A_Achievable Technical Potential | F9 | Industrial | Agriculture | New | Space Heating | Natural Gas | Insulation - Roof/Ceiling | A | Incremental Winter Peak Savings (MW) | Achievable Technical Potential | 0 | 0 | 0 | 0 | 0 | 0 | 0 | 0 | 0 | 0 | 0 | 0 | 0 | 0 | 0 | 0 | 0 | 0 | 0 | 0 | 0 | 0
F10_Industrial_Agriculture_New_Space Heating_Natural Gas_Insulation - Roof/Ceiling_A_Achievable Technical Potential | F10 | Industrial | Agriculture | New | Space Heating | Natural Gas | Insulation - Roof/Ceiling | A | Cumulative Energy Savings (MWh or mTherms) | Achievable Technical Potential | 0 | 0 | 0 | 0 | 0 | 0 | 0 | 0 | 0 | 0 | 0 | 0 | 0 | 0 | 0 | 0 | 0 | 0 | 0 | 0 | 0 | 0
F11_Industrial_Agriculture_New_Space Heating_Natural Gas_Insulation - Roof/Ceiling_A_Achievable Technical Potential | F11 | Industrial | Agriculture | New | Space Heating | Natural Gas | Insulation - Roof/Ceiling | A | Cumulative Summer Peak Savings (MW) | Achievable Technical Potential | 0 | 0 | 0 | 0 | 0 | 0 | 0 | 0 | 0 | 0 | 0 | 0 | 0 | 0 | 0 | 0 | 0 | 0 | 0 | 0 | 0 | 0
F12_Industrial_Agriculture_New_Space Heating_Natural Gas_Insulation - Roof/Ceiling_A_Achievable Technical Potential | F12 | Industrial | Agriculture | New | Space Heating | Natural Gas | Insulation - Roof/Ceiling | A | Cumulative Winter Peak Savings (MW) | Achievable Technical Potential | 0 | 0 | 0 | 0 | 0 | 0 | 0 | 0 | 0 | 0 | 0 | 0 | 0 | 0 | 0 | 0 | 0 | 0 | 0 | 0 | 0 | 0
F13_Industrial_Agriculture_New_Space Heating_Natural Gas_Insulation - Roof/Ceiling_A_Achievable Technical Potential | F13 | Industrial | Agriculture | New | Space Heating | Natural Gas | Insulation - Roof/Ceiling | A | Purchases (Incremental) | Achievable Technical Potential | 0 | 0 | 0 | 0 | 0 | 0 | 0 | 0 | 0 | 0 | 0 | 0 | 0 | 0 | 0 | 0 | 0 | 0 | 0 | 0 | 0 | 0
F14_Industrial_Agriculture_New_Space Heating_Natural Gas_Insulation - Roof/Ceiling_A_Achievable Technical Potential | F14 | Industrial | Agriculture | New | Space Heating | Natural Gas | Insulation - Roof/Ceiling | A | Purchases (Cumulative) | Achievable Technical Potential | 0 | 0 | 0 | 0 | 0 | 0 | 0 | 0 | 0 | 0 | 0 | 0 | 0 | 0 | 0 | 0 | 0 | 0 | 0 | 0 | 0 | 0
F1_Industrial_Agriculture_New_Space Heating_Natural Gas_Insulation - Wall Cavity_A_Achievable Technical Potential | F1 | Industrial | Agriculture | New | Space Heating | Natural Gas | Insulation - Wall Cavity | A | Original Unit Energy Savings (kWh or therms) | Achievable Technical Potential | 0 | 0 | 0.017277 | 0.017277 | 0.017277 | 0.017277 | 0.017277 | 0.017277 | 0.017277 | 0.017277 | 0.017277 | 0.017277 | 0.017277 | 0.017277 | 0.017277 | 0.017277 | 0.017277 | 0.017277 | 0.017277 | 0.017277 | 0.017277 | 0.017277
F2_Industrial_Agriculture_New_Space Heating_Natural Gas_Insulation - Wall Cavity_A_Achievable Technical Potential | F2 | Industrial | Agriculture | New | Space Heating | Natural Gas | Insulation - Wall Cavity | A | Original Unit Summer Peak Savings (kW) | Achievable Technical Potential | 0 | 0 | 0 | 0 | 0 | 0 | 0 | 0 | 0 | 0 | 0 | 0 | 0 | 0 | 0 | 0 | 0 | 0 | 0 | 0 | 0 | 0
F3_Industrial_Agriculture_New_Space Heating_Natural Gas_Insulation - Wall Cavity_A_Achievable Technical Potential | F3 | Industrial | Agriculture | New | Space Heating | Natural Gas | Insulation - Wall Cavity | A | Original Unit Winter Peak Savings (kW) | Achievable Technical Potential | 0 | 0 | 0 | 0 | 0 | 0 | 0 | 0 | 0 | 0 | 0 | 0 | 0 | 0 | 0 | 0 | 0 | 0 | 0 | 0 | 0 | 0
F4_Industrial_Agriculture_New_Space Heating_Natural Gas_Insulation - Wall Cavity_A_Achievable Technical Potential | F4 | Industrial | Agriculture | New | Space Heating | Natural Gas | Insulation - Wall Cavity | A | Standalone Impact on Baseline Energy (%) | Achievable Technical Potential | bar: 2019 to 2040
F5_Industrial_Agriculture_New_Space Heating_Natural Gas_Insulation - Wall Cavity_A_Achievable Technical Potential | F5 | Industrial | Agriculture | New | Space Heating | Natural Gas | Insulation - Wall Cavity | A | Standalone Impact on Baseline Summer Peak (%) | Achievable Technical Potential | bar: 2019 to 2040
F6_Industrial_Agriculture_New_Space Heating_Natural Gas_Insulation - Wall Cavity_A_Achievable Technical Potential | F6 | Industrial | Agriculture | New | Space Heating | Natural Gas | Insulation - Wall Cavity | A | Standalone Impact on Baseline Winter Peak (%) | Achievable Technical Potential | bar: 2019 to 2040
F7_Industrial_Agriculture_New_Space Heating_Natural Gas_Insulation - Wall Cavity_A_Achievable Technical Potential | F7 | Industrial | Agriculture | New | Space Heating | Natural Gas | Insulation - Wall Cavity | A | Incremental Energy Savings (MWh or mTherms) | Achievable Technical Potential | 0 | 0 | 0 | 0 | 0 | 0 | 0 | 0 | 0 | 0 | 0 | 0 | 0 | 0 | 0 | 0 | 0 | 0 | 0 | 0 | 0 | 0
F8_Industrial_Agriculture_New_Space Heating_Natural Gas_Insulation - Wall Cavity_A_Achievable Technical Potential | F8 | Industrial | Agriculture | New | Space Heating | Natural Gas | Insulation - Wall Cavity | A | Incremental Summer Peak Savings (MW) | Achievable Technical Potential | 0 | 0 | 0 | 0 | 0 | 0 | 0 | 0 | 0 | 0 | 0 | 0 | 0 | 0 | 0 | 0 | 0 | 0 | 0 | 0 | 0 | 0
F9_Industrial_Agriculture_New_Space Heating_Natural Gas_Insulation - Wall Cavity_A_Achievable Technical Potential | F9 | Industrial | Agriculture | New | Space Heating | Natural Gas | Insulation - Wall Cavity | A | Incremental Winter Peak Savings (MW) | Achievable Technical Potential | 0 | 0 | 0 | 0 | 0 | 0 | 0 | 0 | 0 | 0 | 0 | 0 | 0 | 0 | 0 | 0 | 0 | 0 | 0 | 0 | 0 | 0
F10_Industrial_Agriculture_New_Space Heating_Natural Gas_Insulation - Wall Cavity_A_Achievable Technical Potential | F10 | Industrial | Agriculture | New | Space Heating | Natural Gas | Insulation - Wall Cavity | A | Cumulative Energy Savings (MWh or mTherms) | Achievable Technical Potential | 0 | 0 | 0 | 0 | 0 | 0 | 0 | 0 | 0 | 0 | 0 | 0 | 0 | 0 | 0 | 0 | 0 | 0 | 0 | 0 | 0 | 0
F11_Industrial_Agriculture_New_Space Heating_Natural Gas_Insulation - Wall Cavity_A_Achievable Technical Potential | F11 | Industrial | Agriculture | New | Space Heating | Natural Gas | Insulation - Wall Cavity | A | Cumulative Summer Peak Savings (MW) | Achievable Technical Potential | 0 | 0 | 0 | 0 | 0 | 0 | 0 | 0 | 0 | 0 | 0 | 0 | 0 | 0 | 0 | 0 | 0 | 0 | 0 | 0 | 0 | 0
F12_Industrial_Agriculture_New_Space Heating_Natural Gas_Insulation - Wall Cavity_A_Achievable Technical Potential | F12 | Industrial | Agriculture | New | Space Heating | Natural Gas | Insulation - Wall Cavity | A | Cumulative Winter Peak Savings (MW) | Achievable Technical Potential | 0 | 0 | 0 | 0 | 0 | 0 | 0 | 0 | 0 | 0 | 0 | 0 | 0 | 0 | 0 | 0 | 0 | 0 | 0 | 0 | 0 | 0
F13_Industrial_Agriculture_New_Space Heating_Natural Gas_Insulation - Wall Cavity_A_Achievable Technical Potential | F13 | Industrial | Agriculture | New | Space Heating | Natural Gas | Insulation - Wall Cavity | A | Purchases (Incremental) | Achievable Technical Potential | 0 | 0 | 0 | 0 | 0 | 0 | 0 | 0 | 0 | 0 | 0 | 0 | 0 | 0 | 0 | 0 | 0 | 0 | 0 | 0 | 0 | 0
F14_Industrial_Agriculture_New_Space Heating_Natural Gas_Insulation - Wall Cavity_A_Achievable Technical Potential | F14 | Industrial | Agriculture | New | Space Heating | Natural Gas | Insulation - Wall Cavity | A | Purchases (Cumulative) | Achievable Technical Potential | 0 | 0 | 0 | 0 | 0 | 0 | 0 | 0 | 0 | 0 | 0 | 0 | 0 | 0 | 0 | 0 | 0 | 0 | 0 | 0 | 0 | 0
F1_Industrial_Agriculture_New_Space Heating_Natural Gas_Insulation - Ducting_A_Achievable Technical Potential | F1 | Industrial | Agriculture | New | Space Heating | Natural Gas | Insulation - Ducting | A | Original Unit Energy Savings (kWh or therms) | Achievable Technical Potential | 0 | 0 | 0.0012737 | 0.0012737 | 0.0012737 | 0.0012737 | 0.0012737 | 0.0012737 | 0.0012737 | 0.0012737 | 0.0012737 | 0.0012737 | 0.0012737 | 0.0012737 | 0.0012737 | 0.0012737 | 0.0012737 | 0.0012737 | 0.0012737 | 0.0012737 | 0.0012737 | 0.0012737
F2_Industrial_Agriculture_New_Space Heating_Natural Gas_Insulation - Ducting_A_Achievable Technical Potential | F2 | Industrial | Agriculture | New | Space Heating | Natural Gas | Insulation - Ducting | A | Original Unit Summer Peak Savings (kW) | Achievable Technical Potential | 0 | 0 | 0 | 0 | 0 | 0 | 0 | 0 | 0 | 0 | 0 | 0 | 0 | 0 | 0 | 0 | 0 | 0 | 0 | 0 | 0 | 0
F3_Industrial_Agriculture_New_Space Heating_Natural Gas_Insulation - Ducting_A_Achievable Technical Potential | F3 | Industrial | Agriculture | New | Space Heating | Natural Gas | Insulation - Ducting | A | Original Unit Winter Peak Savings (kW) | Achievable Technical Potential | 0 | 0 | 0 | 0 | 0 | 0 | 0 | 0 | 0 | 0 | 0 | 0 | 0 | 0 | 0 | 0 | 0 | 0 | 0 | 0 | 0 | 0
F4_Industrial_Agriculture_New_Space Heating_Natural Gas_Insulation - Ducting_A_Achievable Technical Potential | F4 | Industrial | Agriculture | New | Space Heating | Natural Gas | Insulation - Ducting | A | Standalone Impact on Baseline Energy (%) | Achievable Technical Potential | bar: 2019 to 2040
F5_Industrial_Agriculture_New_Space Heating_Natural Gas_Insulation - Ducting_A_Achievable Technical Potential | F5 | Industrial | Agriculture | New | Space Heating | Natural Gas | Insulation - Ducting | A | Standalone Impact on Baseline Summer Peak (%) | Achievable Technical Potential | bar: 2019 to 2040
F6_Industrial_Agriculture_New_Space Heating_Natural Gas_Insulation - Ducting_A_Achievable Technical Potential | F6 | Industrial | Agriculture | New | Space Heating | Natural Gas | Insulation - Ducting | A | Standalone Impact on Baseline Winter Peak (%) | Achievable Technical Potential | bar: 2019 to 2040
F7_Industrial_Agriculture_New_Space Heating_Natural Gas_Insulation - Ducting_A_Achievable Technical Potential | F7 | Industrial | Agriculture | New | Space Heating | Natural Gas | Insulation - Ducting | A | Incremental Energy Savings (MWh or mTherms) | Achievable Technical Potential | 0 | 0 | 0 | 0 | 0 | 0 | 0 | 0 | 0 | 0 | 0 | 0 | 0 | 0 | 0 | 0 | 0 | 0 | 0 | 0 | 0 | 0
F8_Industrial_Agriculture_New_Space Heating_Natural Gas_Insulation - Ducting_A_Achievable Technical Potential | F8 | Industrial | Agriculture | New | Space Heating | Natural Gas | Insulation - Ducting | A | Incremental Summer Peak Savings (MW) | Achievable Technical Potential | 0 | 0 | 0 | 0 | 0 | 0 | 0 | 0 | 0 | 0 | 0 | 0 | 0 | 0 | 0 | 0 | 0 | 0 | 0 | 0 | 0 | 0
F9_Industrial_Agriculture_New_Space Heating_Natural Gas_Insulation - Ducting_A_Achievable Technical Potential | F9 | Industrial | Agriculture | New | Space Heating | Natural Gas | Insulation - Ducting | A | Incremental Winter Peak Savings (MW) | Achievable Technical Potential | 0 | 0 | 0 | 0 | 0 | 0 | 0 | 0 | 0 | 0 | 0 | 0 | 0 | 0 | 0 | 0 | 0 | 0 | 0 | 0 | 0 | 0
F10_Industrial_Agriculture_New_Space Heating_Natural Gas_Insulation - Ducting_A_Achievable Technical Potential | F10 | Industrial | Agriculture | New | Space Heating | Natural Gas | Insulation - Ducting | A | Cumulative Energy Savings (MWh or mTherms) | Achievable Technical Potential | 0 | 0 | 0 | 0 | 0 | 0 | 0 | 0 | 0 | 0 | 0 | 0 | 0 | 0 | 0 | 0 | 0 | 0 | 0 | 0 | 0 | 0
F11_Industrial_Agriculture_New_Space Heating_Natural Gas_Insulation - Ducting_A_Achievable Technical Potential | F11 | Industrial | Agriculture | New | Space Heating | Natural Gas | Insulation - Ducting | A | Cumulative Summer Peak Savings (MW) | Achievable Technical Potential | 0 | 0 | 0 | 0 | 0 | 0 | 0 | 0 | 0 | 0 | 0 | 0 | 0 | 0 | 0 | 0 | 0 | 0 | 0 | 0 | 0 | 0
F12_Industrial_Agriculture_New_Space Heating_Natural Gas_Insulation - Ducting_A_Achievable Technical Potential | F12 | Industrial | Agriculture | New | Space Heating | Natural Gas | Insulation - Ducting | A | Cumulative Winter Peak Savings (MW) | Achievable Technical Potential | 0 | 0 | 0 | 0 | 0 | 0 | 0 | 0 | 0 | 0 | 0 | 0 | 0 | 0 | 0 | 0 | 0 | 0 | 0 | 0 | 0 | 0
F13_Industrial_Agriculture_New_Space Heating_Natural Gas_Insulation - Ducting_A_Achievable Technical Potential | F13 | Industrial | Agriculture | New | Space Heating | Natural Gas | Insulation - Ducting | A | Purchases (Incremental) | Achievable Technical Potential | 0 | 0 | 0 | 0 | 0 | 0 | 0 | 0 | 0 | 0 | 0 | 0 | 0 | 0 | 0 | 0 | 0 | 0 | 0 | 0 | 0 | 0
F14_Industrial_Agriculture_New_Space Heating_Natural Gas_Insulation - Ducting_A_Achievable Technical Potential | F14 | Industrial | Agriculture | New | Space Heating | Natural Gas | Insulation - Ducting | A | Purchases (Cumulative) | Achievable Technical Potential | 0 | 0 | 0 | 0 | 0 | 0 | 0 | 0 | 0 | 0 | 0 | 0 | 0 | 0 | 0 | 0 | 0 | 0 | 0 | 0 | 0 | 0
F1_Industrial_Agriculture_New_Space Heating_Natural Gas_HVAC - Duct Repair and Sealing_A_Achievable Technical Potential | F1 | Industrial | Agriculture | New | Space Heating | Natural Gas | HVAC - Duct Repair and Sealing | A | Original Unit Energy Savings (kWh or therms) | Achievable Technical Potential | 0 | 0 | 0.0036023 | 0.0036023 | 0.0036023 | 0.0036023 | 0.0036023 | 0.0036023 | 0.0036023 | 0.0036023 | 0.0036023 | 0.0036023 | 0.0036023 | 0.0036023 | 0.0036023 | 0.0036023 | 0.0036023 | 0.0036023 | 0.0036023 | 0.0036023 | 0.0036023 | 0.0036023
F2_Industrial_Agriculture_New_Space Heating_Natural Gas_HVAC - Duct Repair and Sealing_A_Achievable Technical Potential | F2 | Industrial | Agriculture | New | Space Heating | Natural Gas | HVAC - Duct Repair and Sealing | A | Original Unit Summer Peak Savings (kW) | Achievable Technical Potential | 0 | 0 | 0 | 0 | 0 | 0 | 0 | 0 | 0 | 0 | 0 | 0 | 0 | 0 | 0 | 0 | 0 | 0 | 0 | 0 | 0 | 0
F3_Industrial_Agriculture_New_Space Heating_Natural Gas_HVAC - Duct Repair and Sealing_A_Achievable Technical Potential | F3 | Industrial | Agriculture | New | Space Heating | Natural Gas | HVAC - Duct Repair and Sealing | A | Original Unit Winter Peak Savings (kW) | Achievable Technical Potential | 0 | 0 | 0 | 0 | 0 | 0 | 0 | 0 | 0 | 0 | 0 | 0 | 0 | 0 | 0 | 0 | 0 | 0 | 0 | 0 | 0 | 0
F4_Industrial_Agriculture_New_Space Heating_Natural Gas_HVAC - Duct Repair and Sealing_A_Achievable Technical Potential | F4 | Industrial | Agriculture | New | Space Heating | Natural Gas | HVAC - Duct Repair and Sealing | A | Standalone Impact on Baseline Energy (%) | Achievable Technical Potential | bar: 2019 to 2040
F5_Industrial_Agriculture_New_Space Heating_Natural Gas_HVAC - Duct Repair and Sealing_A_Achievable Technical Potential | F5 | Industrial | Agriculture | New | Space Heating | Natural Gas | HVAC - Duct Repair and Sealing | A | Standalone Impact on Baseline Summer Peak (%) | Achievable Technical Potential | bar: 2019 to 2040
F6_Industrial_Agriculture_New_Space Heating_Natural Gas_HVAC - Duct Repair and Sealing_A_Achievable Technical Potential | F6 | Industrial | Agriculture | New | Space Heating | Natural Gas | HVAC - Duct Repair and Sealing | A | Standalone Impact on Baseline Winter Peak (%) | Achievable Technical Potential | bar: 2019 to 2040
F7_Industrial_Agriculture_New_Space Heating_Natural Gas_HVAC - Duct Repair and Sealing_A_Achievable Technical Potential | F7 | Industrial | Agriculture | New | Space Heating | Natural Gas | HVAC - Duct Repair and Sealing | A | Incremental Energy Savings (MWh or mTherms) | Achievable Technical Potential | 0 | 0 | 0 | 0 | 0 | 0 | 0 | 0 | 0 | 0 | 0 | 0 | 0 | 0 | 0 | 0 | 0 | 0 | 0 | 0 | 0 | 0
F8_Industrial_Agriculture_New_Space Heating_Natural Gas_HVAC - Duct Repair and Sealing_A_Achievable Technical Potential | F8 | Industrial | Agriculture | New | Space Heating | Natural Gas | HVAC - Duct Repair and Sealing | A | Incremental Summer Peak Savings (MW) | Achievable Technical Potential | 0 | 0 | 0 | 0 | 0 | 0 | 0 | 0 | 0 | 0 | 0 | 0 | 0 | 0 | 0 | 0 | 0 | 0 | 0 | 0 | 0 | 0
F9_Industrial_Agriculture_New_Space Heating_Natural Gas_HVAC - Duct Repair and Sealing_A_Achievable Technical Potential | F9 | Industrial | Agriculture | New | Space Heating | Natural Gas | HVAC - Duct Repair and Sealing | A | Incremental Winter Peak Savings (MW) | Achievable Technical Potential | 0 | 0 | 0 | 0 | 0 | 0 | 0 | 0 | 0 | 0 | 0 | 0 | 0 | 0 | 0 | 0 | 0 | 0 | 0 | 0 | 0 | 0
F10_Industrial_Agriculture_New_Space Heating_Natural Gas_HVAC - Duct Repair and Sealing_A_Achievable Technical Potential | F10 | Industrial | Agriculture | New | Space Heating | Natural Gas | HVAC - Duct Repair and Sealing | A | Cumulative Energy Savings (MWh or mTherms) | Achievable Technical Potential | 0 | 0 | 0 | 0 | 0 | 0 | 0 | 0 | 0 | 0 | 0 | 0 | 0 | 0 | 0 | 0 | 0 | 0 | 0 | 0 | 0 | 0
F11_Industrial_Agriculture_New_Space Heating_Natural Gas_HVAC - Duct Repair and Sealing_A_Achievable Technical Potential | F11 | Industrial | Agriculture | New | Space Heating | Natural Gas | HVAC - Duct Repair and Sealing | A | Cumulative Summer Peak Savings (MW) | Achievable Technical Potential | 0 | 0 | 0 | 0 | 0 | 0 | 0 | 0 | 0 | 0 | 0 | 0 | 0 | 0 | 0 | 0 | 0 | 0 | 0 | 0 | 0 | 0
F12_Industrial_Agriculture_New_Space Heating_Natural Gas_HVAC - Duct Repair and Sealing_A_Achievable Technical Potential | F12 | Industrial | Agriculture | New | Space Heating | Natural Gas | HVAC - Duct Repair and Sealing | A | Cumulative Winter Peak Savings (MW) | Achievable Technical Potential | 0 | 0 | 0 | 0 | 0 | 0 | 0 | 0 | 0 | 0 | 0 | 0 | 0 | 0 | 0 | 0 | 0 | 0 | 0 | 0 | 0 | 0
F13_Industrial_Agriculture_New_Space Heating_Natural Gas_HVAC - Duct Repair and Sealing_A_Achievable Technical Potential | F13 | Industrial | Agriculture | New | Space Heating | Natural Gas | HVAC - Duct Repair and Sealing | A | Purchases (Incremental) | Achievable Technical Potential | 0 | 0 | 0 | 0 | 0 | 0 | 0 | 0 | 0 | 0 | 0 | 0 | 0 | 0 | 0 | 0 | 0 | 0 | 0 | 0 | 0 | 0
F14_Industrial_Agriculture_New_Space Heating_Natural Gas_HVAC - Duct Repair and Sealing_A_Achievable Technical Potential | F14 | Industrial | Agriculture | New | Space Heating | Natural Gas | HVAC - Duct Repair and Sealing | A | Purchases (Cumulative) | Achievable Technical Potential | 0 | 0 | 0 | 0 | 0 | 0 | 0 | 0 | 0 | 0 | 0 | 0 | 0 | 0 | 0 | 0 | 0 | 0 | 0 | 0 | 0 | 0
F1_Industrial_Agriculture_New_Space Heating_Natural Gas_Windows - High Efficiency_A_Achievable Technical Potential | F1 | Industrial | Agriculture | New | Space Heating | Natural Gas | Windows - High Efficiency | A | Original Unit Energy Savings (kWh or therms) | Achievable Technical Potential | 0 | 0 | 0.0073878 | 0.0073878 | 0.0073878 | 0.0073878 | 0.0073878 | 0.0073878 | 0.0073878 | 0.0073878 | 0.0073878 | 0.0073878 | 0.0073878 | 0.0073878 | 0.0073878 | 0.0073878 | 0.0073878 | 0.0073878 | 0.0073878 | 0.0073878 | 0.0073878 | 0.0073878
F2_Industrial_Agriculture_New_Space Heating_Natural Gas_Windows - High Efficiency_A_Achievable Technical Potential | F2 | Industrial | Agriculture | New | Space Heating | Natural Gas | Windows - High Efficiency | A | Original Unit Summer Peak Savings (kW) | Achievable Technical Potential | 0 | 0 | 0 | 0 | 0 | 0 | 0 | 0 | 0 | 0 | 0 | 0 | 0 | 0 | 0 | 0 | 0 | 0 | 0 | 0 | 0 | 0
F3_Industrial_Agriculture_New_Space Heating_Natural Gas_Windows - High Efficiency_A_Achievable Technical Potential | F3 | Industrial | Agriculture | New | Space Heating | Natural Gas | Windows - High Efficiency | A | Original Unit Winter Peak Savings (kW) | Achievable Technical Potential | 0 | 0 | 0 | 0 | 0 | 0 | 0 | 0 | 0 | 0 | 0 | 0 | 0 | 0 | 0 | 0 | 0 | 0 | 0 | 0 | 0 | 0
F4_Industrial_Agriculture_New_Space Heating_Natural Gas_Windows - High Efficiency_A_Achievable Technical Potential | F4 | Industrial | Agriculture | New | Space Heating | Natural Gas | Windows - High Efficiency | A | Standalone Impact on Baseline Energy (%) | Achievable Technical Potential | bar: 2019 to 2040
F5_Industrial_Agriculture_New_Space Heating_Natural Gas_Windows - High Efficiency_A_Achievable Technical Potential | F5 | Industrial | Agriculture | New | Space Heating | Natural Gas | Windows - High Efficiency | A | Standalone Impact on Baseline Summer Peak (%) | Achievable Technical Potential | bar: 2019 to 2040
F6_Industrial_Agriculture_New_Space Heating_Natural Gas_Windows - High Efficiency_A_Achievable Technical Potential | F6 | Industrial | Agriculture | New | Space Heating | Natural Gas | Windows - High Efficiency | A | Standalone Impact on Baseline Winter Peak (%) | Achievable Technical Potential | bar: 2019 to 2040
F7_Industrial_Agriculture_New_Space Heating_Natural Gas_Windows - High Efficiency_A_Achievable Technical Potential | F7 | Industrial | Agriculture | New | Space Heating | Natural Gas | Windows - High Efficiency | A | Incremental Energy Savings (MWh or mTherms) | Achievable Technical Potential | 0 | 0 | 0 | 0 | 0 | 0 | 0 | 0 | 0 | 0 | 0 | 0 | 0 | 0 | 0 | 0 | 0 | 0 | 0 | 0 | 0 | 0
F8_Industrial_Agriculture_New_Space Heating_Natural Gas_Windows - High Efficiency_A_Achievable Technical Potential | F8 | Industrial | Agriculture | New | Space Heating | Natural Gas | Windows - High Efficiency | A | Incremental Summer Peak Savings (MW) | Achievable Technical Potential | 0 | 0 | 0 | 0 | 0 | 0 | 0 | 0 | 0 | 0 | 0 | 0 | 0 | 0 | 0 | 0 | 0 | 0 | 0 | 0 | 0 | 0
F9_Industrial_Agriculture_New_Space Heating_Natural Gas_Windows - High Efficiency_A_Achievable Technical Potential | F9 | Industrial | Agriculture | New | Space Heating | Natural Gas | Windows - High Efficiency | A | Incremental Winter Peak Savings (MW) | Achievable Technical Potential | 0 | 0 | 0 | 0 | 0 | 0 | 0 | 0 | 0 | 0 | 0 | 0 | 0 | 0 | 0 | 0 | 0 | 0 | 0 | 0 | 0 | 0
F10_Industrial_Agriculture_New_Space Heating_Natural Gas_Windows - High Efficiency_A_Achievable Technical Potential | F10 | Industrial | Agriculture | New | Space Heating | Natural Gas | Windows - High Efficiency | A | Cumulative Energy Savings (MWh or mTherms) | Achievable Technical Potential | 0 | 0 | 0 | 0 | 0 | 0 | 0 | 0 | 0 | 0 | 0 | 0 | 0 | 0 | 0 | 0 | 0 | 0 | 0 | 0 | 0 | 0
F11_Industrial_Agriculture_New_Space Heating_Natural Gas_Windows - High Efficiency_A_Achievable Technical Potential | F11 | Industrial | Agriculture | New | Space Heating | Natural Gas | Windows - High Efficiency | A | Cumulative Summer Peak Savings (MW) | Achievable Technical Potential | 0 | 0 | 0 | 0 | 0 | 0 | 0 | 0 | 0 | 0 | 0 | 0 | 0 | 0 | 0 | 0 | 0 | 0 | 0 | 0 | 0 | 0
F12_Industrial_Agriculture_New_Space Heating_Natural Gas_Windows - High Efficiency_A_Achievable Technical Potential | F12 | Industrial | Agriculture | New | Space Heating | Natural Gas | Windows - High Efficiency | A | Cumulative Winter Peak Savings (MW) | Achievable Technical Potential | 0 | 0 | 0 | 0 | 0 | 0 | 0 | 0 | 0 | 0 | 0 | 0 | 0 | 0 | 0 | 0 | 0 | 0 | 0 | 0 | 0 | 0
F13_Industrial_Agriculture_New_Space Heating_Natural Gas_Windows - High Efficiency_A_Achievable Technical Potential | F13 | Industrial | Agriculture | New | Space Heating | Natural Gas | Windows - High Efficiency | A | Purchases (Incremental) | Achievable Technical Potential | 0 | 0 | 0 | 0 | 0 | 0 | 0 | 0 | 0 | 0 | 0 | 0 | 0 | 0 | 0 | 0 | 0 | 0 | 0 | 0 | 0 | 0
F14_Industrial_Agriculture_New_Space Heating_Natural Gas_Windows - High Efficiency_A_Achievable Technical Potential | F14 | Industrial | Agriculture | New | Space Heating | Natural Gas | Windows - High Efficiency | A | Purchases (Cumulative) | Achievable Technical Potential | 0 | 0 | 0 | 0 | 0 | 0 | 0 | 0 | 0 | 0 | 0 | 0 | 0 | 0 | 0 | 0 | 0 | 0 | 0 | 0 | 0 | 0
F1_Industrial_Agriculture_New_Space Heating_Natural Gas_Gas Boiler - Maintenance_A_Achievable Technical Potential | F1 | Industrial | Agriculture | New | Space Heating | Natural Gas | Gas Boiler - Maintenance | A | Original Unit Energy Savings (kWh or therms) | Achievable Technical Potential | 0 | 0 | 1.1147 | 1.1147 | 1.1147 | 1.1147 | 1.1147 | 1.1147 | 1.1147 | 1.1147 | 1.1147 | 1.1147 | 1.1147 | 1.1147 | 1.1147 | 1.1147 | 1.1147 | 1.1147 | 1.1147 | 1.1147 | 1.1147 | 1.1147
F2_Industrial_Agriculture_New_Space Heating_Natural Gas_Gas Boiler - Maintenance_A_Achievable Technical Potential | F2 | Industrial | Agriculture | New | Space Heating | Natural Gas | Gas Boiler - Maintenance | A | Original Unit Summer Peak Savings (kW) | Achievable Technical Potential | 0 | 0 | 0 | 0 | 0 | 0 | 0 | 0 | 0 | 0 | 0 | 0 | 0 | 0 | 0 | 0 | 0 | 0 | 0 | 0 | 0 | 0
F3_Industrial_Agriculture_New_Space Heating_Natural Gas_Gas Boiler - Maintenance_A_Achievable Technical Potential | F3 | Industrial | Agriculture | New | Space Heating | Natural Gas | Gas Boiler - Maintenance | A | Original Unit Winter Peak Savings (kW) | Achievable Technical Potential | 0 | 0 | 0 | 0 | 0 | 0 | 0 | 0 | 0 | 0 | 0 | 0 | 0 | 0 | 0 | 0 | 0 | 0 | 0 | 0 | 0 | 0
F4_Industrial_Agriculture_New_Space Heating_Natural Gas_Gas Boiler - Maintenance_A_Achievable Technical Potential | F4 | Industrial | Agriculture | New | Space Heating | Natural Gas | Gas Boiler - Maintenance | A | Standalone Impact on Baseline Energy (%) | Achievable Technical Potential | 0% | 0% | 0.002102% | 0.002678% | 0.002898% | 0.002333% | 0.00205% | 0.001805% | 0.001597% | 0.001413% | 0.001302% | 0.001194% | 0.001103% | 0.001014% | 0.0009612% | 0.000904% | 0.0008533% | 0.000801% | 0.0007699% | 0.0007346% | 0.0007033% | 0.0006747%
F5_Industrial_Agriculture_New_Space Heating_Natural Gas_Gas Boiler - Maintenance_A_Achievable Technical Potential | F5 | Industrial | Agriculture | New | Space Heating | Natural Gas | Gas Boiler - Maintenance | A | Standalone Impact on Baseline Summer Peak (%) | Achievable Technical Potential | bar: 2019 to 2040
F6_Industrial_Agriculture_New_Space Heating_Natural Gas_Gas Boiler - Maintenance_A_Achievable Technical Potential | F6 | Industrial | Agriculture | New | Space Heating | Natural Gas | Gas Boiler - Maintenance | A | Standalone Impact on Baseline Winter Peak (%) | Achievable Technical Potential | bar: 2019 to 2040
F7_Industrial_Agriculture_New_Space Heating_Natural Gas_Gas Boiler - Maintenance_A_Achievable Technical Potential | F7 | Industrial | Agriculture | New | Space Heating | Natural Gas | Gas Boiler - Maintenance | A | Incremental Energy Savings (MWh or mTherms) | Achievable Technical Potential | 0 | 0 | 0.0011695 | 0.0014306 | 0.0014122 | 0.001468 | 0.0014805 | 0.0014763 | 0.001468 | 0.0014805 | 0.0014763 | 0.0026375 | 0.0029111 | 0.0028885 | 0.005275 | 0.0058222 | 0.005777 | 0.01055 | 0.011644 | 0.011554 | 0.021399 | 0.023339
F8_Industrial_Agriculture_New_Space Heating_Natural Gas_Gas Boiler - Maintenance_A_Achievable Technical Potential | F8 | Industrial | Agriculture | New | Space Heating | Natural Gas | Gas Boiler - Maintenance | A | Incremental Summer Peak Savings (MW) | Achievable Technical Potential | 0 | 0 | 0 | 0 | 0 | 0 | 0 | 0 | 0 | 0 | 0 | 0 | 0 | 0 | 0 | 0 | 0 | 0 | 0 | 0 | 0 | 0
F9_Industrial_Agriculture_New_Space Heating_Natural Gas_Gas Boiler - Maintenance_A_Achievable Technical Potential | F9 | Industrial | Agriculture | New | Space Heating | Natural Gas | Gas Boiler - Maintenance | A | Incremental Winter Peak Savings (MW) | Achievable Technical Potential | 0 | 0 | 0 | 0 | 0 | 0 | 0 | 0 | 0 | 0 | 0 | 0 | 0 | 0 | 0 | 0 | 0 | 0 | 0 | 0 | 0 | 0
F10_Industrial_Agriculture_New_Space Heating_Natural Gas_Gas Boiler - Maintenance_A_Achievable Technical Potential | F10 | Industrial | Agriculture | New | Space Heating | Natural Gas | Gas Boiler - Maintenance | A | Cumulative Energy Savings (MWh or mTherms) | Achievable Technical Potential | 0 | 0 | 0.0011695 | 0.0026001 | 0.0040122 | 0.0043108 | 0.0043607 | 0.0044248 | 0.0044248 | 0.0044248 | 0.0044248 | 0.0044248 | 0.0044248 | 0.0044248 | 0.0044248 | 0.0044248 | 0.0044248 | 0.0044248 | 0.0044248 | 0.0044248 | 0.0044248 | 0.0044248
F11_Industrial_Agriculture_New_Space Heating_Natural Gas_Gas Boiler - Maintenance_A_Achievable Technical Potential | F11 | Industrial | Agriculture | New | Space Heating | Natural Gas | Gas Boiler - Maintenance | A | Cumulative Summer Peak Savings (MW) | Achievable Technical Potential | 0 | 0 | 0 | 0 | 0 | 0 | 0 | 0 | 0 | 0 | 0 | 0 | 0 | 0 | 0 | 0 | 0 | 0 | 0 | 0 | 0 | 0
F12_Industrial_Agriculture_New_Space Heating_Natural Gas_Gas Boiler - Maintenance_A_Achievable Technical Potential | F12 | Industrial | Agriculture | New | Space Heating | Natural Gas | Gas Boiler - Maintenance | A | Cumulative Winter Peak Savings (MW) | Achievable Technical Potential | 0 | 0 | 0 | 0 | 0 | 0 | 0 | 0 | 0 | 0 | 0 | 0 | 0 | 0 | 0 | 0 | 0 | 0 | 0 | 0 | 0 | 0
F13_Industrial_Agriculture_New_Space Heating_Natural Gas_Gas Boiler - Maintenance_A_Achievable Technical Potential | F13 | Industrial | Agriculture | New | Space Heating | Natural Gas | Gas Boiler - Maintenance | A | Purchases (Incremental) | Achievable Technical Potential | 0 | 0 | 1.0491 | 1.2833 | 1.2668 | 1.3169 | 1.3281 | 1.3244 | 1.3169 | 1.3281 | 1.3244 | 2.3661 | 2.6115 | 2.5912 | 4.7321 | 5.2229 | 5.1824 | 9.4642 | 10.4458 | 10.3647 | 19.1962 | 20.9364
F14_Industrial_Agriculture_New_Space Heating_Natural Gas_Gas Boiler - Maintenance_A_Achievable Technical Potential | F14 | Industrial | Agriculture | New | Space Heating | Natural Gas | Gas Boiler - Maintenance | A | Purchases (Cumulative) | Achievable Technical Potential | 0 | 0 | 1.0491 | 2.3325 | 3.5993 | 3.8671 | 3.9119 | 3.9694 | 3.9694 | 3.9694 | 3.9694 | 3.9694 | 3.9694 | 3.9694 | 3.9694 | 3.9694 | 3.9694 | 3.9694 | 3.9694 | 3.9694 | 3.9694 | 3.9694
F1_Industrial_Agriculture_New_Process_Natural Gas_Gas Boiler - Maintenance_A_Achievable Technical Potential | F1 | Industrial | Agriculture | New | Process | Natural Gas | Gas Boiler - Maintenance | A | Original Unit Energy Savings (kWh or therms) | Achievable Technical Potential | 0 | 0 | 1.5559 | 1.5559 | 1.5559 | 1.5559 | 1.5559 | 1.5559 | 1.5559 | 1.5559 | 1.5559 | 1.5559 | 1.5559 | 1.5559 | 1.5559 | 1.5559 | 1.5559 | 1.5559 | 1.5559 | 1.5559 | 1.5559 | 1.5559
F2_Industrial_Agriculture_New_Process_Natural Gas_Gas Boiler - Maintenance_A_Achievable Technical Potential | F2 | Industrial | Agriculture | New | Process | Natural Gas | Gas Boiler - Maintenance | A | Original Unit Summer Peak Savings (kW) | Achievable Technical Potential | 0 | 0 | 0 | 0 | 0 | 0 | 0 | 0 | 0 | 0 | 0 | 0 | 0 | 0 | 0 | 0 | 0 | 0 | 0 | 0 | 0 | 0
F3_Industrial_Agriculture_New_Process_Natural Gas_Gas Boiler - Maintenance_A_Achievable Technical Potential | F3 | Industrial | Agriculture | New | Process | Natural Gas | Gas Boiler - Maintenance | A | Original Unit Winter Peak Savings (kW) | Achievable Technical Potential | 0 | 0 | 0 | 0 | 0 | 0 | 0 | 0 | 0 | 0 | 0 | 0 | 0 | 0 | 0 | 0 | 0 | 0 | 0 | 0 | 0 | 0
F4_Industrial_Agriculture_New_Process_Natural Gas_Gas Boiler - Maintenance_A_Achievable Technical Potential | F4 | Industrial | Agriculture | New | Process | Natural Gas | Gas Boiler - Maintenance | A | Standalone Impact on Baseline Energy (%) | Achievable Technical Potential | 0% | 0% | 0.01118% | 0.01424% | 0.01541% | 0.0124% | 0.0109% | 0.0096% | 0.008491% | 0.007515% | 0.006922% | 0.006347% | 0.005865% | 0.005391% | 0.005111% | 0.004807% | 0.004537% | 0.004259% | 0.004093% | 0.003906% | 0.00374% | 0.003587%
F5_Industrial_Agriculture_New_Process_Natural Gas_Gas Boiler - Maintenance_A_Achievable Technical Potential | F5 | Industrial | Agriculture | New | Process | Natural Gas | Gas Boiler - Maintenance | A | Standalone Impact on Baseline Summer Peak (%) | Achievable Technical Potential | bar: 2019 to 2040
F6_Industrial_Agriculture_New_Process_Natural Gas_Gas Boiler - Maintenance_A_Achievable Technical Potential | F6 | Industrial | Agriculture | New | Process | Natural Gas | Gas Boiler - Maintenance | A | Standalone Impact on Baseline Winter Peak (%) | Achievable Technical Potential | bar: 2019 to 2040
F7_Industrial_Agriculture_New_Process_Natural Gas_Gas Boiler - Maintenance_A_Achievable Technical Potential | F7 | Industrial | Agriculture | New | Process | Natural Gas | Gas Boiler - Maintenance | A | Incremental Energy Savings (MWh or mTherms) | Achievable Technical Potential | 0 | 0 | 0.013502 | 0.016517 | 0.016304 | 0.016949 | 0.017093 | 0.017045 | 0.016949 | 0.017093 | 0.017045 | 0.030451 | 0.03361 | 0.033349 | 0.060903 | 0.06722 | 0.066698 | 0.12181 | 0.13444 | 0.1334 | 0.24706 | 0.26945
F8_Industrial_Agriculture_New_Process_Natural Gas_Gas Boiler - Maintenance_A_Achievable Technical Potential | F8 | Industrial | Agriculture | New | Process | Natural Gas | Gas Boiler - Maintenance | A | Incremental Summer Peak Savings (MW) | Achievable Technical Potential | 0 | 0 | 0 | 0 | 0 | 0 | 0 | 0 | 0 | 0 | 0 | 0 | 0 | 0 | 0 | 0 | 0 | 0 | 0 | 0 | 0 | 0
F9_Industrial_Agriculture_New_Process_Natural Gas_Gas Boiler - Maintenance_A_Achievable Technical Potential | F9 | Industrial | Agriculture | New | Process | Natural Gas | Gas Boiler - Maintenance | A | Incremental Winter Peak Savings (MW) | Achievable Technical Potential | 0 | 0 | 0 | 0 | 0 | 0 | 0 | 0 | 0 | 0 | 0 | 0 | 0 | 0 | 0 | 0 | 0 | 0 | 0 | 0 | 0 | 0
F10_Industrial_Agriculture_New_Process_Natural Gas_Gas Boiler - Maintenance_A_Achievable Technical Potential | F10 | Industrial | Agriculture | New | Process | Natural Gas | Gas Boiler - Maintenance | A | Cumulative Energy Savings (MWh or mTherms) | Achievable Technical Potential | 0 | 0 | 0.013502 | 0.030019 | 0.046323 | 0.04977 | 0.050346 | 0.051087 | 0.051087 | 0.051087 | 0.051087 | 0.051087 | 0.051087 | 0.051087 | 0.051087 | 0.051087 | 0.051087 | 0.051087 | 0.051087 | 0.051087 | 0.051087 | 0.051087
F11_Industrial_Agriculture_New_Process_Natural Gas_Gas Boiler - Maintenance_A_Achievable Technical Potential | F11 | Industrial | Agriculture | New | Process | Natural Gas | Gas Boiler - Maintenance | A | Cumulative Summer Peak Savings (MW) | Achievable Technical Potential | 0 | 0 | 0 | 0 | 0 | 0 | 0 | 0 | 0 | 0 | 0 | 0 | 0 | 0 | 0 | 0 | 0 | 0 | 0 | 0 | 0 | 0
F12_Industrial_Agriculture_New_Process_Natural Gas_Gas Boiler - Maintenance_A_Achievable Technical Potential | F12 | Industrial | Agriculture | New | Process | Natural Gas | Gas Boiler - Maintenance | A | Cumulative Winter Peak Savings (MW) | Achievable Technical Potential | 0 | 0 | 0 | 0 | 0 | 0 | 0 | 0 | 0 | 0 | 0 | 0 | 0 | 0 | 0 | 0 | 0 | 0 | 0 | 0 | 0 | 0
F13_Industrial_Agriculture_New_Process_Natural Gas_Gas Boiler - Maintenance_A_Achievable Technical Potential | F13 | Industrial | Agriculture | New | Process | Natural Gas | Gas Boiler - Maintenance | A | Purchases (Incremental) | Achievable Technical Potential | 0 | 0 | 8.6783 | 10.6157 | 10.4791 | 10.8936 | 10.9862 | 10.955 | 10.8936 | 10.9862 | 10.955 | 19.5719 | 21.6018 | 21.4341 | 39.1438 | 43.2037 | 42.8683 | 78.2875 | 86.4074 | 85.7366 | 158.7903 | 173.1852
F14_Industrial_Agriculture_New_Process_Natural Gas_Gas Boiler - Maintenance_A_Achievable Technical Potential | F14 | Industrial | Agriculture | New | Process | Natural Gas | Gas Boiler - Maintenance | A | Purchases (Cumulative) | Achievable Technical Potential | 0 | 0 | 8.6783 | 19.294 | 29.7731 | 31.9883 | 32.3589 | 32.8348 | 32.8348 | 32.8348 | 32.8348 | 32.8348 | 32.8348 | 32.8348 | 32.8348 | 32.8348 | 32.8348 | 32.8348 | 32.8348 | 32.8348 | 32.8348 | 32.8348
F1_Industrial_Agriculture_New_Space Heating_Natural Gas_Gas Furnace - Maintenance_A_Achievable Technical Potential | F1 | Industrial | Agriculture | New | Space Heating | Natural Gas | Gas Furnace - Maintenance | A | Original Unit Energy Savings (kWh or therms) | Achievable Technical Potential | 0 | 0 | 0.0083129 | 0.0083129 | 0.0083129 | 0.0083129 | 0.0083129 | 0.0083129 | 0.0083129 | 0.0083129 | 0.0083129 | 0.0083129 | 0.0083129 | 0.0083129 | 0.0083129 | 0.0083129 | 0.0083129 | 0.0083129 | 0.0083129 | 0.0083129 | 0.0083129 | 0.0083129
F2_Industrial_Agriculture_New_Space Heating_Natural Gas_Gas Furnace - Maintenance_A_Achievable Technical Potential | F2 | Industrial | Agriculture | New | Space Heating | Natural Gas | Gas Furnace - Maintenance | A | Original Unit Summer Peak Savings (kW) | Achievable Technical Potential | 0 | 0 | 0 | 0 | 0 | 0 | 0 | 0 | 0 | 0 | 0 | 0 | 0 | 0 | 0 | 0 | 0 | 0 | 0 | 0 | 0 | 0
F3_Industrial_Agriculture_New_Space Heating_Natural Gas_Gas Furnace - Maintenance_A_Achievable Technical Potential | F3 | Industrial | Agriculture | New | Space Heating | Natural Gas | Gas Furnace - Maintenance | A | Original Unit Winter Peak Savings (kW) | Achievable Technical Potential | 0 | 0 | 0 | 0 | 0 | 0 | 0 | 0 | 0 | 0 | 0 | 0 | 0 | 0 | 0 | 0 | 0 | 0 | 0 | 0 | 0 | 0
F4_Industrial_Agriculture_New_Space Heating_Natural Gas_Gas Furnace - Maintenance_A_Achievable Technical Potential | F4 | Industrial | Agriculture | New | Space Heating | Natural Gas | Gas Furnace - Maintenance | A | Standalone Impact on Baseline Energy (%) | Achievable Technical Potential | 0% | 0% | 3.169e-05% | 4.037e-05% | 4.369e-05% | 3.517e-05% | 3.091e-05% | 2.721e-05% | 2.407e-05% | 2.13e-05% | 1.962e-05% | 1.799e-05% | 1.663e-05% | 1.528e-05% | 1.449e-05% | 1.363e-05% | 1.286e-05% | 1.207e-05% | 1.16e-05% | 1.107e-05% | 1.06e-05% | 1.017e-05%
F5_Industrial_Agriculture_New_Space Heating_Natural Gas_Gas Furnace - Maintenance_A_Achievable Technical Potential | F5 | Industrial | Agriculture | New | Space Heating | Natural Gas | Gas Furnace - Maintenance | A | Standalone Impact on Baseline Summer Peak (%) | Achievable Technical Potential | bar: 2019 to 2040
F6_Industrial_Agriculture_New_Space Heating_Natural Gas_Gas Furnace - Maintenance_A_Achievable Technical Potential | F6 | Industrial | Agriculture | New | Space Heating | Natural Gas | Gas Furnace - Maintenance | A | Standalone Impact on Baseline Winter Peak (%) | Achievable Technical Potential | bar: 2019 to 2040
F7_Industrial_Agriculture_New_Space Heating_Natural Gas_Gas Furnace - Maintenance_A_Achievable Technical Potential | F7 | Industrial | Agriculture | New | Space Heating | Natural Gas | Gas Furnace - Maintenance | A | Incremental Energy Savings (MWh or mTherms) | Achievable Technical Potential | 0 | 0 | 1.7628e-05 | 2.1563e-05 | 2.1286e-05 | 2.2128e-05 | 2.2316e-05 | 2.2253e-05 | 2.2128e-05 | 2.2316e-05 | 2.2253e-05 | 3.9756e-05 | 4.388e-05 | 4.3539e-05 | 7.9512e-05 | 8.7759e-05 | 8.7078e-05 | 0.00015902 | 0.00017552 | 0.00017416 | 0.00032255 | 0.00035179
F8_Industrial_Agriculture_New_Space Heating_Natural Gas_Gas Furnace - Maintenance_A_Achievable Technical Potential | F8 | Industrial | Agriculture | New | Space Heating | Natural Gas | Gas Furnace - Maintenance | A | Incremental Summer Peak Savings (MW) | Achievable Technical Potential | 0 | 0 | 0 | 0 | 0 | 0 | 0 | 0 | 0 | 0 | 0 | 0 | 0 | 0 | 0 | 0 | 0 | 0 | 0 | 0 | 0 | 0
F9_Industrial_Agriculture_New_Space Heating_Natural Gas_Gas Furnace - Maintenance_A_Achievable Technical Potential | F9 | Industrial | Agriculture | New | Space Heating | Natural Gas | Gas Furnace - Maintenance | A | Incremental Winter Peak Savings (MW) | Achievable Technical Potential | 0 | 0 | 0 | 0 | 0 | 0 | 0 | 0 | 0 | 0 | 0 | 0 | 0 | 0 | 0 | 0 | 0 | 0 | 0 | 0 | 0 | 0
F10_Industrial_Agriculture_New_Space Heating_Natural Gas_Gas Furnace - Maintenance_A_Achievable Technical Potential | F10 | Industrial | Agriculture | New | Space Heating | Natural Gas | Gas Furnace - Maintenance | A | Cumulative Energy Savings (MWh or mTherms) | Achievable Technical Potential | 0 | 0 | 1.7628e-05 | 3.9192e-05 | 6.0478e-05 | 6.4978e-05 | 6.573e-05 | 6.6697e-05 | 6.6697e-05 | 6.6697e-05 | 6.6697e-05 | 6.6697e-05 | 6.6697e-05 | 6.6697e-05 | 6.6697e-05 | 6.6697e-05 | 6.6697e-05 | 6.6697e-05 | 6.6697e-05 | 6.6697e-05 | 6.6697e-05 | 6.6697e-05
F11_Industrial_Agriculture_New_Space Heating_Natural Gas_Gas Furnace - Maintenance_A_Achievable Technical Potential | F11 | Industrial | Agriculture | New | Space Heating | Natural Gas | Gas Furnace - Maintenance | A | Cumulative Summer Peak Savings (MW) | Achievable Technical Potential | 0 | 0 | 0 | 0 | 0 | 0 | 0 | 0 | 0 | 0 | 0 | 0 | 0 | 0 | 0 | 0 | 0 | 0 | 0 | 0 | 0 | 0
F12_Industrial_Agriculture_New_Space Heating_Natural Gas_Gas Furnace - Maintenance_A_Achievable Technical Potential | F12 | Industrial | Agriculture | New | Space Heating | Natural Gas | Gas Furnace - Maintenance | A | Cumulative Winter Peak Savings (MW) | Achievable Technical Potential | 0 | 0 | 0 | 0 | 0 | 0 | 0 | 0 | 0 | 0 | 0 | 0 | 0 | 0 | 0 | 0 | 0 | 0 | 0 | 0 | 0 | 0
F13_Industrial_Agriculture_New_Space Heating_Natural Gas_Gas Furnace - Maintenance_A_Achievable Technical Potential | F13 | Industrial | Agriculture | New | Space Heating | Natural Gas | Gas Furnace - Maintenance | A | Purchases (Incremental) | Achievable Technical Potential | 0 | 0 | 2.1206 | 2.594 | 2.5606 | 2.6619 | 2.6845 | 2.6769 | 2.6619 | 2.6845 | 2.6769 | 4.7825 | 5.2785 | 5.2375 | 9.5649 | 10.557 | 10.475 | 19.1299 | 21.114 | 20.9501 | 38.801 | 42.3185
F14_Industrial_Agriculture_New_Space Heating_Natural Gas_Gas Furnace - Maintenance_A_Achievable Technical Potential | F14 | Industrial | Agriculture | New | Space Heating | Natural Gas | Gas Furnace - Maintenance | A | Purchases (Cumulative) | Achievable Technical Potential | 0 | 0 | 2.1206 | 4.7146 | 7.2752 | 7.8165 | 7.907 | 8.0233 | 8.0233 | 8.0233 | 8.0233 | 8.0233 | 8.0233 | 8.0233 | 8.0233 | 8.0233 | 8.0233 | 8.0233 | 8.0233 | 8.0233 | 8.0233 | 8.0233
F1_Industrial_Agriculture_New_Space Heating_Natural Gas_Gas Boiler - Hot Water Reset_A_Achievable Technical Potential | F1 | Industrial | Agriculture | New | Space Heating | Natural Gas | Gas Boiler - Hot Water Reset | A | Original Unit Energy Savings (kWh or therms) | Achievable Technical Potential | 0 | 0 | 4.0536 | 4.0536 | 4.0536 | 4.0536 | 4.0536 | 4.0536 | 4.0536 | 4.0536 | 4.0536 | 4.0536 | 4.0536 | 4.0536 | 4.0536 | 4.0536 | 4.0536 | 4.0536 | 4.0536 | 4.0536 | 4.0536 | 4.0536
F2_Industrial_Agriculture_New_Space Heating_Natural Gas_Gas Boiler - Hot Water Reset_A_Achievable Technical Potential | F2 | Industrial | Agriculture | New | Space Heating | Natural Gas | Gas Boiler - Hot Water Reset | A | Original Unit Summer Peak Savings (kW) | Achievable Technical Potential | 0 | 0 | 0 | 0 | 0 | 0 | 0 | 0 | 0 | 0 | 0 | 0 | 0 | 0 | 0 | 0 | 0 | 0 | 0 | 0 | 0 | 0
F3_Industrial_Agriculture_New_Space Heating_Natural Gas_Gas Boiler - Hot Water Reset_A_Achievable Technical Potential | F3 | Industrial | Agriculture | New | Space Heating | Natural Gas | Gas Boiler - Hot Water Reset | A | Original Unit Winter Peak Savings (kW) | Achievable Technical Potential | 0 | 0 | 0 | 0 | 0 | 0 | 0 | 0 | 0 | 0 | 0 | 0 | 0 | 0 | 0 | 0 | 0 | 0 | 0 | 0 | 0 | 0
F4_Industrial_Agriculture_New_Space Heating_Natural Gas_Gas Boiler - Hot Water Reset_A_Achievable Technical Potential | F4 | Industrial | Agriculture | New | Space Heating | Natural Gas | Gas Boiler - Hot Water Reset | A | Standalone Impact on Baseline Energy (%) | Achievable Technical Potential | 0% | 0% | 0.007431% | 0.01338% | 0.02055% | 0.02836% | 0.03942% | 0.05149% | 0.06451% | 0.07646% | 0.08869% | 0.097% | 0.1018% | 0.1016% | 0.101% | 0.09722% | 0.09271% | 0.08738% | 0.08398% | 0.08013% | 0.07672% | 0.07359%
F5_Industrial_Agriculture_New_Space Heating_Natural Gas_Gas Boiler - Hot Water Reset_A_Achievable Technical Potential | F5 | Industrial | Agriculture | New | Space Heating | Natural Gas | Gas Boiler - Hot Water Reset | A | Standalone Impact on Baseline Summer Peak (%) | Achievable Technical Potential | bar: 2019 to 2040
F6_Industrial_Agriculture_New_Space Heating_Natural Gas_Gas Boiler - Hot Water Reset_A_Achievable Technical Potential | F6 | Industrial | Agriculture | New | Space Heating | Natural Gas | Gas Boiler - Hot Water Reset | A | Standalone Impact on Baseline Winter Peak (%) | Achievable Technical Potential | bar: 2019 to 2040
F7_Industrial_Agriculture_New_Space Heating_Natural Gas_Gas Boiler - Hot Water Reset_A_Achievable Technical Potential | F7 | Industrial | Agriculture | New | Space Heating | Natural Gas | Gas Boiler - Hot Water Reset | A | Incremental Energy Savings (MWh or mTherms) | Achievable Technical Potential | 0 | 0 | 0.0041335 | 0.0088574 | 0.015456 | 0.023949 | 0.031443 | 0.042361 | 0.052536 | 0.06064 | 0.062039 | 0.058165 | 0.048704 | 0.035069 | 0.02148 | 0.010996 | 0.0049287 | 0.0019093 | 0.0041335 | 0.0088574 | 0.015456 | 0.023949
F8_Industrial_Agriculture_New_Space Heating_Natural Gas_Gas Boiler - Hot Water Reset_A_Achievable Technical Potential | F8 | Industrial | Agriculture | New | Space Heating | Natural Gas | Gas Boiler - Hot Water Reset | A | Incremental Summer Peak Savings (MW) | Achievable Technical Potential | 0 | 0 | 0 | 0 | 0 | 0 | 0 | 0 | 0 | 0 | 0 | 0 | 0 | 0 | 0 | 0 | 0 | 0 | 0 | 0 | 0 | 0
F9_Industrial_Agriculture_New_Space Heating_Natural Gas_Gas Boiler - Hot Water Reset_A_Achievable Technical Potential | F9 | Industrial | Agriculture | New | Space Heating | Natural Gas | Gas Boiler - Hot Water Reset | A | Incremental Winter Peak Savings (MW) | Achievable Technical Potential | 0 | 0 | 0 | 0 | 0 | 0 | 0 | 0 | 0 | 0 | 0 | 0 | 0 | 0 | 0 | 0 | 0 | 0 | 0 | 0 | 0 | 0
F10_Industrial_Agriculture_New_Space Heating_Natural Gas_Gas Boiler - Hot Water Reset_A_Achievable Technical Potential | F10 | Industrial | Agriculture | New | Space Heating | Natural Gas | Gas Boiler - Hot Water Reset | A | Cumulative Energy Savings (MWh or mTherms) | Achievable Technical Potential | 0 | 0 | 0.0041335 | 0.012991 | 0.028447 | 0.052395 | 0.083838 | 0.1262 | 0.17873 | 0.23938 | 0.30141 | 0.35958 | 0.40828 | 0.44335 | 0.46483 | 0.47583 | 0.48076 | 0.48267 | 0.48267 | 0.48267 | 0.48267 | 0.48267
F11_Industrial_Agriculture_New_Space Heating_Natural Gas_Gas Boiler - Hot Water Reset_A_Achievable Technical Potential | F11 | Industrial | Agriculture | New | Space Heating | Natural Gas | Gas Boiler - Hot Water Reset | A | Cumulative Summer Peak Savings (MW) | Achievable Technical Potential | 0 | 0 | 0 | 0 | 0 | 0 | 0 | 0 | 0 | 0 | 0 | 0 | 0 | 0 | 0 | 0 | 0 | 0 | 0 | 0 | 0 | 0
F12_Industrial_Agriculture_New_Space Heating_Natural Gas_Gas Boiler - Hot Water Reset_A_Achievable Technical Potential | F12 | Industrial | Agriculture | New | Space Heating | Natural Gas | Gas Boiler - Hot Water Reset | A | Cumulative Winter Peak Savings (MW) | Achievable Technical Potential | 0 | 0 | 0 | 0 | 0 | 0 | 0 | 0 | 0 | 0 | 0 | 0 | 0 | 0 | 0 | 0 | 0 | 0 | 0 | 0 | 0 | 0
F13_Industrial_Agriculture_New_Space Heating_Natural Gas_Gas Boiler - Hot Water Reset_A_Achievable Technical Potential | F13 | Industrial | Agriculture | New | Space Heating | Natural Gas | Gas Boiler - Hot Water Reset | A | Purchases (Incremental) | Achievable Technical Potential | 0 | 0 | 1.0197 | 2.1851 | 3.8128 | 5.908 | 7.7568 | 10.4502 | 12.9605 | 14.9597 | 15.3047 | 14.349 | 12.015 | 8.6513 | 5.299 | 2.7127 | 1.2159 | 0.47101 | 1.0197 | 2.1851 | 3.8128 | 5.908
F14_Industrial_Agriculture_New_Space Heating_Natural Gas_Gas Boiler - Hot Water Reset_A_Achievable Technical Potential | F14 | Industrial | Agriculture | New | Space Heating | Natural Gas | Gas Boiler - Hot Water Reset | A | Purchases (Cumulative) | Achievable Technical Potential | 0 | 0 | 1.0197 | 3.2048 | 7.0176 | 12.9256 | 20.6824 | 31.1326 | 44.0931 | 59.0528 | 74.3576 | 88.7066 | 100.7216 | 109.3729 | 114.6719 | 117.3846 | 118.6005 | 119.0715 | 119.0715 | 119.0715 | 119.0715 | 119.0715
F1_Industrial_Agriculture_New_Process_Natural Gas_Gas Boiler - Hot Water Reset_A_Achievable Technical Potential | F1 | Industrial | Agriculture | New | Process | Natural Gas | Gas Boiler - Hot Water Reset | A | Original Unit Energy Savings (kWh or therms) | Achievable Technical Potential | 0 | 0 | 2.8289 | 2.8289 | 2.8289 | 2.8289 | 2.8289 | 2.8289 | 2.8289 | 2.8289 | 2.8289 | 2.8289 | 2.8289 | 2.8289 | 2.8289 | 2.8289 | 2.8289 | 2.8289 | 2.8289 | 2.8289 | 2.8289 | 2.8289
F2_Industrial_Agriculture_New_Process_Natural Gas_Gas Boiler - Hot Water Reset_A_Achievable Technical Potential | F2 | Industrial | Agriculture | New | Process | Natural Gas | Gas Boiler - Hot Water Reset | A | Original Unit Summer Peak Savings (kW) | Achievable Technical Potential | 0 | 0 | 0 | 0 | 0 | 0 | 0 | 0 | 0 | 0 | 0 | 0 | 0 | 0 | 0 | 0 | 0 | 0 | 0 | 0 | 0 | 0
F3_Industrial_Agriculture_New_Process_Natural Gas_Gas Boiler - Hot Water Reset_A_Achievable Technical Potential | F3 | Industrial | Agriculture | New | Process | Natural Gas | Gas Boiler - Hot Water Reset | A | Original Unit Winter Peak Savings (kW) | Achievable Technical Potential | 0 | 0 | 0 | 0 | 0 | 0 | 0 | 0 | 0 | 0 | 0 | 0 | 0 | 0 | 0 | 0 | 0 | 0 | 0 | 0 | 0 | 0
F4_Industrial_Agriculture_New_Process_Natural Gas_Gas Boiler - Hot Water Reset_A_Achievable Technical Potential | F4 | Industrial | Agriculture | New | Process | Natural Gas | Gas Boiler - Hot Water Reset | A | Standalone Impact on Baseline Energy (%) | Achievable Technical Potential | 0% | 0% | 0.01976% | 0.03558% | 0.05463% | 0.07539% | 0.1048% | 0.1369% | 0.1715% | 0.2033% | 0.2358% | 0.2579% | 0.2706% | 0.2701% | 0.2684% | 0.2584% | 0.2465% | 0.2323% | 0.2233% | 0.213% | 0.204% | 0.1956%
F5_Industrial_Agriculture_New_Process_Natural Gas_Gas Boiler - Hot Water Reset_A_Achievable Technical Potential | F5 | Industrial | Agriculture | New | Process | Natural Gas | Gas Boiler - Hot Water Reset | A | Standalone Impact on Baseline Summer Peak (%) | Achievable Technical Potential | bar: 2019 to 2040
F6_Industrial_Agriculture_New_Process_Natural Gas_Gas Boiler - Hot Water Reset_A_Achievable Technical Potential | F6 | Industrial | Agriculture | New | Process | Natural Gas | Gas Boiler - Hot Water Reset | A | Standalone Impact on Baseline Winter Peak (%) | Achievable Technical Potential | bar: 2019 to 2040
F7_Industrial_Agriculture_New_Process_Natural Gas_Gas Boiler - Hot Water Reset_A_Achievable Technical Potential | F7 | Industrial | Agriculture | New | Process | Natural Gas | Gas Boiler - Hot Water Reset | A | Incremental Energy Savings (MWh or mTherms) | Achievable Technical Potential | 0 | 0 | 0.023862 | 0.051131 | 0.089221 | 0.13825 | 0.18151 | 0.24454 | 0.30328 | 0.35006 | 0.35813 | 0.33577 | 0.28115 | 0.20244 | 0.124 | 0.063478 | 0.028452 | 0.011022 | 0.023862 | 0.051131 | 0.089221 | 0.13825
F8_Industrial_Agriculture_New_Process_Natural Gas_Gas Boiler - Hot Water Reset_A_Achievable Technical Potential | F8 | Industrial | Agriculture | New | Process | Natural Gas | Gas Boiler - Hot Water Reset | A | Incremental Summer Peak Savings (MW) | Achievable Technical Potential | 0 | 0 | 0 | 0 | 0 | 0 | 0 | 0 | 0 | 0 | 0 | 0 | 0 | 0 | 0 | 0 | 0 | 0 | 0 | 0 | 0 | 0
F9_Industrial_Agriculture_New_Process_Natural Gas_Gas Boiler - Hot Water Reset_A_Achievable Technical Potential | F9 | Industrial | Agriculture | New | Process | Natural Gas | Gas Boiler - Hot Water Reset | A | Incremental Winter Peak Savings (MW) | Achievable Technical Potential | 0 | 0 | 0 | 0 | 0 | 0 | 0 | 0 | 0 | 0 | 0 | 0 | 0 | 0 | 0 | 0 | 0 | 0 | 0 | 0 | 0 | 0
F10_Industrial_Agriculture_New_Process_Natural Gas_Gas Boiler - Hot Water Reset_A_Achievable Technical Potential | F10 | Industrial | Agriculture | New | Process | Natural Gas | Gas Boiler - Hot Water Reset | A | Cumulative Energy Savings (MWh or mTherms) | Achievable Technical Potential | 0 | 0 | 0.023862 | 0.074993 | 0.16421 | 0.30246 | 0.48397 | 0.72851 | 1.0318 | 1.3819 | 1.74 | 2.0758 | 2.3569 | 2.5594 | 2.6834 | 2.7468 | 2.7753 | 2.7863 | 2.7863 | 2.7863 | 2.7863 | 2.7863
F11_Industrial_Agriculture_New_Process_Natural Gas_Gas Boiler - Hot Water Reset_A_Achievable Technical Potential | F11 | Industrial | Agriculture | New | Process | Natural Gas | Gas Boiler - Hot Water Reset | A | Cumulative Summer Peak Savings (MW) | Achievable Technical Potential | 0 | 0 | 0 | 0 | 0 | 0 | 0 | 0 | 0 | 0 | 0 | 0 | 0 | 0 | 0 | 0 | 0 | 0 | 0 | 0 | 0 | 0
F12_Industrial_Agriculture_New_Process_Natural Gas_Gas Boiler - Hot Water Reset_A_Achievable Technical Potential | F12 | Industrial | Agriculture | New | Process | Natural Gas | Gas Boiler - Hot Water Reset | A | Cumulative Winter Peak Savings (MW) | Achievable Technical Potential | 0 | 0 | 0 | 0 | 0 | 0 | 0 | 0 | 0 | 0 | 0 | 0 | 0 | 0 | 0 | 0 | 0 | 0 | 0 | 0 | 0 | 0
F13_Industrial_Agriculture_New_Process_Natural Gas_Gas Boiler - Hot Water Reset_A_Achievable Technical Potential | F13 | Industrial | Agriculture | New | Process | Natural Gas | Gas Boiler - Hot Water Reset | A | Purchases (Incremental) | Achievable Technical Potential | 0 | 0 | 8.4351 | 18.0749 | 31.5396 | 48.8707 | 64.1638 | 86.4435 | 107.2089 | 123.7463 | 126.6002 | 118.6943 | 99.3877 | 71.5633 | 43.8333 | 22.4393 | 10.0577 | 3.8961 | 8.4351 | 18.0749 | 31.5396 | 48.8707
F14_Industrial_Agriculture_New_Process_Natural Gas_Gas Boiler - Hot Water Reset_A_Achievable Technical Potential | F14 | Industrial | Agriculture | New | Process | Natural Gas | Gas Boiler - Hot Water Reset | A | Purchases (Cumulative) | Achievable Technical Potential | 0 | 0 | 8.4351 | 26.51 | 58.0496 | 106.9203 | 171.084 | 257.5275 | 364.7364 | 488.4827 | 615.0828 | 733.7771 | 833.1648 | 904.7282 | 948.5614 | 971.0007 | 981.0584 | 984.9546 | 984.9546 | 984.9546 | 984.9546 | 984.9546
F1_Industrial_Agriculture_New_Space Heating_Natural Gas_Steam Trap Maintenance_A_Achievable Technical Potential | F1 | Industrial | Agriculture | New | Space Heating | Natural Gas | Steam Trap Maintenance | A | Original Unit Energy Savings (kWh or therms) | Achievable Technical Potential | 0 | 0 | 1.432 | 1.432 | 1.432 | 1.432 | 1.432 | 1.432 | 1.432 | 1.432 | 1.432 | 1.432 | 1.432 | 1.432 | 1.432 | 1.432 | 1.432 | 1.432 | 1.432 | 1.432 | 1.432 | 1.432
F2_Industrial_Agriculture_New_Space Heating_Natural Gas_Steam Trap Maintenance_A_Achievable Technical Potential | F2 | Industrial | Agriculture | New | Space Heating | Natural Gas | Steam Trap Maintenance | A | Original Unit Summer Peak Savings (kW) | Achievable Technical Potential | 0 | 0 | 0 | 0 | 0 | 0 | 0 | 0 | 0 | 0 | 0 | 0 | 0 | 0 | 0 | 0 | 0 | 0 | 0 | 0 | 0 | 0
F3_Industrial_Agriculture_New_Space Heating_Natural Gas_Steam Trap Maintenance_A_Achievable Technical Potential | F3 | Industrial | Agriculture | New | Space Heating | Natural Gas | Steam Trap Maintenance | A | Original Unit Winter Peak Savings (kW) | Achievable Technical Potential | 0 | 0 | 0 | 0 | 0 | 0 | 0 | 0 | 0 | 0 | 0 | 0 | 0 | 0 | 0 | 0 | 0 | 0 | 0 | 0 | 0 | 0
F4_Industrial_Agriculture_New_Space Heating_Natural Gas_Steam Trap Maintenance_A_Achievable Technical Potential | F4 | Industrial | Agriculture | New | Space Heating | Natural Gas | Steam Trap Maintenance | A | Standalone Impact on Baseline Energy (%) | Achievable Technical Potential | bar: 2019 to 2040
F5_Industrial_Agriculture_New_Space Heating_Natural Gas_Steam Trap Maintenance_A_Achievable Technical Potential | F5 | Industrial | Agriculture | New | Space Heating | Natural Gas | Steam Trap Maintenance | A | Standalone Impact on Baseline Summer Peak (%) | Achievable Technical Potential | bar: 2019 to 2040
F6_Industrial_Agriculture_New_Space Heating_Natural Gas_Steam Trap Maintenance_A_Achievable Technical Potential | F6 | Industrial | Agriculture | New | Space Heating | Natural Gas | Steam Trap Maintenance | A | Standalone Impact on Baseline Winter Peak (%) | Achievable Technical Potential | bar: 2019 to 2040
F7_Industrial_Agriculture_New_Space Heating_Natural Gas_Steam Trap Maintenance_A_Achievable Technical Potential | F7 | Industrial | Agriculture | New | Space Heating | Natural Gas | Steam Trap Maintenance | A | Incremental Energy Savings (MWh or mTherms) | Achievable Technical Potential | 0 | 0 | 0 | 0 | 0 | 0 | 0 | 0 | 0 | 0 | 0 | 0 | 0 | 0 | 0 | 0 | 0 | 0 | 0 | 0 | 0 | 0
F8_Industrial_Agriculture_New_Space Heating_Natural Gas_Steam Trap Maintenance_A_Achievable Technical Potential | F8 | Industrial | Agriculture | New | Space Heating | Natural Gas | Steam Trap Maintenance | A | Incremental Summer Peak Savings (MW) | Achievable Technical Potential | 0 | 0 | 0 | 0 | 0 | 0 | 0 | 0 | 0 | 0 | 0 | 0 | 0 | 0 | 0 | 0 | 0 | 0 | 0 | 0 | 0 | 0
F9_Industrial_Agriculture_New_Space Heating_Natural Gas_Steam Trap Maintenance_A_Achievable Technical Potential | F9 | Industrial | Agriculture | New | Space Heating | Natural Gas | Steam Trap Maintenance | A | Incremental Winter Peak Savings (MW) | Achievable Technical Potential | 0 | 0 | 0 | 0 | 0 | 0 | 0 | 0 | 0 | 0 | 0 | 0 | 0 | 0 | 0 | 0 | 0 | 0 | 0 | 0 | 0 | 0
F10_Industrial_Agriculture_New_Space Heating_Natural Gas_Steam Trap Maintenance_A_Achievable Technical Potential | F10 | Industrial | Agriculture | New | Space Heating | Natural Gas | Steam Trap Maintenance | A | Cumulative Energy Savings (MWh or mTherms) | Achievable Technical Potential | 0 | 0 | 0 | 0 | 0 | 0 | 0 | 0 | 0 | 0 | 0 | 0 | 0 | 0 | 0 | 0 | 0 | 0 | 0 | 0 | 0 | 0
F11_Industrial_Agriculture_New_Space Heating_Natural Gas_Steam Trap Maintenance_A_Achievable Technical Potential | F11 | Industrial | Agriculture | New | Space Heating | Natural Gas | Steam Trap Maintenance | A | Cumulative Summer Peak Savings (MW) | Achievable Technical Potential | 0 | 0 | 0 | 0 | 0 | 0 | 0 | 0 | 0 | 0 | 0 | 0 | 0 | 0 | 0 | 0 | 0 | 0 | 0 | 0 | 0 | 0
F12_Industrial_Agriculture_New_Space Heating_Natural Gas_Steam Trap Maintenance_A_Achievable Technical Potential | F12 | Industrial | Agriculture | New | Space Heating | Natural Gas | Steam Trap Maintenance | A | Cumulative Winter Peak Savings (MW) | Achievable Technical Potential | 0 | 0 | 0 | 0 | 0 | 0 | 0 | 0 | 0 | 0 | 0 | 0 | 0 | 0 | 0 | 0 | 0 | 0 | 0 | 0 | 0 | 0
F13_Industrial_Agriculture_New_Space Heating_Natural Gas_Steam Trap Maintenance_A_Achievable Technical Potential | F13 | Industrial | Agriculture | New | Space Heating | Natural Gas | Steam Trap Maintenance | A | Purchases (Incremental) | Achievable Technical Potential | 0 | 0 | 0 | 0 | 0 | 0 | 0 | 0 | 0 | 0 | 0 | 0 | 0 | 0 | 0 | 0 | 0 | 0 | 0 | 0 | 0 | 0
F14_Industrial_Agriculture_New_Space Heating_Natural Gas_Steam Trap Maintenance_A_Achievable Technical Potential | F14 | Industrial | Agriculture | New | Space Heating | Natural Gas | Steam Trap Maintenance | A | Purchases (Cumulative) | Achievable Technical Potential | 0 | 0 | 0 | 0 | 0 | 0 | 0 | 0 | 0 | 0 | 0 | 0 | 0 | 0 | 0 | 0 | 0 | 0 | 0 | 0 | 0 | 0
F1_Industrial_Agriculture_New_Process_Natural Gas_Steam Trap Maintenance_A_Achievable Technical Potential | F1 | Industrial | Agriculture | New | Process | Natural Gas | Steam Trap Maintenance | A | Original Unit Energy Savings (kWh or therms) | Achievable Technical Potential | 0 | 0 | 1.9988 | 1.9988 | 1.9988 | 1.9988 | 1.9988 | 1.9988 | 1.9988 | 1.9988 | 1.9988 | 1.9988 | 1.9988 | 1.9988 | 1.9988 | 1.9988 | 1.9988 | 1.9988 | 1.9988 | 1.9988 | 1.9988 | 1.9988
F2_Industrial_Agriculture_New_Process_Natural Gas_Steam Trap Maintenance_A_Achievable Technical Potential | F2 | Industrial | Agriculture | New | Process | Natural Gas | Steam Trap Maintenance | A | Original Unit Summer Peak Savings (kW) | Achievable Technical Potential | 0 | 0 | 0 | 0 | 0 | 0 | 0 | 0 | 0 | 0 | 0 | 0 | 0 | 0 | 0 | 0 | 0 | 0 | 0 | 0 | 0 | 0
F3_Industrial_Agriculture_New_Process_Natural Gas_Steam Trap Maintenance_A_Achievable Technical Potential | F3 | Industrial | Agriculture | New | Process | Natural Gas | Steam Trap Maintenance | A | Original Unit Winter Peak Savings (kW) | Achievable Technical Potential | 0 | 0 | 0 | 0 | 0 | 0 | 0 | 0 | 0 | 0 | 0 | 0 | 0 | 0 | 0 | 0 | 0 | 0 | 0 | 0 | 0 | 0
F4_Industrial_Agriculture_New_Process_Natural Gas_Steam Trap Maintenance_A_Achievable Technical Potential | F4 | Industrial | Agriculture | New | Process | Natural Gas | Steam Trap Maintenance | A | Standalone Impact on Baseline Energy (%) | Achievable Technical Potential | bar: 2019 to 2040
F5_Industrial_Agriculture_New_Process_Natural Gas_Steam Trap Maintenance_A_Achievable Technical Potential | F5 | Industrial | Agriculture | New | Process | Natural Gas | Steam Trap Maintenance | A | Standalone Impact on Baseline Summer Peak (%) | Achievable Technical Potential | bar: 2019 to 2040
F6_Industrial_Agriculture_New_Process_Natural Gas_Steam Trap Maintenance_A_Achievable Technical Potential | F6 | Industrial | Agriculture | New | Process | Natural Gas | Steam Trap Maintenance | A | Standalone Impact on Baseline Winter Peak (%) | Achievable Technical Potential | bar: 2019 to 2040
F7_Industrial_Agriculture_New_Process_Natural Gas_Steam Trap Maintenance_A_Achievable Technical Potential | F7 | Industrial | Agriculture | New | Process | Natural Gas | Steam Trap Maintenance | A | Incremental Energy Savings (MWh or mTherms) | Achievable Technical Potential | 0 | 0 | 0 | 0 | 0 | 0 | 0 | 0 | 0 | 0 | 0 | 0 | 0 | 0 | 0 | 0 | 0 | 0 | 0 | 0 | 0 | 0
F8_Industrial_Agriculture_New_Process_Natural Gas_Steam Trap Maintenance_A_Achievable Technical Potential | F8 | Industrial | Agriculture | New | Process | Natural Gas | Steam Trap Maintenance | A | Incremental Summer Peak Savings (MW) | Achievable Technical Potential | 0 | 0 | 0 | 0 | 0 | 0 | 0 | 0 | 0 | 0 | 0 | 0 | 0 | 0 | 0 | 0 | 0 | 0 | 0 | 0 | 0 | 0
F9_Industrial_Agriculture_New_Process_Natural Gas_Steam Trap Maintenance_A_Achievable Technical Potential | F9 | Industrial | Agriculture | New | Process | Natural Gas | Steam Trap Maintenance | A | Incremental Winter Peak Savings (MW) | Achievable Technical Potential | 0 | 0 | 0 | 0 | 0 | 0 | 0 | 0 | 0 | 0 | 0 | 0 | 0 | 0 | 0 | 0 | 0 | 0 | 0 | 0 | 0 | 0
F10_Industrial_Agriculture_New_Process_Natural Gas_Steam Trap Maintenance_A_Achievable Technical Potential | F10 | Industrial | Agriculture | New | Process | Natural Gas | Steam Trap Maintenance | A | Cumulative Energy Savings (MWh or mTherms) | Achievable Technical Potential | 0 | 0 | 0 | 0 | 0 | 0 | 0 | 0 | 0 | 0 | 0 | 0 | 0 | 0 | 0 | 0 | 0 | 0 | 0 | 0 | 0 | 0
F11_Industrial_Agriculture_New_Process_Natural Gas_Steam Trap Maintenance_A_Achievable Technical Potential | F11 | Industrial | Agriculture | New | Process | Natural Gas | Steam Trap Maintenance | A | Cumulative Summer Peak Savings (MW) | Achievable Technical Potential | 0 | 0 | 0 | 0 | 0 | 0 | 0 | 0 | 0 | 0 | 0 | 0 | 0 | 0 | 0 | 0 | 0 | 0 | 0 | 0 | 0 | 0
F12_Industrial_Agriculture_New_Process_Natural Gas_Steam Trap Maintenance_A_Achievable Technical Potential | F12 | Industrial | Agriculture | New | Process | Natural Gas | Steam Trap Maintenance | A | Cumulative Winter Peak Savings (MW) | Achievable Technical Potential | 0 | 0 | 0 | 0 | 0 | 0 | 0 | 0 | 0 | 0 | 0 | 0 | 0 | 0 | 0 | 0 | 0 | 0 | 0 | 0 | 0 | 0
F13_Industrial_Agriculture_New_Process_Natural Gas_Steam Trap Maintenance_A_Achievable Technical Potential | F13 | Industrial | Agriculture | New | Process | Natural Gas | Steam Trap Maintenance | A | Purchases (Incremental) | Achievable Technical Potential | 0 | 0 | 0 | 0 | 0 | 0 | 0 | 0 | 0 | 0 | 0 | 0 | 0 | 0 | 0 | 0 | 0 | 0 | 0 | 0 | 0 | 0
F14_Industrial_Agriculture_New_Process_Natural Gas_Steam Trap Maintenance_A_Achievable Technical Potential | F14 | Industrial | Agriculture | New | Process | Natural Gas | Steam Trap Maintenance | A | Purchases (Cumulative) | Achievable Technical Potential | 0 | 0 | 0 | 0 | 0 | 0 | 0 | 0 | 0 | 0 | 0 | 0 | 0 | 0 | 0 | 0 | 0 | 0 | 0 | 0 | 0 | 0
F1_Industrial_Agriculture_New_Space Heating_Natural Gas_Gas Boiler - High Turndown_A_Achievable Technical Potential | F1 | Industrial | Agriculture | New | Space Heating | Natural Gas | Gas Boiler - High Turndown | A | Original Unit Energy Savings (kWh or therms) | Achievable Technical Potential | 0 | 0 | 1.5201 | 1.5201 | 1.5201 | 1.5201 | 1.5201 | 1.5201 | 1.5201 | 1.5201 | 1.5201 | 1.5201 | 1.5201 | 1.5201 | 1.5201 | 1.5201 | 1.5201 | 1.5201 | 1.5201 | 1.5201 | 1.5201 | 1.5201
F2_Industrial_Agriculture_New_Space Heating_Natural Gas_Gas Boiler - High Turndown_A_Achievable Technical Potential | F2 | Industrial | Agriculture | New | Space Heating | Natural Gas | Gas Boiler - High Turndown | A | Original Unit Summer Peak Savings (kW) | Achievable Technical Potential | 0 | 0 | 0 | 0 | 0 | 0 | 0 | 0 | 0 | 0 | 0 | 0 | 0 | 0 | 0 | 0 | 0 | 0 | 0 | 0 | 0 | 0
F3_Industrial_Agriculture_New_Space Heating_Natural Gas_Gas Boiler - High Turndown_A_Achievable Technical Potential | F3 | Industrial | Agriculture | New | Space Heating | Natural Gas | Gas Boiler - High Turndown | A | Original Unit Winter Peak Savings (kW) | Achievable Technical Potential | 0 | 0 | 0 | 0 | 0 | 0 | 0 | 0 | 0 | 0 | 0 | 0 | 0 | 0 | 0 | 0 | 0 | 0 | 0 | 0 | 0 | 0
F4_Industrial_Agriculture_New_Space Heating_Natural Gas_Gas Boiler - High Turndown_A_Achievable Technical Potential | F4 | Industrial | Agriculture | New | Space Heating | Natural Gas | Gas Boiler - High Turndown | A | Standalone Impact on Baseline Energy (%) | Achievable Technical Potential | 0% | 0% | 0.004253% | 0.00669% | 0.008944% | 0.01095% | 0.01377% | 0.01578% | 0.01702% | 0.01751% | 0.01809% | 0.01815% | 0.01803% | 0.01758% | 0.01746% | 0.01707% | 0.01662% | 0.01561% | 0.015% | 0.01431% | 0.0137% | 0.01314%
F5_Industrial_Agriculture_New_Space Heating_Natural Gas_Gas Boiler - High Turndown_A_Achievable Technical Potential | F5 | Industrial | Agriculture | New | Space Heating | Natural Gas | Gas Boiler - High Turndown | A | Standalone Impact on Baseline Summer Peak (%) | Achievable Technical Potential | bar: 2019 to 2040
F6_Industrial_Agriculture_New_Space Heating_Natural Gas_Gas Boiler - High Turndown_A_Achievable Technical Potential | F6 | Industrial | Agriculture | New | Space Heating | Natural Gas | Gas Boiler - High Turndown | A | Standalone Impact on Baseline Winter Peak (%) | Achievable Technical Potential | bar: 2019 to 2040
F7_Industrial_Agriculture_New_Space Heating_Natural Gas_Gas Boiler - High Turndown_A_Achievable Technical Potential | F7 | Industrial | Agriculture | New | Space Heating | Natural Gas | Gas Boiler - High Turndown | A | Incremental Energy Savings (MWh or mTherms) | Achievable Technical Potential | 0 | 0 | 0.0023657 | 0.0041285 | 0.005887 | 0.0078581 | 0.0090451 | 0.0093808 | 0.0084843 | 0.007669 | 0.0066605 | 0.0058117 | 0.0050309 | 0.0043787 | 0.0036952 | 0.0031431 | 0.0026639 | 0.0023657 | 0.0041285 | 0.005887 | 0.0078581 | 0.0090451
F8_Industrial_Agriculture_New_Space Heating_Natural Gas_Gas Boiler - High Turndown_A_Achievable Technical Potential | F8 | Industrial | Agriculture | New | Space Heating | Natural Gas | Gas Boiler - High Turndown | A | Incremental Summer Peak Savings (MW) | Achievable Technical Potential | 0 | 0 | 0 | 0 | 0 | 0 | 0 | 0 | 0 | 0 | 0 | 0 | 0 | 0 | 0 | 0 | 0 | 0 | 0 | 0 | 0 | 0
F9_Industrial_Agriculture_New_Space Heating_Natural Gas_Gas Boiler - High Turndown_A_Achievable Technical Potential | F9 | Industrial | Agriculture | New | Space Heating | Natural Gas | Gas Boiler - High Turndown | A | Incremental Winter Peak Savings (MW) | Achievable Technical Potential | 0 | 0 | 0 | 0 | 0 | 0 | 0 | 0 | 0 | 0 | 0 | 0 | 0 | 0 | 0 | 0 | 0 | 0 | 0 | 0 | 0 | 0
F10_Industrial_Agriculture_New_Space Heating_Natural Gas_Gas Boiler - High Turndown_A_Achievable Technical Potential | F10 | Industrial | Agriculture | New | Space Heating | Natural Gas | Gas Boiler - High Turndown | A | Cumulative Energy Savings (MWh or mTherms) | Achievable Technical Potential | 0 | 0 | 0.0023657 | 0.0064942 | 0.012381 | 0.020239 | 0.029284 | 0.038665 | 0.04715 | 0.054819 | 0.061479 | 0.067291 | 0.072322 | 0.0767 | 0.080396 | 0.083539 | 0.086202 | 0.086202 | 0.086202 | 0.086202 | 0.086202 | 0.086202
F11_Industrial_Agriculture_New_Space Heating_Natural Gas_Gas Boiler - High Turndown_A_Achievable Technical Potential | F11 | Industrial | Agriculture | New | Space Heating | Natural Gas | Gas Boiler - High Turndown | A | Cumulative Summer Peak Savings (MW) | Achievable Technical Potential | 0 | 0 | 0 | 0 | 0 | 0 | 0 | 0 | 0 | 0 | 0 | 0 | 0 | 0 | 0 | 0 | 0 | 0 | 0 | 0 | 0 | 0
F12_Industrial_Agriculture_New_Space Heating_Natural Gas_Gas Boiler - High Turndown_A_Achievable Technical Potential | F12 | Industrial | Agriculture | New | Space Heating | Natural Gas | Gas Boiler - High Turndown | A | Cumulative Winter Peak Savings (MW) | Achievable Technical Potential | 0 | 0 | 0 | 0 | 0 | 0 | 0 | 0 | 0 | 0 | 0 | 0 | 0 | 0 | 0 | 0 | 0 | 0 | 0 | 0 | 0 | 0
F13_Industrial_Agriculture_New_Space Heating_Natural Gas_Gas Boiler - High Turndown_A_Achievable Technical Potential | F13 | Industrial | Agriculture | New | Space Heating | Natural Gas | Gas Boiler - High Turndown | A | Purchases (Incremental) | Achievable Technical Potential | 0 | 0 | 1.5563 | 2.716 | 3.8728 | 5.1695 | 5.9504 | 6.1712 | 5.5814 | 5.0451 | 4.3816 | 3.8232 | 3.3096 | 2.8806 | 2.4309 | 2.0677 | 1.7525 | 1.5563 | 2.716 | 3.8728 | 5.1695 | 5.9504
F14_Industrial_Agriculture_New_Space Heating_Natural Gas_Gas Boiler - High Turndown_A_Achievable Technical Potential | F14 | Industrial | Agriculture | New | Space Heating | Natural Gas | Gas Boiler - High Turndown | A | Purchases (Cumulative) | Achievable Technical Potential | 0 | 0 | 1.5563 | 4.2722 | 8.145 | 13.3145 | 19.2649 | 25.4361 | 31.0175 | 36.0626 | 40.4442 | 44.2675 | 47.5771 | 50.4576 | 52.8886 | 54.9563 | 56.7087 | 56.7087 | 56.7087 | 56.7087 | 56.7087 | 56.7087
F1_Industrial_Agriculture_New_Process_Natural Gas_Gas Boiler - High Turndown_A_Achievable Technical Potential | F1 | Industrial | Agriculture | New | Process | Natural Gas | Gas Boiler - High Turndown | A | Original Unit Energy Savings (kWh or therms) | Achievable Technical Potential | 0 | 0 | 2.1216 | 2.1216 | 2.1216 | 2.1216 | 2.1216 | 2.1216 | 2.1216 | 2.1216 | 2.1216 | 2.1216 | 2.1216 | 2.1216 | 2.1216 | 2.1216 | 2.1216 | 2.1216 | 2.1216 | 2.1216 | 2.1216 | 2.1216
F2_Industrial_Agriculture_New_Process_Natural Gas_Gas Boiler - High Turndown_A_Achievable Technical Potential | F2 | Industrial | Agriculture | New | Process | Natural Gas | Gas Boiler - High Turndown | A | Original Unit Summer Peak Savings (kW) | Achievable Technical Potential | 0 | 0 | 0 | 0 | 0 | 0 | 0 | 0 | 0 | 0 | 0 | 0 | 0 | 0 | 0 | 0 | 0 | 0 | 0 | 0 | 0 | 0
F3_Industrial_Agriculture_New_Process_Natural Gas_Gas Boiler - High Turndown_A_Achievable Technical Potential | F3 | Industrial | Agriculture | New | Process | Natural Gas | Gas Boiler - High Turndown | A | Original Unit Winter Peak Savings (kW) | Achievable Technical Potential | 0 | 0 | 0 | 0 | 0 | 0 | 0 | 0 | 0 | 0 | 0 | 0 | 0 | 0 | 0 | 0 | 0 | 0 | 0 | 0 | 0 | 0
F4_Industrial_Agriculture_New_Process_Natural Gas_Gas Boiler - High Turndown_A_Achievable Technical Potential | F4 | Industrial | Agriculture | New | Process | Natural Gas | Gas Boiler - High Turndown | A | Standalone Impact on Baseline Energy (%) | Achievable Technical Potential | 0% | 0% | 0.02261% | 0.03557% | 0.04756% | 0.05824% | 0.07321% | 0.08388% | 0.09048% | 0.0931% | 0.09618% | 0.09652% | 0.09587% | 0.09345% | 0.09286% | 0.09075% | 0.08839% | 0.08297% | 0.07974% | 0.0761% | 0.07285% | 0.06988%
F5_Industrial_Agriculture_New_Process_Natural Gas_Gas Boiler - High Turndown_A_Achievable Technical Potential | F5 | Industrial | Agriculture | New | Process | Natural Gas | Gas Boiler - High Turndown | A | Standalone Impact on Baseline Summer Peak (%) | Achievable Technical Potential | bar: 2019 to 2040
F6_Industrial_Agriculture_New_Process_Natural Gas_Gas Boiler - High Turndown_A_Achievable Technical Potential | F6 | Industrial | Agriculture | New | Process | Natural Gas | Gas Boiler - High Turndown | A | Standalone Impact on Baseline Winter Peak (%) | Achievable Technical Potential | bar: 2019 to 2040
F7_Industrial_Agriculture_New_Process_Natural Gas_Gas Boiler - High Turndown_A_Achievable Technical Potential | F7 | Industrial | Agriculture | New | Process | Natural Gas | Gas Boiler - High Turndown | A | Incremental Energy Savings (MWh or mTherms) | Achievable Technical Potential | 0 | 0 | 0.027313 | 0.047666 | 0.067969 | 0.090725 | 0.10443 | 0.10831 | 0.097955 | 0.088542 | 0.076898 | 0.067099 | 0.058084 | 0.050555 | 0.042663 | 0.036289 | 0.030756 | 0.027313 | 0.047666 | 0.067969 | 0.090725 | 0.10443
F8_Industrial_Agriculture_New_Process_Natural Gas_Gas Boiler - High Turndown_A_Achievable Technical Potential | F8 | Industrial | Agriculture | New | Process | Natural Gas | Gas Boiler - High Turndown | A | Incremental Summer Peak Savings (MW) | Achievable Technical Potential | 0 | 0 | 0 | 0 | 0 | 0 | 0 | 0 | 0 | 0 | 0 | 0 | 0 | 0 | 0 | 0 | 0 | 0 | 0 | 0 | 0 | 0
F9_Industrial_Agriculture_New_Process_Natural Gas_Gas Boiler - High Turndown_A_Achievable Technical Potential | F9 | Industrial | Agriculture | New | Process | Natural Gas | Gas Boiler - High Turndown | A | Incremental Winter Peak Savings (MW) | Achievable Technical Potential | 0 | 0 | 0 | 0 | 0 | 0 | 0 | 0 | 0 | 0 | 0 | 0 | 0 | 0 | 0 | 0 | 0 | 0 | 0 | 0 | 0 | 0
F10_Industrial_Agriculture_New_Process_Natural Gas_Gas Boiler - High Turndown_A_Achievable Technical Potential | F10 | Industrial | Agriculture | New | Process | Natural Gas | Gas Boiler - High Turndown | A | Cumulative Energy Savings (MWh or mTherms) | Achievable Technical Potential | 0 | 0 | 0.027313 | 0.074978 | 0.14295 | 0.23367 | 0.3381 | 0.44641 | 0.54436 | 0.63291 | 0.7098 | 0.7769 | 0.83499 | 0.88554 | 0.9282 | 0.96449 | 0.99525 | 0.99525 | 0.99525 | 0.99525 | 0.99525 | 0.99525
F11_Industrial_Agriculture_New_Process_Natural Gas_Gas Boiler - High Turndown_A_Achievable Technical Potential | F11 | Industrial | Agriculture | New | Process | Natural Gas | Gas Boiler - High Turndown | A | Cumulative Summer Peak Savings (MW) | Achievable Technical Potential | 0 | 0 | 0 | 0 | 0 | 0 | 0 | 0 | 0 | 0 | 0 | 0 | 0 | 0 | 0 | 0 | 0 | 0 | 0 | 0 | 0 | 0
F12_Industrial_Agriculture_New_Process_Natural Gas_Gas Boiler - High Turndown_A_Achievable Technical Potential | F12 | Industrial | Agriculture | New | Process | Natural Gas | Gas Boiler - High Turndown | A | Cumulative Winter Peak Savings (MW) | Achievable Technical Potential | 0 | 0 | 0 | 0 | 0 | 0 | 0 | 0 | 0 | 0 | 0 | 0 | 0 | 0 | 0 | 0 | 0 | 0 | 0 | 0 | 0 | 0
F13_Industrial_Agriculture_New_Process_Natural Gas_Gas Boiler - High Turndown_A_Achievable Technical Potential | F13 | Industrial | Agriculture | New | Process | Natural Gas | Gas Boiler - High Turndown | A | Purchases (Incremental) | Achievable Technical Potential | 0 | 0 | 12.8733 | 22.4663 | 32.0358 | 42.7617 | 49.2213 | 51.048 | 46.1694 | 41.7328 | 36.2446 | 31.6257 | 27.3767 | 23.828 | 20.1085 | 17.1039 | 14.4962 | 12.8733 | 22.4663 | 32.0358 | 42.7617 | 49.2213
F14_Industrial_Agriculture_New_Process_Natural Gas_Gas Boiler - High Turndown_A_Achievable Technical Potential | F14 | Industrial | Agriculture | New | Process | Natural Gas | Gas Boiler - High Turndown | A | Purchases (Cumulative) | Achievable Technical Potential | 0 | 0 | 12.8733 | 35.3396 | 67.3754 | 110.1371 | 159.3584 | 210.4064 | 256.5758 | 298.3086 | 334.5532 | 366.1789 | 393.5555 | 417.3835 | 437.4921 | 454.596 | 469.0922 | 469.0922 | 469.0922 | 469.0922 | 469.0922 | 469.0922
F1_Industrial_Agriculture_New_Space Heating_Natural Gas_Gas Boiler - Burner Control Optimization_A_Achievable Technical Potential | F1 | Industrial | Agriculture | New | Space Heating | Natural Gas | Gas Boiler - Burner Control Optimization | A | Original Unit Energy Savings (kWh or therms) | Achievable Technical Potential | 0 | 0 | 0.44083 | 0.44083 | 0.44083 | 0.44083 | 0.44083 | 0.44083 | 0.44083 | 0.44083 | 0.44083 | 0.44083 | 0.44083 | 0.44083 | 0.44083 | 0.44083 | 0.44083 | 0.44083 | 0.44083 | 0.44083 | 0.44083 | 0.44083
F2_Industrial_Agriculture_New_Space Heating_Natural Gas_Gas Boiler - Burner Control Optimization_A_Achievable Technical Potential | F2 | Industrial | Agriculture | New | Space Heating | Natural Gas | Gas Boiler - Burner Control Optimization | A | Original Unit Summer Peak Savings (kW) | Achievable Technical Potential | 0 | 0 | 0 | 0 | 0 | 0 | 0 | 0 | 0 | 0 | 0 | 0 | 0 | 0 | 0 | 0 | 0 | 0 | 0 | 0 | 0 | 0
F3_Industrial_Agriculture_New_Space Heating_Natural Gas_Gas Boiler - Burner Control Optimization_A_Achievable Technical Potential | F3 | Industrial | Agriculture | New | Space Heating | Natural Gas | Gas Boiler - Burner Control Optimization | A | Original Unit Winter Peak Savings (kW) | Achievable Technical Potential | 0 | 0 | 0 | 0 | 0 | 0 | 0 | 0 | 0 | 0 | 0 | 0 | 0 | 0 | 0 | 0 | 0 | 0 | 0 | 0 | 0 | 0
F4_Industrial_Agriculture_New_Space Heating_Natural Gas_Gas Boiler - Burner Control Optimization_A_Achievable Technical Potential | F4 | Industrial | Agriculture | New | Space Heating | Natural Gas | Gas Boiler - Burner Control Optimization | A | Standalone Impact on Baseline Energy (%) | Achievable Technical Potential | 0% | 0% | 0.0003327% | 0.0007136% | 0.001546% | 0.002989% | 0.005444% | 0.00871% | 0.01278% | 0.01723% | 0.02224% | 0.02677% | 0.03069% | 0.03341% | 0.03596% | 0.03716% | 0.03753% | 0.03695% | 0.03666% | 0.03571% | 0.0346% | 0.03342%
F5_Industrial_Agriculture_New_Space Heating_Natural Gas_Gas Boiler - Burner Control Optimization_A_Achievable Technical Potential | F5 | Industrial | Agriculture | New | Space Heating | Natural Gas | Gas Boiler - Burner Control Optimization | A | Standalone Impact on Baseline Summer Peak (%) | Achievable Technical Potential | bar: 2019 to 2040
F6_Industrial_Agriculture_New_Space Heating_Natural Gas_Gas Boiler - Burner Control Optimization_A_Achievable Technical Potential | F6 | Industrial | Agriculture | New | Space Heating | Natural Gas | Gas Boiler - Burner Control Optimization | A | Standalone Impact on Baseline Winter Peak (%) | Achievable Technical Potential | bar: 2019 to 2040
F7_Industrial_Agriculture_New_Space Heating_Natural Gas_Gas Boiler - Burner Control Optimization_A_Achievable Technical Potential | F7 | Industrial | Agriculture | New | Space Heating | Natural Gas | Gas Boiler - Burner Control Optimization | A | Incremental Energy Savings (MWh or mTherms) | Achievable Technical Potential | 0 | 0 | 0.00018506 | 0.00050768 | 0.0014478 | 0.003382 | 0.0060557 | 0.0097695 | 0.014057 | 0.01853 | 0.021664 | 0.023629 | 0.023863 | 0.022717 | 0.019735 | 0.01632 | 0.01274 | 0.0095001 | 0.0065898 | 0.0043946 | 0.002794 | 0.0019722
F8_Industrial_Agriculture_New_Space Heating_Natural Gas_Gas Boiler - Burner Control Optimization_A_Achievable Technical Potential | F8 | Industrial | Agriculture | New | Space Heating | Natural Gas | Gas Boiler - Burner Control Optimization | A | Incremental Summer Peak Savings (MW) | Achievable Technical Potential | 0 | 0 | 0 | 0 | 0 | 0 | 0 | 0 | 0 | 0 | 0 | 0 | 0 | 0 | 0 | 0 | 0 | 0 | 0 | 0 | 0 | 0
F9_Industrial_Agriculture_New_Space Heating_Natural Gas_Gas Boiler - Burner Control Optimization_A_Achievable Technical Potential | F9 | Industrial | Agriculture | New | Space Heating | Natural Gas | Gas Boiler - Burner Control Optimization | A | Incremental Winter Peak Savings (MW) | Achievable Technical Potential | 0 | 0 | 0 | 0 | 0 | 0 | 0 | 0 | 0 | 0 | 0 | 0 | 0 | 0 | 0 | 0 | 0 | 0 | 0 | 0 | 0 | 0
F10_Industrial_Agriculture_New_Space Heating_Natural Gas_Gas Boiler - Burner Control Optimization_A_Achievable Technical Potential | F10 | Industrial | Agriculture | New | Space Heating | Natural Gas | Gas Boiler - Burner Control Optimization | A | Cumulative Energy Savings (MWh or mTherms) | Achievable Technical Potential | 0 | 0 | 0.00018506 | 0.00069274 | 0.0021406 | 0.0055226 | 0.011578 | 0.021348 | 0.035405 | 0.053935 | 0.075598 | 0.099227 | 0.12309 | 0.14581 | 0.16554 | 0.18186 | 0.1946 | 0.2041 | 0.21069 | 0.21509 | 0.2177 | 0.21916
F11_Industrial_Agriculture_New_Space Heating_Natural Gas_Gas Boiler - Burner Control Optimization_A_Achievable Technical Potential | F11 | Industrial | Agriculture | New | Space Heating | Natural Gas | Gas Boiler - Burner Control Optimization | A | Cumulative Summer Peak Savings (MW) | Achievable Technical Potential | 0 | 0 | 0 | 0 | 0 | 0 | 0 | 0 | 0 | 0 | 0 | 0 | 0 | 0 | 0 | 0 | 0 | 0 | 0 | 0 | 0 | 0
F12_Industrial_Agriculture_New_Space Heating_Natural Gas_Gas Boiler - Burner Control Optimization_A_Achievable Technical Potential | F12 | Industrial | Agriculture | New | Space Heating | Natural Gas | Gas Boiler - Burner Control Optimization | A | Cumulative Winter Peak Savings (MW) | Achievable Technical Potential | 0 | 0 | 0 | 0 | 0 | 0 | 0 | 0 | 0 | 0 | 0 | 0 | 0 | 0 | 0 | 0 | 0 | 0 | 0 | 0 | 0 | 0
F13_Industrial_Agriculture_New_Space Heating_Natural Gas_Gas Boiler - Burner Control Optimization_A_Achievable Technical Potential | F13 | Industrial | Agriculture | New | Space Heating | Natural Gas | Gas Boiler - Burner Control Optimization | A | Purchases (Incremental) | Achievable Technical Potential | 0 | 0 | 0.41981 | 1.1516 | 3.2844 | 7.672 | 13.737 | 22.1618 | 31.8879 | 42.0345 | 49.1435 | 53.601 | 54.1328 | 51.533 | 44.7679 | 37.021 | 28.8996 | 21.5506 | 14.9488 | 9.969 | 6.3381 | 4.4738
F14_Industrial_Agriculture_New_Space Heating_Natural Gas_Gas Boiler - Burner Control Optimization_A_Achievable Technical Potential | F14 | Industrial | Agriculture | New | Space Heating | Natural Gas | Gas Boiler - Burner Control Optimization | A | Purchases (Cumulative) | Achievable Technical Potential | 0 | 0 | 0.41981 | 1.5715 | 4.8558 | 12.5279 | 26.2649 | 48.4267 | 80.3145 | 122.349 | 171.4925 | 225.0935 | 279.2263 | 330.7593 | 375.5272 | 412.5483 | 441.4479 | 462.9985 | 477.9473 | 487.9163 | 493.8346 | 497.1567
F1_Industrial_Agriculture_New_Process_Natural Gas_Gas Boiler - Burner Control Optimization_A_Achievable Technical Potential | F1 | Industrial | Agriculture | New | Process | Natural Gas | Gas Boiler - Burner Control Optimization | A | Original Unit Energy Savings (kWh or therms) | Achievable Technical Potential | 0 | 0 | 0.61528 | 0.61528 | 0.61528 | 0.61528 | 0.61528 | 0.61528 | 0.61528 | 0.61528 | 0.61528 | 0.61528 | 0.61528 | 0.61528 | 0.61528 | 0.61528 | 0.61528 | 0.61528 | 0.61528 | 0.61528 | 0.61528 | 0.61528
F2_Industrial_Agriculture_New_Process_Natural Gas_Gas Boiler - Burner Control Optimization_A_Achievable Technical Potential | F2 | Industrial | Agriculture | New | Process | Natural Gas | Gas Boiler - Burner Control Optimization | A | Original Unit Summer Peak Savings (kW) | Achievable Technical Potential | 0 | 0 | 0 | 0 | 0 | 0 | 0 | 0 | 0 | 0 | 0 | 0 | 0 | 0 | 0 | 0 | 0 | 0 | 0 | 0 | 0 | 0
F3_Industrial_Agriculture_New_Process_Natural Gas_Gas Boiler - Burner Control Optimization_A_Achievable Technical Potential | F3 | Industrial | Agriculture | New | Process | Natural Gas | Gas Boiler - Burner Control Optimization | A | Original Unit Winter Peak Savings (kW) | Achievable Technical Potential | 0 | 0 | 0 | 0 | 0 | 0 | 0 | 0 | 0 | 0 | 0 | 0 | 0 | 0 | 0 | 0 | 0 | 0 | 0 | 0 | 0 | 0
F4_Industrial_Agriculture_New_Process_Natural Gas_Gas Boiler - Burner Control Optimization_A_Achievable Technical Potential | F4 | Industrial | Agriculture | New | Process | Natural Gas | Gas Boiler - Burner Control Optimization | A | Standalone Impact on Baseline Energy (%) | Achievable Technical Potential | 0% | 0% | 0.001769% | 0.003794% | 0.008222% | 0.01589% | 0.02895% | 0.04631% | 0.06794% | 0.0916% | 0.1183% | 0.1423% | 0.1632% | 0.1776% | 0.1912% | 0.1976% | 0.1995% | 0.1965% | 0.1949% | 0.1899% | 0.184% | 0.1777%
F5_Industrial_Agriculture_New_Process_Natural Gas_Gas Boiler - Burner Control Optimization_A_Achievable Technical Potential | F5 | Industrial | Agriculture | New | Process | Natural Gas | Gas Boiler - Burner Control Optimization | A | Standalone Impact on Baseline Summer Peak (%) | Achievable Technical Potential | bar: 2019 to 2040
F6_Industrial_Agriculture_New_Process_Natural Gas_Gas Boiler - Burner Control Optimization_A_Achievable Technical Potential | F6 | Industrial | Agriculture | New | Process | Natural Gas | Gas Boiler - Burner Control Optimization | A | Standalone Impact on Baseline Winter Peak (%) | Achievable Technical Potential | bar: 2019 to 2040
F7_Industrial_Agriculture_New_Process_Natural Gas_Gas Boiler - Burner Control Optimization_A_Achievable Technical Potential | F7 | Industrial | Agriculture | New | Process | Natural Gas | Gas Boiler - Burner Control Optimization | A | Incremental Energy Savings (MWh or mTherms) | Achievable Technical Potential | 0 | 0 | 0.0021366 | 0.0058614 | 0.016716 | 0.039047 | 0.069915 | 0.11279 | 0.1623 | 0.21394 | 0.25012 | 0.27281 | 0.27551 | 0.26228 | 0.22785 | 0.18842 | 0.14709 | 0.10968 | 0.076083 | 0.050738 | 0.032258 | 0.02277
F8_Industrial_Agriculture_New_Process_Natural Gas_Gas Boiler - Burner Control Optimization_A_Achievable Technical Potential | F8 | Industrial | Agriculture | New | Process | Natural Gas | Gas Boiler - Burner Control Optimization | A | Incremental Summer Peak Savings (MW) | Achievable Technical Potential | 0 | 0 | 0 | 0 | 0 | 0 | 0 | 0 | 0 | 0 | 0 | 0 | 0 | 0 | 0 | 0 | 0 | 0 | 0 | 0 | 0 | 0
F9_Industrial_Agriculture_New_Process_Natural Gas_Gas Boiler - Burner Control Optimization_A_Achievable Technical Potential | F9 | Industrial | Agriculture | New | Process | Natural Gas | Gas Boiler - Burner Control Optimization | A | Incremental Winter Peak Savings (MW) | Achievable Technical Potential | 0 | 0 | 0 | 0 | 0 | 0 | 0 | 0 | 0 | 0 | 0 | 0 | 0 | 0 | 0 | 0 | 0 | 0 | 0 | 0 | 0 | 0
F10_Industrial_Agriculture_New_Process_Natural Gas_Gas Boiler - Burner Control Optimization_A_Achievable Technical Potential | F10 | Industrial | Agriculture | New | Process | Natural Gas | Gas Boiler - Burner Control Optimization | A | Cumulative Energy Savings (MWh or mTherms) | Achievable Technical Potential | 0 | 0 | 0.0021366 | 0.007998 | 0.024714 | 0.063761 | 0.13368 | 0.24647 | 0.40877 | 0.6227 | 0.87282 | 1.1456 | 1.4211 | 1.6834 | 1.9113 | 2.0997 | 2.2468 | 2.3565 | 2.4325 | 2.4833 | 2.5134 | 2.5303
F11_Industrial_Agriculture_New_Process_Natural Gas_Gas Boiler - Burner Control Optimization_A_Achievable Technical Potential | F11 | Industrial | Agriculture | New | Process | Natural Gas | Gas Boiler - Burner Control Optimization | A | Cumulative Summer Peak Savings (MW) | Achievable Technical Potential | 0 | 0 | 0 | 0 | 0 | 0 | 0 | 0 | 0 | 0 | 0 | 0 | 0 | 0 | 0 | 0 | 0 | 0 | 0 | 0 | 0 | 0
F12_Industrial_Agriculture_New_Process_Natural Gas_Gas Boiler - Burner Control Optimization_A_Achievable Technical Potential | F12 | Industrial | Agriculture | New | Process | Natural Gas | Gas Boiler - Burner Control Optimization | A | Cumulative Winter Peak Savings (MW) | Achievable Technical Potential | 0 | 0 | 0 | 0 | 0 | 0 | 0 | 0 | 0 | 0 | 0 | 0 | 0 | 0 | 0 | 0 | 0 | 0 | 0 | 0 | 0 | 0
F13_Industrial_Agriculture_New_Process_Natural Gas_Gas Boiler - Burner Control Optimization_A_Achievable Technical Potential | F13 | Industrial | Agriculture | New | Process | Natural Gas | Gas Boiler - Burner Control Optimization | A | Purchases (Incremental) | Achievable Technical Potential | 0 | 0 | 3.4726 | 9.5264 | 27.1682 | 63.4627 | 113.6323 | 183.3213 | 263.7752 | 347.7073 | 406.513 | 443.3853 | 447.784 | 426.279 | 370.3185 | 306.2366 | 239.0565 | 178.2661 | 123.6556 | 82.4629 | 52.4288 | 37.0069
F14_Industrial_Agriculture_New_Process_Natural Gas_Gas Boiler - Burner Control Optimization_A_Achievable Technical Potential | F14 | Industrial | Agriculture | New | Process | Natural Gas | Gas Boiler - Burner Control Optimization | A | Purchases (Cumulative) | Achievable Technical Potential | 0 | 0 | 3.4726 | 12.999 | 40.1672 | 103.6299 | 217.2621 | 400.5834 | 664.3585 | 1012.0658 | 1418.5788 | 1861.9642 | 2309.7482 | 2736.0272 | 3106.3457 | 3412.5822 | 3651.6388 | 3829.9048 | 3953.5604 | 4036.0233 | 4084.9795 | 4112.46
F1_Industrial_Agriculture_New_Space Heating_Natural Gas_HVAC - Demand Controlled Ventilation_A_Achievable Technical Potential | F1 | Industrial | Agriculture | New | Space Heating | Natural Gas | HVAC - Demand Controlled Ventilation | A | Original Unit Energy Savings (kWh or therms) | Achievable Technical Potential | 0 | 0 | 0.067787 | 0.067787 | 0.067787 | 0.067787 | 0.067787 | 0.067787 | 0.067787 | 0.067787 | 0.067787 | 0.067787 | 0.067787 | 0.067787 | 0.067787 | 0.067787 | 0.067787 | 0.067787 | 0.067787 | 0.067787 | 0.067787 | 0.067787
F2_Industrial_Agriculture_New_Space Heating_Natural Gas_HVAC - Demand Controlled Ventilation_A_Achievable Technical Potential | F2 | Industrial | Agriculture | New | Space Heating | Natural Gas | HVAC - Demand Controlled Ventilation | A | Original Unit Summer Peak Savings (kW) | Achievable Technical Potential | 0 | 0 | 0 | 0 | 0 | 0 | 0 | 0 | 0 | 0 | 0 | 0 | 0 | 0 | 0 | 0 | 0 | 0 | 0 | 0 | 0 | 0
F3_Industrial_Agriculture_New_Space Heating_Natural Gas_HVAC - Demand Controlled Ventilation_A_Achievable Technical Potential | F3 | Industrial | Agriculture | New | Space Heating | Natural Gas | HVAC - Demand Controlled Ventilation | A | Original Unit Winter Peak Savings (kW) | Achievable Technical Potential | 0 | 0 | 0 | 0 | 0 | 0 | 0 | 0 | 0 | 0 | 0 | 0 | 0 | 0 | 0 | 0 | 0 | 0 | 0 | 0 | 0 | 0
F4_Industrial_Agriculture_New_Space Heating_Natural Gas_HVAC - Demand Controlled Ventilation_A_Achievable Technical Potential | F4 | Industrial | Agriculture | New | Space Heating | Natural Gas | HVAC - Demand Controlled Ventilation | A | Standalone Impact on Baseline Energy (%) | Achievable Technical Potential | 0% | 0% | 0.0396% | 0.06229% | 0.08329% | 0.102% | 0.1282% | 0.1509% | 0.173% | 0.1928% | 0.2172% | 0.2387% | 0.2602% | 0.2788% | 0.3039% | 0.3254% | 0.3467% | 0.3611% | 0.38% | 0.3931% | 0.4043% | 0.4146%
F5_Industrial_Agriculture_New_Space Heating_Natural Gas_HVAC - Demand Controlled Ventilation_A_Achievable Technical Potential | F5 | Industrial | Agriculture | New | Space Heating | Natural Gas | HVAC - Demand Controlled Ventilation | A | Standalone Impact on Baseline Summer Peak (%) | Achievable Technical Potential | bar: 2019 to 2040
F6_Industrial_Agriculture_New_Space Heating_Natural Gas_HVAC - Demand Controlled Ventilation_A_Achievable Technical Potential | F6 | Industrial | Agriculture | New | Space Heating | Natural Gas | HVAC - Demand Controlled Ventilation | A | Standalone Impact on Baseline Winter Peak (%) | Achievable Technical Potential | bar: 2019 to 2040
F7_Industrial_Agriculture_New_Space Heating_Natural Gas_HVAC - Demand Controlled Ventilation_A_Achievable Technical Potential | F7 | Industrial | Agriculture | New | Space Heating | Natural Gas | HVAC - Demand Controlled Ventilation | A | Incremental Energy Savings (MWh or mTherms) | Achievable Technical Potential | 0 | 0 | 0.022028 | 0.038443 | 0.054818 | 0.073172 | 0.084225 | 0.097056 | 0.10973 | 0.12398 | 0.13459 | 0.1468 | 0.15885 | 0.17282 | 0.1823 | 0.19383 | 0.20535 | 0.21876 | 0.22761 | 0.23853 | 0.24914 | 0.25973
F8_Industrial_Agriculture_New_Space Heating_Natural Gas_HVAC - Demand Controlled Ventilation_A_Achievable Technical Potential | F8 | Industrial | Agriculture | New | Space Heating | Natural Gas | HVAC - Demand Controlled Ventilation | A | Incremental Summer Peak Savings (MW) | Achievable Technical Potential | 0 | 0 | 0 | 0 | 0 | 0 | 0 | 0 | 0 | 0 | 0 | 0 | 0 | 0 | 0 | 0 | 0 | 0 | 0 | 0 | 0 | 0
F9_Industrial_Agriculture_New_Space Heating_Natural Gas_HVAC - Demand Controlled Ventilation_A_Achievable Technical Potential | F9 | Industrial | Agriculture | New | Space Heating | Natural Gas | HVAC - Demand Controlled Ventilation | A | Incremental Winter Peak Savings (MW) | Achievable Technical Potential | 0 | 0 | 0 | 0 | 0 | 0 | 0 | 0 | 0 | 0 | 0 | 0 | 0 | 0 | 0 | 0 | 0 | 0 | 0 | 0 | 0 | 0
F10_Industrial_Agriculture_New_Space Heating_Natural Gas_HVAC - Demand Controlled Ventilation_A_Achievable Technical Potential | F10 | Industrial | Agriculture | New | Space Heating | Natural Gas | HVAC - Demand Controlled Ventilation | A | Cumulative Energy Savings (MWh or mTherms) | Achievable Technical Potential | 0 | 0 | 0.022028 | 0.060471 | 0.11529 | 0.18846 | 0.27269 | 0.36974 | 0.47947 | 0.60345 | 0.73804 | 0.88484 | 1.0437 | 1.2165 | 1.3988 | 1.5926 | 1.798 | 1.9947 | 2.1839 | 2.3676 | 2.5436 | 2.7191
F11_Industrial_Agriculture_New_Space Heating_Natural Gas_HVAC - Demand Controlled Ventilation_A_Achievable Technical Potential | F11 | Industrial | Agriculture | New | Space Heating | Natural Gas | HVAC - Demand Controlled Ventilation | A | Cumulative Summer Peak Savings (MW) | Achievable Technical Potential | 0 | 0 | 0 | 0 | 0 | 0 | 0 | 0 | 0 | 0 | 0 | 0 | 0 | 0 | 0 | 0 | 0 | 0 | 0 | 0 | 0 | 0
F12_Industrial_Agriculture_New_Space Heating_Natural Gas_HVAC - Demand Controlled Ventilation_A_Achievable Technical Potential | F12 | Industrial | Agriculture | New | Space Heating | Natural Gas | HVAC - Demand Controlled Ventilation | A | Cumulative Winter Peak Savings (MW) | Achievable Technical Potential | 0 | 0 | 0 | 0 | 0 | 0 | 0 | 0 | 0 | 0 | 0 | 0 | 0 | 0 | 0 | 0 | 0 | 0 | 0 | 0 | 0 | 0
F13_Industrial_Agriculture_New_Space Heating_Natural Gas_HVAC - Demand Controlled Ventilation_A_Achievable Technical Potential | F13 | Industrial | Agriculture | New | Space Heating | Natural Gas | HVAC - Demand Controlled Ventilation | A | Purchases (Incremental) | Achievable Technical Potential | 0 | 0 | 324.9615 | 567.1192 | 808.6823 | 1079.4366 | 1242.496 | 1431.7861 | 1618.6906 | 1828.9294 | 1985.514 | 2165.6079 | 2343.3131 | 2549.4562 | 2689.3663 | 2859.4075 | 3029.32 | 3227.1211 | 3357.7746 | 3518.7706 | 3675.3818 | 3831.5303
F14_Industrial_Agriculture_New_Space Heating_Natural Gas_HVAC - Demand Controlled Ventilation_A_Achievable Technical Potential | F14 | Industrial | Agriculture | New | Space Heating | Natural Gas | HVAC - Demand Controlled Ventilation | A | Purchases (Cumulative) | Achievable Technical Potential | 0 | 0 | 324.9615 | 892.0807 | 1700.763 | 2780.1996 | 4022.6956 | 5454.4816 | 7073.1722 | 8902.1016 | 10887.6156 | 13053.2235 | 15396.5366 | 17945.9928 | 20635.359 | 23494.7665 | 26524.0865 | 29426.2462 | 32216.9016 | 34926.9898 | 37522.9349 | 40111.9693
F1_Industrial_Agriculture_New_Space Heating_Natural Gas_Gas Boiler - Stack Economizer_A_Achievable Technical Potential | F1 | Industrial | Agriculture | New | Space Heating | Natural Gas | Gas Boiler - Stack Economizer | A | Original Unit Energy Savings (kWh or therms) | Achievable Technical Potential | 0 | 0 | 1.1097 | 1.1097 | 1.1097 | 1.1097 | 1.1097 | 1.1097 | 1.1097 | 1.1097 | 1.1097 | 1.1097 | 1.1097 | 1.1097 | 1.1097 | 1.1097 | 1.1097 | 1.1097 | 1.1097 | 1.1097 | 1.1097 | 1.1097
F2_Industrial_Agriculture_New_Space Heating_Natural Gas_Gas Boiler - Stack Economizer_A_Achievable Technical Potential | F2 | Industrial | Agriculture | New | Space Heating | Natural Gas | Gas Boiler - Stack Economizer | A | Original Unit Summer Peak Savings (kW) | Achievable Technical Potential | 0 | 0 | 0 | 0 | 0 | 0 | 0 | 0 | 0 | 0 | 0 | 0 | 0 | 0 | 0 | 0 | 0 | 0 | 0 | 0 | 0 | 0
F3_Industrial_Agriculture_New_Space Heating_Natural Gas_Gas Boiler - Stack Economizer_A_Achievable Technical Potential | F3 | Industrial | Agriculture | New | Space Heating | Natural Gas | Gas Boiler - Stack Economizer | A | Original Unit Winter Peak Savings (kW) | Achievable Technical Potential | 0 | 0 | 0 | 0 | 0 | 0 | 0 | 0 | 0 | 0 | 0 | 0 | 0 | 0 | 0 | 0 | 0 | 0 | 0 | 0 | 0 | 0
F4_Industrial_Agriculture_New_Space Heating_Natural Gas_Gas Boiler - Stack Economizer_A_Achievable Technical Potential | F4 | Industrial | Agriculture | New | Space Heating | Natural Gas | Gas Boiler - Stack Economizer | A | Standalone Impact on Baseline Energy (%) | Achievable Technical Potential | 0% | 0% | 0.008279% | 0.01302% | 0.01741% | 0.02132% | 0.0268% | 0.03071% | 0.03313% | 0.03409% | 0.03521% | 0.03534% | 0.0351% | 0.03421% | 0.034% | 0.03323% | 0.03236% | 0.03038% | 0.0292% | 0.02786% | 0.02667% | 0.02559%
F5_Industrial_Agriculture_New_Space Heating_Natural Gas_Gas Boiler - Stack Economizer_A_Achievable Technical Potential | F5 | Industrial | Agriculture | New | Space Heating | Natural Gas | Gas Boiler - Stack Economizer | A | Standalone Impact on Baseline Summer Peak (%) | Achievable Technical Potential | bar: 2019 to 2040
F6_Industrial_Agriculture_New_Space Heating_Natural Gas_Gas Boiler - Stack Economizer_A_Achievable Technical Potential | F6 | Industrial | Agriculture | New | Space Heating | Natural Gas | Gas Boiler - Stack Economizer | A | Standalone Impact on Baseline Winter Peak (%) | Achievable Technical Potential | bar: 2019 to 2040
F7_Industrial_Agriculture_New_Space Heating_Natural Gas_Gas Boiler - Stack Economizer_A_Achievable Technical Potential | F7 | Industrial | Agriculture | New | Space Heating | Natural Gas | Gas Boiler - Stack Economizer | A | Incremental Energy Savings (MWh or mTherms) | Achievable Technical Potential | 0 | 0 | 0.0046051 | 0.0080368 | 0.01146 | 0.015297 | 0.017608 | 0.018261 | 0.016516 | 0.014929 | 0.012966 | 0.011313 | 0.0097934 | 0.008524 | 0.0071934 | 0.0061186 | 0.0051857 | 0.0046051 | 0.0080368 | 0.01146 | 0.015297 | 0.017608
F8_Industrial_Agriculture_New_Space Heating_Natural Gas_Gas Boiler - Stack Economizer_A_Achievable Technical Potential | F8 | Industrial | Agriculture | New | Space Heating | Natural Gas | Gas Boiler - Stack Economizer | A | Incremental Summer Peak Savings (MW) | Achievable Technical Potential | 0 | 0 | 0 | 0 | 0 | 0 | 0 | 0 | 0 | 0 | 0 | 0 | 0 | 0 | 0 | 0 | 0 | 0 | 0 | 0 | 0 | 0
F9_Industrial_Agriculture_New_Space Heating_Natural Gas_Gas Boiler - Stack Economizer_A_Achievable Technical Potential | F9 | Industrial | Agriculture | New | Space Heating | Natural Gas | Gas Boiler - Stack Economizer | A | Incremental Winter Peak Savings (MW) | Achievable Technical Potential | 0 | 0 | 0 | 0 | 0 | 0 | 0 | 0 | 0 | 0 | 0 | 0 | 0 | 0 | 0 | 0 | 0 | 0 | 0 | 0 | 0 | 0
F10_Industrial_Agriculture_New_Space Heating_Natural Gas_Gas Boiler - Stack Economizer_A_Achievable Technical Potential | F10 | Industrial | Agriculture | New | Space Heating | Natural Gas | Gas Boiler - Stack Economizer | A | Cumulative Energy Savings (MWh or mTherms) | Achievable Technical Potential | 0 | 0 | 0.0046051 | 0.012642 | 0.024102 | 0.039399 | 0.057007 | 0.075268 | 0.091784 | 0.10671 | 0.11968 | 0.13099 | 0.14079 | 0.14931 | 0.1565 | 0.16262 | 0.16781 | 0.16781 | 0.16781 | 0.16781 | 0.16781 | 0.16781
F11_Industrial_Agriculture_New_Space Heating_Natural Gas_Gas Boiler - Stack Economizer_A_Achievable Technical Potential | F11 | Industrial | Agriculture | New | Space Heating | Natural Gas | Gas Boiler - Stack Economizer | A | Cumulative Summer Peak Savings (MW) | Achievable Technical Potential | 0 | 0 | 0 | 0 | 0 | 0 | 0 | 0 | 0 | 0 | 0 | 0 | 0 | 0 | 0 | 0 | 0 | 0 | 0 | 0 | 0 | 0
F12_Industrial_Agriculture_New_Space Heating_Natural Gas_Gas Boiler - Stack Economizer_A_Achievable Technical Potential | F12 | Industrial | Agriculture | New | Space Heating | Natural Gas | Gas Boiler - Stack Economizer | A | Cumulative Winter Peak Savings (MW) | Achievable Technical Potential | 0 | 0 | 0 | 0 | 0 | 0 | 0 | 0 | 0 | 0 | 0 | 0 | 0 | 0 | 0 | 0 | 0 | 0 | 0 | 0 | 0 | 0
F13_Industrial_Agriculture_New_Space Heating_Natural Gas_Gas Boiler - Stack Economizer_A_Achievable Technical Potential | F13 | Industrial | Agriculture | New | Space Heating | Natural Gas | Gas Boiler - Stack Economizer | A | Purchases (Incremental) | Achievable Technical Potential | 0 | 0 | 4.15 | 7.2426 | 10.3275 | 13.7853 | 15.8677 | 16.4566 | 14.8838 | 13.4536 | 11.6843 | 10.1953 | 8.8255 | 7.6815 | 6.4825 | 5.5139 | 4.6732 | 4.15 | 7.2426 | 10.3275 | 13.7853 | 15.8677
F14_Industrial_Agriculture_New_Space Heating_Natural Gas_Gas Boiler - Stack Economizer_A_Achievable Technical Potential | F14 | Industrial | Agriculture | New | Space Heating | Natural Gas | Gas Boiler - Stack Economizer | A | Purchases (Cumulative) | Achievable Technical Potential | 0 | 0 | 4.15 | 11.3926 | 21.7201 | 35.5054 | 51.3731 | 67.8296 | 82.7134 | 96.167 | 107.8513 | 118.0466 | 126.8722 | 134.5537 | 141.0362 | 146.5501 | 151.2233 | 151.2233 | 151.2233 | 151.2233 | 151.2233 | 151.2233
F1_Industrial_Agriculture_New_Process_Natural Gas_Gas Boiler - Stack Economizer_A_Achievable Technical Potential | F1 | Industrial | Agriculture | New | Process | Natural Gas | Gas Boiler - Stack Economizer | A | Original Unit Energy Savings (kWh or therms) | Achievable Technical Potential | 0 | 0 | 2.0368 | 2.0368 | 2.0368 | 2.0368 | 2.0368 | 2.0368 | 2.0368 | 2.0368 | 2.0368 | 2.0368 | 2.0368 | 2.0368 | 2.0368 | 2.0368 | 2.0368 | 2.0368 | 2.0368 | 2.0368 | 2.0368 | 2.0368
F2_Industrial_Agriculture_New_Process_Natural Gas_Gas Boiler - Stack Economizer_A_Achievable Technical Potential | F2 | Industrial | Agriculture | New | Process | Natural Gas | Gas Boiler - Stack Economizer | A | Original Unit Summer Peak Savings (kW) | Achievable Technical Potential | 0 | 0 | 0 | 0 | 0 | 0 | 0 | 0 | 0 | 0 | 0 | 0 | 0 | 0 | 0 | 0 | 0 | 0 | 0 | 0 | 0 | 0
F3_Industrial_Agriculture_New_Process_Natural Gas_Gas Boiler - Stack Economizer_A_Achievable Technical Potential | F3 | Industrial | Agriculture | New | Process | Natural Gas | Gas Boiler - Stack Economizer | A | Original Unit Winter Peak Savings (kW) | Achievable Technical Potential | 0 | 0 | 0 | 0 | 0 | 0 | 0 | 0 | 0 | 0 | 0 | 0 | 0 | 0 | 0 | 0 | 0 | 0 | 0 | 0 | 0 | 0
F4_Industrial_Agriculture_New_Process_Natural Gas_Gas Boiler - Stack Economizer_A_Achievable Technical Potential | F4 | Industrial | Agriculture | New | Process | Natural Gas | Gas Boiler - Stack Economizer | A | Standalone Impact on Baseline Energy (%) | Achievable Technical Potential | 0% | 0% | 0.05789% | 0.09106% | 0.1217% | 0.1491% | 0.1874% | 0.2147% | 0.2316% | 0.2383% | 0.2462% | 0.2471% | 0.2454% | 0.2392% | 0.2377% | 0.2323% | 0.2263% | 0.2124% | 0.2041% | 0.1948% | 0.1865% | 0.1789%
F5_Industrial_Agriculture_New_Process_Natural Gas_Gas Boiler - Stack Economizer_A_Achievable Technical Potential | F5 | Industrial | Agriculture | New | Process | Natural Gas | Gas Boiler - Stack Economizer | A | Standalone Impact on Baseline Summer Peak (%) | Achievable Technical Potential | bar: 2019 to 2040
F6_Industrial_Agriculture_New_Process_Natural Gas_Gas Boiler - Stack Economizer_A_Achievable Technical Potential | F6 | Industrial | Agriculture | New | Process | Natural Gas | Gas Boiler - Stack Economizer | A | Standalone Impact on Baseline Winter Peak (%) | Achievable Technical Potential | bar: 2019 to 2040
F7_Industrial_Agriculture_New_Process_Natural Gas_Gas Boiler - Stack Economizer_A_Achievable Technical Potential | F7 | Industrial | Agriculture | New | Process | Natural Gas | Gas Boiler - Stack Economizer | A | Incremental Energy Savings (MWh or mTherms) | Achievable Technical Potential | 0 | 0 | 0.06992 | 0.12202 | 0.174 | 0.23226 | 0.26734 | 0.27726 | 0.25077 | 0.22667 | 0.19686 | 0.17177 | 0.14869 | 0.12942 | 0.10922 | 0.092899 | 0.078735 | 0.06992 | 0.12202 | 0.174 | 0.23226 | 0.26734
F8_Industrial_Agriculture_New_Process_Natural Gas_Gas Boiler - Stack Economizer_A_Achievable Technical Potential | F8 | Industrial | Agriculture | New | Process | Natural Gas | Gas Boiler - Stack Economizer | A | Incremental Summer Peak Savings (MW) | Achievable Technical Potential | 0 | 0 | 0 | 0 | 0 | 0 | 0 | 0 | 0 | 0 | 0 | 0 | 0 | 0 | 0 | 0 | 0 | 0 | 0 | 0 | 0 | 0
F9_Industrial_Agriculture_New_Process_Natural Gas_Gas Boiler - Stack Economizer_A_Achievable Technical Potential | F9 | Industrial | Agriculture | New | Process | Natural Gas | Gas Boiler - Stack Economizer | A | Incremental Winter Peak Savings (MW) | Achievable Technical Potential | 0 | 0 | 0 | 0 | 0 | 0 | 0 | 0 | 0 | 0 | 0 | 0 | 0 | 0 | 0 | 0 | 0 | 0 | 0 | 0 | 0 | 0
F10_Industrial_Agriculture_New_Process_Natural Gas_Gas Boiler - Stack Economizer_A_Achievable Technical Potential | F10 | Industrial | Agriculture | New | Process | Natural Gas | Gas Boiler - Stack Economizer | A | Cumulative Energy Savings (MWh or mTherms) | Achievable Technical Potential | 0 | 0 | 0.06992 | 0.19194 | 0.36594 | 0.5982 | 0.86554 | 1.1428 | 1.3936 | 1.6202 | 1.8171 | 1.9889 | 2.1376 | 2.267 | 2.3762 | 2.4691 | 2.5478 | 2.5478 | 2.5478 | 2.5478 | 2.5478 | 2.5478
F11_Industrial_Agriculture_New_Process_Natural Gas_Gas Boiler - Stack Economizer_A_Achievable Technical Potential | F11 | Industrial | Agriculture | New | Process | Natural Gas | Gas Boiler - Stack Economizer | A | Cumulative Summer Peak Savings (MW) | Achievable Technical Potential | 0 | 0 | 0 | 0 | 0 | 0 | 0 | 0 | 0 | 0 | 0 | 0 | 0 | 0 | 0 | 0 | 0 | 0 | 0 | 0 | 0 | 0
F12_Industrial_Agriculture_New_Process_Natural Gas_Gas Boiler - Stack Economizer_A_Achievable Technical Potential | F12 | Industrial | Agriculture | New | Process | Natural Gas | Gas Boiler - Stack Economizer | A | Cumulative Winter Peak Savings (MW) | Achievable Technical Potential | 0 | 0 | 0 | 0 | 0 | 0 | 0 | 0 | 0 | 0 | 0 | 0 | 0 | 0 | 0 | 0 | 0 | 0 | 0 | 0 | 0 | 0
F13_Industrial_Agriculture_New_Process_Natural Gas_Gas Boiler - Stack Economizer_A_Achievable Technical Potential | F13 | Industrial | Agriculture | New | Process | Natural Gas | Gas Boiler - Stack Economizer | A | Purchases (Incremental) | Achievable Technical Potential | 0 | 0 | 34.3288 | 59.9102 | 85.4288 | 114.0312 | 131.2567 | 136.1279 | 123.1184 | 111.2874 | 96.6523 | 84.3352 | 73.0045 | 63.5414 | 53.6227 | 45.6105 | 38.6566 | 34.3288 | 59.9102 | 85.4288 | 114.0312 | 131.2567
F14_Industrial_Agriculture_New_Process_Natural Gas_Gas Boiler - Stack Economizer_A_Achievable Technical Potential | F14 | Industrial | Agriculture | New | Process | Natural Gas | Gas Boiler - Stack Economizer | A | Purchases (Cumulative) | Achievable Technical Potential | 0 | 0 | 34.3288 | 94.239 | 179.6678 | 293.6991 | 424.9558 | 561.0837 | 684.2021 | 795.4895 | 892.1417 | 976.4769 | 1049.4814 | 1113.0228 | 1166.6455 | 1212.256 | 1250.9127 | 1250.9127 | 1250.9127 | 1250.9127 | 1250.9127 | 1250.9127
F1_Industrial_Agriculture_New_Space Heating_Natural Gas_Gas Furnace Tube Inserts_A_Achievable Technical Potential | F1 | Industrial | Agriculture | New | Space Heating | Natural Gas | Gas Furnace Tube Inserts | A | Original Unit Energy Savings (kWh or therms) | Achievable Technical Potential | 0 | 0 | 0.077933 | 0.077933 | 0.077933 | 0.077933 | 0.077933 | 0.077933 | 0.077933 | 0.077933 | 0.077933 | 0.077933 | 0.077933 | 0.077933 | 0.077933 | 0.077933 | 0.077933 | 0.077933 | 0.077933 | 0.077933 | 0.077933 | 0.077933
F2_Industrial_Agriculture_New_Space Heating_Natural Gas_Gas Furnace Tube Inserts_A_Achievable Technical Potential | F2 | Industrial | Agriculture | New | Space Heating | Natural Gas | Gas Furnace Tube Inserts | A | Original Unit Summer Peak Savings (kW) | Achievable Technical Potential | 0 | 0 | 0 | 0 | 0 | 0 | 0 | 0 | 0 | 0 | 0 | 0 | 0 | 0 | 0 | 0 | 0 | 0 | 0 | 0 | 0 | 0
F3_Industrial_Agriculture_New_Space Heating_Natural Gas_Gas Furnace Tube Inserts_A_Achievable Technical Potential | F3 | Industrial | Agriculture | New | Space Heating | Natural Gas | Gas Furnace Tube Inserts | A | Original Unit Winter Peak Savings (kW) | Achievable Technical Potential | 0 | 0 | 0 | 0 | 0 | 0 | 0 | 0 | 0 | 0 | 0 | 0 | 0 | 0 | 0 | 0 | 0 | 0 | 0 | 0 | 0 | 0
F4_Industrial_Agriculture_New_Space Heating_Natural Gas_Gas Furnace Tube Inserts_A_Achievable Technical Potential | F4 | Industrial | Agriculture | New | Space Heating | Natural Gas | Gas Furnace Tube Inserts | A | Standalone Impact on Baseline Energy (%) | Achievable Technical Potential | bar: 2019 to 2040
F5_Industrial_Agriculture_New_Space Heating_Natural Gas_Gas Furnace Tube Inserts_A_Achievable Technical Potential | F5 | Industrial | Agriculture | New | Space Heating | Natural Gas | Gas Furnace Tube Inserts | A | Standalone Impact on Baseline Summer Peak (%) | Achievable Technical Potential | bar: 2019 to 2040
F6_Industrial_Agriculture_New_Space Heating_Natural Gas_Gas Furnace Tube Inserts_A_Achievable Technical Potential | F6 | Industrial | Agriculture | New | Space Heating | Natural Gas | Gas Furnace Tube Inserts | A | Standalone Impact on Baseline Winter Peak (%) | Achievable Technical Potential | bar: 2019 to 2040
F7_Industrial_Agriculture_New_Space Heating_Natural Gas_Gas Furnace Tube Inserts_A_Achievable Technical Potential | F7 | Industrial | Agriculture | New | Space Heating | Natural Gas | Gas Furnace Tube Inserts | A | Incremental Energy Savings (MWh or mTherms) | Achievable Technical Potential | 0 | 0 | 0 | 0 | 0 | 0 | 0 | 0 | 0 | 0 | 0 | 0 | 0 | 0 | 0 | 0 | 0 | 0 | 0 | 0 | 0 | 0
F8_Industrial_Agriculture_New_Space Heating_Natural Gas_Gas Furnace Tube Inserts_A_Achievable Technical Potential | F8 | Industrial | Agriculture | New | Space Heating | Natural Gas | Gas Furnace Tube Inserts | A | Incremental Summer Peak Savings (MW) | Achievable Technical Potential | 0 | 0 | 0 | 0 | 0 | 0 | 0 | 0 | 0 | 0 | 0 | 0 | 0 | 0 | 0 | 0 | 0 | 0 | 0 | 0 | 0 | 0
F9_Industrial_Agriculture_New_Space Heating_Natural Gas_Gas Furnace Tube Inserts_A_Achievable Technical Potential | F9 | Industrial | Agriculture | New | Space Heating | Natural Gas | Gas Furnace Tube Inserts | A | Incremental Winter Peak Savings (MW) | Achievable Technical Potential | 0 | 0 | 0 | 0 | 0 | 0 | 0 | 0 | 0 | 0 | 0 | 0 | 0 | 0 | 0 | 0 | 0 | 0 | 0 | 0 | 0 | 0
F10_Industrial_Agriculture_New_Space Heating_Natural Gas_Gas Furnace Tube Inserts_A_Achievable Technical Potential | F10 | Industrial | Agriculture | New | Space Heating | Natural Gas | Gas Furnace Tube Inserts | A | Cumulative Energy Savings (MWh or mTherms) | Achievable Technical Potential | 0 | 0 | 0 | 0 | 0 | 0 | 0 | 0 | 0 | 0 | 0 | 0 | 0 | 0 | 0 | 0 | 0 | 0 | 0 | 0 | 0 | 0
F11_Industrial_Agriculture_New_Space Heating_Natural Gas_Gas Furnace Tube Inserts_A_Achievable Technical Potential | F11 | Industrial | Agriculture | New | Space Heating | Natural Gas | Gas Furnace Tube Inserts | A | Cumulative Summer Peak Savings (MW) | Achievable Technical Potential | 0 | 0 | 0 | 0 | 0 | 0 | 0 | 0 | 0 | 0 | 0 | 0 | 0 | 0 | 0 | 0 | 0 | 0 | 0 | 0 | 0 | 0
F12_Industrial_Agriculture_New_Space Heating_Natural Gas_Gas Furnace Tube Inserts_A_Achievable Technical Potential | F12 | Industrial | Agriculture | New | Space Heating | Natural Gas | Gas Furnace Tube Inserts | A | Cumulative Winter Peak Savings (MW) | Achievable Technical Potential | 0 | 0 | 0 | 0 | 0 | 0 | 0 | 0 | 0 | 0 | 0 | 0 | 0 | 0 | 0 | 0 | 0 | 0 | 0 | 0 | 0 | 0
F13_Industrial_Agriculture_New_Space Heating_Natural Gas_Gas Furnace Tube Inserts_A_Achievable Technical Potential | F13 | Industrial | Agriculture | New | Space Heating | Natural Gas | Gas Furnace Tube Inserts | A | Purchases (Incremental) | Achievable Technical Potential | 0 | 0 | 0 | 0 | 0 | 0 | 0 | 0 | 0 | 0 | 0 | 0 | 0 | 0 | 0 | 0 | 0 | 0 | 0 | 0 | 0 | 0
F14_Industrial_Agriculture_New_Space Heating_Natural Gas_Gas Furnace Tube Inserts_A_Achievable Technical Potential | F14 | Industrial | Agriculture | New | Space Heating | Natural Gas | Gas Furnace Tube Inserts | A | Purchases (Cumulative) | Achievable Technical Potential | 0 | 0 | 0 | 0 | 0 | 0 | 0 | 0 | 0 | 0 | 0 | 0 | 0 | 0 | 0 | 0 | 0 | 0 | 0 | 0 | 0 | 0
F1_Industrial_Agriculture_New_Space Heating_Natural Gas_Space Heating - Heat Recovery Ventilator_A_Achievable Technical Potential | F1 | Industrial | Agriculture | New | Space Heating | Natural Gas | Space Heating - Heat Recovery Ventilator | A | Original Unit Energy Savings (kWh or therms) | Achievable Technical Potential | 0 | 0 | 0.012707 | 0.012707 | 0.012707 | 0.012707 | 0.012707 | 0.012707 | 0.012707 | 0.012707 | 0.012707 | 0.012707 | 0.012707 | 0.012707 | 0.012707 | 0.012707 | 0.012707 | 0.012707 | 0.012707 | 0.012707 | 0.012707 | 0.012707
F2_Industrial_Agriculture_New_Space Heating_Natural Gas_Space Heating - Heat Recovery Ventilator_A_Achievable Technical Potential | F2 | Industrial | Agriculture | New | Space Heating | Natural Gas | Space Heating - Heat Recovery Ventilator | A | Original Unit Summer Peak Savings (kW) | Achievable Technical Potential | 0 | 0 | 0 | 0 | 0 | 0 | 0 | 0 | 0 | 0 | 0 | 0 | 0 | 0 | 0 | 0 | 0 | 0 | 0 | 0 | 0 | 0
F3_Industrial_Agriculture_New_Space Heating_Natural Gas_Space Heating - Heat Recovery Ventilator_A_Achievable Technical Potential | F3 | Industrial | Agriculture | New | Space Heating | Natural Gas | Space Heating - Heat Recovery Ventilator | A | Original Unit Winter Peak Savings (kW) | Achievable Technical Potential | 0 | 0 | 0 | 0 | 0 | 0 | 0 | 0 | 0 | 0 | 0 | 0 | 0 | 0 | 0 | 0 | 0 | 0 | 0 | 0 | 0 | 0
F4_Industrial_Agriculture_New_Space Heating_Natural Gas_Space Heating - Heat Recovery Ventilator_A_Achievable Technical Potential | F4 | Industrial | Agriculture | New | Space Heating | Natural Gas | Space Heating - Heat Recovery Ventilator | A | Standalone Impact on Baseline Energy (%) | Achievable Technical Potential | 0% | 0% | 0.01817% | 0.02858% | 0.03822% | 0.0468% | 0.05883% | 0.06922% | 0.0794% | 0.08845% | 0.09964% | 0.1095% | 0.1194% | 0.1279% | 0.1394% | 0.1493% | 0.1591% | 0.1657% | 0.1743% | 0.1804% | 0.1855% | 0.1902%
F5_Industrial_Agriculture_New_Space Heating_Natural Gas_Space Heating - Heat Recovery Ventilator_A_Achievable Technical Potential | F5 | Industrial | Agriculture | New | Space Heating | Natural Gas | Space Heating - Heat Recovery Ventilator | A | Standalone Impact on Baseline Summer Peak (%) | Achievable Technical Potential | bar: 2019 to 2040
F6_Industrial_Agriculture_New_Space Heating_Natural Gas_Space Heating - Heat Recovery Ventilator_A_Achievable Technical Potential | F6 | Industrial | Agriculture | New | Space Heating | Natural Gas | Space Heating - Heat Recovery Ventilator | A | Standalone Impact on Baseline Winter Peak (%) | Achievable Technical Potential | bar: 2019 to 2040
F7_Industrial_Agriculture_New_Space Heating_Natural Gas_Space Heating - Heat Recovery Ventilator_A_Achievable Technical Potential | F7 | Industrial | Agriculture | New | Space Heating | Natural Gas | Space Heating - Heat Recovery Ventilator | A | Incremental Energy Savings (MWh or mTherms) | Achievable Technical Potential | 0 | 0 | 0.010108 | 0.01764 | 0.025153 | 0.033575 | 0.038647 | 0.044534 | 0.050348 | 0.056887 | 0.061757 | 0.067359 | 0.072886 | 0.079298 | 0.08365 | 0.088939 | 0.094224 | 0.10038 | 0.10444 | 0.10945 | 0.11432 | 0.11918
F8_Industrial_Agriculture_New_Space Heating_Natural Gas_Space Heating - Heat Recovery Ventilator_A_Achievable Technical Potential | F8 | Industrial | Agriculture | New | Space Heating | Natural Gas | Space Heating - Heat Recovery Ventilator | A | Incremental Summer Peak Savings (MW) | Achievable Technical Potential | 0 | 0 | 0 | 0 | 0 | 0 | 0 | 0 | 0 | 0 | 0 | 0 | 0 | 0 | 0 | 0 | 0 | 0 | 0 | 0 | 0 | 0
F9_Industrial_Agriculture_New_Space Heating_Natural Gas_Space Heating - Heat Recovery Ventilator_A_Achievable Technical Potential | F9 | Industrial | Agriculture | New | Space Heating | Natural Gas | Space Heating - Heat Recovery Ventilator | A | Incremental Winter Peak Savings (MW) | Achievable Technical Potential | 0 | 0 | 0 | 0 | 0 | 0 | 0 | 0 | 0 | 0 | 0 | 0 | 0 | 0 | 0 | 0 | 0 | 0 | 0 | 0 | 0 | 0
F10_Industrial_Agriculture_New_Space Heating_Natural Gas_Space Heating - Heat Recovery Ventilator_A_Achievable Technical Potential | F10 | Industrial | Agriculture | New | Space Heating | Natural Gas | Space Heating - Heat Recovery Ventilator | A | Cumulative Energy Savings (MWh or mTherms) | Achievable Technical Potential | 0 | 0 | 0.010108 | 0.027747 | 0.0529 | 0.086475 | 0.12512 | 0.16966 | 0.22 | 0.27689 | 0.33865 | 0.40601 | 0.47889 | 0.55819 | 0.64184 | 0.73078 | 0.825 | 0.91527 | 1.0021 | 1.0864 | 1.1671 | 1.2476
F11_Industrial_Agriculture_New_Space Heating_Natural Gas_Space Heating - Heat Recovery Ventilator_A_Achievable Technical Potential | F11 | Industrial | Agriculture | New | Space Heating | Natural Gas | Space Heating - Heat Recovery Ventilator | A | Cumulative Summer Peak Savings (MW) | Achievable Technical Potential | 0 | 0 | 0 | 0 | 0 | 0 | 0 | 0 | 0 | 0 | 0 | 0 | 0 | 0 | 0 | 0 | 0 | 0 | 0 | 0 | 0 | 0
F12_Industrial_Agriculture_New_Space Heating_Natural Gas_Space Heating - Heat Recovery Ventilator_A_Achievable Technical Potential | F12 | Industrial | Agriculture | New | Space Heating | Natural Gas | Space Heating - Heat Recovery Ventilator | A | Cumulative Winter Peak Savings (MW) | Achievable Technical Potential | 0 | 0 | 0 | 0 | 0 | 0 | 0 | 0 | 0 | 0 | 0 | 0 | 0 | 0 | 0 | 0 | 0 | 0 | 0 | 0 | 0 | 0
F13_Industrial_Agriculture_New_Space Heating_Natural Gas_Space Heating - Heat Recovery Ventilator_A_Achievable Technical Potential | F13 | Industrial | Agriculture | New | Space Heating | Natural Gas | Space Heating - Heat Recovery Ventilator | A | Purchases (Incremental) | Achievable Technical Potential | 0 | 0 | 795.4168 | 1388.1527 | 1979.4331 | 2642.1657 | 3041.2904 | 3504.6208 | 3962.112 | 4476.719 | 4859.9954 | 5300.8158 | 5735.7897 | 6240.3716 | 6582.8332 | 6999.0477 | 7414.9469 | 7899.1101 | 8218.914 | 8612.9881 | 8996.3295 | 9378.5385
F14_Industrial_Agriculture_New_Space Heating_Natural Gas_Space Heating - Heat Recovery Ventilator_A_Achievable Technical Potential | F14 | Industrial | Agriculture | New | Space Heating | Natural Gas | Space Heating - Heat Recovery Ventilator | A | Purchases (Cumulative) | Achievable Technical Potential | 0 | 0 | 795.4168 | 2183.5695 | 4163.0026 | 6805.1684 | 9846.4588 | 13351.0795 | 17313.1915 | 21789.9105 | 26649.9059 | 31950.7217 | 37686.5114 | 43926.883 | 50509.7162 | 57508.7639 | 64923.7108 | 72027.4041 | 78858.1654 | 85491.7204 | 91845.8842 | 98183.1324
F1_Industrial_Agriculture_New_Space Heating_Natural Gas_Thermostat - Programmable_A_Achievable Technical Potential | F1 | Industrial | Agriculture | New | Space Heating | Natural Gas | Thermostat - Programmable | A | Original Unit Energy Savings (kWh or therms) | Achievable Technical Potential | 0 | 0 | 0.0061474 | 0.0061474 | 0.0061474 | 0.0061474 | 0.0061474 | 0.0061474 | 0.0061474 | 0.0061474 | 0.0061474 | 0.0061474 | 0.0061474 | 0.0061474 | 0.0061474 | 0.0061474 | 0.0061474 | 0.0061474 | 0.0061474 | 0.0061474 | 0.0061474 | 0.0061474
F2_Industrial_Agriculture_New_Space Heating_Natural Gas_Thermostat - Programmable_A_Achievable Technical Potential | F2 | Industrial | Agriculture | New | Space Heating | Natural Gas | Thermostat - Programmable | A | Original Unit Summer Peak Savings (kW) | Achievable Technical Potential | 0 | 0 | 0 | 0 | 0 | 0 | 0 | 0 | 0 | 0 | 0 | 0 | 0 | 0 | 0 | 0 | 0 | 0 | 0 | 0 | 0 | 0
F3_Industrial_Agriculture_New_Space Heating_Natural Gas_Thermostat - Programmable_A_Achievable Technical Potential | F3 | Industrial | Agriculture | New | Space Heating | Natural Gas | Thermostat - Programmable | A | Original Unit Winter Peak Savings (kW) | Achievable Technical Potential | 0 | 0 | 0 | 0 | 0 | 0 | 0 | 0 | 0 | 0 | 0 | 0 | 0 | 0 | 0 | 0 | 0 | 0 | 0 | 0 | 0 | 0
F4_Industrial_Agriculture_New_Space Heating_Natural Gas_Thermostat - Programmable_A_Achievable Technical Potential | F4 | Industrial | Agriculture | New | Space Heating | Natural Gas | Thermostat - Programmable | A | Standalone Impact on Baseline Energy (%) | Achievable Technical Potential | 0% | 0% | 0.02637% | 0.04148% | 0.05546% | 0.06792% | 0.08538% | 0.1005% | 0.1152% | 0.1284% | 0.1446% | 0.159% | 0.1733% | 0.1823% | 0.1936% | 0.201% | 0.2067% | 0.2103% | 0.2172% | 0.2215% | 0.2253% | 0.2288%
F5_Industrial_Agriculture_New_Space Heating_Natural Gas_Thermostat - Programmable_A_Achievable Technical Potential | F5 | Industrial | Agriculture | New | Space Heating | Natural Gas | Thermostat - Programmable | A | Standalone Impact on Baseline Summer Peak (%) | Achievable Technical Potential | bar: 2019 to 2040
F6_Industrial_Agriculture_New_Space Heating_Natural Gas_Thermostat - Programmable_A_Achievable Technical Potential | F6 | Industrial | Agriculture | New | Space Heating | Natural Gas | Thermostat - Programmable | A | Standalone Impact on Baseline Winter Peak (%) | Achievable Technical Potential | bar: 2019 to 2040
F7_Industrial_Agriculture_New_Space Heating_Natural Gas_Thermostat - Programmable_A_Achievable Technical Potential | F7 | Industrial | Agriculture | New | Space Heating | Natural Gas | Thermostat - Programmable | A | Incremental Energy Savings (MWh or mTherms) | Achievable Technical Potential | 0 | 0 | 0.014669 | 0.025601 | 0.036505 | 0.048727 | 0.056088 | 0.064633 | 0.07307 | 0.082561 | 0.089629 | 0.097759 | 0.10578 | 0.11509 | 0.1214 | 0.12908 | 0.13675 | 0.14568 | 0.15158 | 0.15884 | 0.16591 | 0.17296
F8_Industrial_Agriculture_New_Space Heating_Natural Gas_Thermostat - Programmable_A_Achievable Technical Potential | F8 | Industrial | Agriculture | New | Space Heating | Natural Gas | Thermostat - Programmable | A | Incremental Summer Peak Savings (MW) | Achievable Technical Potential | 0 | 0 | 0 | 0 | 0 | 0 | 0 | 0 | 0 | 0 | 0 | 0 | 0 | 0 | 0 | 0 | 0 | 0 | 0 | 0 | 0 | 0
F9_Industrial_Agriculture_New_Space Heating_Natural Gas_Thermostat - Programmable_A_Achievable Technical Potential | F9 | Industrial | Agriculture | New | Space Heating | Natural Gas | Thermostat - Programmable | A | Incremental Winter Peak Savings (MW) | Achievable Technical Potential | 0 | 0 | 0 | 0 | 0 | 0 | 0 | 0 | 0 | 0 | 0 | 0 | 0 | 0 | 0 | 0 | 0 | 0 | 0 | 0 | 0 | 0
F10_Industrial_Agriculture_New_Space Heating_Natural Gas_Thermostat - Programmable_A_Achievable Technical Potential | F10 | Industrial | Agriculture | New | Space Heating | Natural Gas | Thermostat - Programmable | A | Cumulative Energy Savings (MWh or mTherms) | Achievable Technical Potential | 0 | 0 | 0.014669 | 0.04027 | 0.076775 | 0.1255 | 0.18159 | 0.24622 | 0.31929 | 0.40185 | 0.49148 | 0.58924 | 0.69502 | 0.79544 | 0.89124 | 0.98382 | 1.0718 | 1.1614 | 1.2484 | 1.3341 | 1.4175 | 1.5008
F11_Industrial_Agriculture_New_Space Heating_Natural Gas_Thermostat - Programmable_A_Achievable Technical Potential | F11 | Industrial | Agriculture | New | Space Heating | Natural Gas | Thermostat - Programmable | A | Cumulative Summer Peak Savings (MW) | Achievable Technical Potential | 0 | 0 | 0 | 0 | 0 | 0 | 0 | 0 | 0 | 0 | 0 | 0 | 0 | 0 | 0 | 0 | 0 | 0 | 0 | 0 | 0 | 0
F12_Industrial_Agriculture_New_Space Heating_Natural Gas_Thermostat - Programmable_A_Achievable Technical Potential | F12 | Industrial | Agriculture | New | Space Heating | Natural Gas | Thermostat - Programmable | A | Cumulative Winter Peak Savings (MW) | Achievable Technical Potential | 0 | 0 | 0 | 0 | 0 | 0 | 0 | 0 | 0 | 0 | 0 | 0 | 0 | 0 | 0 | 0 | 0 | 0 | 0 | 0 | 0 | 0
F13_Industrial_Agriculture_New_Space Heating_Natural Gas_Thermostat - Programmable_A_Achievable Technical Potential | F13 | Industrial | Agriculture | New | Space Heating | Natural Gas | Thermostat - Programmable | A | Purchases (Incremental) | Achievable Technical Potential | 0 | 0 | 2386.2504 | 4164.4582 | 5938.2993 | 7926.4972 | 9123.8711 | 10513.8623 | 11886.336 | 13430.1569 | 14579.9861 | 15902.4475 | 17207.3692 | 18721.1147 | 19748.4996 | 20997.1431 | 22244.8408 | 23697.3302 | 24656.7421 | 25838.9643 | 26988.9885 | 28135.6156
F14_Industrial_Agriculture_New_Space Heating_Natural Gas_Thermostat - Programmable_A_Achievable Technical Potential | F14 | Industrial | Agriculture | New | Space Heating | Natural Gas | Thermostat - Programmable | A | Purchases (Cumulative) | Achievable Technical Potential | 0 | 0 | 2386.2504 | 6550.7086 | 12489.0079 | 20415.5052 | 29539.3763 | 40053.2386 | 51939.5746 | 65369.7315 | 79949.7176 | 95852.1651 | 113059.5343 | 129394.3986 | 144978.44 | 160037.2838 | 174355.6274 | 188929.0865 | 203071.9663 | 217024.5946 | 230583.4263 | 244139.0557
F1_Industrial_Agriculture_New_Space Heating_Natural Gas_ENERGY STAR Connected Thermostat_A_Achievable Technical Potential | F1 | Industrial | Agriculture | New | Space Heating | Natural Gas | ENERGY STAR Connected Thermostat | A | Original Unit Energy Savings (kWh or therms) | Achievable Technical Potential | 0 | 0 | 0.01486 | 0.01486 | 0.01486 | 0.01486 | 0.01486 | 0.01486 | 0.01486 | 0.01486 | 0.01486 | 0.01486 | 0.01486 | 0.01486 | 0.01486 | 0.01486 | 0.01486 | 0.01486 | 0.01486 | 0.01486 | 0.01486 | 0.01486
F2_Industrial_Agriculture_New_Space Heating_Natural Gas_ENERGY STAR Connected Thermostat_A_Achievable Technical Potential | F2 | Industrial | Agriculture | New | Space Heating | Natural Gas | ENERGY STAR Connected Thermostat | A | Original Unit Summer Peak Savings (kW) | Achievable Technical Potential | 0 | 0 | 0 | 0 | 0 | 0 | 0 | 0 | 0 | 0 | 0 | 0 | 0 | 0 | 0 | 0 | 0 | 0 | 0 | 0 | 0 | 0
F3_Industrial_Agriculture_New_Space Heating_Natural Gas_ENERGY STAR Connected Thermostat_A_Achievable Technical Potential | F3 | Industrial | Agriculture | New | Space Heating | Natural Gas | ENERGY STAR Connected Thermostat | A | Original Unit Winter Peak Savings (kW) | Achievable Technical Potential | 0 | 0 | 0 | 0 | 0 | 0 | 0 | 0 | 0 | 0 | 0 | 0 | 0 | 0 | 0 | 0 | 0 | 0 | 0 | 0 | 0 | 0
F4_Industrial_Agriculture_New_Space Heating_Natural Gas_ENERGY STAR Connected Thermostat_A_Achievable Technical Potential | F4 | Industrial | Agriculture | New | Space Heating | Natural Gas | ENERGY STAR Connected Thermostat | A | Standalone Impact on Baseline Energy (%) | Achievable Technical Potential | 0% | 0% | 0.06375% | 0.1003% | 0.1341% | 0.1642% | 0.2064% | 0.2284% | 0.2434% | 0.251% | 0.2603% | 0.2658% | 0.2705% | 0.2719% | 0.2781% | 0.2811% | 0.2835% | 0.2771% | 0.2709% | 0.2589% | 0.2479% | 0.2378%
F5_Industrial_Agriculture_New_Space Heating_Natural Gas_ENERGY STAR Connected Thermostat_A_Achievable Technical Potential | F5 | Industrial | Agriculture | New | Space Heating | Natural Gas | ENERGY STAR Connected Thermostat | A | Standalone Impact on Baseline Summer Peak (%) | Achievable Technical Potential | bar: 2019 to 2040
F6_Industrial_Agriculture_New_Space Heating_Natural Gas_ENERGY STAR Connected Thermostat_A_Achievable Technical Potential | F6 | Industrial | Agriculture | New | Space Heating | Natural Gas | ENERGY STAR Connected Thermostat | A | Standalone Impact on Baseline Winter Peak (%) | Achievable Technical Potential | bar: 2019 to 2040
F7_Industrial_Agriculture_New_Space Heating_Natural Gas_ENERGY STAR Connected Thermostat_A_Achievable Technical Potential | F7 | Industrial | Agriculture | New | Space Heating | Natural Gas | ENERGY STAR Connected Thermostat | A | Incremental Energy Savings (MWh or mTherms) | Achievable Technical Potential | 0 | 0 | 0.035461 | 0.061886 | 0.088246 | 0.11779 | 0.13558 | 0.15624 | 0.17664 | 0.19958 | 0.21667 | 0.23632 | 0.25571 | 0.2782 | 0.29347 | 0.31203 | 0.33057 | 0.35215 | 0.36641 | 0.38398 | 0.42982 | 0.46615
F8_Industrial_Agriculture_New_Space Heating_Natural Gas_ENERGY STAR Connected Thermostat_A_Achievable Technical Potential | F8 | Industrial | Agriculture | New | Space Heating | Natural Gas | ENERGY STAR Connected Thermostat | A | Incremental Summer Peak Savings (MW) | Achievable Technical Potential | 0 | 0 | 0 | 0 | 0 | 0 | 0 | 0 | 0 | 0 | 0 | 0 | 0 | 0 | 0 | 0 | 0 | 0 | 0 | 0 | 0 | 0
F9_Industrial_Agriculture_New_Space Heating_Natural Gas_ENERGY STAR Connected Thermostat_A_Achievable Technical Potential | F9 | Industrial | Agriculture | New | Space Heating | Natural Gas | ENERGY STAR Connected Thermostat | A | Incremental Winter Peak Savings (MW) | Achievable Technical Potential | 0 | 0 | 0 | 0 | 0 | 0 | 0 | 0 | 0 | 0 | 0 | 0 | 0 | 0 | 0 | 0 | 0 | 0 | 0 | 0 | 0 | 0
F10_Industrial_Agriculture_New_Space Heating_Natural Gas_ENERGY STAR Connected Thermostat_A_Achievable Technical Potential | F10 | Industrial | Agriculture | New | Space Heating | Natural Gas | ENERGY STAR Connected Thermostat | A | Cumulative Energy Savings (MWh or mTherms) | Achievable Technical Potential | 0 | 0 | 0.035461 | 0.097347 | 0.18559 | 0.30338 | 0.43897 | 0.55975 | 0.6745 | 0.78583 | 0.88471 | 0.98544 | 1.0849 | 1.1865 | 1.2804 | 1.3757 | 1.47 | 1.531 | 1.5573 | 1.5595 | 1.5595 | 1.5595
F11_Industrial_Agriculture_New_Space Heating_Natural Gas_ENERGY STAR Connected Thermostat_A_Achievable Technical Potential | F11 | Industrial | Agriculture | New | Space Heating | Natural Gas | ENERGY STAR Connected Thermostat | A | Cumulative Summer Peak Savings (MW) | Achievable Technical Potential | 0 | 0 | 0 | 0 | 0 | 0 | 0 | 0 | 0 | 0 | 0 | 0 | 0 | 0 | 0 | 0 | 0 | 0 | 0 | 0 | 0 | 0
F12_Industrial_Agriculture_New_Space Heating_Natural Gas_ENERGY STAR Connected Thermostat_A_Achievable Technical Potential | F12 | Industrial | Agriculture | New | Space Heating | Natural Gas | ENERGY STAR Connected Thermostat | A | Cumulative Winter Peak Savings (MW) | Achievable Technical Potential | 0 | 0 | 0 | 0 | 0 | 0 | 0 | 0 | 0 | 0 | 0 | 0 | 0 | 0 | 0 | 0 | 0 | 0 | 0 | 0 | 0 | 0
F13_Industrial_Agriculture_New_Space Heating_Natural Gas_ENERGY STAR Connected Thermostat_A_Achievable Technical Potential | F13 | Industrial | Agriculture | New | Space Heating | Natural Gas | ENERGY STAR Connected Thermostat | A | Purchases (Incremental) | Achievable Technical Potential | 0 | 0 | 2386.2504 | 4164.4582 | 5938.2993 | 7926.4972 | 9123.8711 | 10513.8623 | 11886.336 | 13430.1569 | 14579.9861 | 15902.4475 | 17207.3692 | 18721.1147 | 19748.4996 | 20997.1431 | 22244.8408 | 23697.3302 | 24656.7421 | 25838.9643 | 28923.6403 | 31368.712
F14_Industrial_Agriculture_New_Space Heating_Natural Gas_ENERGY STAR Connected Thermostat_A_Achievable Technical Potential | F14 | Industrial | Agriculture | New | Space Heating | Natural Gas | ENERGY STAR Connected Thermostat | A | Purchases (Cumulative) | Achievable Technical Potential | 0 | 0 | 2386.2504 | 6550.7086 | 12489.0079 | 20415.5052 | 29539.3763 | 37666.9881 | 45388.866 | 52880.7236 | 59534.2124 | 66312.7889 | 73006.2958 | 79841.0744 | 86159.4172 | 92576.5741 | 98918.9674 | 103022.678 | 104793.8472 | 104946.0127 | 104946.0127 | 104946.0127
F1_Industrial_Agriculture_New_Space Heating_Natural Gas_Destratification Fans (HVLS)_A_Achievable Technical Potential | F1 | Industrial | Agriculture | New | Space Heating | Natural Gas | Destratification Fans (HVLS) | A | Original Unit Energy Savings (kWh or therms) | Achievable Technical Potential | 0 | 0 | 0.01486 | 0.01486 | 0.01486 | 0.01486 | 0.01486 | 0.01486 | 0.01486 | 0.01486 | 0.01486 | 0.01486 | 0.01486 | 0.01486 | 0.01486 | 0.01486 | 0.01486 | 0.01486 | 0.01486 | 0.01486 | 0.01486 | 0.01486
F2_Industrial_Agriculture_New_Space Heating_Natural Gas_Destratification Fans (HVLS)_A_Achievable Technical Potential | F2 | Industrial | Agriculture | New | Space Heating | Natural Gas | Destratification Fans (HVLS) | A | Original Unit Summer Peak Savings (kW) | Achievable Technical Potential | 0 | 0 | 0 | 0 | 0 | 0 | 0 | 0 | 0 | 0 | 0 | 0 | 0 | 0 | 0 | 0 | 0 | 0 | 0 | 0 | 0 | 0
F3_Industrial_Agriculture_New_Space Heating_Natural Gas_Destratification Fans (HVLS)_A_Achievable Technical Potential | F3 | Industrial | Agriculture | New | Space Heating | Natural Gas | Destratification Fans (HVLS) | A | Original Unit Winter Peak Savings (kW) | Achievable Technical Potential | 0 | 0 | 0 | 0 | 0 | 0 | 0 | 0 | 0 | 0 | 0 | 0 | 0 | 0 | 0 | 0 | 0 | 0 | 0 | 0 | 0 | 0
F4_Industrial_Agriculture_New_Space Heating_Natural Gas_Destratification Fans (HVLS)_A_Achievable Technical Potential | F4 | Industrial | Agriculture | New | Space Heating | Natural Gas | Destratification Fans (HVLS) | A | Standalone Impact on Baseline Energy (%) | Achievable Technical Potential | 0% | 0% | 0.06375% | 0.1003% | 0.1341% | 0.1642% | 0.2064% | 0.2429% | 0.2786% | 0.3103% | 0.3496% | 0.3843% | 0.41% | 0.4264% | 0.4488% | 0.4618% | 0.4735% | 0.48% | 0.4943% | 0.5023% | 0.5102% | 0.5171%
F5_Industrial_Agriculture_New_Space Heating_Natural Gas_Destratification Fans (HVLS)_A_Achievable Technical Potential | F5 | Industrial | Agriculture | New | Space Heating | Natural Gas | Destratification Fans (HVLS) | A | Standalone Impact on Baseline Summer Peak (%) | Achievable Technical Potential | bar: 2019 to 2040
F6_Industrial_Agriculture_New_Space Heating_Natural Gas_Destratification Fans (HVLS)_A_Achievable Technical Potential | F6 | Industrial | Agriculture | New | Space Heating | Natural Gas | Destratification Fans (HVLS) | A | Standalone Impact on Baseline Winter Peak (%) | Achievable Technical Potential | bar: 2019 to 2040
F7_Industrial_Agriculture_New_Space Heating_Natural Gas_Destratification Fans (HVLS)_A_Achievable Technical Potential | F7 | Industrial | Agriculture | New | Space Heating | Natural Gas | Destratification Fans (HVLS) | A | Incremental Energy Savings (MWh or mTherms) | Achievable Technical Potential | 0 | 0 | 0.035461 | 0.061886 | 0.088246 | 0.11779 | 0.13558 | 0.15624 | 0.17664 | 0.19958 | 0.21667 | 0.23632 | 0.25571 | 0.2782 | 0.29347 | 0.31203 | 0.33057 | 0.35215 | 0.36641 | 0.38398 | 0.40107 | 0.41811
F8_Industrial_Agriculture_New_Space Heating_Natural Gas_Destratification Fans (HVLS)_A_Achievable Technical Potential | F8 | Industrial | Agriculture | New | Space Heating | Natural Gas | Destratification Fans (HVLS) | A | Incremental Summer Peak Savings (MW) | Achievable Technical Potential | 0 | 0 | 0 | 0 | 0 | 0 | 0 | 0 | 0 | 0 | 0 | 0 | 0 | 0 | 0 | 0 | 0 | 0 | 0 | 0 | 0 | 0
F9_Industrial_Agriculture_New_Space Heating_Natural Gas_Destratification Fans (HVLS)_A_Achievable Technical Potential | F9 | Industrial | Agriculture | New | Space Heating | Natural Gas | Destratification Fans (HVLS) | A | Incremental Winter Peak Savings (MW) | Achievable Technical Potential | 0 | 0 | 0 | 0 | 0 | 0 | 0 | 0 | 0 | 0 | 0 | 0 | 0 | 0 | 0 | 0 | 0 | 0 | 0 | 0 | 0 | 0
F10_Industrial_Agriculture_New_Space Heating_Natural Gas_Destratification Fans (HVLS)_A_Achievable Technical Potential | F10 | Industrial | Agriculture | New | Space Heating | Natural Gas | Destratification Fans (HVLS) | A | Cumulative Energy Savings (MWh or mTherms) | Achievable Technical Potential | 0 | 0 | 0.035461 | 0.097347 | 0.18559 | 0.30338 | 0.43897 | 0.59521 | 0.77185 | 0.97142 | 1.1881 | 1.4244 | 1.6447 | 1.861 | 2.0662 | 2.2604 | 2.4554 | 2.6513 | 2.8411 | 3.0255 | 3.2099 | 3.3917
F11_Industrial_Agriculture_New_Space Heating_Natural Gas_Destratification Fans (HVLS)_A_Achievable Technical Potential | F11 | Industrial | Agriculture | New | Space Heating | Natural Gas | Destratification Fans (HVLS) | A | Cumulative Summer Peak Savings (MW) | Achievable Technical Potential | 0 | 0 | 0 | 0 | 0 | 0 | 0 | 0 | 0 | 0 | 0 | 0 | 0 | 0 | 0 | 0 | 0 | 0 | 0 | 0 | 0 | 0
F12_Industrial_Agriculture_New_Space Heating_Natural Gas_Destratification Fans (HVLS)_A_Achievable Technical Potential | F12 | Industrial | Agriculture | New | Space Heating | Natural Gas | Destratification Fans (HVLS) | A | Cumulative Winter Peak Savings (MW) | Achievable Technical Potential | 0 | 0 | 0 | 0 | 0 | 0 | 0 | 0 | 0 | 0 | 0 | 0 | 0 | 0 | 0 | 0 | 0 | 0 | 0 | 0 | 0 | 0
F13_Industrial_Agriculture_New_Space Heating_Natural Gas_Destratification Fans (HVLS)_A_Achievable Technical Potential | F13 | Industrial | Agriculture | New | Space Heating | Natural Gas | Destratification Fans (HVLS) | A | Purchases (Incremental) | Achievable Technical Potential | 0 | 0 | 2386.2504 | 4164.4582 | 5938.2993 | 7926.4972 | 9123.8711 | 10513.8623 | 11886.336 | 13430.1569 | 14579.9861 | 15902.4475 | 17207.3692 | 18721.1147 | 19748.4996 | 20997.1431 | 22244.8408 | 23697.3302 | 24656.7421 | 25838.9643 | 26988.9885 | 28135.6156
F14_Industrial_Agriculture_New_Space Heating_Natural Gas_Destratification Fans (HVLS)_A_Achievable Technical Potential | F14 | Industrial | Agriculture | New | Space Heating | Natural Gas | Destratification Fans (HVLS) | A | Purchases (Cumulative) | Achievable Technical Potential | 0 | 0 | 2386.2504 | 6550.7086 | 12489.0079 | 20415.5052 | 29539.3763 | 40053.2386 | 51939.5746 | 65369.7315 | 79949.7176 | 95852.1651 | 110673.2839 | 125229.9404 | 139040.1407 | 152110.7865 | 165231.7563 | 178415.2242 | 191185.6303 | 203594.4377 | 216003.4402 | 228236.6082
F1_Industrial_Agriculture_New_Space Heating_Natural Gas_Gas Boiler - Insulate Steam Lines/Condensate Tank_A_Achievable Technical Potential | F1 | Industrial | Agriculture | New | Space Heating | Natural Gas | Gas Boiler - Insulate Steam Lines/Condensate Tank | A | Original Unit Energy Savings (kWh or therms) | Achievable Technical Potential | 0 | 0 | 12.0724 | 12.0724 | 12.0724 | 12.0724 | 12.0724 | 12.0724 | 12.0724 | 12.0724 | 12.0724 | 12.0724 | 12.0724 | 12.0724 | 12.0724 | 12.0724 | 12.0724 | 12.0724 | 12.0724 | 12.0724 | 12.0724 | 12.0724
F2_Industrial_Agriculture_New_Space Heating_Natural Gas_Gas Boiler - Insulate Steam Lines/Condensate Tank_A_Achievable Technical Potential | F2 | Industrial | Agriculture | New | Space Heating | Natural Gas | Gas Boiler - Insulate Steam Lines/Condensate Tank | A | Original Unit Summer Peak Savings (kW) | Achievable Technical Potential | 0 | 0 | 0 | 0 | 0 | 0 | 0 | 0 | 0 | 0 | 0 | 0 | 0 | 0 | 0 | 0 | 0 | 0 | 0 | 0 | 0 | 0
F3_Industrial_Agriculture_New_Space Heating_Natural Gas_Gas Boiler - Insulate Steam Lines/Condensate Tank_A_Achievable Technical Potential | F3 | Industrial | Agriculture | New | Space Heating | Natural Gas | Gas Boiler - Insulate Steam Lines/Condensate Tank | A | Original Unit Winter Peak Savings (kW) | Achievable Technical Potential | 0 | 0 | 0 | 0 | 0 | 0 | 0 | 0 | 0 | 0 | 0 | 0 | 0 | 0 | 0 | 0 | 0 | 0 | 0 | 0 | 0 | 0
F4_Industrial_Agriculture_New_Space Heating_Natural Gas_Gas Boiler - Insulate Steam Lines/Condensate Tank_A_Achievable Technical Potential | F4 | Industrial | Agriculture | New | Space Heating | Natural Gas | Gas Boiler - Insulate Steam Lines/Condensate Tank | A | Standalone Impact on Baseline Energy (%) | Achievable Technical Potential | 0% | 0% | 0.005147% | 0.008096% | 0.01082% | 0.01326% | 0.01666% | 0.01961% | 0.02249% | 0.02505% | 0.02822% | 0.03102% | 0.03382% | 0.03623% | 0.03949% | 0.04229% | 0.04506% | 0.04745% | 0.05075% | 0.05357% | 0.05644% | 0.05929%
F5_Industrial_Agriculture_New_Space Heating_Natural Gas_Gas Boiler - Insulate Steam Lines/Condensate Tank_A_Achievable Technical Potential | F5 | Industrial | Agriculture | New | Space Heating | Natural Gas | Gas Boiler - Insulate Steam Lines/Condensate Tank | A | Standalone Impact on Baseline Summer Peak (%) | Achievable Technical Potential | bar: 2019 to 2040
F6_Industrial_Agriculture_New_Space Heating_Natural Gas_Gas Boiler - Insulate Steam Lines/Condensate Tank_A_Achievable Technical Potential | F6 | Industrial | Agriculture | New | Space Heating | Natural Gas | Gas Boiler - Insulate Steam Lines/Condensate Tank | A | Standalone Impact on Baseline Winter Peak (%) | Achievable Technical Potential | bar: 2019 to 2040
F7_Industrial_Agriculture_New_Space Heating_Natural Gas_Gas Boiler - Insulate Steam Lines/Condensate Tank_A_Achievable Technical Potential | F7 | Industrial | Agriculture | New | Space Heating | Natural Gas | Gas Boiler - Insulate Steam Lines/Condensate Tank | A | Incremental Energy Savings (MWh or mTherms) | Achievable Technical Potential | 0 | 0 | 0.0028629 | 0.0049963 | 0.0071245 | 0.0095098 | 0.010946 | 0.012614 | 0.014261 | 0.016113 | 0.017492 | 0.019079 | 0.020645 | 0.022461 | 0.023693 | 0.025191 | 0.026688 | 0.028431 | 0.029582 | 0.031 | 0.03238 | 0.033756
F8_Industrial_Agriculture_New_Space Heating_Natural Gas_Gas Boiler - Insulate Steam Lines/Condensate Tank_A_Achievable Technical Potential | F8 | Industrial | Agriculture | New | Space Heating | Natural Gas | Gas Boiler - Insulate Steam Lines/Condensate Tank | A | Incremental Summer Peak Savings (MW) | Achievable Technical Potential | 0 | 0 | 0 | 0 | 0 | 0 | 0 | 0 | 0 | 0 | 0 | 0 | 0 | 0 | 0 | 0 | 0 | 0 | 0 | 0 | 0 | 0
F9_Industrial_Agriculture_New_Space Heating_Natural Gas_Gas Boiler - Insulate Steam Lines/Condensate Tank_A_Achievable Technical Potential | F9 | Industrial | Agriculture | New | Space Heating | Natural Gas | Gas Boiler - Insulate Steam Lines/Condensate Tank | A | Incremental Winter Peak Savings (MW) | Achievable Technical Potential | 0 | 0 | 0 | 0 | 0 | 0 | 0 | 0 | 0 | 0 | 0 | 0 | 0 | 0 | 0 | 0 | 0 | 0 | 0 | 0 | 0 | 0
F10_Industrial_Agriculture_New_Space Heating_Natural Gas_Gas Boiler - Insulate Steam Lines/Condensate Tank_A_Achievable Technical Potential | F10 | Industrial | Agriculture | New | Space Heating | Natural Gas | Gas Boiler - Insulate Steam Lines/Condensate Tank | A | Cumulative Energy Savings (MWh or mTherms) | Achievable Technical Potential | 0 | 0 | 0.0028629 | 0.0078592 | 0.014984 | 0.024494 | 0.03544 | 0.048054 | 0.062315 | 0.078428 | 0.09592 | 0.115 | 0.13564 | 0.1581 | 0.1818 | 0.20699 | 0.23368 | 0.26211 | 0.29169 | 0.32269 | 0.35507 | 0.38883
F11_Industrial_Agriculture_New_Space Heating_Natural Gas_Gas Boiler - Insulate Steam Lines/Condensate Tank_A_Achievable Technical Potential | F11 | Industrial | Agriculture | New | Space Heating | Natural Gas | Gas Boiler - Insulate Steam Lines/Condensate Tank | A | Cumulative Summer Peak Savings (MW) | Achievable Technical Potential | 0 | 0 | 0 | 0 | 0 | 0 | 0 | 0 | 0 | 0 | 0 | 0 | 0 | 0 | 0 | 0 | 0 | 0 | 0 | 0 | 0 | 0
F12_Industrial_Agriculture_New_Space Heating_Natural Gas_Gas Boiler - Insulate Steam Lines/Condensate Tank_A_Achievable Technical Potential | F12 | Industrial | Agriculture | New | Space Heating | Natural Gas | Gas Boiler - Insulate Steam Lines/Condensate Tank | A | Cumulative Winter Peak Savings (MW) | Achievable Technical Potential | 0 | 0 | 0 | 0 | 0 | 0 | 0 | 0 | 0 | 0 | 0 | 0 | 0 | 0 | 0 | 0 | 0 | 0 | 0 | 0 | 0 | 0
F13_Industrial_Agriculture_New_Space Heating_Natural Gas_Gas Boiler - Insulate Steam Lines/Condensate Tank_A_Achievable Technical Potential | F13 | Industrial | Agriculture | New | Space Heating | Natural Gas | Gas Boiler - Insulate Steam Lines/Condensate Tank | A | Purchases (Incremental) | Achievable Technical Potential | 0 | 0 | 0.23714 | 0.41386 | 0.59015 | 0.78773 | 0.90673 | 1.0449 | 1.1813 | 1.3347 | 1.449 | 1.5804 | 1.7101 | 1.8605 | 1.9626 | 2.0867 | 2.2107 | 2.355 | 2.4504 | 2.5679 | 2.6822 | 2.7961
F14_Industrial_Agriculture_New_Space Heating_Natural Gas_Gas Boiler - Insulate Steam Lines/Condensate Tank_A_Achievable Technical Potential | F14 | Industrial | Agriculture | New | Space Heating | Natural Gas | Gas Boiler - Insulate Steam Lines/Condensate Tank | A | Purchases (Cumulative) | Achievable Technical Potential | 0 | 0 | 0.23714 | 0.65101 | 1.2412 | 2.0289 | 2.9356 | 3.9805 | 5.1617 | 6.4964 | 7.9454 | 9.5258 | 11.2358 | 13.0963 | 15.0589 | 17.1456 | 19.3563 | 21.7113 | 24.1617 | 26.7296 | 29.4117 | 32.2078
F1_Industrial_Agriculture_New_Process_Natural Gas_Gas Boiler - Insulate Steam Lines/Condensate Tank_A_Achievable Technical Potential | F1 | Industrial | Agriculture | New | Process | Natural Gas | Gas Boiler - Insulate Steam Lines/Condensate Tank | A | Original Unit Energy Savings (kWh or therms) | Achievable Technical Potential | 0 | 0 | 16.8499 | 16.8499 | 16.8499 | 16.8499 | 16.8499 | 16.8499 | 16.8499 | 16.8499 | 16.8499 | 16.8499 | 16.8499 | 16.8499 | 16.8499 | 16.8499 | 16.8499 | 16.8499 | 16.8499 | 16.8499 | 16.8499 | 16.8499
F2_Industrial_Agriculture_New_Process_Natural Gas_Gas Boiler - Insulate Steam Lines/Condensate Tank_A_Achievable Technical Potential | F2 | Industrial | Agriculture | New | Process | Natural Gas | Gas Boiler - Insulate Steam Lines/Condensate Tank | A | Original Unit Summer Peak Savings (kW) | Achievable Technical Potential | 0 | 0 | 0 | 0 | 0 | 0 | 0 | 0 | 0 | 0 | 0 | 0 | 0 | 0 | 0 | 0 | 0 | 0 | 0 | 0 | 0 | 0
F3_Industrial_Agriculture_New_Process_Natural Gas_Gas Boiler - Insulate Steam Lines/Condensate Tank_A_Achievable Technical Potential | F3 | Industrial | Agriculture | New | Process | Natural Gas | Gas Boiler - Insulate Steam Lines/Condensate Tank | A | Original Unit Winter Peak Savings (kW) | Achievable Technical Potential | 0 | 0 | 0 | 0 | 0 | 0 | 0 | 0 | 0 | 0 | 0 | 0 | 0 | 0 | 0 | 0 | 0 | 0 | 0 | 0 | 0 | 0
F4_Industrial_Agriculture_New_Process_Natural Gas_Gas Boiler - Insulate Steam Lines/Condensate Tank_A_Achievable Technical Potential | F4 | Industrial | Agriculture | New | Process | Natural Gas | Gas Boiler - Insulate Steam Lines/Condensate Tank | A | Standalone Impact on Baseline Energy (%) | Achievable Technical Potential | 0% | 0% | 0.02737% | 0.04305% | 0.05755% | 0.07048% | 0.0886% | 0.1043% | 0.1196% | 0.1332% | 0.1501% | 0.1649% | 0.1798% | 0.1926% | 0.21% | 0.2249% | 0.2396% | 0.2523% | 0.2698% | 0.2849% | 0.3001% | 0.3152%
F5_Industrial_Agriculture_New_Process_Natural Gas_Gas Boiler - Insulate Steam Lines/Condensate Tank_A_Achievable Technical Potential | F5 | Industrial | Agriculture | New | Process | Natural Gas | Gas Boiler - Insulate Steam Lines/Condensate Tank | A | Standalone Impact on Baseline Summer Peak (%) | Achievable Technical Potential | bar: 2019 to 2040
F6_Industrial_Agriculture_New_Process_Natural Gas_Gas Boiler - Insulate Steam Lines/Condensate Tank_A_Achievable Technical Potential | F6 | Industrial | Agriculture | New | Process | Natural Gas | Gas Boiler - Insulate Steam Lines/Condensate Tank | A | Standalone Impact on Baseline Winter Peak (%) | Achievable Technical Potential | bar: 2019 to 2040
F7_Industrial_Agriculture_New_Process_Natural Gas_Gas Boiler - Insulate Steam Lines/Condensate Tank_A_Achievable Technical Potential | F7 | Industrial | Agriculture | New | Process | Natural Gas | Gas Boiler - Insulate Steam Lines/Condensate Tank | A | Incremental Energy Savings (MWh or mTherms) | Achievable Technical Potential | 0 | 0 | 0.033054 | 0.057685 | 0.082256 | 0.1098 | 0.12638 | 0.14564 | 0.16465 | 0.18603 | 0.20196 | 0.22028 | 0.23835 | 0.25932 | 0.27355 | 0.29085 | 0.30813 | 0.32825 | 0.34154 | 0.35791 | 0.37384 | 0.38973
F8_Industrial_Agriculture_New_Process_Natural Gas_Gas Boiler - Insulate Steam Lines/Condensate Tank_A_Achievable Technical Potential | F8 | Industrial | Agriculture | New | Process | Natural Gas | Gas Boiler - Insulate Steam Lines/Condensate Tank | A | Incremental Summer Peak Savings (MW) | Achievable Technical Potential | 0 | 0 | 0 | 0 | 0 | 0 | 0 | 0 | 0 | 0 | 0 | 0 | 0 | 0 | 0 | 0 | 0 | 0 | 0 | 0 | 0 | 0
F9_Industrial_Agriculture_New_Process_Natural Gas_Gas Boiler - Insulate Steam Lines/Condensate Tank_A_Achievable Technical Potential | F9 | Industrial | Agriculture | New | Process | Natural Gas | Gas Boiler - Insulate Steam Lines/Condensate Tank | A | Incremental Winter Peak Savings (MW) | Achievable Technical Potential | 0 | 0 | 0 | 0 | 0 | 0 | 0 | 0 | 0 | 0 | 0 | 0 | 0 | 0 | 0 | 0 | 0 | 0 | 0 | 0 | 0 | 0
F10_Industrial_Agriculture_New_Process_Natural Gas_Gas Boiler - Insulate Steam Lines/Condensate Tank_A_Achievable Technical Potential | F10 | Industrial | Agriculture | New | Process | Natural Gas | Gas Boiler - Insulate Steam Lines/Condensate Tank | A | Cumulative Energy Savings (MWh or mTherms) | Achievable Technical Potential | 0 | 0 | 0.033054 | 0.090739 | 0.17299 | 0.28279 | 0.40917 | 0.55481 | 0.71945 | 0.90548 | 1.1074 | 1.3277 | 1.5661 | 1.8254 | 2.0989 | 2.3898 | 2.6979 | 3.0262 | 3.3677 | 3.7256 | 4.0995 | 4.4892
F11_Industrial_Agriculture_New_Process_Natural Gas_Gas Boiler - Insulate Steam Lines/Condensate Tank_A_Achievable Technical Potential | F11 | Industrial | Agriculture | New | Process | Natural Gas | Gas Boiler - Insulate Steam Lines/Condensate Tank | A | Cumulative Summer Peak Savings (MW) | Achievable Technical Potential | 0 | 0 | 0 | 0 | 0 | 0 | 0 | 0 | 0 | 0 | 0 | 0 | 0 | 0 | 0 | 0 | 0 | 0 | 0 | 0 | 0 | 0
F12_Industrial_Agriculture_New_Process_Natural Gas_Gas Boiler - Insulate Steam Lines/Condensate Tank_A_Achievable Technical Potential | F12 | Industrial | Agriculture | New | Process | Natural Gas | Gas Boiler - Insulate Steam Lines/Condensate Tank | A | Cumulative Winter Peak Savings (MW) | Achievable Technical Potential | 0 | 0 | 0 | 0 | 0 | 0 | 0 | 0 | 0 | 0 | 0 | 0 | 0 | 0 | 0 | 0 | 0 | 0 | 0 | 0 | 0 | 0
F13_Industrial_Agriculture_New_Process_Natural Gas_Gas Boiler - Insulate Steam Lines/Condensate Tank_A_Achievable Technical Potential | F13 | Industrial | Agriculture | New | Process | Natural Gas | Gas Boiler - Insulate Steam Lines/Condensate Tank | A | Purchases (Incremental) | Achievable Technical Potential | 0 | 0 | 1.9617 | 3.4235 | 4.8817 | 6.5161 | 7.5004 | 8.6431 | 9.7713 | 11.0405 | 11.9857 | 13.0728 | 14.1456 | 15.39 | 16.2345 | 17.261 | 18.2867 | 19.4807 | 20.2694 | 21.2413 | 22.1867 | 23.1293
F14_Industrial_Agriculture_New_Process_Natural Gas_Gas Boiler - Insulate Steam Lines/Condensate Tank_A_Achievable Technical Potential | F14 | Industrial | Agriculture | New | Process | Natural Gas | Gas Boiler - Insulate Steam Lines/Condensate Tank | A | Purchases (Cumulative) | Achievable Technical Potential | 0 | 0 | 1.9617 | 5.3851 | 10.2668 | 16.7829 | 24.2833 | 32.9264 | 42.6977 | 53.7381 | 65.7238 | 78.7967 | 92.9422 | 108.3322 | 124.5668 | 141.8278 | 160.1145 | 179.5952 | 199.8646 | 221.1059 | 243.2926 | 266.4219
F1_Industrial_Agriculture_New_Space Heating_Natural Gas_Gas Boiler - Insulate Hot Water Lines_A_Achievable Technical Potential | F1 | Industrial | Agriculture | New | Space Heating | Natural Gas | Gas Boiler - Insulate Hot Water Lines | A | Original Unit Energy Savings (kWh or therms) | Achievable Technical Potential | 0 | 0 | 13.6456 | 13.6456 | 13.6456 | 13.6456 | 13.6456 | 13.6456 | 13.6456 | 13.6456 | 13.6456 | 13.6456 | 13.6456 | 13.6456 | 13.6456 | 13.6456 | 13.6456 | 13.6456 | 13.6456 | 13.6456 | 13.6456 | 13.6456
F2_Industrial_Agriculture_New_Space Heating_Natural Gas_Gas Boiler - Insulate Hot Water Lines_A_Achievable Technical Potential | F2 | Industrial | Agriculture | New | Space Heating | Natural Gas | Gas Boiler - Insulate Hot Water Lines | A | Original Unit Summer Peak Savings (kW) | Achievable Technical Potential | 0 | 0 | 0 | 0 | 0 | 0 | 0 | 0 | 0 | 0 | 0 | 0 | 0 | 0 | 0 | 0 | 0 | 0 | 0 | 0 | 0 | 0
F3_Industrial_Agriculture_New_Space Heating_Natural Gas_Gas Boiler - Insulate Hot Water Lines_A_Achievable Technical Potential | F3 | Industrial | Agriculture | New | Space Heating | Natural Gas | Gas Boiler - Insulate Hot Water Lines | A | Original Unit Winter Peak Savings (kW) | Achievable Technical Potential | 0 | 0 | 0 | 0 | 0 | 0 | 0 | 0 | 0 | 0 | 0 | 0 | 0 | 0 | 0 | 0 | 0 | 0 | 0 | 0 | 0 | 0
F4_Industrial_Agriculture_New_Space Heating_Natural Gas_Gas Boiler - Insulate Hot Water Lines_A_Achievable Technical Potential | F4 | Industrial | Agriculture | New | Space Heating | Natural Gas | Gas Boiler - Insulate Hot Water Lines | A | Standalone Impact on Baseline Energy (%) | Achievable Technical Potential | 0% | 0% | 0.005818% | 0.009151% | 0.01224% | 0.01498% | 0.01883% | 0.02216% | 0.02542% | 0.02832% | 0.0319% | 0.03507% | 0.03822% | 0.04095% | 0.04464% | 0.0478% | 0.05094% | 0.05363% | 0.05736% | 0.06056% | 0.06379% | 0.06701%
F5_Industrial_Agriculture_New_Space Heating_Natural Gas_Gas Boiler - Insulate Hot Water Lines_A_Achievable Technical Potential | F5 | Industrial | Agriculture | New | Space Heating | Natural Gas | Gas Boiler - Insulate Hot Water Lines | A | Standalone Impact on Baseline Summer Peak (%) | Achievable Technical Potential | bar: 2019 to 2040
F6_Industrial_Agriculture_New_Space Heating_Natural Gas_Gas Boiler - Insulate Hot Water Lines_A_Achievable Technical Potential | F6 | Industrial | Agriculture | New | Space Heating | Natural Gas | Gas Boiler - Insulate Hot Water Lines | A | Standalone Impact on Baseline Winter Peak (%) | Achievable Technical Potential | bar: 2019 to 2040
F7_Industrial_Agriculture_New_Space Heating_Natural Gas_Gas Boiler - Insulate Hot Water Lines_A_Achievable Technical Potential | F7 | Industrial | Agriculture | New | Space Heating | Natural Gas | Gas Boiler - Insulate Hot Water Lines | A | Incremental Energy Savings (MWh or mTherms) | Achievable Technical Potential | 0 | 0 | 0.003236 | 0.0056474 | 0.0080529 | 0.010749 | 0.012373 | 0.014258 | 0.016119 | 0.018213 | 0.019772 | 0.021565 | 0.023335 | 0.025388 | 0.026781 | 0.028474 | 0.030166 | 0.032136 | 0.033437 | 0.03504 | 0.0366 | 0.038155
F8_Industrial_Agriculture_New_Space Heating_Natural Gas_Gas Boiler - Insulate Hot Water Lines_A_Achievable Technical Potential | F8 | Industrial | Agriculture | New | Space Heating | Natural Gas | Gas Boiler - Insulate Hot Water Lines | A | Incremental Summer Peak Savings (MW) | Achievable Technical Potential | 0 | 0 | 0 | 0 | 0 | 0 | 0 | 0 | 0 | 0 | 0 | 0 | 0 | 0 | 0 | 0 | 0 | 0 | 0 | 0 | 0 | 0
F9_Industrial_Agriculture_New_Space Heating_Natural Gas_Gas Boiler - Insulate Hot Water Lines_A_Achievable Technical Potential | F9 | Industrial | Agriculture | New | Space Heating | Natural Gas | Gas Boiler - Insulate Hot Water Lines | A | Incremental Winter Peak Savings (MW) | Achievable Technical Potential | 0 | 0 | 0 | 0 | 0 | 0 | 0 | 0 | 0 | 0 | 0 | 0 | 0 | 0 | 0 | 0 | 0 | 0 | 0 | 0 | 0 | 0
F10_Industrial_Agriculture_New_Space Heating_Natural Gas_Gas Boiler - Insulate Hot Water Lines_A_Achievable Technical Potential | F10 | Industrial | Agriculture | New | Space Heating | Natural Gas | Gas Boiler - Insulate Hot Water Lines | A | Cumulative Energy Savings (MWh or mTherms) | Achievable Technical Potential | 0 | 0 | 0.003236 | 0.0088834 | 0.016936 | 0.027685 | 0.040058 | 0.054316 | 0.070435 | 0.088648 | 0.10842 | 0.12998 | 0.15332 | 0.17871 | 0.20549 | 0.23396 | 0.26413 | 0.29626 | 0.3297 | 0.36474 | 0.40134 | 0.4395
F11_Industrial_Agriculture_New_Space Heating_Natural Gas_Gas Boiler - Insulate Hot Water Lines_A_Achievable Technical Potential | F11 | Industrial | Agriculture | New | Space Heating | Natural Gas | Gas Boiler - Insulate Hot Water Lines | A | Cumulative Summer Peak Savings (MW) | Achievable Technical Potential | 0 | 0 | 0 | 0 | 0 | 0 | 0 | 0 | 0 | 0 | 0 | 0 | 0 | 0 | 0 | 0 | 0 | 0 | 0 | 0 | 0 | 0
F12_Industrial_Agriculture_New_Space Heating_Natural Gas_Gas Boiler - Insulate Hot Water Lines_A_Achievable Technical Potential | F12 | Industrial | Agriculture | New | Space Heating | Natural Gas | Gas Boiler - Insulate Hot Water Lines | A | Cumulative Winter Peak Savings (MW) | Achievable Technical Potential | 0 | 0 | 0 | 0 | 0 | 0 | 0 | 0 | 0 | 0 | 0 | 0 | 0 | 0 | 0 | 0 | 0 | 0 | 0 | 0 | 0 | 0
F13_Industrial_Agriculture_New_Space Heating_Natural Gas_Gas Boiler - Insulate Hot Water Lines_A_Achievable Technical Potential | F13 | Industrial | Agriculture | New | Space Heating | Natural Gas | Gas Boiler - Insulate Hot Water Lines | A | Purchases (Incremental) | Achievable Technical Potential | 0 | 0 | 0.23714 | 0.41386 | 0.59015 | 0.78773 | 0.90673 | 1.0449 | 1.1813 | 1.3347 | 1.449 | 1.5804 | 1.7101 | 1.8605 | 1.9626 | 2.0867 | 2.2107 | 2.355 | 2.4504 | 2.5679 | 2.6822 | 2.7961
F14_Industrial_Agriculture_New_Space Heating_Natural Gas_Gas Boiler - Insulate Hot Water Lines_A_Achievable Technical Potential | F14 | Industrial | Agriculture | New | Space Heating | Natural Gas | Gas Boiler - Insulate Hot Water Lines | A | Purchases (Cumulative) | Achievable Technical Potential | 0 | 0 | 0.23714 | 0.65101 | 1.2412 | 2.0289 | 2.9356 | 3.9805 | 5.1617 | 6.4964 | 7.9454 | 9.5258 | 11.2358 | 13.0963 | 15.0589 | 17.1456 | 19.3563 | 21.7113 | 24.1617 | 26.7296 | 29.4117 | 32.2078
F1_Industrial_Agriculture_New_Process_Natural Gas_Gas Boiler - Insulate Hot Water Lines_A_Achievable Technical Potential | F1 | Industrial | Agriculture | New | Process | Natural Gas | Gas Boiler - Insulate Hot Water Lines | A | Original Unit Energy Savings (kWh or therms) | Achievable Technical Potential | 0 | 0 | 19.0457 | 19.0457 | 19.0457 | 19.0457 | 19.0457 | 19.0457 | 19.0457 | 19.0457 | 19.0457 | 19.0457 | 19.0457 | 19.0457 | 19.0457 | 19.0457 | 19.0457 | 19.0457 | 19.0457 | 19.0457 | 19.0457 | 19.0457
F2_Industrial_Agriculture_New_Process_Natural Gas_Gas Boiler - Insulate Hot Water Lines_A_Achievable Technical Potential | F2 | Industrial | Agriculture | New | Process | Natural Gas | Gas Boiler - Insulate Hot Water Lines | A | Original Unit Summer Peak Savings (kW) | Achievable Technical Potential | 0 | 0 | 0 | 0 | 0 | 0 | 0 | 0 | 0 | 0 | 0 | 0 | 0 | 0 | 0 | 0 | 0 | 0 | 0 | 0 | 0 | 0
F3_Industrial_Agriculture_New_Process_Natural Gas_Gas Boiler - Insulate Hot Water Lines_A_Achievable Technical Potential | F3 | Industrial | Agriculture | New | Process | Natural Gas | Gas Boiler - Insulate Hot Water Lines | A | Original Unit Winter Peak Savings (kW) | Achievable Technical Potential | 0 | 0 | 0 | 0 | 0 | 0 | 0 | 0 | 0 | 0 | 0 | 0 | 0 | 0 | 0 | 0 | 0 | 0 | 0 | 0 | 0 | 0
F4_Industrial_Agriculture_New_Process_Natural Gas_Gas Boiler - Insulate Hot Water Lines_A_Achievable Technical Potential | F4 | Industrial | Agriculture | New | Process | Natural Gas | Gas Boiler - Insulate Hot Water Lines | A | Standalone Impact on Baseline Energy (%) | Achievable Technical Potential | 0% | 0% | 0.03093% | 0.04866% | 0.06505% | 0.07967% | 0.1001% | 0.1178% | 0.1352% | 0.1506% | 0.1696% | 0.1864% | 0.2032% | 0.2177% | 0.2373% | 0.2542% | 0.2708% | 0.2852% | 0.305% | 0.322% | 0.3392% | 0.3563%
F5_Industrial_Agriculture_New_Process_Natural Gas_Gas Boiler - Insulate Hot Water Lines_A_Achievable Technical Potential | F5 | Industrial | Agriculture | New | Process | Natural Gas | Gas Boiler - Insulate Hot Water Lines | A | Standalone Impact on Baseline Summer Peak (%) | Achievable Technical Potential | bar: 2019 to 2040
F6_Industrial_Agriculture_New_Process_Natural Gas_Gas Boiler - Insulate Hot Water Lines_A_Achievable Technical Potential | F6 | Industrial | Agriculture | New | Process | Natural Gas | Gas Boiler - Insulate Hot Water Lines | A | Standalone Impact on Baseline Winter Peak (%) | Achievable Technical Potential | bar: 2019 to 2040
F7_Industrial_Agriculture_New_Process_Natural Gas_Gas Boiler - Insulate Hot Water Lines_A_Achievable Technical Potential | F7 | Industrial | Agriculture | New | Process | Natural Gas | Gas Boiler - Insulate Hot Water Lines | A | Incremental Energy Savings (MWh or mTherms) | Achievable Technical Potential | 0 | 0 | 0.037361 | 0.065202 | 0.092975 | 0.1241 | 0.14285 | 0.16461 | 0.1861 | 0.21027 | 0.22828 | 0.24898 | 0.26941 | 0.29311 | 0.3092 | 0.32875 | 0.34828 | 0.37102 | 0.38605 | 0.40456 | 0.42256 | 0.44051
F8_Industrial_Agriculture_New_Process_Natural Gas_Gas Boiler - Insulate Hot Water Lines_A_Achievable Technical Potential | F8 | Industrial | Agriculture | New | Process | Natural Gas | Gas Boiler - Insulate Hot Water Lines | A | Incremental Summer Peak Savings (MW) | Achievable Technical Potential | 0 | 0 | 0 | 0 | 0 | 0 | 0 | 0 | 0 | 0 | 0 | 0 | 0 | 0 | 0 | 0 | 0 | 0 | 0 | 0 | 0 | 0
F9_Industrial_Agriculture_New_Process_Natural Gas_Gas Boiler - Insulate Hot Water Lines_A_Achievable Technical Potential | F9 | Industrial | Agriculture | New | Process | Natural Gas | Gas Boiler - Insulate Hot Water Lines | A | Incremental Winter Peak Savings (MW) | Achievable Technical Potential | 0 | 0 | 0 | 0 | 0 | 0 | 0 | 0 | 0 | 0 | 0 | 0 | 0 | 0 | 0 | 0 | 0 | 0 | 0 | 0 | 0 | 0
F10_Industrial_Agriculture_New_Process_Natural Gas_Gas Boiler - Insulate Hot Water Lines_A_Achievable Technical Potential | F10 | Industrial | Agriculture | New | Process | Natural Gas | Gas Boiler - Insulate Hot Water Lines | A | Cumulative Energy Savings (MWh or mTherms) | Achievable Technical Potential | 0 | 0 | 0.037361 | 0.10256 | 0.19554 | 0.31964 | 0.46249 | 0.62711 | 0.81321 | 1.0235 | 1.2518 | 1.5007 | 1.7702 | 2.0633 | 2.3725 | 2.7012 | 3.0495 | 3.4205 | 3.8066 | 4.2111 | 4.6337 | 5.0742
F11_Industrial_Agriculture_New_Process_Natural Gas_Gas Boiler - Insulate Hot Water Lines_A_Achievable Technical Potential | F11 | Industrial | Agriculture | New | Process | Natural Gas | Gas Boiler - Insulate Hot Water Lines | A | Cumulative Summer Peak Savings (MW) | Achievable Technical Potential | 0 | 0 | 0 | 0 | 0 | 0 | 0 | 0 | 0 | 0 | 0 | 0 | 0 | 0 | 0 | 0 | 0 | 0 | 0 | 0 | 0 | 0
F12_Industrial_Agriculture_New_Process_Natural Gas_Gas Boiler - Insulate Hot Water Lines_A_Achievable Technical Potential | F12 | Industrial | Agriculture | New | Process | Natural Gas | Gas Boiler - Insulate Hot Water Lines | A | Cumulative Winter Peak Savings (MW) | Achievable Technical Potential | 0 | 0 | 0 | 0 | 0 | 0 | 0 | 0 | 0 | 0 | 0 | 0 | 0 | 0 | 0 | 0 | 0 | 0 | 0 | 0 | 0 | 0
F13_Industrial_Agriculture_New_Process_Natural Gas_Gas Boiler - Insulate Hot Water Lines_A_Achievable Technical Potential | F13 | Industrial | Agriculture | New | Process | Natural Gas | Gas Boiler - Insulate Hot Water Lines | A | Purchases (Incremental) | Achievable Technical Potential | 0 | 0 | 1.9617 | 3.4235 | 4.8817 | 6.5161 | 7.5004 | 8.6431 | 9.7713 | 11.0405 | 11.9857 | 13.0728 | 14.1456 | 15.39 | 16.2345 | 17.261 | 18.2867 | 19.4807 | 20.2694 | 21.2413 | 22.1867 | 23.1293
F14_Industrial_Agriculture_New_Process_Natural Gas_Gas Boiler - Insulate Hot Water Lines_A_Achievable Technical Potential | F14 | Industrial | Agriculture | New | Process | Natural Gas | Gas Boiler - Insulate Hot Water Lines | A | Purchases (Cumulative) | Achievable Technical Potential | 0 | 0 | 1.9617 | 5.3851 | 10.2668 | 16.7829 | 24.2833 | 32.9264 | 42.6977 | 53.7381 | 65.7238 | 78.7967 | 92.9422 | 108.3322 | 124.5668 | 141.8278 | 160.1145 | 179.5952 | 199.8646 | 221.1059 | 243.2926 | 266.4219
F1_Industrial_Agriculture_New_Process_Natural Gas_Process - Insulate Heated Process Fluids_A_Achievable Technical Potential | F1 | Industrial | Agriculture | New | Process | Natural Gas | Process - Insulate Heated Process Fluids | A | Original Unit Energy Savings (kWh or therms) | Achievable Technical Potential | 0 | 0 | 13.6092 | 13.6092 | 13.6092 | 13.6092 | 13.6092 | 13.6092 | 13.6092 | 13.6092 | 13.6092 | 13.6092 | 13.6092 | 13.6092 | 13.6092 | 13.6092 | 13.6092 | 13.6092 | 13.6092 | 13.6092 | 13.6092 | 13.6092
F2_Industrial_Agriculture_New_Process_Natural Gas_Process - Insulate Heated Process Fluids_A_Achievable Technical Potential | F2 | Industrial | Agriculture | New | Process | Natural Gas | Process - Insulate Heated Process Fluids | A | Original Unit Summer Peak Savings (kW) | Achievable Technical Potential | 0 | 0 | 0 | 0 | 0 | 0 | 0 | 0 | 0 | 0 | 0 | 0 | 0 | 0 | 0 | 0 | 0 | 0 | 0 | 0 | 0 | 0
F3_Industrial_Agriculture_New_Process_Natural Gas_Process - Insulate Heated Process Fluids_A_Achievable Technical Potential | F3 | Industrial | Agriculture | New | Process | Natural Gas | Process - Insulate Heated Process Fluids | A | Original Unit Winter Peak Savings (kW) | Achievable Technical Potential | 0 | 0 | 0 | 0 | 0 | 0 | 0 | 0 | 0 | 0 | 0 | 0 | 0 | 0 | 0 | 0 | 0 | 0 | 0 | 0 | 0 | 0
F4_Industrial_Agriculture_New_Process_Natural Gas_Process - Insulate Heated Process Fluids_A_Achievable Technical Potential | F4 | Industrial | Agriculture | New | Process | Natural Gas | Process - Insulate Heated Process Fluids | A | Standalone Impact on Baseline Energy (%) | Achievable Technical Potential | 0% | 0% | 0.04835% | 0.07605% | 0.1017% | 0.1245% | 0.1565% | 0.1794% | 0.1935% | 0.1991% | 0.2056% | 0.2064% | 0.205% | 0.1998% | 0.1985% | 0.194% | 0.189% | 0.1821% | 0.175% | 0.167% | 0.1599% | 0.1534%
F5_Industrial_Agriculture_New_Process_Natural Gas_Process - Insulate Heated Process Fluids_A_Achievable Technical Potential | F5 | Industrial | Agriculture | New | Process | Natural Gas | Process - Insulate Heated Process Fluids | A | Standalone Impact on Baseline Summer Peak (%) | Achievable Technical Potential | bar: 2019 to 2040
F6_Industrial_Agriculture_New_Process_Natural Gas_Process - Insulate Heated Process Fluids_A_Achievable Technical Potential | F6 | Industrial | Agriculture | New | Process | Natural Gas | Process - Insulate Heated Process Fluids | A | Standalone Impact on Baseline Winter Peak (%) | Achievable Technical Potential | bar: 2019 to 2040
F7_Industrial_Agriculture_New_Process_Natural Gas_Process - Insulate Heated Process Fluids_A_Achievable Technical Potential | F7 | Industrial | Agriculture | New | Process | Natural Gas | Process - Insulate Heated Process Fluids | A | Incremental Energy Savings (MWh or mTherms) | Achievable Technical Potential | 0 | 0 | 0.058398 | 0.10192 | 0.14533 | 0.19398 | 0.22329 | 0.23157 | 0.20944 | 0.18932 | 0.16442 | 0.14347 | 0.12419 | 0.10809 | 0.09122 | 0.07759 | 0.065761 | 0.056044 | 0.00039774 | 0.00014886 | 5.3006e-05 | 1.8019e-05
F8_Industrial_Agriculture_New_Process_Natural Gas_Process - Insulate Heated Process Fluids_A_Achievable Technical Potential | F8 | Industrial | Agriculture | New | Process | Natural Gas | Process - Insulate Heated Process Fluids | A | Incremental Summer Peak Savings (MW) | Achievable Technical Potential | 0 | 0 | 0 | 0 | 0 | 0 | 0 | 0 | 0 | 0 | 0 | 0 | 0 | 0 | 0 | 0 | 0 | 0 | 0 | 0 | 0 | 0
F9_Industrial_Agriculture_New_Process_Natural Gas_Process - Insulate Heated Process Fluids_A_Achievable Technical Potential | F9 | Industrial | Agriculture | New | Process | Natural Gas | Process - Insulate Heated Process Fluids | A | Incremental Winter Peak Savings (MW) | Achievable Technical Potential | 0 | 0 | 0 | 0 | 0 | 0 | 0 | 0 | 0 | 0 | 0 | 0 | 0 | 0 | 0 | 0 | 0 | 0 | 0 | 0 | 0 | 0
F10_Industrial_Agriculture_New_Process_Natural Gas_Process - Insulate Heated Process Fluids_A_Achievable Technical Potential | F10 | Industrial | Agriculture | New | Process | Natural Gas | Process - Insulate Heated Process Fluids | A | Cumulative Energy Savings (MWh or mTherms) | Achievable Technical Potential | 0 | 0 | 0.058398 | 0.16031 | 0.30564 | 0.49963 | 0.72291 | 0.95449 | 1.1639 | 1.3532 | 1.5177 | 1.6611 | 1.7853 | 1.8934 | 1.9846 | 2.0622 | 2.128 | 2.184 | 2.1844 | 2.1846 | 2.1846 | 2.1847
F11_Industrial_Agriculture_New_Process_Natural Gas_Process - Insulate Heated Process Fluids_A_Achievable Technical Potential | F11 | Industrial | Agriculture | New | Process | Natural Gas | Process - Insulate Heated Process Fluids | A | Cumulative Summer Peak Savings (MW) | Achievable Technical Potential | 0 | 0 | 0 | 0 | 0 | 0 | 0 | 0 | 0 | 0 | 0 | 0 | 0 | 0 | 0 | 0 | 0 | 0 | 0 | 0 | 0 | 0
F12_Industrial_Agriculture_New_Process_Natural Gas_Process - Insulate Heated Process Fluids_A_Achievable Technical Potential | F12 | Industrial | Agriculture | New | Process | Natural Gas | Process - Insulate Heated Process Fluids | A | Cumulative Winter Peak Savings (MW) | Achievable Technical Potential | 0 | 0 | 0 | 0 | 0 | 0 | 0 | 0 | 0 | 0 | 0 | 0 | 0 | 0 | 0 | 0 | 0 | 0 | 0 | 0 | 0 | 0
F13_Industrial_Agriculture_New_Process_Natural Gas_Process - Insulate Heated Process Fluids_A_Achievable Technical Potential | F13 | Industrial | Agriculture | New | Process | Natural Gas | Process - Insulate Heated Process Fluids | A | Purchases (Incremental) | Achievable Technical Potential | 0 | 0 | 4.2911 | 7.4888 | 10.6786 | 14.2539 | 16.4071 | 17.016 | 15.3898 | 13.9109 | 12.0815 | 10.5419 | 9.1256 | 7.9427 | 6.7028 | 5.7013 | 4.8321 | 4.1181 | 0.029226 | 0.010938 | 0.0038949 | 0.001324
F14_Industrial_Agriculture_New_Process_Natural Gas_Process - Insulate Heated Process Fluids_A_Achievable Technical Potential | F14 | Industrial | Agriculture | New | Process | Natural Gas | Process - Insulate Heated Process Fluids | A | Purchases (Cumulative) | Achievable Technical Potential | 0 | 0 | 4.2911 | 11.7799 | 22.4585 | 36.7124 | 53.1195 | 70.1355 | 85.5253 | 99.4362 | 111.5177 | 122.0596 | 131.1852 | 139.1278 | 145.8307 | 151.532 | 156.3641 | 160.4822 | 160.5114 | 160.5223 | 160.5262 | 160.5275
F1_Industrial_Agriculture_New_Process_Natural Gas_Process Heat Recovery_A_Achievable Technical Potential | F1 | Industrial | Agriculture | New | Process | Natural Gas | Process Heat Recovery | A | Original Unit Energy Savings (kWh or therms) | Achievable Technical Potential | 0 | 0 | 0.13629 | 0.13629 | 0.13629 | 0.13629 | 0.13629 | 0.13629 | 0.13629 | 0.13629 | 0.13629 | 0.13629 | 0.13629 | 0.13629 | 0.13629 | 0.13629 | 0.13629 | 0.13629 | 0.13629 | 0.13629 | 0.13629 | 0.13629
F2_Industrial_Agriculture_New_Process_Natural Gas_Process Heat Recovery_A_Achievable Technical Potential | F2 | Industrial | Agriculture | New | Process | Natural Gas | Process Heat Recovery | A | Original Unit Summer Peak Savings (kW) | Achievable Technical Potential | 0 | 0 | 0 | 0 | 0 | 0 | 0 | 0 | 0 | 0 | 0 | 0 | 0 | 0 | 0 | 0 | 0 | 0 | 0 | 0 | 0 | 0
F3_Industrial_Agriculture_New_Process_Natural Gas_Process Heat Recovery_A_Achievable Technical Potential | F3 | Industrial | Agriculture | New | Process | Natural Gas | Process Heat Recovery | A | Original Unit Winter Peak Savings (kW) | Achievable Technical Potential | 0 | 0 | 0 | 0 | 0 | 0 | 0 | 0 | 0 | 0 | 0 | 0 | 0 | 0 | 0 | 0 | 0 | 0 | 0 | 0 | 0 | 0
F4_Industrial_Agriculture_New_Process_Natural Gas_Process Heat Recovery_A_Achievable Technical Potential | F4 | Industrial | Agriculture | New | Process | Natural Gas | Process Heat Recovery | A | Standalone Impact on Baseline Energy (%) | Achievable Technical Potential | 0% | 0% | 0.01743% | 0.02742% | 0.03666% | 0.0449% | 0.05644% | 0.06466% | 0.06975% | 0.07177% | 0.07414% | 0.0744% | 0.0739% | 0.07204% | 0.07158% | 0.06996% | 0.06814% | 0.06396% | 0.06147% | 0.05866% | 0.05616% | 0.05387%
F5_Industrial_Agriculture_New_Process_Natural Gas_Process Heat Recovery_A_Achievable Technical Potential | F5 | Industrial | Agriculture | New | Process | Natural Gas | Process Heat Recovery | A | Standalone Impact on Baseline Summer Peak (%) | Achievable Technical Potential | bar: 2019 to 2040
F6_Industrial_Agriculture_New_Process_Natural Gas_Process Heat Recovery_A_Achievable Technical Potential | F6 | Industrial | Agriculture | New | Process | Natural Gas | Process Heat Recovery | A | Standalone Impact on Baseline Winter Peak (%) | Achievable Technical Potential | bar: 2019 to 2040
F7_Industrial_Agriculture_New_Process_Natural Gas_Process Heat Recovery_A_Achievable Technical Potential | F7 | Industrial | Agriculture | New | Process | Natural Gas | Process Heat Recovery | A | Incremental Energy Savings (MWh or mTherms) | Achievable Technical Potential | 0 | 0 | 0.021055 | 0.036744 | 0.052396 | 0.069938 | 0.080503 | 0.083491 | 0.075512 | 0.068255 | 0.059279 | 0.051725 | 0.044775 | 0.038972 | 0.032888 | 0.027974 | 0.023709 | 0.021055 | 0.036744 | 0.052396 | 0.069938 | 0.080503
F8_Industrial_Agriculture_New_Process_Natural Gas_Process Heat Recovery_A_Achievable Technical Potential | F8 | Industrial | Agriculture | New | Process | Natural Gas | Process Heat Recovery | A | Incremental Summer Peak Savings (MW) | Achievable Technical Potential | 0 | 0 | 0 | 0 | 0 | 0 | 0 | 0 | 0 | 0 | 0 | 0 | 0 | 0 | 0 | 0 | 0 | 0 | 0 | 0 | 0 | 0
F9_Industrial_Agriculture_New_Process_Natural Gas_Process Heat Recovery_A_Achievable Technical Potential | F9 | Industrial | Agriculture | New | Process | Natural Gas | Process Heat Recovery | A | Incremental Winter Peak Savings (MW) | Achievable Technical Potential | 0 | 0 | 0 | 0 | 0 | 0 | 0 | 0 | 0 | 0 | 0 | 0 | 0 | 0 | 0 | 0 | 0 | 0 | 0 | 0 | 0 | 0
F10_Industrial_Agriculture_New_Process_Natural Gas_Process Heat Recovery_A_Achievable Technical Potential | F10 | Industrial | Agriculture | New | Process | Natural Gas | Process Heat Recovery | A | Cumulative Energy Savings (MWh or mTherms) | Achievable Technical Potential | 0 | 0 | 0.021055 | 0.057799 | 0.11019 | 0.18013 | 0.26064 | 0.34413 | 0.41964 | 0.48789 | 0.54717 | 0.5989 | 0.64367 | 0.68264 | 0.71553 | 0.74351 | 0.76722 | 0.76722 | 0.76722 | 0.76722 | 0.76722 | 0.76722
F11_Industrial_Agriculture_New_Process_Natural Gas_Process Heat Recovery_A_Achievable Technical Potential | F11 | Industrial | Agriculture | New | Process | Natural Gas | Process Heat Recovery | A | Cumulative Summer Peak Savings (MW) | Achievable Technical Potential | 0 | 0 | 0 | 0 | 0 | 0 | 0 | 0 | 0 | 0 | 0 | 0 | 0 | 0 | 0 | 0 | 0 | 0 | 0 | 0 | 0 | 0
F12_Industrial_Agriculture_New_Process_Natural Gas_Process Heat Recovery_A_Achievable Technical Potential | F12 | Industrial | Agriculture | New | Process | Natural Gas | Process Heat Recovery | A | Cumulative Winter Peak Savings (MW) | Achievable Technical Potential | 0 | 0 | 0 | 0 | 0 | 0 | 0 | 0 | 0 | 0 | 0 | 0 | 0 | 0 | 0 | 0 | 0 | 0 | 0 | 0 | 0 | 0
F13_Industrial_Agriculture_New_Process_Natural Gas_Process Heat Recovery_A_Achievable Technical Potential | F13 | Industrial | Agriculture | New | Process | Natural Gas | Process Heat Recovery | A | Purchases (Incremental) | Achievable Technical Potential | 0 | 0 | 154.4795 | 269.596 | 384.4298 | 513.1404 | 590.6553 | 612.5756 | 554.0327 | 500.7933 | 434.9352 | 379.5084 | 328.52 | 285.9362 | 241.3023 | 205.2473 | 173.9549 | 154.4795 | 269.596 | 384.4298 | 513.1404 | 590.6553
F14_Industrial_Agriculture_New_Process_Natural Gas_Process Heat Recovery_A_Achievable Technical Potential | F14 | Industrial | Agriculture | New | Process | Natural Gas | Process Heat Recovery | A | Purchases (Cumulative) | Achievable Technical Potential | 0 | 0 | 154.4795 | 424.0755 | 808.5053 | 1321.6458 | 1912.301 | 2524.8767 | 3078.9094 | 3579.7027 | 4014.6379 | 4394.1462 | 4722.6663 | 5008.6024 | 5249.9047 | 5455.1521 | 5629.107 | 5629.107 | 5629.107 | 5629.107 | 5629.107 | 5629.107
F1_Industrial_Agriculture_New_Space Heating_Natural Gas_Building Automation System_A_Achievable Technical Potential | F1 | Industrial | Agriculture | New | Space Heating | Natural Gas | Building Automation System | A | Original Unit Energy Savings (kWh or therms) | Achievable Technical Potential | 0 | 0 | 0.01486 | 0.01486 | 0.01486 | 0.01486 | 0.01486 | 0.01486 | 0.01486 | 0.01486 | 0.01486 | 0.01486 | 0.01486 | 0.01486 | 0.01486 | 0.01486 | 0.01486 | 0.01486 | 0.01486 | 0.01486 | 0.01486 | 0.01486
F2_Industrial_Agriculture_New_Space Heating_Natural Gas_Building Automation System_A_Achievable Technical Potential | F2 | Industrial | Agriculture | New | Space Heating | Natural Gas | Building Automation System | A | Original Unit Summer Peak Savings (kW) | Achievable Technical Potential | 0 | 0 | 0 | 0 | 0 | 0 | 0 | 0 | 0 | 0 | 0 | 0 | 0 | 0 | 0 | 0 | 0 | 0 | 0 | 0 | 0 | 0
F3_Industrial_Agriculture_New_Space Heating_Natural Gas_Building Automation System_A_Achievable Technical Potential | F3 | Industrial | Agriculture | New | Space Heating | Natural Gas | Building Automation System | A | Original Unit Winter Peak Savings (kW) | Achievable Technical Potential | 0 | 0 | 0 | 0 | 0 | 0 | 0 | 0 | 0 | 0 | 0 | 0 | 0 | 0 | 0 | 0 | 0 | 0 | 0 | 0 | 0 | 0
F4_Industrial_Agriculture_New_Space Heating_Natural Gas_Building Automation System_A_Achievable Technical Potential | F4 | Industrial | Agriculture | New | Space Heating | Natural Gas | Building Automation System | A | Standalone Impact on Baseline Energy (%) | Achievable Technical Potential | 0% | 0% | 0.01308% | 0.03364% | 0.07001% | 0.128% | 0.2258% | 0.3601% | 0.5418% | 0.7689% | 1.066% | 1.4% | 1.767% | 2.128% | 2.523% | 2.85% | 3.11% | 3.265% | 3.398% | 3.416% | 3.365% | 3.268%
F5_Industrial_Agriculture_New_Space Heating_Natural Gas_Building Automation System_A_Achievable Technical Potential | F5 | Industrial | Agriculture | New | Space Heating | Natural Gas | Building Automation System | A | Standalone Impact on Baseline Summer Peak (%) | Achievable Technical Potential | bar: 2019 to 2040
F6_Industrial_Agriculture_New_Space Heating_Natural Gas_Building Automation System_A_Achievable Technical Potential | F6 | Industrial | Agriculture | New | Space Heating | Natural Gas | Building Automation System | A | Standalone Impact on Baseline Winter Peak (%) | Achievable Technical Potential | bar: 2019 to 2040
F7_Industrial_Agriculture_New_Space Heating_Natural Gas_Building Automation System_A_Achievable Technical Potential | F7 | Industrial | Agriculture | New | Space Heating | Natural Gas | Building Automation System | A | Incremental Energy Savings (MWh or mTherms) | Achievable Technical Potential | 0 | 0 | 0.0072748 | 0.025378 | 0.064254 | 0.13951 | 0.24375 | 0.40228 | 0.61865 | 0.90615 | 1.2167 | 1.5649 | 1.8998 | 2.1988 | 2.3292 | 2.3345 | 2.1745 | 1.9157 | 1.5243 | 1.1059 | 0.73797 | 0.50173
F8_Industrial_Agriculture_New_Space Heating_Natural Gas_Building Automation System_A_Achievable Technical Potential | F8 | Industrial | Agriculture | New | Space Heating | Natural Gas | Building Automation System | A | Incremental Summer Peak Savings (MW) | Achievable Technical Potential | 0 | 0 | 0 | 0 | 0 | 0 | 0 | 0 | 0 | 0 | 0 | 0 | 0 | 0 | 0 | 0 | 0 | 0 | 0 | 0 | 0 | 0
F9_Industrial_Agriculture_New_Space Heating_Natural Gas_Building Automation System_A_Achievable Technical Potential | F9 | Industrial | Agriculture | New | Space Heating | Natural Gas | Building Automation System | A | Incremental Winter Peak Savings (MW) | Achievable Technical Potential | 0 | 0 | 0 | 0 | 0 | 0 | 0 | 0 | 0 | 0 | 0 | 0 | 0 | 0 | 0 | 0 | 0 | 0 | 0 | 0 | 0 | 0
F10_Industrial_Agriculture_New_Space Heating_Natural Gas_Building Automation System_A_Achievable Technical Potential | F10 | Industrial | Agriculture | New | Space Heating | Natural Gas | Building Automation System | A | Cumulative Energy Savings (MWh or mTherms) | Achievable Technical Potential | 0 | 0 | 0.0072748 | 0.032653 | 0.096907 | 0.23642 | 0.48017 | 0.88245 | 1.5011 | 2.4072 | 3.624 | 5.1889 | 7.0887 | 9.2876 | 11.6168 | 13.9513 | 16.1258 | 18.0342 | 19.5331 | 20.5747 | 21.1732 | 21.4311
F11_Industrial_Agriculture_New_Space Heating_Natural Gas_Building Automation System_A_Achievable Technical Potential | F11 | Industrial | Agriculture | New | Space Heating | Natural Gas | Building Automation System | A | Cumulative Summer Peak Savings (MW) | Achievable Technical Potential | 0 | 0 | 0 | 0 | 0 | 0 | 0 | 0 | 0 | 0 | 0 | 0 | 0 | 0 | 0 | 0 | 0 | 0 | 0 | 0 | 0 | 0
F12_Industrial_Agriculture_New_Space Heating_Natural Gas_Building Automation System_A_Achievable Technical Potential | F12 | Industrial | Agriculture | New | Space Heating | Natural Gas | Building Automation System | A | Cumulative Winter Peak Savings (MW) | Achievable Technical Potential | 0 | 0 | 0 | 0 | 0 | 0 | 0 | 0 | 0 | 0 | 0 | 0 | 0 | 0 | 0 | 0 | 0 | 0 | 0 | 0 | 0 | 0
F13_Industrial_Agriculture_New_Space Heating_Natural Gas_Building Automation System_A_Achievable Technical Potential | F13 | Industrial | Agriculture | New | Space Heating | Natural Gas | Building Automation System | A | Purchases (Incremental) | Achievable Technical Potential | 0 | 0 | 489.5435 | 1707.7815 | 4323.8203 | 9388.0962 | 16402.3914 | 27070.6155 | 41630.3868 | 60977.4901 | 81875.6488 | 105308.3763 | 127844.2272 | 147966.4049 | 156738.2058 | 157094.158 | 146328.3567 | 128913.4765 | 102572.0472 | 74416.2173 | 49659.7389 | 33762.7387
F14_Industrial_Agriculture_New_Space Heating_Natural Gas_Building Automation System_A_Achievable Technical Potential | F14 | Industrial | Agriculture | New | Space Heating | Natural Gas | Building Automation System | A | Purchases (Cumulative) | Achievable Technical Potential | 0 | 0 | 489.5435 | 2197.325 | 6521.1453 | 15909.2416 | 32311.633 | 59382.2486 | 101012.6354 | 161990.1255 | 243865.7744 | 349174.1506 | 477018.3779 | 624984.7828 | 781722.9886 | 938817.1466 | 1085145.5033 | 1213569.4363 | 1314433.7019 | 1384526.0989 | 1424797.7416 | 1442158.0888
F1_Industrial_Agriculture_New_Space Heating_Natural Gas_Steam System Efficiency Improvements_A_Achievable Technical Potential | F1 | Industrial | Agriculture | New | Space Heating | Natural Gas | Steam System Efficiency Improvements | A | Original Unit Energy Savings (kWh or therms) | Achievable Technical Potential | 0 | 0 | 0.13322 | 0.13322 | 0.13322 | 0.13322 | 0.13322 | 0.13322 | 0.13322 | 0.13322 | 0.13322 | 0.13322 | 0.13322 | 0.13322 | 0.13322 | 0.13322 | 0.13322 | 0.13322 | 0.13322 | 0.13322 | 0.13322 | 0.13322
F2_Industrial_Agriculture_New_Space Heating_Natural Gas_Steam System Efficiency Improvements_A_Achievable Technical Potential | F2 | Industrial | Agriculture | New | Space Heating | Natural Gas | Steam System Efficiency Improvements | A | Original Unit Summer Peak Savings (kW) | Achievable Technical Potential | 0 | 0 | 0 | 0 | 0 | 0 | 0 | 0 | 0 | 0 | 0 | 0 | 0 | 0 | 0 | 0 | 0 | 0 | 0 | 0 | 0 | 0
F3_Industrial_Agriculture_New_Space Heating_Natural Gas_Steam System Efficiency Improvements_A_Achievable Technical Potential | F3 | Industrial | Agriculture | New | Space Heating | Natural Gas | Steam System Efficiency Improvements | A | Original Unit Winter Peak Savings (kW) | Achievable Technical Potential | 0 | 0 | 0 | 0 | 0 | 0 | 0 | 0 | 0 | 0 | 0 | 0 | 0 | 0 | 0 | 0 | 0 | 0 | 0 | 0 | 0 | 0
F4_Industrial_Agriculture_New_Space Heating_Natural Gas_Steam System Efficiency Improvements_A_Achievable Technical Potential | F4 | Industrial | Agriculture | New | Space Heating | Natural Gas | Steam System Efficiency Improvements | A | Standalone Impact on Baseline Energy (%) | Achievable Technical Potential | 0% | 0% | 0.0008309% | 0.002137% | 0.004448% | 0.008129% | 0.01434% | 0.02269% | 0.03367% | 0.04689% | 0.06333% | 0.08071% | 0.09831% | 0.1134% | 0.1271% | 0.1341% | 0.134% | 0.1259% | 0.121% | 0.1155% | 0.1105% | 0.106%
F5_Industrial_Agriculture_New_Space Heating_Natural Gas_Steam System Efficiency Improvements_A_Achievable Technical Potential | F5 | Industrial | Agriculture | New | Space Heating | Natural Gas | Steam System Efficiency Improvements | A | Standalone Impact on Baseline Summer Peak (%) | Achievable Technical Potential | bar: 2019 to 2040
F6_Industrial_Agriculture_New_Space Heating_Natural Gas_Steam System Efficiency Improvements_A_Achievable Technical Potential | F6 | Industrial | Agriculture | New | Space Heating | Natural Gas | Steam System Efficiency Improvements | A | Standalone Impact on Baseline Winter Peak (%) | Achievable Technical Potential | bar: 2019 to 2040
F7_Industrial_Agriculture_New_Space Heating_Natural Gas_Steam System Efficiency Improvements_A_Achievable Technical Potential | F7 | Industrial | Agriculture | New | Space Heating | Natural Gas | Steam System Efficiency Improvements | A | Incremental Energy Savings (MWh or mTherms) | Achievable Technical Potential | 0 | 0 | 0.00046221 | 0.0016124 | 0.0040824 | 0.0088639 | 0.015487 | 0.025559 | 0.039306 | 0.057573 | 0.077304 | 0.099428 | 0.12071 | 0.1397 | 0.14799 | 0.14832 | 0.13816 | 0.12172 | 0.14132 | 0.15207 | 0.15719 | 0.15364
F8_Industrial_Agriculture_New_Space Heating_Natural Gas_Steam System Efficiency Improvements_A_Achievable Technical Potential | F8 | Industrial | Agriculture | New | Space Heating | Natural Gas | Steam System Efficiency Improvements | A | Incremental Summer Peak Savings (MW) | Achievable Technical Potential | 0 | 0 | 0 | 0 | 0 | 0 | 0 | 0 | 0 | 0 | 0 | 0 | 0 | 0 | 0 | 0 | 0 | 0 | 0 | 0 | 0 | 0
F9_Industrial_Agriculture_New_Space Heating_Natural Gas_Steam System Efficiency Improvements_A_Achievable Technical Potential | F9 | Industrial | Agriculture | New | Space Heating | Natural Gas | Steam System Efficiency Improvements | A | Incremental Winter Peak Savings (MW) | Achievable Technical Potential | 0 | 0 | 0 | 0 | 0 | 0 | 0 | 0 | 0 | 0 | 0 | 0 | 0 | 0 | 0 | 0 | 0 | 0 | 0 | 0 | 0 | 0
F10_Industrial_Agriculture_New_Space Heating_Natural Gas_Steam System Efficiency Improvements_A_Achievable Technical Potential | F10 | Industrial | Agriculture | New | Space Heating | Natural Gas | Steam System Efficiency Improvements | A | Cumulative Energy Savings (MWh or mTherms) | Achievable Technical Potential | 0 | 0 | 0.00046221 | 0.0020746 | 0.006157 | 0.015021 | 0.030507 | 0.055604 | 0.093298 | 0.14679 | 0.21523 | 0.29917 | 0.39432 | 0.49472 | 0.58513 | 0.65615 | 0.69488 | 0.69543 | 0.69543 | 0.69543 | 0.69543 | 0.69543
F11_Industrial_Agriculture_New_Space Heating_Natural Gas_Steam System Efficiency Improvements_A_Achievable Technical Potential | F11 | Industrial | Agriculture | New | Space Heating | Natural Gas | Steam System Efficiency Improvements | A | Cumulative Summer Peak Savings (MW) | Achievable Technical Potential | 0 | 0 | 0 | 0 | 0 | 0 | 0 | 0 | 0 | 0 | 0 | 0 | 0 | 0 | 0 | 0 | 0 | 0 | 0 | 0 | 0 | 0
F12_Industrial_Agriculture_New_Space Heating_Natural Gas_Steam System Efficiency Improvements_A_Achievable Technical Potential | F12 | Industrial | Agriculture | New | Space Heating | Natural Gas | Steam System Efficiency Improvements | A | Cumulative Winter Peak Savings (MW) | Achievable Technical Potential | 0 | 0 | 0 | 0 | 0 | 0 | 0 | 0 | 0 | 0 | 0 | 0 | 0 | 0 | 0 | 0 | 0 | 0 | 0 | 0 | 0 | 0
F13_Industrial_Agriculture_New_Space Heating_Natural Gas_Steam System Efficiency Improvements_A_Achievable Technical Potential | F13 | Industrial | Agriculture | New | Space Heating | Natural Gas | Steam System Efficiency Improvements | A | Purchases (Incremental) | Achievable Technical Potential | 0 | 0 | 3.4695 | 12.1033 | 30.6434 | 66.5346 | 116.2458 | 191.8528 | 295.0396 | 432.1549 | 580.2627 | 746.3333 | 906.0477 | 1048.656 | 1110.8228 | 1113.3455 | 1037.047 | 913.6256 | 1060.7593 | 1141.4663 | 1179.8801 | 1153.2927
F14_Industrial_Agriculture_New_Space Heating_Natural Gas_Steam System Efficiency Improvements_A_Achievable Technical Potential | F14 | Industrial | Agriculture | New | Space Heating | Natural Gas | Steam System Efficiency Improvements | A | Purchases (Cumulative) | Achievable Technical Potential | 0 | 0 | 3.4695 | 15.5727 | 46.2162 | 112.7507 | 228.9965 | 417.3798 | 700.3162 | 1101.8277 | 1615.5558 | 2245.6434 | 2959.8383 | 3713.4547 | 4392.1226 | 4925.2054 | 5215.919 | 5220.0274 | 5220.0274 | 5220.0274 | 5220.0274 | 5220.0274
F1_Industrial_Agriculture_New_Process_Natural Gas_Steam System Efficiency Improvements_A_Achievable Technical Potential | F1 | Industrial | Agriculture | New | Process | Natural Gas | Steam System Efficiency Improvements | A | Original Unit Energy Savings (kWh or therms) | Achievable Technical Potential | 0 | 0 | 0.18594 | 0.18594 | 0.18594 | 0.18594 | 0.18594 | 0.18594 | 0.18594 | 0.18594 | 0.18594 | 0.18594 | 0.18594 | 0.18594 | 0.18594 | 0.18594 | 0.18594 | 0.18594 | 0.18594 | 0.18594 | 0.18594 | 0.18594
F2_Industrial_Agriculture_New_Process_Natural Gas_Steam System Efficiency Improvements_A_Achievable Technical Potential | F2 | Industrial | Agriculture | New | Process | Natural Gas | Steam System Efficiency Improvements | A | Original Unit Summer Peak Savings (kW) | Achievable Technical Potential | 0 | 0 | 0 | 0 | 0 | 0 | 0 | 0 | 0 | 0 | 0 | 0 | 0 | 0 | 0 | 0 | 0 | 0 | 0 | 0 | 0 | 0
F3_Industrial_Agriculture_New_Process_Natural Gas_Steam System Efficiency Improvements_A_Achievable Technical Potential | F3 | Industrial | Agriculture | New | Process | Natural Gas | Steam System Efficiency Improvements | A | Original Unit Winter Peak Savings (kW) | Achievable Technical Potential | 0 | 0 | 0 | 0 | 0 | 0 | 0 | 0 | 0 | 0 | 0 | 0 | 0 | 0 | 0 | 0 | 0 | 0 | 0 | 0 | 0 | 0
F4_Industrial_Agriculture_New_Process_Natural Gas_Steam System Efficiency Improvements_A_Achievable Technical Potential | F4 | Industrial | Agriculture | New | Process | Natural Gas | Steam System Efficiency Improvements | A | Standalone Impact on Baseline Energy (%) | Achievable Technical Potential | 0% | 0% | 9.293e-05% | 0.000239% | 0.0004974% | 0.0009092% | 0.001604% | 0.002537% | 0.003766% | 0.005244% | 0.007082% | 0.009026% | 0.01099% | 0.01268% | 0.01422% | 0.01499% | 0.01499% | 0.01408% | 0.01353% | 0.01291% | 0.01236% | 0.01186%
F5_Industrial_Agriculture_New_Process_Natural Gas_Steam System Efficiency Improvements_A_Achievable Technical Potential | F5 | Industrial | Agriculture | New | Process | Natural Gas | Steam System Efficiency Improvements | A | Standalone Impact on Baseline Summer Peak (%) | Achievable Technical Potential | bar: 2019 to 2040
F6_Industrial_Agriculture_New_Process_Natural Gas_Steam System Efficiency Improvements_A_Achievable Technical Potential | F6 | Industrial | Agriculture | New | Process | Natural Gas | Steam System Efficiency Improvements | A | Standalone Impact on Baseline Winter Peak (%) | Achievable Technical Potential | bar: 2019 to 2040
F7_Industrial_Agriculture_New_Process_Natural Gas_Steam System Efficiency Improvements_A_Achievable Technical Potential | F7 | Industrial | Agriculture | New | Process | Natural Gas | Steam System Efficiency Improvements | A | Incremental Energy Savings (MWh or mTherms) | Achievable Technical Potential | 0 | 0 | 0.00011225 | 0.00039157 | 0.00099139 | 0.0021526 | 0.0037608 | 0.0062069 | 0.0095453 | 0.013981 | 0.018773 | 0.024146 | 0.029313 | 0.033927 | 0.035938 | 0.03602 | 0.033551 | 0.029558 | 0.034318 | 0.036929 | 0.038172 | 0.037312
F8_Industrial_Agriculture_New_Process_Natural Gas_Steam System Efficiency Improvements_A_Achievable Technical Potential | F8 | Industrial | Agriculture | New | Process | Natural Gas | Steam System Efficiency Improvements | A | Incremental Summer Peak Savings (MW) | Achievable Technical Potential | 0 | 0 | 0 | 0 | 0 | 0 | 0 | 0 | 0 | 0 | 0 | 0 | 0 | 0 | 0 | 0 | 0 | 0 | 0 | 0 | 0 | 0
F9_Industrial_Agriculture_New_Process_Natural Gas_Steam System Efficiency Improvements_A_Achievable Technical Potential | F9 | Industrial | Agriculture | New | Process | Natural Gas | Steam System Efficiency Improvements | A | Incremental Winter Peak Savings (MW) | Achievable Technical Potential | 0 | 0 | 0 | 0 | 0 | 0 | 0 | 0 | 0 | 0 | 0 | 0 | 0 | 0 | 0 | 0 | 0 | 0 | 0 | 0 | 0 | 0
F10_Industrial_Agriculture_New_Process_Natural Gas_Steam System Efficiency Improvements_A_Achievable Technical Potential | F10 | Industrial | Agriculture | New | Process | Natural Gas | Steam System Efficiency Improvements | A | Cumulative Energy Savings (MWh or mTherms) | Achievable Technical Potential | 0 | 0 | 0.00011225 | 0.00050382 | 0.0014952 | 0.0036478 | 0.0074086 | 0.013503 | 0.022657 | 0.035647 | 0.052267 | 0.072652 | 0.095758 | 0.12014 | 0.1421 | 0.15934 | 0.16875 | 0.16888 | 0.16888 | 0.16888 | 0.16888 | 0.16888
F11_Industrial_Agriculture_New_Process_Natural Gas_Steam System Efficiency Improvements_A_Achievable Technical Potential | F11 | Industrial | Agriculture | New | Process | Natural Gas | Steam System Efficiency Improvements | A | Cumulative Summer Peak Savings (MW) | Achievable Technical Potential | 0 | 0 | 0 | 0 | 0 | 0 | 0 | 0 | 0 | 0 | 0 | 0 | 0 | 0 | 0 | 0 | 0 | 0 | 0 | 0 | 0 | 0
F12_Industrial_Agriculture_New_Process_Natural Gas_Steam System Efficiency Improvements_A_Achievable Technical Potential | F12 | Industrial | Agriculture | New | Process | Natural Gas | Steam System Efficiency Improvements | A | Cumulative Winter Peak Savings (MW) | Achievable Technical Potential | 0 | 0 | 0 | 0 | 0 | 0 | 0 | 0 | 0 | 0 | 0 | 0 | 0 | 0 | 0 | 0 | 0 | 0 | 0 | 0 | 0 | 0
F13_Industrial_Agriculture_New_Process_Natural Gas_Steam System Efficiency Improvements_A_Achievable Technical Potential | F13 | Industrial | Agriculture | New | Process | Natural Gas | Steam System Efficiency Improvements | A | Purchases (Incremental) | Achievable Technical Potential | 0 | 0 | 0.60365 | 2.1059 | 5.3317 | 11.5764 | 20.2257 | 33.3807 | 51.3343 | 75.1912 | 100.9606 | 129.8554 | 157.6443 | 182.4569 | 193.2734 | 193.7123 | 180.4371 | 158.9628 | 184.5628 | 198.6051 | 205.2888 | 200.6628
F14_Industrial_Agriculture_New_Process_Natural Gas_Steam System Efficiency Improvements_A_Achievable Technical Potential | F14 | Industrial | Agriculture | New | Process | Natural Gas | Steam System Efficiency Improvements | A | Purchases (Cumulative) | Achievable Technical Potential | 0 | 0 | 0.60365 | 2.7095 | 8.0412 | 19.6176 | 39.8434 | 72.6204 | 121.8489 | 191.7083 | 281.0925 | 390.7222 | 514.9859 | 646.1085 | 764.1907 | 856.9425 | 907.5241 | 908.2389 | 908.2389 | 908.2389 | 908.2389 | 908.2389
F1_Industrial_Agriculture_New_Space Heating_Natural Gas_Strategic Energy Management_A_Achievable Technical Potential | F1 | Industrial | Agriculture | New | Space Heating | Natural Gas | Strategic Energy Management | A | Original Unit Energy Savings (kWh or therms) | Achievable Technical Potential | 0 | 0 | 3.9186 | 3.9186 | 3.9186 | 3.9186 | 3.9186 | 3.9186 | 3.9186 | 3.9186 | 3.9186 | 3.9186 | 3.9186 | 3.9186 | 3.9186 | 3.9186 | 3.9186 | 3.9186 | 3.9186 | 3.9186 | 3.9186 | 3.9186
F2_Industrial_Agriculture_New_Space Heating_Natural Gas_Strategic Energy Management_A_Achievable Technical Potential | F2 | Industrial | Agriculture | New | Space Heating | Natural Gas | Strategic Energy Management | A | Original Unit Summer Peak Savings (kW) | Achievable Technical Potential | 0 | 0 | 0 | 0 | 0 | 0 | 0 | 0 | 0 | 0 | 0 | 0 | 0 | 0 | 0 | 0 | 0 | 0 | 0 | 0 | 0 | 0
F3_Industrial_Agriculture_New_Space Heating_Natural Gas_Strategic Energy Management_A_Achievable Technical Potential | F3 | Industrial | Agriculture | New | Space Heating | Natural Gas | Strategic Energy Management | A | Original Unit Winter Peak Savings (kW) | Achievable Technical Potential | 0 | 0 | 0 | 0 | 0 | 0 | 0 | 0 | 0 | 0 | 0 | 0 | 0 | 0 | 0 | 0 | 0 | 0 | 0 | 0 | 0 | 0
F4_Industrial_Agriculture_New_Space Heating_Natural Gas_Strategic Energy Management_A_Achievable Technical Potential | F4 | Industrial | Agriculture | New | Space Heating | Natural Gas | Strategic Energy Management | A | Standalone Impact on Baseline Energy (%) | Achievable Technical Potential | 0% | 0% | 0.08224% | 0.1294% | 0.173% | 0.2118% | 0.2663% | 0.2946% | 0.314% | 0.3238% | 0.3358% | 0.3429% | 0.3489% | 0.3507% | 0.3588% | 0.3626% | 0.3657% | 0.3575% | 0.3495% | 0.334% | 0.3198% | 0.3067%
F5_Industrial_Agriculture_New_Space Heating_Natural Gas_Strategic Energy Management_A_Achievable Technical Potential | F5 | Industrial | Agriculture | New | Space Heating | Natural Gas | Strategic Energy Management | A | Standalone Impact on Baseline Summer Peak (%) | Achievable Technical Potential | bar: 2019 to 2040
F6_Industrial_Agriculture_New_Space Heating_Natural Gas_Strategic Energy Management_A_Achievable Technical Potential | F6 | Industrial | Agriculture | New | Space Heating | Natural Gas | Strategic Energy Management | A | Standalone Impact on Baseline Winter Peak (%) | Achievable Technical Potential | bar: 2019 to 2040
F7_Industrial_Agriculture_New_Space Heating_Natural Gas_Strategic Energy Management_A_Achievable Technical Potential | F7 | Industrial | Agriculture | New | Space Heating | Natural Gas | Strategic Energy Management | A | Incremental Energy Savings (MWh or mTherms) | Achievable Technical Potential | 0 | 0 | 0.045744 | 0.079833 | 0.11384 | 0.15195 | 0.1749 | 0.20155 | 0.22786 | 0.25746 | 0.2795 | 0.30485 | 0.32987 | 0.35888 | 0.37858 | 0.40252 | 0.42643 | 0.45428 | 0.47267 | 0.49533 | 0.55447 | 0.60134
F8_Industrial_Agriculture_New_Space Heating_Natural Gas_Strategic Energy Management_A_Achievable Technical Potential | F8 | Industrial | Agriculture | New | Space Heating | Natural Gas | Strategic Energy Management | A | Incremental Summer Peak Savings (MW) | Achievable Technical Potential | 0 | 0 | 0 | 0 | 0 | 0 | 0 | 0 | 0 | 0 | 0 | 0 | 0 | 0 | 0 | 0 | 0 | 0 | 0 | 0 | 0 | 0
F9_Industrial_Agriculture_New_Space Heating_Natural Gas_Strategic Energy Management_A_Achievable Technical Potential | F9 | Industrial | Agriculture | New | Space Heating | Natural Gas | Strategic Energy Management | A | Incremental Winter Peak Savings (MW) | Achievable Technical Potential | 0 | 0 | 0 | 0 | 0 | 0 | 0 | 0 | 0 | 0 | 0 | 0 | 0 | 0 | 0 | 0 | 0 | 0 | 0 | 0 | 0 | 0
F10_Industrial_Agriculture_New_Space Heating_Natural Gas_Strategic Energy Management_A_Achievable Technical Potential | F10 | Industrial | Agriculture | New | Space Heating | Natural Gas | Strategic Energy Management | A | Cumulative Energy Savings (MWh or mTherms) | Achievable Technical Potential | 0 | 0 | 0.045744 | 0.12558 | 0.23941 | 0.39137 | 0.56627 | 0.72208 | 0.8701 | 1.0137 | 1.1413 | 1.2712 | 1.3995 | 1.5306 | 1.6517 | 1.7747 | 1.8963 | 1.9749 | 2.0089 | 2.0118 | 2.0118 | 2.0118
F11_Industrial_Agriculture_New_Space Heating_Natural Gas_Strategic Energy Management_A_Achievable Technical Potential | F11 | Industrial | Agriculture | New | Space Heating | Natural Gas | Strategic Energy Management | A | Cumulative Summer Peak Savings (MW) | Achievable Technical Potential | 0 | 0 | 0 | 0 | 0 | 0 | 0 | 0 | 0 | 0 | 0 | 0 | 0 | 0 | 0 | 0 | 0 | 0 | 0 | 0 | 0 | 0
F12_Industrial_Agriculture_New_Space Heating_Natural Gas_Strategic Energy Management_A_Achievable Technical Potential | F12 | Industrial | Agriculture | New | Space Heating | Natural Gas | Strategic Energy Management | A | Cumulative Winter Peak Savings (MW) | Achievable Technical Potential | 0 | 0 | 0 | 0 | 0 | 0 | 0 | 0 | 0 | 0 | 0 | 0 | 0 | 0 | 0 | 0 | 0 | 0 | 0 | 0 | 0 | 0
F13_Industrial_Agriculture_New_Space Heating_Natural Gas_Strategic Energy Management_A_Achievable Technical Potential | F13 | Industrial | Agriculture | New | Space Heating | Natural Gas | Strategic Energy Management | A | Purchases (Incremental) | Achievable Technical Potential | 0 | 0 | 11.6738 | 20.3729 | 29.0507 | 38.7772 | 44.6349 | 51.4348 | 58.1491 | 65.7016 | 71.3267 | 77.7963 | 84.1801 | 91.5855 | 96.6116 | 102.7201 | 108.8239 | 115.9297 | 120.6232 | 126.4067 | 141.4973 | 153.4588
F14_Industrial_Agriculture_New_Space Heating_Natural Gas_Strategic Energy Management_A_Achievable Technical Potential | F14 | Industrial | Agriculture | New | Space Heating | Natural Gas | Strategic Energy Management | A | Purchases (Cumulative) | Achievable Technical Potential | 0 | 0 | 11.6738 | 32.0467 | 61.0974 | 99.8746 | 144.5095 | 184.2706 | 222.0468 | 258.6977 | 291.2472 | 324.4086 | 357.1539 | 390.5903 | 421.5003 | 452.8937 | 483.9213 | 503.997 | 512.6618 | 513.4062 | 513.4062 | 513.4062
F1_Industrial_Agriculture_New_Process_Natural Gas_Strategic Energy Management_A_Achievable Technical Potential | F1 | Industrial | Agriculture | New | Process | Natural Gas | Strategic Energy Management | A | Original Unit Energy Savings (kWh or therms) | Achievable Technical Potential | 0 | 0 | 1.4066 | 1.4066 | 1.4066 | 1.4066 | 1.4066 | 1.4066 | 1.4066 | 1.4066 | 1.4066 | 1.4066 | 1.4066 | 1.4066 | 1.4066 | 1.4066 | 1.4066 | 1.4066 | 1.4066 | 1.4066 | 1.4066 | 1.4066
F2_Industrial_Agriculture_New_Process_Natural Gas_Strategic Energy Management_A_Achievable Technical Potential | F2 | Industrial | Agriculture | New | Process | Natural Gas | Strategic Energy Management | A | Original Unit Summer Peak Savings (kW) | Achievable Technical Potential | 0 | 0 | 0 | 0 | 0 | 0 | 0 | 0 | 0 | 0 | 0 | 0 | 0 | 0 | 0 | 0 | 0 | 0 | 0 | 0 | 0 | 0
F3_Industrial_Agriculture_New_Process_Natural Gas_Strategic Energy Management_A_Achievable Technical Potential | F3 | Industrial | Agriculture | New | Process | Natural Gas | Strategic Energy Management | A | Original Unit Winter Peak Savings (kW) | Achievable Technical Potential | 0 | 0 | 0 | 0 | 0 | 0 | 0 | 0 | 0 | 0 | 0 | 0 | 0 | 0 | 0 | 0 | 0 | 0 | 0 | 0 | 0 | 0
F4_Industrial_Agriculture_New_Process_Natural Gas_Strategic Energy Management_A_Achievable Technical Potential | F4 | Industrial | Agriculture | New | Process | Natural Gas | Strategic Energy Management | A | Standalone Impact on Baseline Energy (%) | Achievable Technical Potential | 0% | 0% | 0.08224% | 0.1294% | 0.173% | 0.2118% | 0.2663% | 0.2946% | 0.314% | 0.3238% | 0.3358% | 0.3429% | 0.3489% | 0.3507% | 0.3588% | 0.3626% | 0.3657% | 0.3575% | 0.3495% | 0.334% | 0.3198% | 0.3067%
F5_Industrial_Agriculture_New_Process_Natural Gas_Strategic Energy Management_A_Achievable Technical Potential | F5 | Industrial | Agriculture | New | Process | Natural Gas | Strategic Energy Management | A | Standalone Impact on Baseline Summer Peak (%) | Achievable Technical Potential | bar: 2019 to 2040
F6_Industrial_Agriculture_New_Process_Natural Gas_Strategic Energy Management_A_Achievable Technical Potential | F6 | Industrial | Agriculture | New | Process | Natural Gas | Strategic Energy Management | A | Standalone Impact on Baseline Winter Peak (%) | Achievable Technical Potential | bar: 2019 to 2040
F7_Industrial_Agriculture_New_Process_Natural Gas_Strategic Energy Management_A_Achievable Technical Potential | F7 | Industrial | Agriculture | New | Process | Natural Gas | Strategic Energy Management | A | Incremental Energy Savings (MWh or mTherms) | Achievable Technical Potential | 0 | 0 | 0.09933 | 0.17335 | 0.24719 | 0.32995 | 0.37979 | 0.43765 | 0.49478 | 0.55905 | 0.60691 | 0.66196 | 0.71628 | 0.77929 | 0.82205 | 0.87403 | 0.92597 | 0.98643 | 1.0264 | 1.0756 | 1.204 | 1.3058
F8_Industrial_Agriculture_New_Process_Natural Gas_Strategic Energy Management_A_Achievable Technical Potential | F8 | Industrial | Agriculture | New | Process | Natural Gas | Strategic Energy Management | A | Incremental Summer Peak Savings (MW) | Achievable Technical Potential | 0 | 0 | 0 | 0 | 0 | 0 | 0 | 0 | 0 | 0 | 0 | 0 | 0 | 0 | 0 | 0 | 0 | 0 | 0 | 0 | 0 | 0
F9_Industrial_Agriculture_New_Process_Natural Gas_Strategic Energy Management_A_Achievable Technical Potential | F9 | Industrial | Agriculture | New | Process | Natural Gas | Strategic Energy Management | A | Incremental Winter Peak Savings (MW) | Achievable Technical Potential | 0 | 0 | 0 | 0 | 0 | 0 | 0 | 0 | 0 | 0 | 0 | 0 | 0 | 0 | 0 | 0 | 0 | 0 | 0 | 0 | 0 | 0
F10_Industrial_Agriculture_New_Process_Natural Gas_Strategic Energy Management_A_Achievable Technical Potential | F10 | Industrial | Agriculture | New | Process | Natural Gas | Strategic Energy Management | A | Cumulative Energy Savings (MWh or mTherms) | Achievable Technical Potential | 0 | 0 | 0.09933 | 0.27268 | 0.51987 | 0.84982 | 1.2296 | 1.5679 | 1.8894 | 2.2012 | 2.4782 | 2.7603 | 3.039 | 3.3235 | 3.5865 | 3.8536 | 4.1176 | 4.2884 | 4.3622 | 4.3685 | 4.3685 | 4.3685
F11_Industrial_Agriculture_New_Process_Natural Gas_Strategic Energy Management_A_Achievable Technical Potential | F11 | Industrial | Agriculture | New | Process | Natural Gas | Strategic Energy Management | A | Cumulative Summer Peak Savings (MW) | Achievable Technical Potential | 0 | 0 | 0 | 0 | 0 | 0 | 0 | 0 | 0 | 0 | 0 | 0 | 0 | 0 | 0 | 0 | 0 | 0 | 0 | 0 | 0 | 0
F12_Industrial_Agriculture_New_Process_Natural Gas_Strategic Energy Management_A_Achievable Technical Potential | F12 | Industrial | Agriculture | New | Process | Natural Gas | Strategic Energy Management | A | Cumulative Winter Peak Savings (MW) | Achievable Technical Potential | 0 | 0 | 0 | 0 | 0 | 0 | 0 | 0 | 0 | 0 | 0 | 0 | 0 | 0 | 0 | 0 | 0 | 0 | 0 | 0 | 0 | 0
F13_Industrial_Agriculture_New_Process_Natural Gas_Strategic Energy Management_A_Achievable Technical Potential | F13 | Industrial | Agriculture | New | Process | Natural Gas | Strategic Energy Management | A | Purchases (Incremental) | Achievable Technical Potential | 0 | 0 | 70.6195 | 123.2443 | 175.74 | 234.5794 | 270.0148 | 311.1507 | 351.7681 | 397.4565 | 431.4849 | 470.6222 | 509.2405 | 554.0388 | 584.4436 | 621.3963 | 658.3211 | 701.3066 | 729.6997 | 764.6868 | 855.9757 | 928.336
F14_Industrial_Agriculture_New_Process_Natural Gas_Strategic Energy Management_A_Achievable Technical Potential | F14 | Industrial | Agriculture | New | Process | Natural Gas | Strategic Energy Management | A | Purchases (Cumulative) | Achievable Technical Potential | 0 | 0 | 70.6195 | 193.8638 | 369.6038 | 604.1832 | 874.198 | 1114.7292 | 1343.253 | 1564.9695 | 1761.875 | 1962.4824 | 2160.5723 | 2362.8429 | 2549.8301 | 2739.7415 | 2927.4404 | 3048.8869 | 3101.3035 | 3105.8067 | 3105.8067 | 3105.8067
F1_Industrial_Agriculture_New_Miscellaneous_Natural Gas_Strategic Energy Management_A_Achievable Technical Potential | F1 | Industrial | Agriculture | New | Miscellaneous | Natural Gas | Strategic Energy Management | A | Original Unit Energy Savings (kWh or therms) | Achievable Technical Potential | 0 | 0 | 0.89787 | 0.89787 | 0.89787 | 0.89787 | 0.89787 | 0.89787 | 0.89787 | 0.89787 | 0.89787 | 0.89787 | 0.89787 | 0.89787 | 0.89787 | 0.89787 | 0.89787 | 0.89787 | 0.89787 | 0.89787 | 0.89787 | 0.89787
F2_Industrial_Agriculture_New_Miscellaneous_Natural Gas_Strategic Energy Management_A_Achievable Technical Potential | F2 | Industrial | Agriculture | New | Miscellaneous | Natural Gas | Strategic Energy Management | A | Original Unit Summer Peak Savings (kW) | Achievable Technical Potential | 0 | 0 | 0 | 0 | 0 | 0 | 0 | 0 | 0 | 0 | 0 | 0 | 0 | 0 | 0 | 0 | 0 | 0 | 0 | 0 | 0 | 0
F3_Industrial_Agriculture_New_Miscellaneous_Natural Gas_Strategic Energy Management_A_Achievable Technical Potential | F3 | Industrial | Agriculture | New | Miscellaneous | Natural Gas | Strategic Energy Management | A | Original Unit Winter Peak Savings (kW) | Achievable Technical Potential | 0 | 0 | 0 | 0 | 0 | 0 | 0 | 0 | 0 | 0 | 0 | 0 | 0 | 0 | 0 | 0 | 0 | 0 | 0 | 0 | 0 | 0
F4_Industrial_Agriculture_New_Miscellaneous_Natural Gas_Strategic Energy Management_A_Achievable Technical Potential | F4 | Industrial | Agriculture | New | Miscellaneous | Natural Gas | Strategic Energy Management | A | Standalone Impact on Baseline Energy (%) | Achievable Technical Potential | 0% | 0% | 0.08224% | 0.1294% | 0.173% | 0.2118% | 0.2663% | 0.2946% | 0.314% | 0.3238% | 0.3358% | 0.3429% | 0.3489% | 0.3507% | 0.3588% | 0.3626% | 0.3657% | 0.3575% | 0.3495% | 0.334% | 0.3198% | 0.3067%
F5_Industrial_Agriculture_New_Miscellaneous_Natural Gas_Strategic Energy Management_A_Achievable Technical Potential | F5 | Industrial | Agriculture | New | Miscellaneous | Natural Gas | Strategic Energy Management | A | Standalone Impact on Baseline Summer Peak (%) | Achievable Technical Potential | bar: 2019 to 2040
F6_Industrial_Agriculture_New_Miscellaneous_Natural Gas_Strategic Energy Management_A_Achievable Technical Potential | F6 | Industrial | Agriculture | New | Miscellaneous | Natural Gas | Strategic Energy Management | A | Standalone Impact on Baseline Winter Peak (%) | Achievable Technical Potential | bar: 2019 to 2040
F7_Industrial_Agriculture_New_Miscellaneous_Natural Gas_Strategic Energy Management_A_Achievable Technical Potential | F7 | Industrial | Agriculture | New | Miscellaneous | Natural Gas | Strategic Energy Management | A | Incremental Energy Savings (MWh or mTherms) | Achievable Technical Potential | 0 | 0 | 0.015852 | 0.027664 | 0.039448 | 0.052655 | 0.06061 | 0.069843 | 0.078961 | 0.089216 | 0.096854 | 0.10564 | 0.11431 | 0.12436 | 0.13119 | 0.13948 | 0.14777 | 0.15742 | 0.16379 | 0.17165 | 0.19214 | 0.20838
F8_Industrial_Agriculture_New_Miscellaneous_Natural Gas_Strategic Energy Management_A_Achievable Technical Potential | F8 | Industrial | Agriculture | New | Miscellaneous | Natural Gas | Strategic Energy Management | A | Incremental Summer Peak Savings (MW) | Achievable Technical Potential | 0 | 0 | 0 | 0 | 0 | 0 | 0 | 0 | 0 | 0 | 0 | 0 | 0 | 0 | 0 | 0 | 0 | 0 | 0 | 0 | 0 | 0
F9_Industrial_Agriculture_New_Miscellaneous_Natural Gas_Strategic Energy Management_A_Achievable Technical Potential | F9 | Industrial | Agriculture | New | Miscellaneous | Natural Gas | Strategic Energy Management | A | Incremental Winter Peak Savings (MW) | Achievable Technical Potential | 0 | 0 | 0 | 0 | 0 | 0 | 0 | 0 | 0 | 0 | 0 | 0 | 0 | 0 | 0 | 0 | 0 | 0 | 0 | 0 | 0 | 0
F10_Industrial_Agriculture_New_Miscellaneous_Natural Gas_Strategic Energy Management_A_Achievable Technical Potential | F10 | Industrial | Agriculture | New | Miscellaneous | Natural Gas | Strategic Energy Management | A | Cumulative Energy Savings (MWh or mTherms) | Achievable Technical Potential | 0 | 0 | 0.015852 | 0.043516 | 0.082964 | 0.13562 | 0.19623 | 0.25022 | 0.30152 | 0.35129 | 0.39548 | 0.44051 | 0.48498 | 0.53038 | 0.57235 | 0.61498 | 0.65712 | 0.68438 | 0.69614 | 0.69715 | 0.69715 | 0.69715
F11_Industrial_Agriculture_New_Miscellaneous_Natural Gas_Strategic Energy Management_A_Achievable Technical Potential | F11 | Industrial | Agriculture | New | Miscellaneous | Natural Gas | Strategic Energy Management | A | Cumulative Summer Peak Savings (MW) | Achievable Technical Potential | 0 | 0 | 0 | 0 | 0 | 0 | 0 | 0 | 0 | 0 | 0 | 0 | 0 | 0 | 0 | 0 | 0 | 0 | 0 | 0 | 0 | 0
F12_Industrial_Agriculture_New_Miscellaneous_Natural Gas_Strategic Energy Management_A_Achievable Technical Potential | F12 | Industrial | Agriculture | New | Miscellaneous | Natural Gas | Strategic Energy Management | A | Cumulative Winter Peak Savings (MW) | Achievable Technical Potential | 0 | 0 | 0 | 0 | 0 | 0 | 0 | 0 | 0 | 0 | 0 | 0 | 0 | 0 | 0 | 0 | 0 | 0 | 0 | 0 | 0 | 0
F13_Industrial_Agriculture_New_Miscellaneous_Natural Gas_Strategic Energy Management_A_Achievable Technical Potential | F13 | Industrial | Agriculture | New | Miscellaneous | Natural Gas | Strategic Energy Management | A | Purchases (Incremental) | Achievable Technical Potential | 0 | 0 | 17.6549 | 30.8111 | 43.935 | 58.6448 | 67.5037 | 77.7877 | 87.942 | 99.3641 | 107.8712 | 117.6556 | 127.3101 | 138.5097 | 146.1109 | 155.3491 | 164.5803 | 175.3266 | 182.4249 | 191.1717 | 213.9939 | 232.084
F14_Industrial_Agriculture_New_Miscellaneous_Natural Gas_Strategic Energy Management_A_Achievable Technical Potential | F14 | Industrial | Agriculture | New | Miscellaneous | Natural Gas | Strategic Energy Management | A | Purchases (Cumulative) | Achievable Technical Potential | 0 | 0 | 17.6549 | 48.466 | 92.4009 | 151.0458 | 218.5495 | 278.6823 | 335.8132 | 391.2424 | 440.4688 | 490.6206 | 540.1431 | 590.7107 | 637.4575 | 684.9354 | 731.8601 | 762.2217 | 775.3259 | 776.4517 | 776.4517 | 776.4517
F1_Industrial_Agriculture_New_Space Heating_Natural Gas_Commissioning_A_Achievable Technical Potential | F1 | Industrial | Agriculture | New | Space Heating | Natural Gas | Commissioning | A | Original Unit Energy Savings (kWh or therms) | Achievable Technical Potential | 0 | 0 | 3.6154 | 3.6154 | 3.6154 | 3.6154 | 3.6154 | 3.6154 | 3.6154 | 3.6154 | 3.6154 | 3.6154 | 3.6154 | 3.6154 | 3.6154 | 3.6154 | 3.6154 | 3.6154 | 3.6154 | 3.6154 | 3.6154 | 3.6154
F2_Industrial_Agriculture_New_Space Heating_Natural Gas_Commissioning_A_Achievable Technical Potential | F2 | Industrial | Agriculture | New | Space Heating | Natural Gas | Commissioning | A | Original Unit Summer Peak Savings (kW) | Achievable Technical Potential | 0 | 0 | 0 | 0 | 0 | 0 | 0 | 0 | 0 | 0 | 0 | 0 | 0 | 0 | 0 | 0 | 0 | 0 | 0 | 0 | 0 | 0
F3_Industrial_Agriculture_New_Space Heating_Natural Gas_Commissioning_A_Achievable Technical Potential | F3 | Industrial | Agriculture | New | Space Heating | Natural Gas | Commissioning | A | Original Unit Winter Peak Savings (kW) | Achievable Technical Potential | 0 | 0 | 0 | 0 | 0 | 0 | 0 | 0 | 0 | 0 | 0 | 0 | 0 | 0 | 0 | 0 | 0 | 0 | 0 | 0 | 0 | 0
F4_Industrial_Agriculture_New_Space Heating_Natural Gas_Commissioning_A_Achievable Technical Potential | F4 | Industrial | Agriculture | New | Space Heating | Natural Gas | Commissioning | A | Standalone Impact on Baseline Energy (%) | Achievable Technical Potential | bar: 2019 to 2040
F5_Industrial_Agriculture_New_Space Heating_Natural Gas_Commissioning_A_Achievable Technical Potential | F5 | Industrial | Agriculture | New | Space Heating | Natural Gas | Commissioning | A | Standalone Impact on Baseline Summer Peak (%) | Achievable Technical Potential | bar: 2019 to 2040
F6_Industrial_Agriculture_New_Space Heating_Natural Gas_Commissioning_A_Achievable Technical Potential | F6 | Industrial | Agriculture | New | Space Heating | Natural Gas | Commissioning | A | Standalone Impact on Baseline Winter Peak (%) | Achievable Technical Potential | bar: 2019 to 2040
F7_Industrial_Agriculture_New_Space Heating_Natural Gas_Commissioning_A_Achievable Technical Potential | F7 | Industrial | Agriculture | New | Space Heating | Natural Gas | Commissioning | A | Incremental Energy Savings (MWh or mTherms) | Achievable Technical Potential | 0 | 0 | 0 | 0 | 0 | 0 | 0 | 0 | 0 | 0 | 0 | 0 | 0 | 0 | 0 | 0 | 0 | 0 | 0 | 0 | 0 | 0
F8_Industrial_Agriculture_New_Space Heating_Natural Gas_Commissioning_A_Achievable Technical Potential | F8 | Industrial | Agriculture | New | Space Heating | Natural Gas | Commissioning | A | Incremental Summer Peak Savings (MW) | Achievable Technical Potential | 0 | 0 | 0 | 0 | 0 | 0 | 0 | 0 | 0 | 0 | 0 | 0 | 0 | 0 | 0 | 0 | 0 | 0 | 0 | 0 | 0 | 0
F9_Industrial_Agriculture_New_Space Heating_Natural Gas_Commissioning_A_Achievable Technical Potential | F9 | Industrial | Agriculture | New | Space Heating | Natural Gas | Commissioning | A | Incremental Winter Peak Savings (MW) | Achievable Technical Potential | 0 | 0 | 0 | 0 | 0 | 0 | 0 | 0 | 0 | 0 | 0 | 0 | 0 | 0 | 0 | 0 | 0 | 0 | 0 | 0 | 0 | 0
F10_Industrial_Agriculture_New_Space Heating_Natural Gas_Commissioning_A_Achievable Technical Potential | F10 | Industrial | Agriculture | New | Space Heating | Natural Gas | Commissioning | A | Cumulative Energy Savings (MWh or mTherms) | Achievable Technical Potential | 0 | 0 | 0 | 0 | 0 | 0 | 0 | 0 | 0 | 0 | 0 | 0 | 0 | 0 | 0 | 0 | 0 | 0 | 0 | 0 | 0 | 0
F11_Industrial_Agriculture_New_Space Heating_Natural Gas_Commissioning_A_Achievable Technical Potential | F11 | Industrial | Agriculture | New | Space Heating | Natural Gas | Commissioning | A | Cumulative Summer Peak Savings (MW) | Achievable Technical Potential | 0 | 0 | 0 | 0 | 0 | 0 | 0 | 0 | 0 | 0 | 0 | 0 | 0 | 0 | 0 | 0 | 0 | 0 | 0 | 0 | 0 | 0
F12_Industrial_Agriculture_New_Space Heating_Natural Gas_Commissioning_A_Achievable Technical Potential | F12 | Industrial | Agriculture | New | Space Heating | Natural Gas | Commissioning | A | Cumulative Winter Peak Savings (MW) | Achievable Technical Potential | 0 | 0 | 0 | 0 | 0 | 0 | 0 | 0 | 0 | 0 | 0 | 0 | 0 | 0 | 0 | 0 | 0 | 0 | 0 | 0 | 0 | 0
F13_Industrial_Agriculture_New_Space Heating_Natural Gas_Commissioning_A_Achievable Technical Potential | F13 | Industrial | Agriculture | New | Space Heating | Natural Gas | Commissioning | A | Purchases (Incremental) | Achievable Technical Potential | 0 | 0 | 0 | 0 | 0 | 0 | 0 | 0 | 0 | 0 | 0 | 0 | 0 | 0 | 0 | 0 | 0 | 0 | 0 | 0 | 0 | 0
F14_Industrial_Agriculture_New_Space Heating_Natural Gas_Commissioning_A_Achievable Technical Potential | F14 | Industrial | Agriculture | New | Space Heating | Natural Gas | Commissioning | A | Purchases (Cumulative) | Achievable Technical Potential | 0 | 0 | 0 | 0 | 0 | 0 | 0 | 0 | 0 | 0 | 0 | 0 | 0 | 0 | 0 | 0 | 0 | 0 | 0 | 0 | 0 | 0
F1_Industrial_Agriculture_New_Process_Natural Gas_Commissioning_A_Achievable Technical Potential | F1 | Industrial | Agriculture | New | Process | Natural Gas | Commissioning | A | Original Unit Energy Savings (kWh or therms) | Achievable Technical Potential | 0 | 0 | 7.8506 | 7.8506 | 7.8506 | 7.8506 | 7.8506 | 7.8506 | 7.8506 | 7.8506 | 7.8506 | 7.8506 | 7.8506 | 7.8506 | 7.8506 | 7.8506 | 7.8506 | 7.8506 | 7.8506 | 7.8506 | 7.8506 | 7.8506
F2_Industrial_Agriculture_New_Process_Natural Gas_Commissioning_A_Achievable Technical Potential | F2 | Industrial | Agriculture | New | Process | Natural Gas | Commissioning | A | Original Unit Summer Peak Savings (kW) | Achievable Technical Potential | 0 | 0 | 0 | 0 | 0 | 0 | 0 | 0 | 0 | 0 | 0 | 0 | 0 | 0 | 0 | 0 | 0 | 0 | 0 | 0 | 0 | 0
F3_Industrial_Agriculture_New_Process_Natural Gas_Commissioning_A_Achievable Technical Potential | F3 | Industrial | Agriculture | New | Process | Natural Gas | Commissioning | A | Original Unit Winter Peak Savings (kW) | Achievable Technical Potential | 0 | 0 | 0 | 0 | 0 | 0 | 0 | 0 | 0 | 0 | 0 | 0 | 0 | 0 | 0 | 0 | 0 | 0 | 0 | 0 | 0 | 0
F4_Industrial_Agriculture_New_Process_Natural Gas_Commissioning_A_Achievable Technical Potential | F4 | Industrial | Agriculture | New | Process | Natural Gas | Commissioning | A | Standalone Impact on Baseline Energy (%) | Achievable Technical Potential | bar: 2019 to 2040
F5_Industrial_Agriculture_New_Process_Natural Gas_Commissioning_A_Achievable Technical Potential | F5 | Industrial | Agriculture | New | Process | Natural Gas | Commissioning | A | Standalone Impact on Baseline Summer Peak (%) | Achievable Technical Potential | bar: 2019 to 2040
F6_Industrial_Agriculture_New_Process_Natural Gas_Commissioning_A_Achievable Technical Potential | F6 | Industrial | Agriculture | New | Process | Natural Gas | Commissioning | A | Standalone Impact on Baseline Winter Peak (%) | Achievable Technical Potential | bar: 2019 to 2040
F7_Industrial_Agriculture_New_Process_Natural Gas_Commissioning_A_Achievable Technical Potential | F7 | Industrial | Agriculture | New | Process | Natural Gas | Commissioning | A | Incremental Energy Savings (MWh or mTherms) | Achievable Technical Potential | 0 | 0 | 0 | 0 | 0 | 0 | 0 | 0 | 0 | 0 | 0 | 0 | 0 | 0 | 0 | 0 | 0 | 0 | 0 | 0 | 0 | 0
F8_Industrial_Agriculture_New_Process_Natural Gas_Commissioning_A_Achievable Technical Potential | F8 | Industrial | Agriculture | New | Process | Natural Gas | Commissioning | A | Incremental Summer Peak Savings (MW) | Achievable Technical Potential | 0 | 0 | 0 | 0 | 0 | 0 | 0 | 0 | 0 | 0 | 0 | 0 | 0 | 0 | 0 | 0 | 0 | 0 | 0 | 0 | 0 | 0
F9_Industrial_Agriculture_New_Process_Natural Gas_Commissioning_A_Achievable Technical Potential | F9 | Industrial | Agriculture | New | Process | Natural Gas | Commissioning | A | Incremental Winter Peak Savings (MW) | Achievable Technical Potential | 0 | 0 | 0 | 0 | 0 | 0 | 0 | 0 | 0 | 0 | 0 | 0 | 0 | 0 | 0 | 0 | 0 | 0 | 0 | 0 | 0 | 0
F10_Industrial_Agriculture_New_Process_Natural Gas_Commissioning_A_Achievable Technical Potential | F10 | Industrial | Agriculture | New | Process | Natural Gas | Commissioning | A | Cumulative Energy Savings (MWh or mTherms) | Achievable Technical Potential | 0 | 0 | 0 | 0 | 0 | 0 | 0 | 0 | 0 | 0 | 0 | 0 | 0 | 0 | 0 | 0 | 0 | 0 | 0 | 0 | 0 | 0
F11_Industrial_Agriculture_New_Process_Natural Gas_Commissioning_A_Achievable Technical Potential | F11 | Industrial | Agriculture | New | Process | Natural Gas | Commissioning | A | Cumulative Summer Peak Savings (MW) | Achievable Technical Potential | 0 | 0 | 0 | 0 | 0 | 0 | 0 | 0 | 0 | 0 | 0 | 0 | 0 | 0 | 0 | 0 | 0 | 0 | 0 | 0 | 0 | 0
F12_Industrial_Agriculture_New_Process_Natural Gas_Commissioning_A_Achievable Technical Potential | F12 | Industrial | Agriculture | New | Process | Natural Gas | Commissioning | A | Cumulative Winter Peak Savings (MW) | Achievable Technical Potential | 0 | 0 | 0 | 0 | 0 | 0 | 0 | 0 | 0 | 0 | 0 | 0 | 0 | 0 | 0 | 0 | 0 | 0 | 0 | 0 | 0 | 0
F13_Industrial_Agriculture_New_Process_Natural Gas_Commissioning_A_Achievable Technical Potential | F13 | Industrial | Agriculture | New | Process | Natural Gas | Commissioning | A | Purchases (Incremental) | Achievable Technical Potential | 0 | 0 | 0 | 0 | 0 | 0 | 0 | 0 | 0 | 0 | 0 | 0 | 0 | 0 | 0 | 0 | 0 | 0 | 0 | 0 | 0 | 0
F14_Industrial_Agriculture_New_Process_Natural Gas_Commissioning_A_Achievable Technical Potential | F14 | Industrial | Agriculture | New | Process | Natural Gas | Commissioning | A | Purchases (Cumulative) | Achievable Technical Potential | 0 | 0 | 0 | 0 | 0 | 0 | 0 | 0 | 0 | 0 | 0 | 0 | 0 | 0 | 0 | 0 | 0 | 0 | 0 | 0 | 0 | 0
F1_Industrial_Agriculture_New_Space Heating_Natural Gas_Retrocommissioning_A_Achievable Technical Potential | F1 | Industrial | Agriculture | New | Space Heating | Natural Gas | Retrocommissioning | A | Original Unit Energy Savings (kWh or therms) | Achievable Technical Potential | 0 | 0 | 0 | 0 | 0 | 0 | 0 | 0 | 0 | 0 | 0 | 0 | 0 | 0 | 0 | 0 | 0 | 0 | 0 | 0 | 0 | 0
F2_Industrial_Agriculture_New_Space Heating_Natural Gas_Retrocommissioning_A_Achievable Technical Potential | F2 | Industrial | Agriculture | New | Space Heating | Natural Gas | Retrocommissioning | A | Original Unit Summer Peak Savings (kW) | Achievable Technical Potential | 0 | 0 | 0 | 0 | 0 | 0 | 0 | 0 | 0 | 0 | 0 | 0 | 0 | 0 | 0 | 0 | 0 | 0 | 0 | 0 | 0 | 0
F3_Industrial_Agriculture_New_Space Heating_Natural Gas_Retrocommissioning_A_Achievable Technical Potential | F3 | Industrial | Agriculture | New | Space Heating | Natural Gas | Retrocommissioning | A | Original Unit Winter Peak Savings (kW) | Achievable Technical Potential | 0 | 0 | 0 | 0 | 0 | 0 | 0 | 0 | 0 | 0 | 0 | 0 | 0 | 0 | 0 | 0 | 0 | 0 | 0 | 0 | 0 | 0
F4_Industrial_Agriculture_New_Space Heating_Natural Gas_Retrocommissioning_A_Achievable Technical Potential | F4 | Industrial | Agriculture | New | Space Heating | Natural Gas | Retrocommissioning | A | Standalone Impact on Baseline Energy (%) | Achievable Technical Potential | bar: 2019 to 2040
F5_Industrial_Agriculture_New_Space Heating_Natural Gas_Retrocommissioning_A_Achievable Technical Potential | F5 | Industrial | Agriculture | New | Space Heating | Natural Gas | Retrocommissioning | A | Standalone Impact on Baseline Summer Peak (%) | Achievable Technical Potential | bar: 2019 to 2040
F6_Industrial_Agriculture_New_Space Heating_Natural Gas_Retrocommissioning_A_Achievable Technical Potential | F6 | Industrial | Agriculture | New | Space Heating | Natural Gas | Retrocommissioning | A | Standalone Impact on Baseline Winter Peak (%) | Achievable Technical Potential | bar: 2019 to 2040
F7_Industrial_Agriculture_New_Space Heating_Natural Gas_Retrocommissioning_A_Achievable Technical Potential | F7 | Industrial | Agriculture | New | Space Heating | Natural Gas | Retrocommissioning | A | Incremental Energy Savings (MWh or mTherms) | Achievable Technical Potential | 0 | 0 | 0 | 0 | 0 | 0 | 0 | 0 | 0 | 0 | 0 | 0 | 0 | 0 | 0 | 0 | 0 | 0 | 0 | 0 | 0 | 0
F8_Industrial_Agriculture_New_Space Heating_Natural Gas_Retrocommissioning_A_Achievable Technical Potential | F8 | Industrial | Agriculture | New | Space Heating | Natural Gas | Retrocommissioning | A | Incremental Summer Peak Savings (MW) | Achievable Technical Potential | 0 | 0 | 0 | 0 | 0 | 0 | 0 | 0 | 0 | 0 | 0 | 0 | 0 | 0 | 0 | 0 | 0 | 0 | 0 | 0 | 0 | 0
F9_Industrial_Agriculture_New_Space Heating_Natural Gas_Retrocommissioning_A_Achievable Technical Potential | F9 | Industrial | Agriculture | New | Space Heating | Natural Gas | Retrocommissioning | A | Incremental Winter Peak Savings (MW) | Achievable Technical Potential | 0 | 0 | 0 | 0 | 0 | 0 | 0 | 0 | 0 | 0 | 0 | 0 | 0 | 0 | 0 | 0 | 0 | 0 | 0 | 0 | 0 | 0
F10_Industrial_Agriculture_New_Space Heating_Natural Gas_Retrocommissioning_A_Achievable Technical Potential | F10 | Industrial | Agriculture | New | Space Heating | Natural Gas | Retrocommissioning | A | Cumulative Energy Savings (MWh or mTherms) | Achievable Technical Potential | 0 | 0 | 0 | 0 | 0 | 0 | 0 | 0 | 0 | 0 | 0 | 0 | 0 | 0 | 0 | 0 | 0 | 0 | 0 | 0 | 0 | 0
F11_Industrial_Agriculture_New_Space Heating_Natural Gas_Retrocommissioning_A_Achievable Technical Potential | F11 | Industrial | Agriculture | New | Space Heating | Natural Gas | Retrocommissioning | A | Cumulative Summer Peak Savings (MW) | Achievable Technical Potential | 0 | 0 | 0 | 0 | 0 | 0 | 0 | 0 | 0 | 0 | 0 | 0 | 0 | 0 | 0 | 0 | 0 | 0 | 0 | 0 | 0 | 0
F12_Industrial_Agriculture_New_Space Heating_Natural Gas_Retrocommissioning_A_Achievable Technical Potential | F12 | Industrial | Agriculture | New | Space Heating | Natural Gas | Retrocommissioning | A | Cumulative Winter Peak Savings (MW) | Achievable Technical Potential | 0 | 0 | 0 | 0 | 0 | 0 | 0 | 0 | 0 | 0 | 0 | 0 | 0 | 0 | 0 | 0 | 0 | 0 | 0 | 0 | 0 | 0
F13_Industrial_Agriculture_New_Space Heating_Natural Gas_Retrocommissioning_A_Achievable Technical Potential | F13 | Industrial | Agriculture | New | Space Heating | Natural Gas | Retrocommissioning | A | Purchases (Incremental) | Achievable Technical Potential | 0 | 0 | 0 | 0 | 0 | 0 | 0 | 0 | 0 | 0 | 0 | 0 | 0 | 0 | 0 | 0 | 0 | 0 | 0 | 0 | 0 | 0
F14_Industrial_Agriculture_New_Space Heating_Natural Gas_Retrocommissioning_A_Achievable Technical Potential | F14 | Industrial | Agriculture | New | Space Heating | Natural Gas | Retrocommissioning | A | Purchases (Cumulative) | Achievable Technical Potential | 0 | 0 | 0 | 0 | 0 | 0 | 0 | 0 | 0 | 0 | 0 | 0 | 0 | 0 | 0 | 0 | 0 | 0 | 0 | 0 | 0 | 0
F1_Industrial_Agriculture_New_Process_Natural Gas_Retrocommissioning_A_Achievable Technical Potential | F1 | Industrial | Agriculture | New | Process | Natural Gas | Retrocommissioning | A | Original Unit Energy Savings (kWh or therms) | Achievable Technical Potential | 0 | 0 | 0 | 0 | 0 | 0 | 0 | 0 | 0 | 0 | 0 | 0 | 0 | 0 | 0 | 0 | 0 | 0 | 0 | 0 | 0 | 0
F2_Industrial_Agriculture_New_Process_Natural Gas_Retrocommissioning_A_Achievable Technical Potential | F2 | Industrial | Agriculture | New | Process | Natural Gas | Retrocommissioning | A | Original Unit Summer Peak Savings (kW) | Achievable Technical Potential | 0 | 0 | 0 | 0 | 0 | 0 | 0 | 0 | 0 | 0 | 0 | 0 | 0 | 0 | 0 | 0 | 0 | 0 | 0 | 0 | 0 | 0
F3_Industrial_Agriculture_New_Process_Natural Gas_Retrocommissioning_A_Achievable Technical Potential | F3 | Industrial | Agriculture | New | Process | Natural Gas | Retrocommissioning | A | Original Unit Winter Peak Savings (kW) | Achievable Technical Potential | 0 | 0 | 0 | 0 | 0 | 0 | 0 | 0 | 0 | 0 | 0 | 0 | 0 | 0 | 0 | 0 | 0 | 0 | 0 | 0 | 0 | 0
F4_Industrial_Agriculture_New_Process_Natural Gas_Retrocommissioning_A_Achievable Technical Potential | F4 | Industrial | Agriculture | New | Process | Natural Gas | Retrocommissioning | A | Standalone Impact on Baseline Energy (%) | Achievable Technical Potential | bar: 2019 to 2040
F5_Industrial_Agriculture_New_Process_Natural Gas_Retrocommissioning_A_Achievable Technical Potential | F5 | Industrial | Agriculture | New | Process | Natural Gas | Retrocommissioning | A | Standalone Impact on Baseline Summer Peak (%) | Achievable Technical Potential | bar: 2019 to 2040
F6_Industrial_Agriculture_New_Process_Natural Gas_Retrocommissioning_A_Achievable Technical Potential | F6 | Industrial | Agriculture | New | Process | Natural Gas | Retrocommissioning | A | Standalone Impact on Baseline Winter Peak (%) | Achievable Technical Potential | bar: 2019 to 2040
F7_Industrial_Agriculture_New_Process_Natural Gas_Retrocommissioning_A_Achievable Technical Potential | F7 | Industrial | Agriculture | New | Process | Natural Gas | Retrocommissioning | A | Incremental Energy Savings (MWh or mTherms) | Achievable Technical Potential | 0 | 0 | 0 | 0 | 0 | 0 | 0 | 0 | 0 | 0 | 0 | 0 | 0 | 0 | 0 | 0 | 0 | 0 | 0 | 0 | 0 | 0
F8_Industrial_Agriculture_New_Process_Natural Gas_Retrocommissioning_A_Achievable Technical Potential | F8 | Industrial | Agriculture | New | Process | Natural Gas | Retrocommissioning | A | Incremental Summer Peak Savings (MW) | Achievable Technical Potential | 0 | 0 | 0 | 0 | 0 | 0 | 0 | 0 | 0 | 0 | 0 | 0 | 0 | 0 | 0 | 0 | 0 | 0 | 0 | 0 | 0 | 0
F9_Industrial_Agriculture_New_Process_Natural Gas_Retrocommissioning_A_Achievable Technical Potential | F9 | Industrial | Agriculture | New | Process | Natural Gas | Retrocommissioning | A | Incremental Winter Peak Savings (MW) | Achievable Technical Potential | 0 | 0 | 0 | 0 | 0 | 0 | 0 | 0 | 0 | 0 | 0 | 0 | 0 | 0 | 0 | 0 | 0 | 0 | 0 | 0 | 0 | 0
F10_Industrial_Agriculture_New_Process_Natural Gas_Retrocommissioning_A_Achievable Technical Potential | F10 | Industrial | Agriculture | New | Process | Natural Gas | Retrocommissioning | A | Cumulative Energy Savings (MWh or mTherms) | Achievable Technical Potential | 0 | 0 | 0 | 0 | 0 | 0 | 0 | 0 | 0 | 0 | 0 | 0 | 0 | 0 | 0 | 0 | 0 | 0 | 0 | 0 | 0 | 0
F11_Industrial_Agriculture_New_Process_Natural Gas_Retrocommissioning_A_Achievable Technical Potential | F11 | Industrial | Agriculture | New | Process | Natural Gas | Retrocommissioning | A | Cumulative Summer Peak Savings (MW) | Achievable Technical Potential | 0 | 0 | 0 | 0 | 0 | 0 | 0 | 0 | 0 | 0 | 0 | 0 | 0 | 0 | 0 | 0 | 0 | 0 | 0 | 0 | 0 | 0
F12_Industrial_Agriculture_New_Process_Natural Gas_Retrocommissioning_A_Achievable Technical Potential | F12 | Industrial | Agriculture | New | Process | Natural Gas | Retrocommissioning | A | Cumulative Winter Peak Savings (MW) | Achievable Technical Potential | 0 | 0 | 0 | 0 | 0 | 0 | 0 | 0 | 0 | 0 | 0 | 0 | 0 | 0 | 0 | 0 | 0 | 0 | 0 | 0 | 0 | 0
F13_Industrial_Agriculture_New_Process_Natural Gas_Retrocommissioning_A_Achievable Technical Potential | F13 | Industrial | Agriculture | New | Process | Natural Gas | Retrocommissioning | A | Purchases (Incremental) | Achievable Technical Potential | 0 | 0 | 0 | 0 | 0 | 0 | 0 | 0 | 0 | 0 | 0 | 0 | 0 | 0 | 0 | 0 | 0 | 0 | 0 | 0 | 0 | 0
F14_Industrial_Agriculture_New_Process_Natural Gas_Retrocommissioning_A_Achievable Technical Potential | F14 | Industrial | Agriculture | New | Process | Natural Gas | Retrocommissioning | A | Purchases (Cumulative) | Achievable Technical Potential | 0 | 0 | 0 | 0 | 0 | 0 | 0 | 0 | 0 | 0 | 0 | 0 | 0 | 0 | 0 | 0 | 0 | 0 | 0 | 0 | 0 | 0
F1_Industrial_Primary Metals_Existing_Space Heating_Natural Gas_Insulation - Roof/Ceiling_A_Achievable Technical Potential | F1 | Industrial | Primary Metals | Existing | Space Heating | Natural Gas | Insulation - Roof/Ceiling | A | Original Unit Energy Savings (kWh or therms) | Achievable Technical Potential | 0 | 0 | 0.083035 | 0.082838 | 0.082641 | 0.082447 | 0.082256 | 0.08207 | 0.08189 | 0.081718 | 0.081553 | 0.081398 | 0.081252 | 0.081115 | 0.080985 | 0.080863 | 0.080748 | 0.08064 | 0.080538 | 0.080442 | 0.080353 | 0.080269
F2_Industrial_Primary Metals_Existing_Space Heating_Natural Gas_Insulation - Roof/Ceiling_A_Achievable Technical Potential | F2 | Industrial | Primary Metals | Existing | Space Heating | Natural Gas | Insulation - Roof/Ceiling | A | Original Unit Summer Peak Savings (kW) | Achievable Technical Potential | 0 | 0 | 0 | 0 | 0 | 0 | 0 | 0 | 0 | 0 | 0 | 0 | 0 | 0 | 0 | 0 | 0 | 0 | 0 | 0 | 0 | 0
F3_Industrial_Primary Metals_Existing_Space Heating_Natural Gas_Insulation - Roof/Ceiling_A_Achievable Technical Potential | F3 | Industrial | Primary Metals | Existing | Space Heating | Natural Gas | Insulation - Roof/Ceiling | A | Original Unit Winter Peak Savings (kW) | Achievable Technical Potential | 0 | 0 | 0 | 0 | 0 | 0 | 0 | 0 | 0 | 0 | 0 | 0 | 0 | 0 | 0 | 0 | 0 | 0 | 0 | 0 | 0 | 0
F4_Industrial_Primary Metals_Existing_Space Heating_Natural Gas_Insulation - Roof/Ceiling_A_Achievable Technical Potential | F4 | Industrial | Primary Metals | Existing | Space Heating | Natural Gas | Insulation - Roof/Ceiling | A | Standalone Impact on Baseline Energy (%) | Achievable Technical Potential | 0% | 0% | 0.3143% | 0.8697% | 1.74% | 2.969% | 4.545% | 6.403% | 8.431% | 10.49% | 12.47% | 14.25% | 15.79% | 17.06% | 18.1% | 18.94% | 19.61% | 20.18% | 20.66% | 21.12% | 21.49% | 21.86%
F5_Industrial_Primary Metals_Existing_Space Heating_Natural Gas_Insulation - Roof/Ceiling_A_Achievable Technical Potential | F5 | Industrial | Primary Metals | Existing | Space Heating | Natural Gas | Insulation - Roof/Ceiling | A | Standalone Impact on Baseline Summer Peak (%) | Achievable Technical Potential | bar: 2019 to 2040
F6_Industrial_Primary Metals_Existing_Space Heating_Natural Gas_Insulation - Roof/Ceiling_A_Achievable Technical Potential | F6 | Industrial | Primary Metals | Existing | Space Heating | Natural Gas | Insulation - Roof/Ceiling | A | Standalone Impact on Baseline Winter Peak (%) | Achievable Technical Potential | bar: 2019 to 2040
F7_Industrial_Primary Metals_Existing_Space Heating_Natural Gas_Insulation - Roof/Ceiling_A_Achievable Technical Potential | F7 | Industrial | Primary Metals | Existing | Space Heating | Natural Gas | Insulation - Roof/Ceiling | A | Incremental Energy Savings (MWh or mTherms) | Achievable Technical Potential | 0 | 0 | 0.30111 | 0.51662 | 0.7879 | 1.0815 | 1.3496 | 1.5439 | 1.6304 | 1.5989 | 1.4636 | 1.2562 | 1.0149 | 0.77441 | 0.55988 | 0.38458 | 0.25161 | 0.15714 | 0.093884 | 0.062397 | 0 | 0
F8_Industrial_Primary Metals_Existing_Space Heating_Natural Gas_Insulation - Roof/Ceiling_A_Achievable Technical Potential | F8 | Industrial | Primary Metals | Existing | Space Heating | Natural Gas | Insulation - Roof/Ceiling | A | Incremental Summer Peak Savings (MW) | Achievable Technical Potential | 0 | 0 | 0 | 0 | 0 | 0 | 0 | 0 | 0 | 0 | 0 | 0 | 0 | 0 | 0 | 0 | 0 | 0 | 0 | 0 | 0 | 0
F9_Industrial_Primary Metals_Existing_Space Heating_Natural Gas_Insulation - Roof/Ceiling_A_Achievable Technical Potential | F9 | Industrial | Primary Metals | Existing | Space Heating | Natural Gas | Insulation - Roof/Ceiling | A | Incremental Winter Peak Savings (MW) | Achievable Technical Potential | 0 | 0 | 0 | 0 | 0 | 0 | 0 | 0 | 0 | 0 | 0 | 0 | 0 | 0 | 0 | 0 | 0 | 0 | 0 | 0 | 0 | 0
F10_Industrial_Primary Metals_Existing_Space Heating_Natural Gas_Insulation - Roof/Ceiling_A_Achievable Technical Potential | F10 | Industrial | Primary Metals | Existing | Space Heating | Natural Gas | Insulation - Roof/Ceiling | A | Cumulative Energy Savings (MWh or mTherms) | Achievable Technical Potential | 0 | 0 | 0.30111 | 0.81701 | 1.603 | 2.6807 | 4.0241 | 5.5589 | 7.177 | 8.7608 | 10.2068 | 11.4436 | 12.438 | 13.1913 | 13.7301 | 14.0939 | 14.3255 | 14.4635 | 14.5391 | 14.5843 | 14.568 | 14.5528
F11_Industrial_Primary Metals_Existing_Space Heating_Natural Gas_Insulation - Roof/Ceiling_A_Achievable Technical Potential | F11 | Industrial | Primary Metals | Existing | Space Heating | Natural Gas | Insulation - Roof/Ceiling | A | Cumulative Summer Peak Savings (MW) | Achievable Technical Potential | 0 | 0 | 0 | 0 | 0 | 0 | 0 | 0 | 0 | 0 | 0 | 0 | 0 | 0 | 0 | 0 | 0 | 0 | 0 | 0 | 0 | 0
F12_Industrial_Primary Metals_Existing_Space Heating_Natural Gas_Insulation - Roof/Ceiling_A_Achievable Technical Potential | F12 | Industrial | Primary Metals | Existing | Space Heating | Natural Gas | Insulation - Roof/Ceiling | A | Cumulative Winter Peak Savings (MW) | Achievable Technical Potential | 0 | 0 | 0 | 0 | 0 | 0 | 0 | 0 | 0 | 0 | 0 | 0 | 0 | 0 | 0 | 0 | 0 | 0 | 0 | 0 | 0 | 0
F13_Industrial_Primary Metals_Existing_Space Heating_Natural Gas_Insulation - Roof/Ceiling_A_Achievable Technical Potential | F13 | Industrial | Primary Metals | Existing | Space Heating | Natural Gas | Insulation - Roof/Ceiling | A | Purchases (Incremental) | Achievable Technical Potential | 0 | 0 | 3626.254 | 6236.5317 | 9534.0083 | 13117.4803 | 16407.1306 | 18811.6239 | 19909.3844 | 19566.1192 | 17946.8541 | 15432.7474 | 12490.1952 | 9547.1032 | 6913.4196 | 4755.9559 | 3115.9711 | 1948.7029 | 1165.7158 | 775.6788 | 0 | 0
F14_Industrial_Primary Metals_Existing_Space Heating_Natural Gas_Insulation - Roof/Ceiling_A_Achievable Technical Potential | F14 | Industrial | Primary Metals | Existing | Space Heating | Natural Gas | Insulation - Roof/Ceiling | A | Purchases (Cumulative) | Achievable Technical Potential | 0 | 0 | 3626.254 | 9862.7858 | 19396.794 | 32514.2744 | 48921.405 | 67733.0288 | 87642.4132 | 107208.5324 | 125155.3865 | 140588.1339 | 153078.3291 | 162625.4323 | 169538.8519 | 174294.8077 | 177410.7788 | 179359.4817 | 180525.1976 | 181300.8764 | 181300.8764 | 181300.8764
F1_Industrial_Primary Metals_Existing_Space Heating_Natural Gas_Insulation - Wall Cavity_A_Achievable Technical Potential | F1 | Industrial | Primary Metals | Existing | Space Heating | Natural Gas | Insulation - Wall Cavity | A | Original Unit Energy Savings (kWh or therms) | Achievable Technical Potential | 0 | 0 | 0.018165 | 0.018122 | 0.018079 | 0.018037 | 0.017995 | 0.017954 | 0.017915 | 0.017877 | 0.017841 | 0.017807 | 0.017775 | 0.017745 | 0.017717 | 0.01769 | 0.017665 | 0.017641 | 0.017619 | 0.017598 | 0.017579 | 0.01756
F2_Industrial_Primary Metals_Existing_Space Heating_Natural Gas_Insulation - Wall Cavity_A_Achievable Technical Potential | F2 | Industrial | Primary Metals | Existing | Space Heating | Natural Gas | Insulation - Wall Cavity | A | Original Unit Summer Peak Savings (kW) | Achievable Technical Potential | 0 | 0 | 0 | 0 | 0 | 0 | 0 | 0 | 0 | 0 | 0 | 0 | 0 | 0 | 0 | 0 | 0 | 0 | 0 | 0 | 0 | 0
F3_Industrial_Primary Metals_Existing_Space Heating_Natural Gas_Insulation - Wall Cavity_A_Achievable Technical Potential | F3 | Industrial | Primary Metals | Existing | Space Heating | Natural Gas | Insulation - Wall Cavity | A | Original Unit Winter Peak Savings (kW) | Achievable Technical Potential | 0 | 0 | 0 | 0 | 0 | 0 | 0 | 0 | 0 | 0 | 0 | 0 | 0 | 0 | 0 | 0 | 0 | 0 | 0 | 0 | 0 | 0
F4_Industrial_Primary Metals_Existing_Space Heating_Natural Gas_Insulation - Wall Cavity_A_Achievable Technical Potential | F4 | Industrial | Primary Metals | Existing | Space Heating | Natural Gas | Insulation - Wall Cavity | A | Standalone Impact on Baseline Energy (%) | Achievable Technical Potential | 0% | 0% | 0.06875% | 0.1903% | 0.3808% | 0.6494% | 0.9943% | 1.401% | 1.844% | 2.296% | 2.727% | 3.117% | 3.453% | 3.733% | 3.96% | 4.143% | 4.291% | 4.414% | 4.521% | 4.62% | 4.701% | 4.783%
F5_Industrial_Primary Metals_Existing_Space Heating_Natural Gas_Insulation - Wall Cavity_A_Achievable Technical Potential | F5 | Industrial | Primary Metals | Existing | Space Heating | Natural Gas | Insulation - Wall Cavity | A | Standalone Impact on Baseline Summer Peak (%) | Achievable Technical Potential | bar: 2019 to 2040
F6_Industrial_Primary Metals_Existing_Space Heating_Natural Gas_Insulation - Wall Cavity_A_Achievable Technical Potential | F6 | Industrial | Primary Metals | Existing | Space Heating | Natural Gas | Insulation - Wall Cavity | A | Standalone Impact on Baseline Winter Peak (%) | Achievable Technical Potential | bar: 2019 to 2040
F7_Industrial_Primary Metals_Existing_Space Heating_Natural Gas_Insulation - Wall Cavity_A_Achievable Technical Potential | F7 | Industrial | Primary Metals | Existing | Space Heating | Natural Gas | Insulation - Wall Cavity | A | Incremental Energy Savings (MWh or mTherms) | Achievable Technical Potential | 0 | 0 | 0.065872 | 0.11302 | 0.17237 | 0.2366 | 0.29524 | 0.33775 | 0.35667 | 0.34978 | 0.32019 | 0.27481 | 0.22202 | 0.16941 | 0.12248 | 0.084133 | 0.055043 | 0.034378 | 0.020539 | 0.01365 | 0 | 0
F8_Industrial_Primary Metals_Existing_Space Heating_Natural Gas_Insulation - Wall Cavity_A_Achievable Technical Potential | F8 | Industrial | Primary Metals | Existing | Space Heating | Natural Gas | Insulation - Wall Cavity | A | Incremental Summer Peak Savings (MW) | Achievable Technical Potential | 0 | 0 | 0 | 0 | 0 | 0 | 0 | 0 | 0 | 0 | 0 | 0 | 0 | 0 | 0 | 0 | 0 | 0 | 0 | 0 | 0 | 0
F9_Industrial_Primary Metals_Existing_Space Heating_Natural Gas_Insulation - Wall Cavity_A_Achievable Technical Potential | F9 | Industrial | Primary Metals | Existing | Space Heating | Natural Gas | Insulation - Wall Cavity | A | Incremental Winter Peak Savings (MW) | Achievable Technical Potential | 0 | 0 | 0 | 0 | 0 | 0 | 0 | 0 | 0 | 0 | 0 | 0 | 0 | 0 | 0 | 0 | 0 | 0 | 0 | 0 | 0 | 0
F10_Industrial_Primary Metals_Existing_Space Heating_Natural Gas_Insulation - Wall Cavity_A_Achievable Technical Potential | F10 | Industrial | Primary Metals | Existing | Space Heating | Natural Gas | Insulation - Wall Cavity | A | Cumulative Energy Savings (MWh or mTherms) | Achievable Technical Potential | 0 | 0 | 0.065872 | 0.17874 | 0.35068 | 0.58645 | 0.88033 | 1.2161 | 1.5701 | 1.9166 | 2.2329 | 2.5035 | 2.721 | 2.8858 | 3.0037 | 3.0833 | 3.1339 | 3.1641 | 3.1807 | 3.1906 | 3.187 | 3.1837
F11_Industrial_Primary Metals_Existing_Space Heating_Natural Gas_Insulation - Wall Cavity_A_Achievable Technical Potential | F11 | Industrial | Primary Metals | Existing | Space Heating | Natural Gas | Insulation - Wall Cavity | A | Cumulative Summer Peak Savings (MW) | Achievable Technical Potential | 0 | 0 | 0 | 0 | 0 | 0 | 0 | 0 | 0 | 0 | 0 | 0 | 0 | 0 | 0 | 0 | 0 | 0 | 0 | 0 | 0 | 0
F12_Industrial_Primary Metals_Existing_Space Heating_Natural Gas_Insulation - Wall Cavity_A_Achievable Technical Potential | F12 | Industrial | Primary Metals | Existing | Space Heating | Natural Gas | Insulation - Wall Cavity | A | Cumulative Winter Peak Savings (MW) | Achievable Technical Potential | 0 | 0 | 0 | 0 | 0 | 0 | 0 | 0 | 0 | 0 | 0 | 0 | 0 | 0 | 0 | 0 | 0 | 0 | 0 | 0 | 0 | 0
F13_Industrial_Primary Metals_Existing_Space Heating_Natural Gas_Insulation - Wall Cavity_A_Achievable Technical Potential | F13 | Industrial | Primary Metals | Existing | Space Heating | Natural Gas | Insulation - Wall Cavity | A | Purchases (Incremental) | Achievable Technical Potential | 0 | 0 | 3626.254 | 6236.5317 | 9534.0083 | 13117.4803 | 16407.1306 | 18811.6239 | 19909.3844 | 19566.1192 | 17946.8541 | 15432.7474 | 12490.1952 | 9547.1032 | 6913.4196 | 4755.9559 | 3115.9711 | 1948.7029 | 1165.7158 | 775.6788 | 0 | 0
F14_Industrial_Primary Metals_Existing_Space Heating_Natural Gas_Insulation - Wall Cavity_A_Achievable Technical Potential | F14 | Industrial | Primary Metals | Existing | Space Heating | Natural Gas | Insulation - Wall Cavity | A | Purchases (Cumulative) | Achievable Technical Potential | 0 | 0 | 3626.254 | 9862.7858 | 19396.794 | 32514.2744 | 48921.405 | 67733.0288 | 87642.4132 | 107208.5324 | 125155.3865 | 140588.1339 | 153078.3291 | 162625.4323 | 169538.8519 | 174294.8077 | 177410.7788 | 179359.4817 | 180525.1976 | 181300.8764 | 181300.8764 | 181300.8764
F1_Industrial_Primary Metals_Existing_Space Heating_Natural Gas_Insulation - Ducting_A_Achievable Technical Potential | F1 | Industrial | Primary Metals | Existing | Space Heating | Natural Gas | Insulation - Ducting | A | Original Unit Energy Savings (kWh or therms) | Achievable Technical Potential | 0 | 0 | 0.0014398 | 0.0014319 | 0.0014239 | 0.0014161 | 0.0014083 | 0.0014008 | 0.0013935 | 0.0013865 | 0.0013799 | 0.0013736 | 0.0013677 | 0.0013622 | 0.001357 | 0.0013521 | 0.0013475 | 0.0013431 | 0.001339 | 0.0013352 | 0.0013316 | 0.0013281
F2_Industrial_Primary Metals_Existing_Space Heating_Natural Gas_Insulation - Ducting_A_Achievable Technical Potential | F2 | Industrial | Primary Metals | Existing | Space Heating | Natural Gas | Insulation - Ducting | A | Original Unit Summer Peak Savings (kW) | Achievable Technical Potential | 0 | 0 | 0 | 0 | 0 | 0 | 0 | 0 | 0 | 0 | 0 | 0 | 0 | 0 | 0 | 0 | 0 | 0 | 0 | 0 | 0 | 0
F3_Industrial_Primary Metals_Existing_Space Heating_Natural Gas_Insulation - Ducting_A_Achievable Technical Potential | F3 | Industrial | Primary Metals | Existing | Space Heating | Natural Gas | Insulation - Ducting | A | Original Unit Winter Peak Savings (kW) | Achievable Technical Potential | 0 | 0 | 0 | 0 | 0 | 0 | 0 | 0 | 0 | 0 | 0 | 0 | 0 | 0 | 0 | 0 | 0 | 0 | 0 | 0 | 0 | 0
F4_Industrial_Primary Metals_Existing_Space Heating_Natural Gas_Insulation - Ducting_A_Achievable Technical Potential | F4 | Industrial | Primary Metals | Existing | Space Heating | Natural Gas | Insulation - Ducting | A | Standalone Impact on Baseline Energy (%) | Achievable Technical Potential | 0% | 0% | 0.000688% | 0.00154% | 0.002589% | 0.003815% | 0.005221% | 0.006872% | 0.008694% | 0.01058% | 0.01238% | 0.01398% | 0.01528% | 0.01623% | 0.0169% | 0.01736% | 0.01771% | 0.01802% | 0.01831% | 0.0186% | 0.0189% | 0.0192%
F5_Industrial_Primary Metals_Existing_Space Heating_Natural Gas_Insulation - Ducting_A_Achievable Technical Potential | F5 | Industrial | Primary Metals | Existing | Space Heating | Natural Gas | Insulation - Ducting | A | Standalone Impact on Baseline Summer Peak (%) | Achievable Technical Potential | bar: 2019 to 2040
F6_Industrial_Primary Metals_Existing_Space Heating_Natural Gas_Insulation - Ducting_A_Achievable Technical Potential | F6 | Industrial | Primary Metals | Existing | Space Heating | Natural Gas | Insulation - Ducting | A | Standalone Impact on Baseline Winter Peak (%) | Achievable Technical Potential | bar: 2019 to 2040
F7_Industrial_Primary Metals_Existing_Space Heating_Natural Gas_Insulation - Ducting_A_Achievable Technical Potential | F7 | Industrial | Primary Metals | Existing | Space Heating | Natural Gas | Insulation - Ducting | A | Incremental Energy Savings (MWh or mTherms) | Achievable Technical Potential | 0 | 0 | 0.00065924 | 0.00079109 | 0.00094609 | 0.0010734 | 0.0011966 | 0.0013675 | 0.0014667 | 0.0014651 | 0.0013504 | 0.0011356 | 0.00085989 | 0.00055702 | 0.00031664 | 0.00014929 | 6.1858e-05 | 2.2035e-05 | 6.7434e-06 | 1.4403e-06 | 2.3203e-07 | 2.7301e-08
F8_Industrial_Primary Metals_Existing_Space Heating_Natural Gas_Insulation - Ducting_A_Achievable Technical Potential | F8 | Industrial | Primary Metals | Existing | Space Heating | Natural Gas | Insulation - Ducting | A | Incremental Summer Peak Savings (MW) | Achievable Technical Potential | 0 | 0 | 0 | 0 | 0 | 0 | 0 | 0 | 0 | 0 | 0 | 0 | 0 | 0 | 0 | 0 | 0 | 0 | 0 | 0 | 0 | 0
F9_Industrial_Primary Metals_Existing_Space Heating_Natural Gas_Insulation - Ducting_A_Achievable Technical Potential | F9 | Industrial | Primary Metals | Existing | Space Heating | Natural Gas | Insulation - Ducting | A | Incremental Winter Peak Savings (MW) | Achievable Technical Potential | 0 | 0 | 0 | 0 | 0 | 0 | 0 | 0 | 0 | 0 | 0 | 0 | 0 | 0 | 0 | 0 | 0 | 0 | 0 | 0 | 0 | 0
F10_Industrial_Primary Metals_Existing_Space Heating_Natural Gas_Insulation - Ducting_A_Achievable Technical Potential | F10 | Industrial | Primary Metals | Existing | Space Heating | Natural Gas | Insulation - Ducting | A | Cumulative Energy Savings (MWh or mTherms) | Achievable Technical Potential | 0 | 0 | 0.00065924 | 0.0014467 | 0.0023848 | 0.0034449 | 0.0046227 | 0.0059655 | 0.0074011 | 0.0088291 | 0.010137 | 0.011227 | 0.012039 | 0.012547 | 0.012815 | 0.012918 | 0.012936 | 0.012916 | 0.012884 | 0.012848 | 0.012814 | 0.012781
F11_Industrial_Primary Metals_Existing_Space Heating_Natural Gas_Insulation - Ducting_A_Achievable Technical Potential | F11 | Industrial | Primary Metals | Existing | Space Heating | Natural Gas | Insulation - Ducting | A | Cumulative Summer Peak Savings (MW) | Achievable Technical Potential | 0 | 0 | 0 | 0 | 0 | 0 | 0 | 0 | 0 | 0 | 0 | 0 | 0 | 0 | 0 | 0 | 0 | 0 | 0 | 0 | 0 | 0
F12_Industrial_Primary Metals_Existing_Space Heating_Natural Gas_Insulation - Ducting_A_Achievable Technical Potential | F12 | Industrial | Primary Metals | Existing | Space Heating | Natural Gas | Insulation - Ducting | A | Cumulative Winter Peak Savings (MW) | Achievable Technical Potential | 0 | 0 | 0 | 0 | 0 | 0 | 0 | 0 | 0 | 0 | 0 | 0 | 0 | 0 | 0 | 0 | 0 | 0 | 0 | 0 | 0 | 0
F13_Industrial_Primary Metals_Existing_Space Heating_Natural Gas_Insulation - Ducting_A_Achievable Technical Potential | F13 | Industrial | Primary Metals | Existing | Space Heating | Natural Gas | Insulation - Ducting | A | Purchases (Incremental) | Achievable Technical Potential | 0 | 0 | 457.858 | 552.4839 | 664.4221 | 757.9913 | 849.6784 | 976.249 | 1052.4955 | 1056.6606 | 978.6073 | 826.6925 | 628.6997 | 408.9129 | 233.3396 | 110.4117 | 45.9072 | 16.4057 | 5.0361 | 1.0787 | 0.17425 | 0.020556
F14_Industrial_Primary Metals_Existing_Space Heating_Natural Gas_Insulation - Ducting_A_Achievable Technical Potential | F14 | Industrial | Primary Metals | Existing | Space Heating | Natural Gas | Insulation - Ducting | A | Purchases (Cumulative) | Achievable Technical Potential | 0 | 0 | 457.858 | 1010.342 | 1674.7641 | 2432.7554 | 3282.4338 | 4258.6828 | 5311.1784 | 6367.839 | 7346.4463 | 8173.1387 | 8801.8384 | 9210.7513 | 9444.0909 | 9554.5026 | 9600.4098 | 9616.8156 | 9621.8516 | 9622.9303 | 9623.1046 | 9623.1251
F1_Industrial_Primary Metals_Existing_Space Heating_Natural Gas_HVAC - Duct Repair and Sealing_A_Achievable Technical Potential | F1 | Industrial | Primary Metals | Existing | Space Heating | Natural Gas | HVAC - Duct Repair and Sealing | A | Original Unit Energy Savings (kWh or therms) | Achievable Technical Potential | 0 | 0 | 0.0040723 | 0.0040498 | 0.0040273 | 0.004005 | 0.0039832 | 0.0039618 | 0.0039412 | 0.0039215 | 0.0039027 | 0.003885 | 0.0038683 | 0.0038527 | 0.0038379 | 0.0038241 | 0.003811 | 0.0037987 | 0.0037871 | 0.0037763 | 0.003766 | 0.0037564
F2_Industrial_Primary Metals_Existing_Space Heating_Natural Gas_HVAC - Duct Repair and Sealing_A_Achievable Technical Potential | F2 | Industrial | Primary Metals | Existing | Space Heating | Natural Gas | HVAC - Duct Repair and Sealing | A | Original Unit Summer Peak Savings (kW) | Achievable Technical Potential | 0 | 0 | 0 | 0 | 0 | 0 | 0 | 0 | 0 | 0 | 0 | 0 | 0 | 0 | 0 | 0 | 0 | 0 | 0 | 0 | 0 | 0
F3_Industrial_Primary Metals_Existing_Space Heating_Natural Gas_HVAC - Duct Repair and Sealing_A_Achievable Technical Potential | F3 | Industrial | Primary Metals | Existing | Space Heating | Natural Gas | HVAC - Duct Repair and Sealing | A | Original Unit Winter Peak Savings (kW) | Achievable Technical Potential | 0 | 0 | 0 | 0 | 0 | 0 | 0 | 0 | 0 | 0 | 0 | 0 | 0 | 0 | 0 | 0 | 0 | 0 | 0 | 0 | 0 | 0
F4_Industrial_Primary Metals_Existing_Space Heating_Natural Gas_HVAC - Duct Repair and Sealing_A_Achievable Technical Potential | F4 | Industrial | Primary Metals | Existing | Space Heating | Natural Gas | HVAC - Duct Repair and Sealing | A | Standalone Impact on Baseline Energy (%) | Achievable Technical Potential | 0% | 0% | 0.00396% | 0.007964% | 0.01201% | 0.01611% | 0.02025% | 0.02444% | 0.02868% | 0.03297% | 0.03732% | 0.04173% | 0.0462% | 0.05073% | 0.05533% | 0.06% | 0.06474% | 0.06956% | 0.07445% | 0.07942% | 0.08447% | 0.0896%
F5_Industrial_Primary Metals_Existing_Space Heating_Natural Gas_HVAC - Duct Repair and Sealing_A_Achievable Technical Potential | F5 | Industrial | Primary Metals | Existing | Space Heating | Natural Gas | HVAC - Duct Repair and Sealing | A | Standalone Impact on Baseline Summer Peak (%) | Achievable Technical Potential | bar: 2019 to 2040
F6_Industrial_Primary Metals_Existing_Space Heating_Natural Gas_HVAC - Duct Repair and Sealing_A_Achievable Technical Potential | F6 | Industrial | Primary Metals | Existing | Space Heating | Natural Gas | HVAC - Duct Repair and Sealing | A | Standalone Impact on Baseline Winter Peak (%) | Achievable Technical Potential | bar: 2019 to 2040
F7_Industrial_Primary Metals_Existing_Space Heating_Natural Gas_HVAC - Duct Repair and Sealing_A_Achievable Technical Potential | F7 | Industrial | Primary Metals | Existing | Space Heating | Natural Gas | HVAC - Duct Repair and Sealing | A | Incremental Energy Savings (MWh or mTherms) | Achievable Technical Potential | 0 | 0 | 0.0037941 | 0.0037081 | 0.0036239 | 0.0035417 | 0.0034617 | 0.0033838 | 0.0033081 | 0.0032348 | 0.0031638 | 0.0030952 | 0.0030288 | 0.0029645 | 0.0029022 | 0.0028419 | 0.0027833 | 0.0027265 | 0.0026714 | 0.0026178 | 0.0025656 | 0.0025149
F8_Industrial_Primary Metals_Existing_Space Heating_Natural Gas_HVAC - Duct Repair and Sealing_A_Achievable Technical Potential | F8 | Industrial | Primary Metals | Existing | Space Heating | Natural Gas | HVAC - Duct Repair and Sealing | A | Incremental Summer Peak Savings (MW) | Achievable Technical Potential | 0 | 0 | 0 | 0 | 0 | 0 | 0 | 0 | 0 | 0 | 0 | 0 | 0 | 0 | 0 | 0 | 0 | 0 | 0 | 0 | 0 | 0
F9_Industrial_Primary Metals_Existing_Space Heating_Natural Gas_HVAC - Duct Repair and Sealing_A_Achievable Technical Potential | F9 | Industrial | Primary Metals | Existing | Space Heating | Natural Gas | HVAC - Duct Repair and Sealing | A | Incremental Winter Peak Savings (MW) | Achievable Technical Potential | 0 | 0 | 0 | 0 | 0 | 0 | 0 | 0 | 0 | 0 | 0 | 0 | 0 | 0 | 0 | 0 | 0 | 0 | 0 | 0 | 0 | 0
F10_Industrial_Primary Metals_Existing_Space Heating_Natural Gas_HVAC - Duct Repair and Sealing_A_Achievable Technical Potential | F10 | Industrial | Primary Metals | Existing | Space Heating | Natural Gas | HVAC - Duct Repair and Sealing | A | Cumulative Energy Savings (MWh or mTherms) | Achievable Technical Potential | 0 | 0 | 0.0037941 | 0.0074812 | 0.011064 | 0.014544 | 0.017926 | 0.021214 | 0.024412 | 0.027524 | 0.030556 | 0.033513 | 0.036398 | 0.039215 | 0.041967 | 0.044658 | 0.047288 | 0.049862 | 0.052382 | 0.054849 | 0.057266 | 0.059634
F11_Industrial_Primary Metals_Existing_Space Heating_Natural Gas_HVAC - Duct Repair and Sealing_A_Achievable Technical Potential | F11 | Industrial | Primary Metals | Existing | Space Heating | Natural Gas | HVAC - Duct Repair and Sealing | A | Cumulative Summer Peak Savings (MW) | Achievable Technical Potential | 0 | 0 | 0 | 0 | 0 | 0 | 0 | 0 | 0 | 0 | 0 | 0 | 0 | 0 | 0 | 0 | 0 | 0 | 0 | 0 | 0 | 0
F12_Industrial_Primary Metals_Existing_Space Heating_Natural Gas_HVAC - Duct Repair and Sealing_A_Achievable Technical Potential | F12 | Industrial | Primary Metals | Existing | Space Heating | Natural Gas | HVAC - Duct Repair and Sealing | A | Cumulative Winter Peak Savings (MW) | Achievable Technical Potential | 0 | 0 | 0 | 0 | 0 | 0 | 0 | 0 | 0 | 0 | 0 | 0 | 0 | 0 | 0 | 0 | 0 | 0 | 0 | 0 | 0 | 0
F13_Industrial_Primary Metals_Existing_Space Heating_Natural Gas_HVAC - Duct Repair and Sealing_A_Achievable Technical Potential | F13 | Industrial | Primary Metals | Existing | Space Heating | Natural Gas | HVAC - Duct Repair and Sealing | A | Purchases (Incremental) | Achievable Technical Potential | 0 | 0 | 931.6878 | 915.6243 | 899.8376 | 884.3232 | 869.0762 | 854.0922 | 839.3664 | 824.8946 | 810.6723 | 796.6952 | 782.959 | 769.4598 | 756.1932 | 743.1554 | 730.3424 | 717.7503 | 705.3753 | 693.2136 | 681.2617 | 669.5158
F14_Industrial_Primary Metals_Existing_Space Heating_Natural Gas_HVAC - Duct Repair and Sealing_A_Achievable Technical Potential | F14 | Industrial | Primary Metals | Existing | Space Heating | Natural Gas | HVAC - Duct Repair and Sealing | A | Purchases (Cumulative) | Achievable Technical Potential | 0 | 0 | 931.6878 | 1847.3121 | 2747.1497 | 3631.4729 | 4500.5491 | 5354.6413 | 6194.0077 | 7018.9023 | 7829.5746 | 8626.2698 | 9409.2288 | 10178.6886 | 10934.8818 | 11678.0372 | 12408.3795 | 13126.1298 | 13831.5051 | 14524.7187 | 15205.9803 | 15875.4961
F1_Industrial_Primary Metals_Existing_Space Heating_Natural Gas_Windows - High Efficiency_A_Achievable Technical Potential | F1 | Industrial | Primary Metals | Existing | Space Heating | Natural Gas | Windows - High Efficiency | A | Original Unit Energy Savings (kWh or therms) | Achievable Technical Potential | 0 | 0 | 0.0077675 | 0.0077491 | 0.0077307 | 0.0077125 | 0.0076946 | 0.0076772 | 0.0076604 | 0.0076442 | 0.0076289 | 0.0076144 | 0.0076007 | 0.0075878 | 0.0075757 | 0.0075643 | 0.0075535 | 0.0075434 | 0.0075339 | 0.007525 | 0.0075166 | 0.0075087
F2_Industrial_Primary Metals_Existing_Space Heating_Natural Gas_Windows - High Efficiency_A_Achievable Technical Potential | F2 | Industrial | Primary Metals | Existing | Space Heating | Natural Gas | Windows - High Efficiency | A | Original Unit Summer Peak Savings (kW) | Achievable Technical Potential | 0 | 0 | 0 | 0 | 0 | 0 | 0 | 0 | 0 | 0 | 0 | 0 | 0 | 0 | 0 | 0 | 0 | 0 | 0 | 0 | 0 | 0
F3_Industrial_Primary Metals_Existing_Space Heating_Natural Gas_Windows - High Efficiency_A_Achievable Technical Potential | F3 | Industrial | Primary Metals | Existing | Space Heating | Natural Gas | Windows - High Efficiency | A | Original Unit Winter Peak Savings (kW) | Achievable Technical Potential | 0 | 0 | 0 | 0 | 0 | 0 | 0 | 0 | 0 | 0 | 0 | 0 | 0 | 0 | 0 | 0 | 0 | 0 | 0 | 0 | 0 | 0
F4_Industrial_Primary Metals_Existing_Space Heating_Natural Gas_Windows - High Efficiency_A_Achievable Technical Potential | F4 | Industrial | Primary Metals | Existing | Space Heating | Natural Gas | Windows - High Efficiency | A | Standalone Impact on Baseline Energy (%) | Achievable Technical Potential | 0% | 0% | 0.00596% | 0.01798% | 0.03945% | 0.07455% | 0.1281% | 0.2051% | 0.3105% | 0.4478% | 0.6188% | 0.8221% | 1.052% | 1.3% | 1.554% | 1.798% | 2.021% | 2.215% | 2.374% | 2.5% | 2.597% | 2.677%
F5_Industrial_Primary Metals_Existing_Space Heating_Natural Gas_Windows - High Efficiency_A_Achievable Technical Potential | F5 | Industrial | Primary Metals | Existing | Space Heating | Natural Gas | Windows - High Efficiency | A | Standalone Impact on Baseline Summer Peak (%) | Achievable Technical Potential | bar: 2019 to 2040
F6_Industrial_Primary Metals_Existing_Space Heating_Natural Gas_Windows - High Efficiency_A_Achievable Technical Potential | F6 | Industrial | Primary Metals | Existing | Space Heating | Natural Gas | Windows - High Efficiency | A | Standalone Impact on Baseline Winter Peak (%) | Achievable Technical Potential | bar: 2019 to 2040
F7_Industrial_Primary Metals_Existing_Space Heating_Natural Gas_Windows - High Efficiency_A_Achievable Technical Potential | F7 | Industrial | Primary Metals | Existing | Space Heating | Natural Gas | Windows - High Efficiency | A | Incremental Energy Savings (MWh or mTherms) | Achievable Technical Potential | 0 | 0 | 0.0057107 | 0.011192 | 0.019482 | 0.031071 | 0.046241 | 0.064938 | 0.086621 | 0.11012 | 0.13359 | 0.15452 | 0.17007 | 0.1775 | 0.17489 | 0.16177 | 0.13958 | 0.11329 | 0.085034 | 0.057786 | 0.036242 | 0.023204
F8_Industrial_Primary Metals_Existing_Space Heating_Natural Gas_Windows - High Efficiency_A_Achievable Technical Potential | F8 | Industrial | Primary Metals | Existing | Space Heating | Natural Gas | Windows - High Efficiency | A | Incremental Summer Peak Savings (MW) | Achievable Technical Potential | 0 | 0 | 0 | 0 | 0 | 0 | 0 | 0 | 0 | 0 | 0 | 0 | 0 | 0 | 0 | 0 | 0 | 0 | 0 | 0 | 0 | 0
F9_Industrial_Primary Metals_Existing_Space Heating_Natural Gas_Windows - High Efficiency_A_Achievable Technical Potential | F9 | Industrial | Primary Metals | Existing | Space Heating | Natural Gas | Windows - High Efficiency | A | Incremental Winter Peak Savings (MW) | Achievable Technical Potential | 0 | 0 | 0 | 0 | 0 | 0 | 0 | 0 | 0 | 0 | 0 | 0 | 0 | 0 | 0 | 0 | 0 | 0 | 0 | 0 | 0 | 0
F10_Industrial_Primary Metals_Existing_Space Heating_Natural Gas_Windows - High Efficiency_A_Achievable Technical Potential | F10 | Industrial | Primary Metals | Existing | Space Heating | Natural Gas | Windows - High Efficiency | A | Cumulative Energy Savings (MWh or mTherms) | Achievable Technical Potential | 0 | 0 | 0.0057107 | 0.016889 | 0.036331 | 0.067317 | 0.1134 | 0.17808 | 0.26432 | 0.37388 | 0.50672 | 0.66027 | 0.82915 | 1.0052 | 1.1785 | 1.3385 | 1.4762 | 1.5875 | 1.6705 | 1.7264 | 1.7607 | 1.782
F11_Industrial_Primary Metals_Existing_Space Heating_Natural Gas_Windows - High Efficiency_A_Achievable Technical Potential | F11 | Industrial | Primary Metals | Existing | Space Heating | Natural Gas | Windows - High Efficiency | A | Cumulative Summer Peak Savings (MW) | Achievable Technical Potential | 0 | 0 | 0 | 0 | 0 | 0 | 0 | 0 | 0 | 0 | 0 | 0 | 0 | 0 | 0 | 0 | 0 | 0 | 0 | 0 | 0 | 0
F12_Industrial_Primary Metals_Existing_Space Heating_Natural Gas_Windows - High Efficiency_A_Achievable Technical Potential | F12 | Industrial | Primary Metals | Existing | Space Heating | Natural Gas | Windows - High Efficiency | A | Cumulative Winter Peak Savings (MW) | Achievable Technical Potential | 0 | 0 | 0 | 0 | 0 | 0 | 0 | 0 | 0 | 0 | 0 | 0 | 0 | 0 | 0 | 0 | 0 | 0 | 0 | 0 | 0 | 0
F13_Industrial_Primary Metals_Existing_Space Heating_Natural Gas_Windows - High Efficiency_A_Achievable Technical Potential | F13 | Industrial | Primary Metals | Existing | Space Heating | Natural Gas | Windows - High Efficiency | A | Purchases (Incremental) | Achievable Technical Potential | 0 | 0 | 735.1962 | 1444.2708 | 2520.155 | 4028.6986 | 6009.5707 | 8458.593 | 11307.6299 | 14406.0349 | 17510.5792 | 20293.113 | 22375.0099 | 23392.4048 | 23085.0639 | 21386.3665 | 18479.2028 | 15018.6121 | 11286.8069 | 7679.2201 | 4821.5793 | 3090.2926
F14_Industrial_Primary Metals_Existing_Space Heating_Natural Gas_Windows - High Efficiency_A_Achievable Technical Potential | F14 | Industrial | Primary Metals | Existing | Space Heating | Natural Gas | Windows - High Efficiency | A | Purchases (Cumulative) | Achievable Technical Potential | 0 | 0 | 735.1962 | 2179.467 | 4699.622 | 8728.3206 | 14737.8912 | 23196.4842 | 34504.1141 | 48910.149 | 66420.7282 | 86713.8412 | 109088.8511 | 132481.2559 | 155566.3198 | 176952.6863 | 195431.8891 | 210450.5012 | 221737.3081 | 229416.5282 | 234238.1074 | 237328.4
F1_Industrial_Primary Metals_Existing_Space Heating_Natural Gas_Gas Boiler - Maintenance_A_Achievable Technical Potential | F1 | Industrial | Primary Metals | Existing | Space Heating | Natural Gas | Gas Boiler - Maintenance | A | Original Unit Energy Savings (kWh or therms) | Achievable Technical Potential | 0 | 0 | 29.1825 | 29.1092 | 29.0375 | 28.9674 | 28.8992 | 28.8329 | 28.7687 | 28.7067 | 28.6471 | 28.5898 | 28.535 | 28.4827 | 28.4331 | 28.3862 | 28.342 | 28.3006 | 28.2621 | 28.2265 | 28.1938 | 28.1641
F2_Industrial_Primary Metals_Existing_Space Heating_Natural Gas_Gas Boiler - Maintenance_A_Achievable Technical Potential | F2 | Industrial | Primary Metals | Existing | Space Heating | Natural Gas | Gas Boiler - Maintenance | A | Original Unit Summer Peak Savings (kW) | Achievable Technical Potential | 0 | 0 | 0 | 0 | 0 | 0 | 0 | 0 | 0 | 0 | 0 | 0 | 0 | 0 | 0 | 0 | 0 | 0 | 0 | 0 | 0 | 0
F3_Industrial_Primary Metals_Existing_Space Heating_Natural Gas_Gas Boiler - Maintenance_A_Achievable Technical Potential | F3 | Industrial | Primary Metals | Existing | Space Heating | Natural Gas | Gas Boiler - Maintenance | A | Original Unit Winter Peak Savings (kW) | Achievable Technical Potential | 0 | 0 | 0 | 0 | 0 | 0 | 0 | 0 | 0 | 0 | 0 | 0 | 0 | 0 | 0 | 0 | 0 | 0 | 0 | 0 | 0 | 0
F4_Industrial_Primary Metals_Existing_Space Heating_Natural Gas_Gas Boiler - Maintenance_A_Achievable Technical Potential | F4 | Industrial | Primary Metals | Existing | Space Heating | Natural Gas | Gas Boiler - Maintenance | A | Standalone Impact on Baseline Energy (%) | Achievable Technical Potential | 0% | 0% | 0.004189% | 0.007197% | 0.009355% | 0.0111% | 0.01268% | 0.0141% | 0.01538% | 0.01652% | 0.01754% | 0.01847% | 0.01931% | 0.02004% | 0.0207% | 0.02131% | 0.02187% | 0.02242% | 0.02295% | 0.02347% | 0.02398% | 0.02448%
F5_Industrial_Primary Metals_Existing_Space Heating_Natural Gas_Gas Boiler - Maintenance_A_Achievable Technical Potential | F5 | Industrial | Primary Metals | Existing | Space Heating | Natural Gas | Gas Boiler - Maintenance | A | Standalone Impact on Baseline Summer Peak (%) | Achievable Technical Potential | bar: 2019 to 2040
F6_Industrial_Primary Metals_Existing_Space Heating_Natural Gas_Gas Boiler - Maintenance_A_Achievable Technical Potential | F6 | Industrial | Primary Metals | Existing | Space Heating | Natural Gas | Gas Boiler - Maintenance | A | Standalone Impact on Baseline Winter Peak (%) | Achievable Technical Potential | bar: 2019 to 2040
F7_Industrial_Primary Metals_Existing_Space Heating_Natural Gas_Gas Boiler - Maintenance_A_Achievable Technical Potential | F7 | Industrial | Primary Metals | Existing | Space Heating | Natural Gas | Gas Boiler - Maintenance | A | Incremental Energy Savings (MWh or mTherms) | Achievable Technical Potential | 0 | 0 | 0.0040133 | 0.0027576 | 0.0018714 | 0.0014289 | 0.0012274 | 0.0010414 | 0.00087485 | 0.00072889 | 0.0006031 | 0.00049611 | 0.00040605 | 0.00031021 | 0.00023701 | 0.00018111 | 0.0001384 | 0.00012471 | 9.5782e-05 | 8.0955e-05 | 6.665e-05 | 5.2849e-05
F8_Industrial_Primary Metals_Existing_Space Heating_Natural Gas_Gas Boiler - Maintenance_A_Achievable Technical Potential | F8 | Industrial | Primary Metals | Existing | Space Heating | Natural Gas | Gas Boiler - Maintenance | A | Incremental Summer Peak Savings (MW) | Achievable Technical Potential | 0 | 0 | 0 | 0 | 0 | 0 | 0 | 0 | 0 | 0 | 0 | 0 | 0 | 0 | 0 | 0 | 0 | 0 | 0 | 0 | 0 | 0
F9_Industrial_Primary Metals_Existing_Space Heating_Natural Gas_Gas Boiler - Maintenance_A_Achievable Technical Potential | F9 | Industrial | Primary Metals | Existing | Space Heating | Natural Gas | Gas Boiler - Maintenance | A | Incremental Winter Peak Savings (MW) | Achievable Technical Potential | 0 | 0 | 0 | 0 | 0 | 0 | 0 | 0 | 0 | 0 | 0 | 0 | 0 | 0 | 0 | 0 | 0 | 0 | 0 | 0 | 0 | 0
F10_Industrial_Primary Metals_Existing_Space Heating_Natural Gas_Gas Boiler - Maintenance_A_Achievable Technical Potential | F10 | Industrial | Primary Metals | Existing | Space Heating | Natural Gas | Gas Boiler - Maintenance | A | Cumulative Energy Savings (MWh or mTherms) | Achievable Technical Potential | 0 | 0 | 0.0040133 | 0.0067608 | 0.0086156 | 0.010024 | 0.011228 | 0.012243 | 0.013091 | 0.013792 | 0.014366 | 0.014833 | 0.015211 | 0.015493 | 0.015703 | 0.015859 | 0.015972 | 0.016074 | 0.016148 | 0.016208 | 0.016256 | 0.016292
F11_Industrial_Primary Metals_Existing_Space Heating_Natural Gas_Gas Boiler - Maintenance_A_Achievable Technical Potential | F11 | Industrial | Primary Metals | Existing | Space Heating | Natural Gas | Gas Boiler - Maintenance | A | Cumulative Summer Peak Savings (MW) | Achievable Technical Potential | 0 | 0 | 0 | 0 | 0 | 0 | 0 | 0 | 0 | 0 | 0 | 0 | 0 | 0 | 0 | 0 | 0 | 0 | 0 | 0 | 0 | 0
F12_Industrial_Primary Metals_Existing_Space Heating_Natural Gas_Gas Boiler - Maintenance_A_Achievable Technical Potential | F12 | Industrial | Primary Metals | Existing | Space Heating | Natural Gas | Gas Boiler - Maintenance | A | Cumulative Winter Peak Savings (MW) | Achievable Technical Potential | 0 | 0 | 0 | 0 | 0 | 0 | 0 | 0 | 0 | 0 | 0 | 0 | 0 | 0 | 0 | 0 | 0 | 0 | 0 | 0 | 0 | 0
F13_Industrial_Primary Metals_Existing_Space Heating_Natural Gas_Gas Boiler - Maintenance_A_Achievable Technical Potential | F13 | Industrial | Primary Metals | Existing | Space Heating | Natural Gas | Gas Boiler - Maintenance | A | Purchases (Incremental) | Achievable Technical Potential | 0 | 0 | 0.13752 | 0.094732 | 0.064449 | 0.049328 | 0.042473 | 0.03612 | 0.03041 | 0.025391 | 0.021053 | 0.017353 | 0.01423 | 0.010891 | 0.0083359 | 0.0063801 | 0.0048831 | 0.0044064 | 0.0033891 | 0.002868 | 0.002364 | 0.0018765
F14_Industrial_Primary Metals_Existing_Space Heating_Natural Gas_Gas Boiler - Maintenance_A_Achievable Technical Potential | F14 | Industrial | Primary Metals | Existing | Space Heating | Natural Gas | Gas Boiler - Maintenance | A | Purchases (Cumulative) | Achievable Technical Potential | 0 | 0 | 0.13752 | 0.23226 | 0.29671 | 0.34603 | 0.38851 | 0.42463 | 0.45504 | 0.48043 | 0.50148 | 0.51883 | 0.53306 | 0.54395 | 0.55229 | 0.55867 | 0.56355 | 0.56796 | 0.57135 | 0.57422 | 0.57658 | 0.57846
F1_Industrial_Primary Metals_Existing_Process_Natural Gas_Gas Boiler - Maintenance_A_Achievable Technical Potential | F1 | Industrial | Primary Metals | Existing | Process | Natural Gas | Gas Boiler - Maintenance | A | Original Unit Energy Savings (kWh or therms) | Achievable Technical Potential | 0 | 0 | 28.0317 | 28.0317 | 28.0317 | 28.0317 | 28.0317 | 28.0317 | 28.0317 | 28.0317 | 28.0317 | 28.0317 | 28.0317 | 28.0317 | 28.0317 | 28.0317 | 28.0317 | 28.0317 | 28.0317 | 28.0317 | 28.0317 | 28.0317
F2_Industrial_Primary Metals_Existing_Process_Natural Gas_Gas Boiler - Maintenance_A_Achievable Technical Potential | F2 | Industrial | Primary Metals | Existing | Process | Natural Gas | Gas Boiler - Maintenance | A | Original Unit Summer Peak Savings (kW) | Achievable Technical Potential | 0 | 0 | 0 | 0 | 0 | 0 | 0 | 0 | 0 | 0 | 0 | 0 | 0 | 0 | 0 | 0 | 0 | 0 | 0 | 0 | 0 | 0
F3_Industrial_Primary Metals_Existing_Process_Natural Gas_Gas Boiler - Maintenance_A_Achievable Technical Potential | F3 | Industrial | Primary Metals | Existing | Process | Natural Gas | Gas Boiler - Maintenance | A | Original Unit Winter Peak Savings (kW) | Achievable Technical Potential | 0 | 0 | 0 | 0 | 0 | 0 | 0 | 0 | 0 | 0 | 0 | 0 | 0 | 0 | 0 | 0 | 0 | 0 | 0 | 0 | 0 | 0
F4_Industrial_Primary Metals_Existing_Process_Natural Gas_Gas Boiler - Maintenance_A_Achievable Technical Potential | F4 | Industrial | Primary Metals | Existing | Process | Natural Gas | Gas Boiler - Maintenance | A | Standalone Impact on Baseline Energy (%) | Achievable Technical Potential | 0% | 0% | 0.005621% | 0.00966% | 0.01256% | 0.0149% | 0.01702% | 0.01893% | 0.02065% | 0.02218% | 0.02356% | 0.0248% | 0.02593% | 0.02692% | 0.02781% | 0.02863% | 0.02939% | 0.03014% | 0.03085% | 0.03155% | 0.03223% | 0.0329%
F5_Industrial_Primary Metals_Existing_Process_Natural Gas_Gas Boiler - Maintenance_A_Achievable Technical Potential | F5 | Industrial | Primary Metals | Existing | Process | Natural Gas | Gas Boiler - Maintenance | A | Standalone Impact on Baseline Summer Peak (%) | Achievable Technical Potential | bar: 2019 to 2040
F6_Industrial_Primary Metals_Existing_Process_Natural Gas_Gas Boiler - Maintenance_A_Achievable Technical Potential | F6 | Industrial | Primary Metals | Existing | Process | Natural Gas | Gas Boiler - Maintenance | A | Standalone Impact on Baseline Winter Peak (%) | Achievable Technical Potential | bar: 2019 to 2040
F7_Industrial_Primary Metals_Existing_Process_Natural Gas_Gas Boiler - Maintenance_A_Achievable Technical Potential | F7 | Industrial | Primary Metals | Existing | Process | Natural Gas | Gas Boiler - Maintenance | A | Incremental Energy Savings (MWh or mTherms) | Achievable Technical Potential | 0 | 0 | 0.13963 | 0.09618 | 0.065434 | 0.050082 | 0.043123 | 0.036672 | 0.030875 | 0.025779 | 0.021375 | 0.017618 | 0.014448 | 0.011058 | 0.0084633 | 0.0064776 | 0.0049578 | 0.0044738 | 0.0034409 | 0.0029119 | 0.0024001 | 0.0019051
F8_Industrial_Primary Metals_Existing_Process_Natural Gas_Gas Boiler - Maintenance_A_Achievable Technical Potential | F8 | Industrial | Primary Metals | Existing | Process | Natural Gas | Gas Boiler - Maintenance | A | Incremental Summer Peak Savings (MW) | Achievable Technical Potential | 0 | 0 | 0 | 0 | 0 | 0 | 0 | 0 | 0 | 0 | 0 | 0 | 0 | 0 | 0 | 0 | 0 | 0 | 0 | 0 | 0 | 0
F9_Industrial_Primary Metals_Existing_Process_Natural Gas_Gas Boiler - Maintenance_A_Achievable Technical Potential | F9 | Industrial | Primary Metals | Existing | Process | Natural Gas | Gas Boiler - Maintenance | A | Incremental Winter Peak Savings (MW) | Achievable Technical Potential | 0 | 0 | 0 | 0 | 0 | 0 | 0 | 0 | 0 | 0 | 0 | 0 | 0 | 0 | 0 | 0 | 0 | 0 | 0 | 0 | 0 | 0
F10_Industrial_Primary Metals_Existing_Process_Natural Gas_Gas Boiler - Maintenance_A_Achievable Technical Potential | F10 | Industrial | Primary Metals | Existing | Process | Natural Gas | Gas Boiler - Maintenance | A | Cumulative Energy Savings (MWh or mTherms) | Achievable Technical Potential | 0 | 0 | 0.13963 | 0.23581 | 0.30124 | 0.35132 | 0.39445 | 0.43112 | 0.46199 | 0.48777 | 0.50915 | 0.52676 | 0.54121 | 0.55227 | 0.56073 | 0.56721 | 0.57217 | 0.57664 | 0.58008 | 0.58299 | 0.58539 | 0.5873
F11_Industrial_Primary Metals_Existing_Process_Natural Gas_Gas Boiler - Maintenance_A_Achievable Technical Potential | F11 | Industrial | Primary Metals | Existing | Process | Natural Gas | Gas Boiler - Maintenance | A | Cumulative Summer Peak Savings (MW) | Achievable Technical Potential | 0 | 0 | 0 | 0 | 0 | 0 | 0 | 0 | 0 | 0 | 0 | 0 | 0 | 0 | 0 | 0 | 0 | 0 | 0 | 0 | 0 | 0
F12_Industrial_Primary Metals_Existing_Process_Natural Gas_Gas Boiler - Maintenance_A_Achievable Technical Potential | F12 | Industrial | Primary Metals | Existing | Process | Natural Gas | Gas Boiler - Maintenance | A | Cumulative Winter Peak Savings (MW) | Achievable Technical Potential | 0 | 0 | 0 | 0 | 0 | 0 | 0 | 0 | 0 | 0 | 0 | 0 | 0 | 0 | 0 | 0 | 0 | 0 | 0 | 0 | 0 | 0
F13_Industrial_Primary Metals_Existing_Process_Natural Gas_Gas Boiler - Maintenance_A_Achievable Technical Potential | F13 | Industrial | Primary Metals | Existing | Process | Natural Gas | Gas Boiler - Maintenance | A | Purchases (Incremental) | Achievable Technical Potential | 0 | 0 | 4.981 | 3.4311 | 2.3343 | 1.7866 | 1.5384 | 1.3082 | 1.1014 | 0.91963 | 0.76252 | 0.6285 | 0.5154 | 0.39447 | 0.30192 | 0.23108 | 0.17686 | 0.1596 | 0.12275 | 0.10388 | 0.085622 | 0.067964
F14_Industrial_Primary Metals_Existing_Process_Natural Gas_Gas Boiler - Maintenance_A_Achievable Technical Potential | F14 | Industrial | Primary Metals | Existing | Process | Natural Gas | Gas Boiler - Maintenance | A | Purchases (Cumulative) | Achievable Technical Potential | 0 | 0 | 4.981 | 8.4122 | 10.7465 | 12.5331 | 14.0714 | 15.3797 | 16.4811 | 17.4007 | 18.1632 | 18.7917 | 19.3071 | 19.7016 | 20.0035 | 20.2346 | 20.4115 | 20.5711 | 20.6938 | 20.7977 | 20.8833 | 20.9513
F1_Industrial_Primary Metals_Existing_Space Heating_Natural Gas_Gas Furnace - Maintenance_A_Achievable Technical Potential | F1 | Industrial | Primary Metals | Existing | Space Heating | Natural Gas | Gas Furnace - Maintenance | A | Original Unit Energy Savings (kWh or therms) | Achievable Technical Potential | 0 | 0 | 0.0093975 | 0.0093456 | 0.0092937 | 0.0092423 | 0.0091918 | 0.0091426 | 0.0090951 | 0.0090495 | 0.0090061 | 0.0089653 | 0.0089269 | 0.0088907 | 0.0088567 | 0.0088247 | 0.0087946 | 0.0087662 | 0.0087395 | 0.0087144 | 0.0086907 | 0.0086685
F2_Industrial_Primary Metals_Existing_Space Heating_Natural Gas_Gas Furnace - Maintenance_A_Achievable Technical Potential | F2 | Industrial | Primary Metals | Existing | Space Heating | Natural Gas | Gas Furnace - Maintenance | A | Original Unit Summer Peak Savings (kW) | Achievable Technical Potential | 0 | 0 | 0 | 0 | 0 | 0 | 0 | 0 | 0 | 0 | 0 | 0 | 0 | 0 | 0 | 0 | 0 | 0 | 0 | 0 | 0 | 0
F3_Industrial_Primary Metals_Existing_Space Heating_Natural Gas_Gas Furnace - Maintenance_A_Achievable Technical Potential | F3 | Industrial | Primary Metals | Existing | Space Heating | Natural Gas | Gas Furnace - Maintenance | A | Original Unit Winter Peak Savings (kW) | Achievable Technical Potential | 0 | 0 | 0 | 0 | 0 | 0 | 0 | 0 | 0 | 0 | 0 | 0 | 0 | 0 | 0 | 0 | 0 | 0 | 0 | 0 | 0 | 0
F4_Industrial_Primary Metals_Existing_Space Heating_Natural Gas_Gas Furnace - Maintenance_A_Achievable Technical Potential | F4 | Industrial | Primary Metals | Existing | Space Heating | Natural Gas | Gas Furnace - Maintenance | A | Standalone Impact on Baseline Energy (%) | Achievable Technical Potential | 0% | 0% | 2.079e-05% | 3.562e-05% | 4.615e-05% | 5.459e-05% | 6.217e-05% | 6.893e-05% | 7.493e-05% | 8.027e-05% | 8.502e-05% | 8.927e-05% | 9.309e-05% | 9.643e-05% | 9.941e-05% | 0.0001021% | 0.0001046% | 0.0001071% | 0.0001094% | 0.0001117% | 0.0001139% | 0.0001161%
F5_Industrial_Primary Metals_Existing_Space Heating_Natural Gas_Gas Furnace - Maintenance_A_Achievable Technical Potential | F5 | Industrial | Primary Metals | Existing | Space Heating | Natural Gas | Gas Furnace - Maintenance | A | Standalone Impact on Baseline Summer Peak (%) | Achievable Technical Potential | bar: 2019 to 2040
F6_Industrial_Primary Metals_Existing_Space Heating_Natural Gas_Gas Furnace - Maintenance_A_Achievable Technical Potential | F6 | Industrial | Primary Metals | Existing | Space Heating | Natural Gas | Gas Furnace - Maintenance | A | Standalone Impact on Baseline Winter Peak (%) | Achievable Technical Potential | bar: 2019 to 2040
F7_Industrial_Primary Metals_Existing_Space Heating_Natural Gas_Gas Furnace - Maintenance_A_Achievable Technical Potential | F7 | Industrial | Primary Metals | Existing | Space Heating | Natural Gas | Gas Furnace - Maintenance | A | Incremental Energy Savings (MWh or mTherms) | Achievable Technical Potential | 0 | 0 | 1.9921e-05 | 1.3646e-05 | 9.2325e-06 | 7.0272e-06 | 6.0177e-06 | 5.0902e-06 | 4.2632e-06 | 3.5417e-06 | 2.9225e-06 | 2.398e-06 | 1.958e-06 | 1.4926e-06 | 1.138e-06 | 8.6784e-07 | 6.6195e-07 | 5.9541e-07 | 4.5654e-07 | 3.8524e-07 | 3.1668e-07 | 2.5072e-07
F8_Industrial_Primary Metals_Existing_Space Heating_Natural Gas_Gas Furnace - Maintenance_A_Achievable Technical Potential | F8 | Industrial | Primary Metals | Existing | Space Heating | Natural Gas | Gas Furnace - Maintenance | A | Incremental Summer Peak Savings (MW) | Achievable Technical Potential | 0 | 0 | 0 | 0 | 0 | 0 | 0 | 0 | 0 | 0 | 0 | 0 | 0 | 0 | 0 | 0 | 0 | 0 | 0 | 0 | 0 | 0
F9_Industrial_Primary Metals_Existing_Space Heating_Natural Gas_Gas Furnace - Maintenance_A_Achievable Technical Potential | F9 | Industrial | Primary Metals | Existing | Space Heating | Natural Gas | Gas Furnace - Maintenance | A | Incremental Winter Peak Savings (MW) | Achievable Technical Potential | 0 | 0 | 0 | 0 | 0 | 0 | 0 | 0 | 0 | 0 | 0 | 0 | 0 | 0 | 0 | 0 | 0 | 0 | 0 | 0 | 0 | 0
F10_Industrial_Primary Metals_Existing_Space Heating_Natural Gas_Gas Furnace - Maintenance_A_Achievable Technical Potential | F10 | Industrial | Primary Metals | Existing | Space Heating | Natural Gas | Gas Furnace - Maintenance | A | Cumulative Energy Savings (MWh or mTherms) | Achievable Technical Potential | 0 | 0 | 1.9921e-05 | 3.3457e-05 | 4.2504e-05 | 4.9296e-05 | 5.5045e-05 | 5.984e-05 | 6.3792e-05 | 6.7014e-05 | 6.9615e-05 | 7.1698e-05 | 7.3349e-05 | 7.4544e-05 | 7.5397e-05 | 7.5992e-05 | 7.6395e-05 | 7.6744e-05 | 7.6966e-05 | 7.713e-05 | 7.7238e-05 | 7.7291e-05
F11_Industrial_Primary Metals_Existing_Space Heating_Natural Gas_Gas Furnace - Maintenance_A_Achievable Technical Potential | F11 | Industrial | Primary Metals | Existing | Space Heating | Natural Gas | Gas Furnace - Maintenance | A | Cumulative Summer Peak Savings (MW) | Achievable Technical Potential | 0 | 0 | 0 | 0 | 0 | 0 | 0 | 0 | 0 | 0 | 0 | 0 | 0 | 0 | 0 | 0 | 0 | 0 | 0 | 0 | 0 | 0
F12_Industrial_Primary Metals_Existing_Space Heating_Natural Gas_Gas Furnace - Maintenance_A_Achievable Technical Potential | F12 | Industrial | Primary Metals | Existing | Space Heating | Natural Gas | Gas Furnace - Maintenance | A | Cumulative Winter Peak Savings (MW) | Achievable Technical Potential | 0 | 0 | 0 | 0 | 0 | 0 | 0 | 0 | 0 | 0 | 0 | 0 | 0 | 0 | 0 | 0 | 0 | 0 | 0 | 0 | 0 | 0
F13_Industrial_Primary Metals_Existing_Space Heating_Natural Gas_Gas Furnace - Maintenance_A_Achievable Technical Potential | F13 | Industrial | Primary Metals | Existing | Space Heating | Natural Gas | Gas Furnace - Maintenance | A | Purchases (Incremental) | Achievable Technical Potential | 0 | 0 | 2.1198 | 1.4602 | 0.99342 | 0.76033 | 0.65468 | 0.55675 | 0.46873 | 0.39137 | 0.32451 | 0.26747 | 0.21934 | 0.16788 | 0.12849 | 0.098342 | 0.075268 | 0.067921 | 0.052239 | 0.044208 | 0.036438 | 0.028923
F14_Industrial_Primary Metals_Existing_Space Heating_Natural Gas_Gas Furnace - Maintenance_A_Achievable Technical Potential | F14 | Industrial | Primary Metals | Existing | Space Heating | Natural Gas | Gas Furnace - Maintenance | A | Purchases (Cumulative) | Achievable Technical Potential | 0 | 0 | 2.1198 | 3.58 | 4.5734 | 5.3337 | 5.9884 | 6.5452 | 7.0139 | 7.4053 | 7.7298 | 7.9973 | 8.2166 | 8.3845 | 8.513 | 8.6113 | 8.6866 | 8.7545 | 8.8067 | 8.8509 | 8.8874 | 8.9163
F1_Industrial_Primary Metals_Existing_Space Heating_Natural Gas_Gas Boiler - Hot Water Reset_A_Achievable Technical Potential | F1 | Industrial | Primary Metals | Existing | Space Heating | Natural Gas | Gas Boiler - Hot Water Reset | A | Original Unit Energy Savings (kWh or therms) | Achievable Technical Potential | 0 | 0 | 106.1182 | 105.8518 | 105.5909 | 105.3361 | 105.088 | 104.847 | 104.6136 | 104.3882 | 104.1711 | 103.9628 | 103.7635 | 103.5735 | 103.3931 | 103.2225 | 103.0619 | 102.9115 | 102.7714 | 102.6419 | 102.523 | 102.415
F2_Industrial_Primary Metals_Existing_Space Heating_Natural Gas_Gas Boiler - Hot Water Reset_A_Achievable Technical Potential | F2 | Industrial | Primary Metals | Existing | Space Heating | Natural Gas | Gas Boiler - Hot Water Reset | A | Original Unit Summer Peak Savings (kW) | Achievable Technical Potential | 0 | 0 | 0 | 0 | 0 | 0 | 0 | 0 | 0 | 0 | 0 | 0 | 0 | 0 | 0 | 0 | 0 | 0 | 0 | 0 | 0 | 0
F3_Industrial_Primary Metals_Existing_Space Heating_Natural Gas_Gas Boiler - Hot Water Reset_A_Achievable Technical Potential | F3 | Industrial | Primary Metals | Existing | Space Heating | Natural Gas | Gas Boiler - Hot Water Reset | A | Original Unit Winter Peak Savings (kW) | Achievable Technical Potential | 0 | 0 | 0 | 0 | 0 | 0 | 0 | 0 | 0 | 0 | 0 | 0 | 0 | 0 | 0 | 0 | 0 | 0 | 0 | 0 | 0 | 0
F4_Industrial_Primary Metals_Existing_Space Heating_Natural Gas_Gas Boiler - Hot Water Reset_A_Achievable Technical Potential | F4 | Industrial | Primary Metals | Existing | Space Heating | Natural Gas | Gas Boiler - Hot Water Reset | A | Standalone Impact on Baseline Energy (%) | Achievable Technical Potential | 0% | 0% | 0.007402% | 0.01662% | 0.02803% | 0.04143% | 0.05687% | 0.07508% | 0.09527% | 0.1162% | 0.1364% | 0.1544% | 0.1692% | 0.1801% | 0.1879% | 0.1934% | 0.1977% | 0.2015% | 0.2052% | 0.2088% | 0.2124% | 0.2161%
F5_Industrial_Primary Metals_Existing_Space Heating_Natural Gas_Gas Boiler - Hot Water Reset_A_Achievable Technical Potential | F5 | Industrial | Primary Metals | Existing | Space Heating | Natural Gas | Gas Boiler - Hot Water Reset | A | Standalone Impact on Baseline Summer Peak (%) | Achievable Technical Potential | bar: 2019 to 2040
F6_Industrial_Primary Metals_Existing_Space Heating_Natural Gas_Gas Boiler - Hot Water Reset_A_Achievable Technical Potential | F6 | Industrial | Primary Metals | Existing | Space Heating | Natural Gas | Gas Boiler - Hot Water Reset | A | Standalone Impact on Baseline Winter Peak (%) | Achievable Technical Potential | bar: 2019 to 2040
F7_Industrial_Primary Metals_Existing_Space Heating_Natural Gas_Gas Boiler - Hot Water Reset_A_Achievable Technical Potential | F7 | Industrial | Primary Metals | Existing | Space Heating | Natural Gas | Gas Boiler - Hot Water Reset | A | Incremental Energy Savings (MWh or mTherms) | Achievable Technical Potential | 0 | 0 | 0.0070924 | 0.0085368 | 0.010241 | 0.011655 | 0.013034 | 0.014941 | 0.016073 | 0.016101 | 0.014881 | 0.012546 | 0.0095228 | 0.0061824 | 0.0035217 | 0.0016637 | 0.00069064 | 0.00024645 | 7.5551e-05 | 1.6162e-05 | 2.6078e-06 | 3.073e-07
F8_Industrial_Primary Metals_Existing_Space Heating_Natural Gas_Gas Boiler - Hot Water Reset_A_Achievable Technical Potential | F8 | Industrial | Primary Metals | Existing | Space Heating | Natural Gas | Gas Boiler - Hot Water Reset | A | Incremental Summer Peak Savings (MW) | Achievable Technical Potential | 0 | 0 | 0 | 0 | 0 | 0 | 0 | 0 | 0 | 0 | 0 | 0 | 0 | 0 | 0 | 0 | 0 | 0 | 0 | 0 | 0 | 0
F9_Industrial_Primary Metals_Existing_Space Heating_Natural Gas_Gas Boiler - Hot Water Reset_A_Achievable Technical Potential | F9 | Industrial | Primary Metals | Existing | Space Heating | Natural Gas | Gas Boiler - Hot Water Reset | A | Incremental Winter Peak Savings (MW) | Achievable Technical Potential | 0 | 0 | 0 | 0 | 0 | 0 | 0 | 0 | 0 | 0 | 0 | 0 | 0 | 0 | 0 | 0 | 0 | 0 | 0 | 0 | 0 | 0
F10_Industrial_Primary Metals_Existing_Space Heating_Natural Gas_Gas Boiler - Hot Water Reset_A_Achievable Technical Potential | F10 | Industrial | Primary Metals | Existing | Space Heating | Natural Gas | Gas Boiler - Hot Water Reset | A | Cumulative Energy Savings (MWh or mTherms) | Achievable Technical Potential | 0 | 0 | 0.0070924 | 0.015611 | 0.025814 | 0.037407 | 0.050353 | 0.065179 | 0.081106 | 0.097033 | 0.11171 | 0.12403 | 0.13332 | 0.13926 | 0.14254 | 0.14397 | 0.14443 | 0.14447 | 0.14435 | 0.14418 | 0.14402 | 0.14386
F11_Industrial_Primary Metals_Existing_Space Heating_Natural Gas_Gas Boiler - Hot Water Reset_A_Achievable Technical Potential | F11 | Industrial | Primary Metals | Existing | Space Heating | Natural Gas | Gas Boiler - Hot Water Reset | A | Cumulative Summer Peak Savings (MW) | Achievable Technical Potential | 0 | 0 | 0 | 0 | 0 | 0 | 0 | 0 | 0 | 0 | 0 | 0 | 0 | 0 | 0 | 0 | 0 | 0 | 0 | 0 | 0 | 0
F12_Industrial_Primary Metals_Existing_Space Heating_Natural Gas_Gas Boiler - Hot Water Reset_A_Achievable Technical Potential | F12 | Industrial | Primary Metals | Existing | Space Heating | Natural Gas | Gas Boiler - Hot Water Reset | A | Cumulative Winter Peak Savings (MW) | Achievable Technical Potential | 0 | 0 | 0 | 0 | 0 | 0 | 0 | 0 | 0 | 0 | 0 | 0 | 0 | 0 | 0 | 0 | 0 | 0 | 0 | 0 | 0 | 0
F13_Industrial_Primary Metals_Existing_Space Heating_Natural Gas_Gas Boiler - Hot Water Reset_A_Achievable Technical Potential | F13 | Industrial | Primary Metals | Existing | Space Heating | Natural Gas | Gas Boiler - Hot Water Reset | A | Purchases (Incremental) | Achievable Technical Potential | 0 | 0 | 0.066835 | 0.080648 | 0.096988 | 0.11065 | 0.12403 | 0.14251 | 0.15364 | 0.15424 | 0.14285 | 0.12068 | 0.091774 | 0.059691 | 0.034061 | 0.016117 | 0.0067013 | 0.0023948 | 0.00073513 | 0.00015746 | 2.5436e-05 | 3.0006e-06
F14_Industrial_Primary Metals_Existing_Space Heating_Natural Gas_Gas Boiler - Hot Water Reset_A_Achievable Technical Potential | F14 | Industrial | Primary Metals | Existing | Space Heating | Natural Gas | Gas Boiler - Hot Water Reset | A | Purchases (Cumulative) | Achievable Technical Potential | 0 | 0 | 0.066835 | 0.14748 | 0.24447 | 0.35512 | 0.47915 | 0.62166 | 0.77529 | 0.92954 | 1.0724 | 1.1931 | 1.2848 | 1.3445 | 1.3786 | 1.3947 | 1.4014 | 1.4038 | 1.4045 | 1.4047 | 1.4047 | 1.4047
F1_Industrial_Primary Metals_Existing_Process_Natural Gas_Gas Boiler - Hot Water Reset_A_Achievable Technical Potential | F1 | Industrial | Primary Metals | Existing | Process | Natural Gas | Gas Boiler - Hot Water Reset | A | Original Unit Energy Savings (kWh or therms) | Achievable Technical Potential | 0 | 0 | 50.9667 | 50.9667 | 50.9667 | 50.9667 | 50.9667 | 50.9667 | 50.9667 | 50.9667 | 50.9667 | 50.9667 | 50.9667 | 50.9667 | 50.9667 | 50.9667 | 50.9667 | 50.9667 | 50.9667 | 50.9667 | 50.9667 | 50.9667
F2_Industrial_Primary Metals_Existing_Process_Natural Gas_Gas Boiler - Hot Water Reset_A_Achievable Technical Potential | F2 | Industrial | Primary Metals | Existing | Process | Natural Gas | Gas Boiler - Hot Water Reset | A | Original Unit Summer Peak Savings (kW) | Achievable Technical Potential | 0 | 0 | 0 | 0 | 0 | 0 | 0 | 0 | 0 | 0 | 0 | 0 | 0 | 0 | 0 | 0 | 0 | 0 | 0 | 0 | 0 | 0
F3_Industrial_Primary Metals_Existing_Process_Natural Gas_Gas Boiler - Hot Water Reset_A_Achievable Technical Potential | F3 | Industrial | Primary Metals | Existing | Process | Natural Gas | Gas Boiler - Hot Water Reset | A | Original Unit Winter Peak Savings (kW) | Achievable Technical Potential | 0 | 0 | 0 | 0 | 0 | 0 | 0 | 0 | 0 | 0 | 0 | 0 | 0 | 0 | 0 | 0 | 0 | 0 | 0 | 0 | 0 | 0
F4_Industrial_Primary Metals_Existing_Process_Natural Gas_Gas Boiler - Hot Water Reset_A_Achievable Technical Potential | F4 | Industrial | Primary Metals | Existing | Process | Natural Gas | Gas Boiler - Hot Water Reset | A | Standalone Impact on Baseline Energy (%) | Achievable Technical Potential | 0% | 0% | 0.004967% | 0.01115% | 0.01881% | 0.02781% | 0.03818% | 0.0504% | 0.06396% | 0.07803% | 0.0916% | 0.1037% | 0.1136% | 0.121% | 0.1262% | 0.13% | 0.1329% | 0.1354% | 0.1379% | 0.1403% | 0.1428% | 0.1453%
F5_Industrial_Primary Metals_Existing_Process_Natural Gas_Gas Boiler - Hot Water Reset_A_Achievable Technical Potential | F5 | Industrial | Primary Metals | Existing | Process | Natural Gas | Gas Boiler - Hot Water Reset | A | Standalone Impact on Baseline Summer Peak (%) | Achievable Technical Potential | bar: 2019 to 2040
F6_Industrial_Primary Metals_Existing_Process_Natural Gas_Gas Boiler - Hot Water Reset_A_Achievable Technical Potential | F6 | Industrial | Primary Metals | Existing | Process | Natural Gas | Gas Boiler - Hot Water Reset | A | Standalone Impact on Baseline Winter Peak (%) | Achievable Technical Potential | bar: 2019 to 2040
F7_Industrial_Primary Metals_Existing_Process_Natural Gas_Gas Boiler - Hot Water Reset_A_Achievable Technical Potential | F7 | Industrial | Primary Metals | Existing | Process | Natural Gas | Gas Boiler - Hot Water Reset | A | Incremental Energy Savings (MWh or mTherms) | Achievable Technical Potential | 0 | 0 | 0.12338 | 0.14887 | 0.17904 | 0.20425 | 0.22896 | 0.26306 | 0.28361 | 0.28473 | 0.2637 | 0.22276 | 0.16941 | 0.11019 | 0.062877 | 0.029752 | 0.01237 | 0.0044208 | 0.001357 | 0.00029067 | 4.6955e-05 | 5.539e-06
F8_Industrial_Primary Metals_Existing_Process_Natural Gas_Gas Boiler - Hot Water Reset_A_Achievable Technical Potential | F8 | Industrial | Primary Metals | Existing | Process | Natural Gas | Gas Boiler - Hot Water Reset | A | Incremental Summer Peak Savings (MW) | Achievable Technical Potential | 0 | 0 | 0 | 0 | 0 | 0 | 0 | 0 | 0 | 0 | 0 | 0 | 0 | 0 | 0 | 0 | 0 | 0 | 0 | 0 | 0 | 0
F9_Industrial_Primary Metals_Existing_Process_Natural Gas_Gas Boiler - Hot Water Reset_A_Achievable Technical Potential | F9 | Industrial | Primary Metals | Existing | Process | Natural Gas | Gas Boiler - Hot Water Reset | A | Incremental Winter Peak Savings (MW) | Achievable Technical Potential | 0 | 0 | 0 | 0 | 0 | 0 | 0 | 0 | 0 | 0 | 0 | 0 | 0 | 0 | 0 | 0 | 0 | 0 | 0 | 0 | 0 | 0
F10_Industrial_Primary Metals_Existing_Process_Natural Gas_Gas Boiler - Hot Water Reset_A_Achievable Technical Potential | F10 | Industrial | Primary Metals | Existing | Process | Natural Gas | Gas Boiler - Hot Water Reset | A | Cumulative Energy Savings (MWh or mTherms) | Achievable Technical Potential | 0 | 0 | 0.12338 | 0.27225 | 0.45129 | 0.65554 | 0.8845 | 1.1476 | 1.4312 | 1.7159 | 1.9796 | 2.2024 | 2.3718 | 2.482 | 2.5448 | 2.5746 | 2.587 | 2.5914 | 2.5927 | 2.593 | 2.5931 | 2.5931
F11_Industrial_Primary Metals_Existing_Process_Natural Gas_Gas Boiler - Hot Water Reset_A_Achievable Technical Potential | F11 | Industrial | Primary Metals | Existing | Process | Natural Gas | Gas Boiler - Hot Water Reset | A | Cumulative Summer Peak Savings (MW) | Achievable Technical Potential | 0 | 0 | 0 | 0 | 0 | 0 | 0 | 0 | 0 | 0 | 0 | 0 | 0 | 0 | 0 | 0 | 0 | 0 | 0 | 0 | 0 | 0
F12_Industrial_Primary Metals_Existing_Process_Natural Gas_Gas Boiler - Hot Water Reset_A_Achievable Technical Potential | F12 | Industrial | Primary Metals | Existing | Process | Natural Gas | Gas Boiler - Hot Water Reset | A | Cumulative Winter Peak Savings (MW) | Achievable Technical Potential | 0 | 0 | 0 | 0 | 0 | 0 | 0 | 0 | 0 | 0 | 0 | 0 | 0 | 0 | 0 | 0 | 0 | 0 | 0 | 0 | 0 | 0
F13_Industrial_Primary Metals_Existing_Process_Natural Gas_Gas Boiler - Hot Water Reset_A_Achievable Technical Potential | F13 | Industrial | Primary Metals | Existing | Process | Natural Gas | Gas Boiler - Hot Water Reset | A | Purchases (Incremental) | Achievable Technical Potential | 0 | 0 | 2.4207 | 2.921 | 3.5128 | 4.0075 | 4.4923 | 5.1615 | 5.5646 | 5.5866 | 5.174 | 4.3708 | 3.324 | 2.1619 | 1.2337 | 0.58375 | 0.24271 | 0.086738 | 0.026626 | 0.0057032 | 0.00092128 | 0.00010868
F14_Industrial_Primary Metals_Existing_Process_Natural Gas_Gas Boiler - Hot Water Reset_A_Achievable Technical Potential | F14 | Industrial | Primary Metals | Existing | Process | Natural Gas | Gas Boiler - Hot Water Reset | A | Purchases (Cumulative) | Achievable Technical Potential | 0 | 0 | 2.4207 | 5.3417 | 8.8546 | 12.8621 | 17.3544 | 22.5159 | 28.0805 | 33.6672 | 38.8411 | 43.2119 | 46.5359 | 48.6978 | 49.9315 | 50.5152 | 50.758 | 50.8447 | 50.8713 | 50.877 | 50.8779 | 50.8781
F1_Industrial_Primary Metals_Existing_Space Heating_Natural Gas_Steam Trap Maintenance_A_Achievable Technical Potential | F1 | Industrial | Primary Metals | Existing | Space Heating | Natural Gas | Steam Trap Maintenance | A | Original Unit Energy Savings (kWh or therms) | Achievable Technical Potential | 0 | 0 | 37.4893 | 37.3952 | 37.3031 | 37.213 | 37.1254 | 37.0402 | 36.9578 | 36.8781 | 36.8015 | 36.7279 | 36.6575 | 36.5904 | 36.5266 | 36.4663 | 36.4096 | 36.3565 | 36.307 | 36.2612 | 36.2192 | 36.1811
F2_Industrial_Primary Metals_Existing_Space Heating_Natural Gas_Steam Trap Maintenance_A_Achievable Technical Potential | F2 | Industrial | Primary Metals | Existing | Space Heating | Natural Gas | Steam Trap Maintenance | A | Original Unit Summer Peak Savings (kW) | Achievable Technical Potential | 0 | 0 | 0 | 0 | 0 | 0 | 0 | 0 | 0 | 0 | 0 | 0 | 0 | 0 | 0 | 0 | 0 | 0 | 0 | 0 | 0 | 0
F3_Industrial_Primary Metals_Existing_Space Heating_Natural Gas_Steam Trap Maintenance_A_Achievable Technical Potential | F3 | Industrial | Primary Metals | Existing | Space Heating | Natural Gas | Steam Trap Maintenance | A | Original Unit Winter Peak Savings (kW) | Achievable Technical Potential | 0 | 0 | 0 | 0 | 0 | 0 | 0 | 0 | 0 | 0 | 0 | 0 | 0 | 0 | 0 | 0 | 0 | 0 | 0 | 0 | 0 | 0
F4_Industrial_Primary Metals_Existing_Space Heating_Natural Gas_Steam Trap Maintenance_A_Achievable Technical Potential | F4 | Industrial | Primary Metals | Existing | Space Heating | Natural Gas | Steam Trap Maintenance | A | Standalone Impact on Baseline Energy (%) | Achievable Technical Potential | 0% | 0% | 0.00146% | 0.002944% | 0.004455% | 0.005992% | 0.007556% | 0.009147% | 0.01077% | 0.01241% | 0.01409% | 0.01579% | 0.01753% | 0.01929% | 0.02108% | 0.02291% | 0.02477% | 0.02665% | 0.02858% | 0.03053% | 0.03252% | 0.03455%
F5_Industrial_Primary Metals_Existing_Space Heating_Natural Gas_Steam Trap Maintenance_A_Achievable Technical Potential | F5 | Industrial | Primary Metals | Existing | Space Heating | Natural Gas | Steam Trap Maintenance | A | Standalone Impact on Baseline Summer Peak (%) | Achievable Technical Potential | bar: 2019 to 2040
F6_Industrial_Primary Metals_Existing_Space Heating_Natural Gas_Steam Trap Maintenance_A_Achievable Technical Potential | F6 | Industrial | Primary Metals | Existing | Space Heating | Natural Gas | Steam Trap Maintenance | A | Standalone Impact on Baseline Winter Peak (%) | Achievable Technical Potential | bar: 2019 to 2040
F7_Industrial_Primary Metals_Existing_Space Heating_Natural Gas_Steam Trap Maintenance_A_Achievable Technical Potential | F7 | Industrial | Primary Metals | Existing | Space Heating | Natural Gas | Steam Trap Maintenance | A | Incremental Energy Savings (MWh or mTherms) | Achievable Technical Potential | 0 | 0 | 0.0013985 | 0.0013709 | 0.001344 | 0.0013176 | 0.0012918 | 0.0012667 | 0.001242 | 0.001218 | 0.0011945 | 0.0011716 | 0.0011492 | 0.0011273 | 0.0011059 | 0.0010851 | 0.0010647 | 0.0010448 | 0.0010254 | 0.0010064 | 0.00098794 | 0.00096989
F8_Industrial_Primary Metals_Existing_Space Heating_Natural Gas_Steam Trap Maintenance_A_Achievable Technical Potential | F8 | Industrial | Primary Metals | Existing | Space Heating | Natural Gas | Steam Trap Maintenance | A | Incremental Summer Peak Savings (MW) | Achievable Technical Potential | 0 | 0 | 0 | 0 | 0 | 0 | 0 | 0 | 0 | 0 | 0 | 0 | 0 | 0 | 0 | 0 | 0 | 0 | 0 | 0 | 0 | 0
F9_Industrial_Primary Metals_Existing_Space Heating_Natural Gas_Steam Trap Maintenance_A_Achievable Technical Potential | F9 | Industrial | Primary Metals | Existing | Space Heating | Natural Gas | Steam Trap Maintenance | A | Incremental Winter Peak Savings (MW) | Achievable Technical Potential | 0 | 0 | 0 | 0 | 0 | 0 | 0 | 0 | 0 | 0 | 0 | 0 | 0 | 0 | 0 | 0 | 0 | 0 | 0 | 0 | 0 | 0
F10_Industrial_Primary Metals_Existing_Space Heating_Natural Gas_Steam Trap Maintenance_A_Achievable Technical Potential | F10 | Industrial | Primary Metals | Existing | Space Heating | Natural Gas | Steam Trap Maintenance | A | Cumulative Energy Savings (MWh or mTherms) | Achievable Technical Potential | 0 | 0 | 0.0013985 | 0.0027659 | 0.004103 | 0.0054107 | 0.0066898 | 0.0079411 | 0.0091655 | 0.010364 | 0.011537 | 0.012685 | 0.01381 | 0.014912 | 0.015992 | 0.017051 | 0.018089 | 0.019107 | 0.020107 | 0.021088 | 0.022051 | 0.022998
F11_Industrial_Primary Metals_Existing_Space Heating_Natural Gas_Steam Trap Maintenance_A_Achievable Technical Potential | F11 | Industrial | Primary Metals | Existing | Space Heating | Natural Gas | Steam Trap Maintenance | A | Cumulative Summer Peak Savings (MW) | Achievable Technical Potential | 0 | 0 | 0 | 0 | 0 | 0 | 0 | 0 | 0 | 0 | 0 | 0 | 0 | 0 | 0 | 0 | 0 | 0 | 0 | 0 | 0 | 0
F12_Industrial_Primary Metals_Existing_Space Heating_Natural Gas_Steam Trap Maintenance_A_Achievable Technical Potential | F12 | Industrial | Primary Metals | Existing | Space Heating | Natural Gas | Steam Trap Maintenance | A | Cumulative Winter Peak Savings (MW) | Achievable Technical Potential | 0 | 0 | 0 | 0 | 0 | 0 | 0 | 0 | 0 | 0 | 0 | 0 | 0 | 0 | 0 | 0 | 0 | 0 | 0 | 0 | 0 | 0
F13_Industrial_Primary Metals_Existing_Space Heating_Natural Gas_Steam Trap Maintenance_A_Achievable Technical Potential | F13 | Industrial | Primary Metals | Existing | Space Heating | Natural Gas | Steam Trap Maintenance | A | Purchases (Incremental) | Achievable Technical Potential | 0 | 0 | 0.037303 | 0.03666 | 0.036028 | 0.035407 | 0.034797 | 0.034197 | 0.033607 | 0.033028 | 0.032458 | 0.031899 | 0.031349 | 0.030808 | 0.030277 | 0.029755 | 0.029242 | 0.028738 | 0.028242 | 0.027755 | 0.027277 | 0.026806
F14_Industrial_Primary Metals_Existing_Space Heating_Natural Gas_Steam Trap Maintenance_A_Achievable Technical Potential | F14 | Industrial | Primary Metals | Existing | Space Heating | Natural Gas | Steam Trap Maintenance | A | Purchases (Cumulative) | Achievable Technical Potential | 0 | 0 | 0.037303 | 0.073964 | 0.10999 | 0.1454 | 0.1802 | 0.21439 | 0.248 | 0.28103 | 0.31348 | 0.34538 | 0.37673 | 0.40754 | 0.43782 | 0.46757 | 0.49681 | 0.52555 | 0.55379 | 0.58155 | 0.60883 | 0.63563
F1_Industrial_Primary Metals_Existing_Process_Natural Gas_Steam Trap Maintenance_A_Achievable Technical Potential | F1 | Industrial | Primary Metals | Existing | Process | Natural Gas | Steam Trap Maintenance | A | Original Unit Energy Savings (kWh or therms) | Achievable Technical Potential | 0 | 0 | 36.0109 | 36.0109 | 36.0109 | 36.0109 | 36.0109 | 36.0109 | 36.0109 | 36.0109 | 36.0109 | 36.0109 | 36.0109 | 36.0109 | 36.0109 | 36.0109 | 36.0109 | 36.0109 | 36.0109 | 36.0109 | 36.0109 | 36.0109
F2_Industrial_Primary Metals_Existing_Process_Natural Gas_Steam Trap Maintenance_A_Achievable Technical Potential | F2 | Industrial | Primary Metals | Existing | Process | Natural Gas | Steam Trap Maintenance | A | Original Unit Summer Peak Savings (kW) | Achievable Technical Potential | 0 | 0 | 0 | 0 | 0 | 0 | 0 | 0 | 0 | 0 | 0 | 0 | 0 | 0 | 0 | 0 | 0 | 0 | 0 | 0 | 0 | 0
F3_Industrial_Primary Metals_Existing_Process_Natural Gas_Steam Trap Maintenance_A_Achievable Technical Potential | F3 | Industrial | Primary Metals | Existing | Process | Natural Gas | Steam Trap Maintenance | A | Original Unit Winter Peak Savings (kW) | Achievable Technical Potential | 0 | 0 | 0 | 0 | 0 | 0 | 0 | 0 | 0 | 0 | 0 | 0 | 0 | 0 | 0 | 0 | 0 | 0 | 0 | 0 | 0 | 0
F4_Industrial_Primary Metals_Existing_Process_Natural Gas_Steam Trap Maintenance_A_Achievable Technical Potential | F4 | Industrial | Primary Metals | Existing | Process | Natural Gas | Steam Trap Maintenance | A | Standalone Impact on Baseline Energy (%) | Achievable Technical Potential | 0% | 0% | 0.001959% | 0.003952% | 0.00598% | 0.008044% | 0.01014% | 0.01228% | 0.01446% | 0.01667% | 0.01892% | 0.02121% | 0.02354% | 0.02591% | 0.02833% | 0.03078% | 0.03328% | 0.03582% | 0.03841% | 0.04104% | 0.04372% | 0.04645%
F5_Industrial_Primary Metals_Existing_Process_Natural Gas_Steam Trap Maintenance_A_Achievable Technical Potential | F5 | Industrial | Primary Metals | Existing | Process | Natural Gas | Steam Trap Maintenance | A | Standalone Impact on Baseline Summer Peak (%) | Achievable Technical Potential | bar: 2019 to 2040
F6_Industrial_Primary Metals_Existing_Process_Natural Gas_Steam Trap Maintenance_A_Achievable Technical Potential | F6 | Industrial | Primary Metals | Existing | Process | Natural Gas | Steam Trap Maintenance | A | Standalone Impact on Baseline Winter Peak (%) | Achievable Technical Potential | bar: 2019 to 2040
F7_Industrial_Primary Metals_Existing_Process_Natural Gas_Steam Trap Maintenance_A_Achievable Technical Potential | F7 | Industrial | Primary Metals | Existing | Process | Natural Gas | Steam Trap Maintenance | A | Incremental Energy Savings (MWh or mTherms) | Achievable Technical Potential | 0 | 0 | 0.048654 | 0.047816 | 0.046991 | 0.046181 | 0.045385 | 0.044602 | 0.043833 | 0.043078 | 0.042335 | 0.041605 | 0.040888 | 0.040183 | 0.03949 | 0.038809 | 0.03814 | 0.037482 | 0.036836 | 0.036201 | 0.035577 | 0.034963
F8_Industrial_Primary Metals_Existing_Process_Natural Gas_Steam Trap Maintenance_A_Achievable Technical Potential | F8 | Industrial | Primary Metals | Existing | Process | Natural Gas | Steam Trap Maintenance | A | Incremental Summer Peak Savings (MW) | Achievable Technical Potential | 0 | 0 | 0 | 0 | 0 | 0 | 0 | 0 | 0 | 0 | 0 | 0 | 0 | 0 | 0 | 0 | 0 | 0 | 0 | 0 | 0 | 0
F9_Industrial_Primary Metals_Existing_Process_Natural Gas_Steam Trap Maintenance_A_Achievable Technical Potential | F9 | Industrial | Primary Metals | Existing | Process | Natural Gas | Steam Trap Maintenance | A | Incremental Winter Peak Savings (MW) | Achievable Technical Potential | 0 | 0 | 0 | 0 | 0 | 0 | 0 | 0 | 0 | 0 | 0 | 0 | 0 | 0 | 0 | 0 | 0 | 0 | 0 | 0 | 0 | 0
F10_Industrial_Primary Metals_Existing_Process_Natural Gas_Steam Trap Maintenance_A_Achievable Technical Potential | F10 | Industrial | Primary Metals | Existing | Process | Natural Gas | Steam Trap Maintenance | A | Cumulative Energy Savings (MWh or mTherms) | Achievable Technical Potential | 0 | 0 | 0.048654 | 0.09647 | 0.14346 | 0.18964 | 0.23503 | 0.27963 | 0.32346 | 0.36654 | 0.40887 | 0.45048 | 0.49137 | 0.53155 | 0.57104 | 0.60985 | 0.64799 | 0.68547 | 0.72231 | 0.75851 | 0.79408 | 0.82905
F11_Industrial_Primary Metals_Existing_Process_Natural Gas_Steam Trap Maintenance_A_Achievable Technical Potential | F11 | Industrial | Primary Metals | Existing | Process | Natural Gas | Steam Trap Maintenance | A | Cumulative Summer Peak Savings (MW) | Achievable Technical Potential | 0 | 0 | 0 | 0 | 0 | 0 | 0 | 0 | 0 | 0 | 0 | 0 | 0 | 0 | 0 | 0 | 0 | 0 | 0 | 0 | 0 | 0
F12_Industrial_Primary Metals_Existing_Process_Natural Gas_Steam Trap Maintenance_A_Achievable Technical Potential | F12 | Industrial | Primary Metals | Existing | Process | Natural Gas | Steam Trap Maintenance | A | Cumulative Winter Peak Savings (MW) | Achievable Technical Potential | 0 | 0 | 0 | 0 | 0 | 0 | 0 | 0 | 0 | 0 | 0 | 0 | 0 | 0 | 0 | 0 | 0 | 0 | 0 | 0 | 0 | 0
F13_Industrial_Primary Metals_Existing_Process_Natural Gas_Steam Trap Maintenance_A_Achievable Technical Potential | F13 | Industrial | Primary Metals | Existing | Process | Natural Gas | Steam Trap Maintenance | A | Purchases (Incremental) | Achievable Technical Potential | 0 | 0 | 1.3511 | 1.3278 | 1.3049 | 1.2824 | 1.2603 | 1.2386 | 1.2172 | 1.1962 | 1.1756 | 1.1553 | 1.1354 | 1.1158 | 1.0966 | 1.0777 | 1.0591 | 1.0409 | 1.0229 | 1.0053 | 0.98794 | 0.97091
F14_Industrial_Primary Metals_Existing_Process_Natural Gas_Steam Trap Maintenance_A_Achievable Technical Potential | F14 | Industrial | Primary Metals | Existing | Process | Natural Gas | Steam Trap Maintenance | A | Purchases (Cumulative) | Achievable Technical Potential | 0 | 0 | 1.3511 | 2.6789 | 3.9838 | 5.2662 | 6.5265 | 7.7651 | 8.9823 | 10.1786 | 11.3542 | 12.5095 | 13.6449 | 14.7608 | 15.8574 | 16.9351 | 17.9942 | 19.0351 | 20.058 | 21.0632 | 22.0512 | 23.0221
F1_Industrial_Primary Metals_Existing_Space Heating_Natural Gas_Gas Boiler - High Turndown_A_Achievable Technical Potential | F1 | Industrial | Primary Metals | Existing | Space Heating | Natural Gas | Gas Boiler - High Turndown | A | Original Unit Energy Savings (kWh or therms) | Achievable Technical Potential | 0 | 0 | 39.7943 | 39.6944 | 39.5966 | 39.501 | 39.408 | 39.3176 | 39.2301 | 39.1456 | 39.0642 | 38.9861 | 38.9113 | 38.8401 | 38.7724 | 38.7084 | 38.6482 | 38.5918 | 38.5393 | 38.4907 | 38.4461 | 38.4056
F2_Industrial_Primary Metals_Existing_Space Heating_Natural Gas_Gas Boiler - High Turndown_A_Achievable Technical Potential | F2 | Industrial | Primary Metals | Existing | Space Heating | Natural Gas | Gas Boiler - High Turndown | A | Original Unit Summer Peak Savings (kW) | Achievable Technical Potential | 0 | 0 | 0 | 0 | 0 | 0 | 0 | 0 | 0 | 0 | 0 | 0 | 0 | 0 | 0 | 0 | 0 | 0 | 0 | 0 | 0 | 0
F3_Industrial_Primary Metals_Existing_Space Heating_Natural Gas_Gas Boiler - High Turndown_A_Achievable Technical Potential | F3 | Industrial | Primary Metals | Existing | Space Heating | Natural Gas | Gas Boiler - High Turndown | A | Original Unit Winter Peak Savings (kW) | Achievable Technical Potential | 0 | 0 | 0 | 0 | 0 | 0 | 0 | 0 | 0 | 0 | 0 | 0 | 0 | 0 | 0 | 0 | 0 | 0 | 0 | 0 | 0 | 0
F4_Industrial_Primary Metals_Existing_Space Heating_Natural Gas_Gas Boiler - High Turndown_A_Achievable Technical Potential | F4 | Industrial | Primary Metals | Existing | Space Heating | Natural Gas | Gas Boiler - High Turndown | A | Standalone Impact on Baseline Energy (%) | Achievable Technical Potential | 0% | 0% | 0.004236% | 0.008546% | 0.01293% | 0.01739% | 0.02193% | 0.02613% | 0.02963% | 0.03259% | 0.03511% | 0.03728% | 0.03918% | 0.04086% | 0.04237% | 0.04375% | 0.04502% | 0.04621% | 0.04702% | 0.04785% | 0.04868% | 0.04954%
F5_Industrial_Primary Metals_Existing_Space Heating_Natural Gas_Gas Boiler - High Turndown_A_Achievable Technical Potential | F5 | Industrial | Primary Metals | Existing | Space Heating | Natural Gas | Gas Boiler - High Turndown | A | Standalone Impact on Baseline Summer Peak (%) | Achievable Technical Potential | bar: 2019 to 2040
F6_Industrial_Primary Metals_Existing_Space Heating_Natural Gas_Gas Boiler - High Turndown_A_Achievable Technical Potential | F6 | Industrial | Primary Metals | Existing | Space Heating | Natural Gas | Gas Boiler - High Turndown | A | Standalone Impact on Baseline Winter Peak (%) | Achievable Technical Potential | bar: 2019 to 2040
F7_Industrial_Primary Metals_Existing_Space Heating_Natural Gas_Gas Boiler - High Turndown_A_Achievable Technical Potential | F7 | Industrial | Primary Metals | Existing | Space Heating | Natural Gas | Gas Boiler - High Turndown | A | Incremental Energy Savings (MWh or mTherms) | Achievable Technical Potential | 0 | 0 | 0.0040591 | 0.0039791 | 0.0039008 | 0.0038243 | 0.0037495 | 0.0033088 | 0.0025956 | 0.0020363 | 0.0015976 | 0.0012535 | 0.00098365 | 0.00077194 | 0.00060585 | 0.00047554 | 0.00037329 | 0.00029305 | 1.9617e-06 | 6.8766e-07 | 2.3012e-07 | 7.3668e-08
F8_Industrial_Primary Metals_Existing_Space Heating_Natural Gas_Gas Boiler - High Turndown_A_Achievable Technical Potential | F8 | Industrial | Primary Metals | Existing | Space Heating | Natural Gas | Gas Boiler - High Turndown | A | Incremental Summer Peak Savings (MW) | Achievable Technical Potential | 0 | 0 | 0 | 0 | 0 | 0 | 0 | 0 | 0 | 0 | 0 | 0 | 0 | 0 | 0 | 0 | 0 | 0 | 0 | 0 | 0 | 0
F9_Industrial_Primary Metals_Existing_Space Heating_Natural Gas_Gas Boiler - High Turndown_A_Achievable Technical Potential | F9 | Industrial | Primary Metals | Existing | Space Heating | Natural Gas | Gas Boiler - High Turndown | A | Incremental Winter Peak Savings (MW) | Achievable Technical Potential | 0 | 0 | 0 | 0 | 0 | 0 | 0 | 0 | 0 | 0 | 0 | 0 | 0 | 0 | 0 | 0 | 0 | 0 | 0 | 0 | 0 | 0
F10_Industrial_Primary Metals_Existing_Space Heating_Natural Gas_Gas Boiler - High Turndown_A_Achievable Technical Potential | F10 | Industrial | Primary Metals | Existing | Space Heating | Natural Gas | Gas Boiler - High Turndown | A | Cumulative Energy Savings (MWh or mTherms) | Achievable Technical Potential | 0 | 0 | 0.0040591 | 0.008028 | 0.011909 | 0.015705 | 0.019417 | 0.022681 | 0.025226 | 0.027208 | 0.028749 | 0.029946 | 0.030872 | 0.031587 | 0.032138 | 0.03256 | 0.032883 | 0.033128 | 0.033085 | 0.033044 | 0.033006 | 0.032971
F11_Industrial_Primary Metals_Existing_Space Heating_Natural Gas_Gas Boiler - High Turndown_A_Achievable Technical Potential | F11 | Industrial | Primary Metals | Existing | Space Heating | Natural Gas | Gas Boiler - High Turndown | A | Cumulative Summer Peak Savings (MW) | Achievable Technical Potential | 0 | 0 | 0 | 0 | 0 | 0 | 0 | 0 | 0 | 0 | 0 | 0 | 0 | 0 | 0 | 0 | 0 | 0 | 0 | 0 | 0 | 0
F12_Industrial_Primary Metals_Existing_Space Heating_Natural Gas_Gas Boiler - High Turndown_A_Achievable Technical Potential | F12 | Industrial | Primary Metals | Existing | Space Heating | Natural Gas | Gas Boiler - High Turndown | A | Cumulative Winter Peak Savings (MW) | Achievable Technical Potential | 0 | 0 | 0 | 0 | 0 | 0 | 0 | 0 | 0 | 0 | 0 | 0 | 0 | 0 | 0 | 0 | 0 | 0 | 0 | 0 | 0 | 0
F13_Industrial_Primary Metals_Existing_Space Heating_Natural Gas_Gas Boiler - High Turndown_A_Achievable Technical Potential | F13 | Industrial | Primary Metals | Existing | Space Heating | Natural Gas | Gas Boiler - High Turndown | A | Purchases (Incremental) | Achievable Technical Potential | 0 | 0 | 0.102 | 0.10024 | 0.098514 | 0.096816 | 0.095146 | 0.084155 | 0.066164 | 0.052018 | 0.040897 | 0.032154 | 0.025279 | 0.019875 | 0.015626 | 0.012285 | 0.0096586 | 0.0075937 | 5.0902e-05 | 1.7866e-05 | 5.9856e-06 | 1.9182e-06
F14_Industrial_Primary Metals_Existing_Space Heating_Natural Gas_Gas Boiler - High Turndown_A_Achievable Technical Potential | F14 | Industrial | Primary Metals | Existing | Space Heating | Natural Gas | Gas Boiler - High Turndown | A | Purchases (Cumulative) | Achievable Technical Potential | 0 | 0 | 0.102 | 0.20224 | 0.30076 | 0.39757 | 0.49272 | 0.57688 | 0.64304 | 0.69506 | 0.73595 | 0.76811 | 0.79339 | 0.81326 | 0.82889 | 0.84117 | 0.85083 | 0.85843 | 0.85848 | 0.85849 | 0.8585 | 0.8585
F1_Industrial_Primary Metals_Existing_Process_Natural Gas_Gas Boiler - High Turndown_A_Achievable Technical Potential | F1 | Industrial | Primary Metals | Existing | Process | Natural Gas | Gas Boiler - High Turndown | A | Original Unit Energy Savings (kWh or therms) | Achievable Technical Potential | 0 | 0 | 38.225 | 38.225 | 38.225 | 38.225 | 38.225 | 38.225 | 38.225 | 38.225 | 38.225 | 38.225 | 38.225 | 38.225 | 38.225 | 38.225 | 38.225 | 38.225 | 38.225 | 38.225 | 38.225 | 38.225
F2_Industrial_Primary Metals_Existing_Process_Natural Gas_Gas Boiler - High Turndown_A_Achievable Technical Potential | F2 | Industrial | Primary Metals | Existing | Process | Natural Gas | Gas Boiler - High Turndown | A | Original Unit Summer Peak Savings (kW) | Achievable Technical Potential | 0 | 0 | 0 | 0 | 0 | 0 | 0 | 0 | 0 | 0 | 0 | 0 | 0 | 0 | 0 | 0 | 0 | 0 | 0 | 0 | 0 | 0
F3_Industrial_Primary Metals_Existing_Process_Natural Gas_Gas Boiler - High Turndown_A_Achievable Technical Potential | F3 | Industrial | Primary Metals | Existing | Process | Natural Gas | Gas Boiler - High Turndown | A | Original Unit Winter Peak Savings (kW) | Achievable Technical Potential | 0 | 0 | 0 | 0 | 0 | 0 | 0 | 0 | 0 | 0 | 0 | 0 | 0 | 0 | 0 | 0 | 0 | 0 | 0 | 0 | 0 | 0
F4_Industrial_Primary Metals_Existing_Process_Natural Gas_Gas Boiler - High Turndown_A_Achievable Technical Potential | F4 | Industrial | Primary Metals | Existing | Process | Natural Gas | Gas Boiler - High Turndown | A | Standalone Impact on Baseline Energy (%) | Achievable Technical Potential | 0% | 0% | 0.005686% | 0.01147% | 0.01736% | 0.02335% | 0.02944% | 0.03508% | 0.03979% | 0.04376% | 0.04715% | 0.05007% | 0.05262% | 0.05489% | 0.05692% | 0.05878% | 0.0605% | 0.06211% | 0.0632% | 0.06431% | 0.06544% | 0.06659%
F5_Industrial_Primary Metals_Existing_Process_Natural Gas_Gas Boiler - High Turndown_A_Achievable Technical Potential | F5 | Industrial | Primary Metals | Existing | Process | Natural Gas | Gas Boiler - High Turndown | A | Standalone Impact on Baseline Summer Peak (%) | Achievable Technical Potential | bar: 2019 to 2040
F6_Industrial_Primary Metals_Existing_Process_Natural Gas_Gas Boiler - High Turndown_A_Achievable Technical Potential | F6 | Industrial | Primary Metals | Existing | Process | Natural Gas | Gas Boiler - High Turndown | A | Standalone Impact on Baseline Winter Peak (%) | Achievable Technical Potential | bar: 2019 to 2040
F7_Industrial_Primary Metals_Existing_Process_Natural Gas_Gas Boiler - High Turndown_A_Achievable Technical Potential | F7 | Industrial | Primary Metals | Existing | Process | Natural Gas | Gas Boiler - High Turndown | A | Incremental Energy Savings (MWh or mTherms) | Achievable Technical Potential | 0 | 0 | 0.14122 | 0.13878 | 0.13639 | 0.13404 | 0.13173 | 0.11651 | 0.091602 | 0.072018 | 0.056621 | 0.044516 | 0.034999 | 0.027516 | 0.021634 | 0.017008 | 0.013372 | 0.010513 | 7.0472e-05 | 2.4735e-05 | 8.2869e-06 | 2.6557e-06
F8_Industrial_Primary Metals_Existing_Process_Natural Gas_Gas Boiler - High Turndown_A_Achievable Technical Potential | F8 | Industrial | Primary Metals | Existing | Process | Natural Gas | Gas Boiler - High Turndown | A | Incremental Summer Peak Savings (MW) | Achievable Technical Potential | 0 | 0 | 0 | 0 | 0 | 0 | 0 | 0 | 0 | 0 | 0 | 0 | 0 | 0 | 0 | 0 | 0 | 0 | 0 | 0 | 0 | 0
F9_Industrial_Primary Metals_Existing_Process_Natural Gas_Gas Boiler - High Turndown_A_Achievable Technical Potential | F9 | Industrial | Primary Metals | Existing | Process | Natural Gas | Gas Boiler - High Turndown | A | Incremental Winter Peak Savings (MW) | Achievable Technical Potential | 0 | 0 | 0 | 0 | 0 | 0 | 0 | 0 | 0 | 0 | 0 | 0 | 0 | 0 | 0 | 0 | 0 | 0 | 0 | 0 | 0 | 0
F10_Industrial_Primary Metals_Existing_Process_Natural Gas_Gas Boiler - High Turndown_A_Achievable Technical Potential | F10 | Industrial | Primary Metals | Existing | Process | Natural Gas | Gas Boiler - High Turndown | A | Cumulative Energy Savings (MWh or mTherms) | Achievable Technical Potential | 0 | 0 | 0.14122 | 0.28 | 0.41639 | 0.55043 | 0.68216 | 0.79867 | 0.89028 | 0.96229 | 1.0189 | 1.0634 | 1.0984 | 1.1259 | 1.1476 | 1.1646 | 1.178 | 1.1885 | 1.1885 | 1.1886 | 1.1886 | 1.1886
F11_Industrial_Primary Metals_Existing_Process_Natural Gas_Gas Boiler - High Turndown_A_Achievable Technical Potential | F11 | Industrial | Primary Metals | Existing | Process | Natural Gas | Gas Boiler - High Turndown | A | Cumulative Summer Peak Savings (MW) | Achievable Technical Potential | 0 | 0 | 0 | 0 | 0 | 0 | 0 | 0 | 0 | 0 | 0 | 0 | 0 | 0 | 0 | 0 | 0 | 0 | 0 | 0 | 0 | 0
F12_Industrial_Primary Metals_Existing_Process_Natural Gas_Gas Boiler - High Turndown_A_Achievable Technical Potential | F12 | Industrial | Primary Metals | Existing | Process | Natural Gas | Gas Boiler - High Turndown | A | Cumulative Winter Peak Savings (MW) | Achievable Technical Potential | 0 | 0 | 0 | 0 | 0 | 0 | 0 | 0 | 0 | 0 | 0 | 0 | 0 | 0 | 0 | 0 | 0 | 0 | 0 | 0 | 0 | 0
F13_Industrial_Primary Metals_Existing_Process_Natural Gas_Gas Boiler - High Turndown_A_Achievable Technical Potential | F13 | Industrial | Primary Metals | Existing | Process | Natural Gas | Gas Boiler - High Turndown | A | Purchases (Incremental) | Achievable Technical Potential | 0 | 0 | 3.6944 | 3.6307 | 3.5681 | 3.5066 | 3.4461 | 3.048 | 2.3964 | 1.8841 | 1.4813 | 1.1646 | 0.9156 | 0.71985 | 0.56595 | 0.44495 | 0.34983 | 0.27504 | 0.0018436 | 0.00064708 | 0.00021679 | 6.9474e-05
F14_Industrial_Primary Metals_Existing_Process_Natural Gas_Gas Boiler - High Turndown_A_Achievable Technical Potential | F14 | Industrial | Primary Metals | Existing | Process | Natural Gas | Gas Boiler - High Turndown | A | Purchases (Cumulative) | Achievable Technical Potential | 0 | 0 | 3.6944 | 7.3251 | 10.8932 | 14.3998 | 17.8459 | 20.894 | 23.2904 | 25.1744 | 26.6557 | 27.8203 | 28.7359 | 29.4557 | 30.0217 | 30.4666 | 30.8165 | 31.0915 | 31.0933 | 31.094 | 31.0942 | 31.0943
F1_Industrial_Primary Metals_Existing_Space Heating_Natural Gas_Gas Boiler - Burner Control Optimization_A_Achievable Technical Potential | F1 | Industrial | Primary Metals | Existing | Space Heating | Natural Gas | Gas Boiler - Burner Control Optimization | A | Original Unit Energy Savings (kWh or therms) | Achievable Technical Potential | 0 | 0 | 11.5404 | 11.5114 | 11.483 | 11.4553 | 11.4283 | 11.4021 | 11.3767 | 11.3522 | 11.3286 | 11.306 | 11.2843 | 11.2636 | 11.244 | 11.2254 | 11.208 | 11.1916 | 11.1764 | 11.1623 | 11.1494 | 11.1376
F2_Industrial_Primary Metals_Existing_Space Heating_Natural Gas_Gas Boiler - Burner Control Optimization_A_Achievable Technical Potential | F2 | Industrial | Primary Metals | Existing | Space Heating | Natural Gas | Gas Boiler - Burner Control Optimization | A | Original Unit Summer Peak Savings (kW) | Achievable Technical Potential | 0 | 0 | 0 | 0 | 0 | 0 | 0 | 0 | 0 | 0 | 0 | 0 | 0 | 0 | 0 | 0 | 0 | 0 | 0 | 0 | 0 | 0
F3_Industrial_Primary Metals_Existing_Space Heating_Natural Gas_Gas Boiler - Burner Control Optimization_A_Achievable Technical Potential | F3 | Industrial | Primary Metals | Existing | Space Heating | Natural Gas | Gas Boiler - Burner Control Optimization | A | Original Unit Winter Peak Savings (kW) | Achievable Technical Potential | 0 | 0 | 0 | 0 | 0 | 0 | 0 | 0 | 0 | 0 | 0 | 0 | 0 | 0 | 0 | 0 | 0 | 0 | 0 | 0 | 0 | 0
F4_Industrial_Primary Metals_Existing_Space Heating_Natural Gas_Gas Boiler - Burner Control Optimization_A_Achievable Technical Potential | F4 | Industrial | Primary Metals | Existing | Space Heating | Natural Gas | Gas Boiler - Burner Control Optimization | A | Standalone Impact on Baseline Energy (%) | Achievable Technical Potential | 0% | 0% | 0.0003314% | 0.000858% | 0.001915% | 0.003771% | 0.006672% | 0.01076% | 0.016% | 0.02217% | 0.0289% | 0.03575% | 0.0423% | 0.04822% | 0.05332% | 0.05757% | 0.06101% | 0.06379% | 0.06604% | 0.06792% | 0.06955% | 0.07107%
F5_Industrial_Primary Metals_Existing_Space Heating_Natural Gas_Gas Boiler - Burner Control Optimization_A_Achievable Technical Potential | F5 | Industrial | Primary Metals | Existing | Space Heating | Natural Gas | Gas Boiler - Burner Control Optimization | A | Standalone Impact on Baseline Summer Peak (%) | Achievable Technical Potential | bar: 2019 to 2040
F6_Industrial_Primary Metals_Existing_Space Heating_Natural Gas_Gas Boiler - Burner Control Optimization_A_Achievable Technical Potential | F6 | Industrial | Primary Metals | Existing | Space Heating | Natural Gas | Gas Boiler - Burner Control Optimization | A | Standalone Impact on Baseline Winter Peak (%) | Achievable Technical Potential | bar: 2019 to 2040
F7_Industrial_Primary Metals_Existing_Space Heating_Natural Gas_Gas Boiler - Burner Control Optimization_A_Achievable Technical Potential | F7 | Industrial | Primary Metals | Existing | Space Heating | Natural Gas | Gas Boiler - Burner Control Optimization | A | Incremental Energy Savings (MWh or mTherms) | Achievable Technical Potential | 0 | 0 | 0.00031754 | 0.0004893 | 0.00095936 | 0.0016459 | 0.0025103 | 0.0034459 | 0.0043005 | 0.0049201 | 0.0051964 | 0.0050966 | 0.0046658 | 0.0040049 | 0.0032356 | 0.0024691 | 0.0017852 | 0.0012263 | 0.00080234 | 0.00050115 | 0.00029944 | 0.00019904
F8_Industrial_Primary Metals_Existing_Space Heating_Natural Gas_Gas Boiler - Burner Control Optimization_A_Achievable Technical Potential | F8 | Industrial | Primary Metals | Existing | Space Heating | Natural Gas | Gas Boiler - Burner Control Optimization | A | Incremental Summer Peak Savings (MW) | Achievable Technical Potential | 0 | 0 | 0 | 0 | 0 | 0 | 0 | 0 | 0 | 0 | 0 | 0 | 0 | 0 | 0 | 0 | 0 | 0 | 0 | 0 | 0 | 0
F9_Industrial_Primary Metals_Existing_Space Heating_Natural Gas_Gas Boiler - Burner Control Optimization_A_Achievable Technical Potential | F9 | Industrial | Primary Metals | Existing | Space Heating | Natural Gas | Gas Boiler - Burner Control Optimization | A | Incremental Winter Peak Savings (MW) | Achievable Technical Potential | 0 | 0 | 0 | 0 | 0 | 0 | 0 | 0 | 0 | 0 | 0 | 0 | 0 | 0 | 0 | 0 | 0 | 0 | 0 | 0 | 0 | 0
F10_Industrial_Primary Metals_Existing_Space Heating_Natural Gas_Gas Boiler - Burner Control Optimization_A_Achievable Technical Potential | F10 | Industrial | Primary Metals | Existing | Space Heating | Natural Gas | Gas Boiler - Burner Control Optimization | A | Cumulative Energy Savings (MWh or mTherms) | Achievable Technical Potential | 0 | 0 | 0.00031754 | 0.00080604 | 0.0017634 | 0.0034051 | 0.0059074 | 0.0093397 | 0.013619 | 0.01851 | 0.023668 | 0.028717 | 0.033328 | 0.037272 | 0.040443 | 0.042845 | 0.044563 | 0.045725 | 0.046465 | 0.046907 | 0.047153 | 0.047302
F11_Industrial_Primary Metals_Existing_Space Heating_Natural Gas_Gas Boiler - Burner Control Optimization_A_Achievable Technical Potential | F11 | Industrial | Primary Metals | Existing | Space Heating | Natural Gas | Gas Boiler - Burner Control Optimization | A | Cumulative Summer Peak Savings (MW) | Achievable Technical Potential | 0 | 0 | 0 | 0 | 0 | 0 | 0 | 0 | 0 | 0 | 0 | 0 | 0 | 0 | 0 | 0 | 0 | 0 | 0 | 0 | 0 | 0
F12_Industrial_Primary Metals_Existing_Space Heating_Natural Gas_Gas Boiler - Burner Control Optimization_A_Achievable Technical Potential | F12 | Industrial | Primary Metals | Existing | Space Heating | Natural Gas | Gas Boiler - Burner Control Optimization | A | Cumulative Winter Peak Savings (MW) | Achievable Technical Potential | 0 | 0 | 0 | 0 | 0 | 0 | 0 | 0 | 0 | 0 | 0 | 0 | 0 | 0 | 0 | 0 | 0 | 0 | 0 | 0 | 0 | 0
F13_Industrial_Primary Metals_Existing_Space Heating_Natural Gas_Gas Boiler - Burner Control Optimization_A_Achievable Technical Potential | F13 | Industrial | Primary Metals | Existing | Space Heating | Natural Gas | Gas Boiler - Burner Control Optimization | A | Purchases (Incremental) | Achievable Technical Potential | 0 | 0 | 0.027515 | 0.042506 | 0.083546 | 0.14368 | 0.21966 | 0.30222 | 0.37801 | 0.4334 | 0.45869 | 0.45079 | 0.41348 | 0.35556 | 0.28776 | 0.21996 | 0.15928 | 0.10957 | 0.071789 | 0.044896 | 0.026857 | 0.017871
F14_Industrial_Primary Metals_Existing_Space Heating_Natural Gas_Gas Boiler - Burner Control Optimization_A_Achievable Technical Potential | F14 | Industrial | Primary Metals | Existing | Space Heating | Natural Gas | Gas Boiler - Burner Control Optimization | A | Purchases (Cumulative) | Achievable Technical Potential | 0 | 0 | 0.027515 | 0.070021 | 0.15357 | 0.29725 | 0.51691 | 0.81912 | 1.1971 | 1.6305 | 2.0892 | 2.54 | 2.9535 | 3.309 | 3.5968 | 3.8168 | 3.976 | 4.0856 | 4.1574 | 4.2023 | 4.2292 | 4.247
F1_Industrial_Primary Metals_Existing_Process_Natural Gas_Gas Boiler - Burner Control Optimization_A_Achievable Technical Potential | F1 | Industrial | Primary Metals | Existing | Process | Natural Gas | Gas Boiler - Burner Control Optimization | A | Original Unit Energy Savings (kWh or therms) | Achievable Technical Potential | 0 | 0 | 11.0853 | 11.0853 | 11.0853 | 11.0853 | 11.0853 | 11.0853 | 11.0853 | 11.0853 | 11.0853 | 11.0853 | 11.0853 | 11.0853 | 11.0853 | 11.0853 | 11.0853 | 11.0853 | 11.0853 | 11.0853 | 11.0853 | 11.0853
F2_Industrial_Primary Metals_Existing_Process_Natural Gas_Gas Boiler - Burner Control Optimization_A_Achievable Technical Potential | F2 | Industrial | Primary Metals | Existing | Process | Natural Gas | Gas Boiler - Burner Control Optimization | A | Original Unit Summer Peak Savings (kW) | Achievable Technical Potential | 0 | 0 | 0 | 0 | 0 | 0 | 0 | 0 | 0 | 0 | 0 | 0 | 0 | 0 | 0 | 0 | 0 | 0 | 0 | 0 | 0 | 0
F3_Industrial_Primary Metals_Existing_Process_Natural Gas_Gas Boiler - Burner Control Optimization_A_Achievable Technical Potential | F3 | Industrial | Primary Metals | Existing | Process | Natural Gas | Gas Boiler - Burner Control Optimization | A | Original Unit Winter Peak Savings (kW) | Achievable Technical Potential | 0 | 0 | 0 | 0 | 0 | 0 | 0 | 0 | 0 | 0 | 0 | 0 | 0 | 0 | 0 | 0 | 0 | 0 | 0 | 0 | 0 | 0
F4_Industrial_Primary Metals_Existing_Process_Natural Gas_Gas Boiler - Burner Control Optimization_A_Achievable Technical Potential | F4 | Industrial | Primary Metals | Existing | Process | Natural Gas | Gas Boiler - Burner Control Optimization | A | Standalone Impact on Baseline Energy (%) | Achievable Technical Potential | 0% | 0% | 0.0004448% | 0.001152% | 0.00257% | 0.005062% | 0.008957% | 0.01444% | 0.02148% | 0.02977% | 0.03881% | 0.04801% | 0.05681% | 0.06477% | 0.07163% | 0.07735% | 0.08199% | 0.08573% | 0.08876% | 0.0913% | 0.09349% | 0.09553%
F5_Industrial_Primary Metals_Existing_Process_Natural Gas_Gas Boiler - Burner Control Optimization_A_Achievable Technical Potential | F5 | Industrial | Primary Metals | Existing | Process | Natural Gas | Gas Boiler - Burner Control Optimization | A | Standalone Impact on Baseline Summer Peak (%) | Achievable Technical Potential | bar: 2019 to 2040
F6_Industrial_Primary Metals_Existing_Process_Natural Gas_Gas Boiler - Burner Control Optimization_A_Achievable Technical Potential | F6 | Industrial | Primary Metals | Existing | Process | Natural Gas | Gas Boiler - Burner Control Optimization | A | Standalone Impact on Baseline Winter Peak (%) | Achievable Technical Potential | bar: 2019 to 2040
F7_Industrial_Primary Metals_Existing_Process_Natural Gas_Gas Boiler - Burner Control Optimization_A_Achievable Technical Potential | F7 | Industrial | Primary Metals | Existing | Process | Natural Gas | Gas Boiler - Burner Control Optimization | A | Incremental Energy Savings (MWh or mTherms) | Achievable Technical Potential | 0 | 0 | 0.011047 | 0.017066 | 0.033544 | 0.057689 | 0.088191 | 0.12134 | 0.15177 | 0.17401 | 0.18417 | 0.18099 | 0.16601 | 0.14276 | 0.11554 | 0.088313 | 0.063951 | 0.043994 | 0.028823 | 0.018026 | 0.010783 | 0.0071752
F8_Industrial_Primary Metals_Existing_Process_Natural Gas_Gas Boiler - Burner Control Optimization_A_Achievable Technical Potential | F8 | Industrial | Primary Metals | Existing | Process | Natural Gas | Gas Boiler - Burner Control Optimization | A | Incremental Summer Peak Savings (MW) | Achievable Technical Potential | 0 | 0 | 0 | 0 | 0 | 0 | 0 | 0 | 0 | 0 | 0 | 0 | 0 | 0 | 0 | 0 | 0 | 0 | 0 | 0 | 0 | 0
F9_Industrial_Primary Metals_Existing_Process_Natural Gas_Gas Boiler - Burner Control Optimization_A_Achievable Technical Potential | F9 | Industrial | Primary Metals | Existing | Process | Natural Gas | Gas Boiler - Burner Control Optimization | A | Incremental Winter Peak Savings (MW) | Achievable Technical Potential | 0 | 0 | 0 | 0 | 0 | 0 | 0 | 0 | 0 | 0 | 0 | 0 | 0 | 0 | 0 | 0 | 0 | 0 | 0 | 0 | 0 | 0
F10_Industrial_Primary Metals_Existing_Process_Natural Gas_Gas Boiler - Burner Control Optimization_A_Achievable Technical Potential | F10 | Industrial | Primary Metals | Existing | Process | Natural Gas | Gas Boiler - Burner Control Optimization | A | Cumulative Energy Savings (MWh or mTherms) | Achievable Technical Potential | 0 | 0 | 0.011047 | 0.028113 | 0.061657 | 0.11935 | 0.20754 | 0.32888 | 0.48065 | 0.65466 | 0.83882 | 1.0198 | 1.1858 | 1.3286 | 1.4441 | 1.5324 | 1.5964 | 1.6404 | 1.6692 | 1.6872 | 1.698 | 1.7052
F11_Industrial_Primary Metals_Existing_Process_Natural Gas_Gas Boiler - Burner Control Optimization_A_Achievable Technical Potential | F11 | Industrial | Primary Metals | Existing | Process | Natural Gas | Gas Boiler - Burner Control Optimization | A | Cumulative Summer Peak Savings (MW) | Achievable Technical Potential | 0 | 0 | 0 | 0 | 0 | 0 | 0 | 0 | 0 | 0 | 0 | 0 | 0 | 0 | 0 | 0 | 0 | 0 | 0 | 0 | 0 | 0
F12_Industrial_Primary Metals_Existing_Process_Natural Gas_Gas Boiler - Burner Control Optimization_A_Achievable Technical Potential | F12 | Industrial | Primary Metals | Existing | Process | Natural Gas | Gas Boiler - Burner Control Optimization | A | Cumulative Winter Peak Savings (MW) | Achievable Technical Potential | 0 | 0 | 0 | 0 | 0 | 0 | 0 | 0 | 0 | 0 | 0 | 0 | 0 | 0 | 0 | 0 | 0 | 0 | 0 | 0 | 0 | 0
F13_Industrial_Primary Metals_Existing_Process_Natural Gas_Gas Boiler - Burner Control Optimization_A_Achievable Technical Potential | F13 | Industrial | Primary Metals | Existing | Process | Natural Gas | Gas Boiler - Burner Control Optimization | A | Purchases (Incremental) | Achievable Technical Potential | 0 | 0 | 0.99658 | 1.5395 | 3.026 | 5.2041 | 7.9557 | 10.946 | 13.6911 | 15.6975 | 16.6136 | 16.3271 | 14.9759 | 12.878 | 10.4226 | 7.9667 | 5.769 | 3.9687 | 2.6002 | 1.6261 | 0.97274 | 0.64727
F14_Industrial_Primary Metals_Existing_Process_Natural Gas_Gas Boiler - Burner Control Optimization_A_Achievable Technical Potential | F14 | Industrial | Primary Metals | Existing | Process | Natural Gas | Gas Boiler - Burner Control Optimization | A | Purchases (Cumulative) | Achievable Technical Potential | 0 | 0 | 0.99658 | 2.5361 | 5.5621 | 10.7662 | 18.7219 | 29.6679 | 43.359 | 59.0566 | 75.6701 | 91.9973 | 106.9732 | 119.8512 | 130.2738 | 138.2404 | 144.0094 | 147.978 | 150.5782 | 152.2043 | 153.177 | 153.8243
F1_Industrial_Primary Metals_Existing_Space Heating_Natural Gas_HVAC - Demand Controlled Ventilation_A_Achievable Technical Potential | F1 | Industrial | Primary Metals | Existing | Space Heating | Natural Gas | HVAC - Demand Controlled Ventilation | A | Original Unit Energy Savings (kWh or therms) | Achievable Technical Potential | 0 | 0 | 0.076632 | 0.076208 | 0.075785 | 0.075366 | 0.074954 | 0.074553 | 0.074165 | 0.073793 | 0.07344 | 0.073107 | 0.072794 | 0.072499 | 0.072221 | 0.07196 | 0.071715 | 0.071483 | 0.071266 | 0.071061 | 0.070868 | 0.070686
F2_Industrial_Primary Metals_Existing_Space Heating_Natural Gas_HVAC - Demand Controlled Ventilation_A_Achievable Technical Potential | F2 | Industrial | Primary Metals | Existing | Space Heating | Natural Gas | HVAC - Demand Controlled Ventilation | A | Original Unit Summer Peak Savings (kW) | Achievable Technical Potential | 0 | 0 | 0 | 0 | 0 | 0 | 0 | 0 | 0 | 0 | 0 | 0 | 0 | 0 | 0 | 0 | 0 | 0 | 0 | 0 | 0 | 0
F3_Industrial_Primary Metals_Existing_Space Heating_Natural Gas_HVAC - Demand Controlled Ventilation_A_Achievable Technical Potential | F3 | Industrial | Primary Metals | Existing | Space Heating | Natural Gas | HVAC - Demand Controlled Ventilation | A | Original Unit Winter Peak Savings (kW) | Achievable Technical Potential | 0 | 0 | 0 | 0 | 0 | 0 | 0 | 0 | 0 | 0 | 0 | 0 | 0 | 0 | 0 | 0 | 0 | 0 | 0 | 0 | 0 | 0
F4_Industrial_Primary Metals_Existing_Space Heating_Natural Gas_HVAC - Demand Controlled Ventilation_A_Achievable Technical Potential | F4 | Industrial | Primary Metals | Existing | Space Heating | Natural Gas | HVAC - Demand Controlled Ventilation | A | Standalone Impact on Baseline Energy (%) | Achievable Technical Potential | 0% | 0% | 0.04258% | 0.08564% | 0.1292% | 0.1732% | 0.2177% | 0.2628% | 0.3084% | 0.3545% | 0.4013% | 0.4487% | 0.4967% | 0.5455% | 0.595% | 0.6452% | 0.6962% | 0.748% | 0.8005% | 0.854% | 0.9083% | 0.9634%
F5_Industrial_Primary Metals_Existing_Space Heating_Natural Gas_HVAC - Demand Controlled Ventilation_A_Achievable Technical Potential | F5 | Industrial | Primary Metals | Existing | Space Heating | Natural Gas | HVAC - Demand Controlled Ventilation | A | Standalone Impact on Baseline Summer Peak (%) | Achievable Technical Potential | bar: 2019 to 2040
F6_Industrial_Primary Metals_Existing_Space Heating_Natural Gas_HVAC - Demand Controlled Ventilation_A_Achievable Technical Potential | F6 | Industrial | Primary Metals | Existing | Space Heating | Natural Gas | HVAC - Demand Controlled Ventilation | A | Standalone Impact on Baseline Winter Peak (%) | Achievable Technical Potential | bar: 2019 to 2040
F7_Industrial_Primary Metals_Existing_Space Heating_Natural Gas_HVAC - Demand Controlled Ventilation_A_Achievable Technical Potential | F7 | Industrial | Primary Metals | Existing | Space Heating | Natural Gas | HVAC - Demand Controlled Ventilation | A | Incremental Energy Savings (MWh or mTherms) | Achievable Technical Potential | 0 | 0 | 0.040798 | 0.039873 | 0.038968 | 0.038084 | 0.037223 | 0.036386 | 0.035572 | 0.034784 | 0.03402 | 0.033282 | 0.032568 | 0.031877 | 0.031208 | 0.030559 | 0.029929 | 0.029318 | 0.028725 | 0.028149 | 0.027588 | 0.027043
F8_Industrial_Primary Metals_Existing_Space Heating_Natural Gas_HVAC - Demand Controlled Ventilation_A_Achievable Technical Potential | F8 | Industrial | Primary Metals | Existing | Space Heating | Natural Gas | HVAC - Demand Controlled Ventilation | A | Incremental Summer Peak Savings (MW) | Achievable Technical Potential | 0 | 0 | 0 | 0 | 0 | 0 | 0 | 0 | 0 | 0 | 0 | 0 | 0 | 0 | 0 | 0 | 0 | 0 | 0 | 0 | 0 | 0
F9_Industrial_Primary Metals_Existing_Space Heating_Natural Gas_HVAC - Demand Controlled Ventilation_A_Achievable Technical Potential | F9 | Industrial | Primary Metals | Existing | Space Heating | Natural Gas | HVAC - Demand Controlled Ventilation | A | Incremental Winter Peak Savings (MW) | Achievable Technical Potential | 0 | 0 | 0 | 0 | 0 | 0 | 0 | 0 | 0 | 0 | 0 | 0 | 0 | 0 | 0 | 0 | 0 | 0 | 0 | 0 | 0 | 0
F10_Industrial_Primary Metals_Existing_Space Heating_Natural Gas_HVAC - Demand Controlled Ventilation_A_Achievable Technical Potential | F10 | Industrial | Primary Metals | Existing | Space Heating | Natural Gas | HVAC - Demand Controlled Ventilation | A | Cumulative Energy Savings (MWh or mTherms) | Achievable Technical Potential | 0 | 0 | 0.040798 | 0.080445 | 0.11897 | 0.15639 | 0.19276 | 0.22812 | 0.2625 | 0.29597 | 0.32857 | 0.36037 | 0.39139 | 0.42168 | 0.45128 | 0.4802 | 0.50849 | 0.53617 | 0.56326 | 0.58979 | 0.61578 | 0.64125
F11_Industrial_Primary Metals_Existing_Space Heating_Natural Gas_HVAC - Demand Controlled Ventilation_A_Achievable Technical Potential | F11 | Industrial | Primary Metals | Existing | Space Heating | Natural Gas | HVAC - Demand Controlled Ventilation | A | Cumulative Summer Peak Savings (MW) | Achievable Technical Potential | 0 | 0 | 0 | 0 | 0 | 0 | 0 | 0 | 0 | 0 | 0 | 0 | 0 | 0 | 0 | 0 | 0 | 0 | 0 | 0 | 0 | 0
F12_Industrial_Primary Metals_Existing_Space Heating_Natural Gas_HVAC - Demand Controlled Ventilation_A_Achievable Technical Potential | F12 | Industrial | Primary Metals | Existing | Space Heating | Natural Gas | HVAC - Demand Controlled Ventilation | A | Cumulative Winter Peak Savings (MW) | Achievable Technical Potential | 0 | 0 | 0 | 0 | 0 | 0 | 0 | 0 | 0 | 0 | 0 | 0 | 0 | 0 | 0 | 0 | 0 | 0 | 0 | 0 | 0 | 0
F13_Industrial_Primary Metals_Existing_Space Heating_Natural Gas_HVAC - Demand Controlled Ventilation_A_Achievable Technical Potential | F13 | Industrial | Primary Metals | Existing | Space Heating | Natural Gas | HVAC - Demand Controlled Ventilation | A | Purchases (Incremental) | Achievable Technical Potential | 0 | 0 | 532.393 | 523.2139 | 514.1929 | 505.3275 | 496.615 | 488.0527 | 479.638 | 471.3683 | 463.2413 | 455.2544 | 447.4052 | 439.6913 | 432.1104 | 424.6602 | 417.3385 | 410.143 | 403.0716 | 396.1221 | 389.2924 | 382.5804
F14_Industrial_Primary Metals_Existing_Space Heating_Natural Gas_HVAC - Demand Controlled Ventilation_A_Achievable Technical Potential | F14 | Industrial | Primary Metals | Existing | Space Heating | Natural Gas | HVAC - Demand Controlled Ventilation | A | Purchases (Cumulative) | Achievable Technical Potential | 0 | 0 | 532.393 | 1055.6069 | 1569.7998 | 2075.1274 | 2571.7424 | 3059.795 | 3539.433 | 4010.8013 | 4474.0426 | 4929.297 | 5376.7022 | 5816.3935 | 6248.5039 | 6673.1641 | 7090.5026 | 7500.6456 | 7903.7172 | 8299.8392 | 8689.1316 | 9071.712
F1_Industrial_Primary Metals_Existing_Space Heating_Natural Gas_Gas Boiler - Stack Economizer_A_Achievable Technical Potential | F1 | Industrial | Primary Metals | Existing | Space Heating | Natural Gas | Gas Boiler - Stack Economizer | A | Original Unit Energy Savings (kWh or therms) | Achievable Technical Potential | 0 | 0 | 29.0499 | 28.9769 | 28.9055 | 28.8358 | 28.7678 | 28.7019 | 28.638 | 28.5763 | 28.5168 | 28.4598 | 28.4053 | 28.3533 | 28.3039 | 28.2572 | 28.2132 | 28.172 | 28.1337 | 28.0982 | 28.0657 | 28.0361
F2_Industrial_Primary Metals_Existing_Space Heating_Natural Gas_Gas Boiler - Stack Economizer_A_Achievable Technical Potential | F2 | Industrial | Primary Metals | Existing | Space Heating | Natural Gas | Gas Boiler - Stack Economizer | A | Original Unit Summer Peak Savings (kW) | Achievable Technical Potential | 0 | 0 | 0 | 0 | 0 | 0 | 0 | 0 | 0 | 0 | 0 | 0 | 0 | 0 | 0 | 0 | 0 | 0 | 0 | 0 | 0 | 0
F3_Industrial_Primary Metals_Existing_Space Heating_Natural Gas_Gas Boiler - Stack Economizer_A_Achievable Technical Potential | F3 | Industrial | Primary Metals | Existing | Space Heating | Natural Gas | Gas Boiler - Stack Economizer | A | Original Unit Winter Peak Savings (kW) | Achievable Technical Potential | 0 | 0 | 0 | 0 | 0 | 0 | 0 | 0 | 0 | 0 | 0 | 0 | 0 | 0 | 0 | 0 | 0 | 0 | 0 | 0 | 0 | 0
F4_Industrial_Primary Metals_Existing_Space Heating_Natural Gas_Gas Boiler - Stack Economizer_A_Achievable Technical Potential | F4 | Industrial | Primary Metals | Existing | Space Heating | Natural Gas | Gas Boiler - Stack Economizer | A | Standalone Impact on Baseline Energy (%) | Achievable Technical Potential | 0% | 0% | 0.008247% | 0.01664% | 0.02517% | 0.03386% | 0.04269% | 0.05086% | 0.05768% | 0.06344% | 0.06835% | 0.07258% | 0.07627% | 0.07955% | 0.08248% | 0.08516% | 0.08764% | 0.08996% | 0.09154% | 0.09314% | 0.09477% | 0.09643%
F5_Industrial_Primary Metals_Existing_Space Heating_Natural Gas_Gas Boiler - Stack Economizer_A_Achievable Technical Potential | F5 | Industrial | Primary Metals | Existing | Space Heating | Natural Gas | Gas Boiler - Stack Economizer | A | Standalone Impact on Baseline Summer Peak (%) | Achievable Technical Potential | bar: 2019 to 2040
F6_Industrial_Primary Metals_Existing_Space Heating_Natural Gas_Gas Boiler - Stack Economizer_A_Achievable Technical Potential | F6 | Industrial | Primary Metals | Existing | Space Heating | Natural Gas | Gas Boiler - Stack Economizer | A | Standalone Impact on Baseline Winter Peak (%) | Achievable Technical Potential | bar: 2019 to 2040
F7_Industrial_Primary Metals_Existing_Space Heating_Natural Gas_Gas Boiler - Stack Economizer_A_Achievable Technical Potential | F7 | Industrial | Primary Metals | Existing | Space Heating | Natural Gas | Gas Boiler - Stack Economizer | A | Incremental Energy Savings (MWh or mTherms) | Achievable Technical Potential | 0 | 0 | 0.0079017 | 0.0077459 | 0.0075936 | 0.0074447 | 0.0072991 | 0.0064411 | 0.0050528 | 0.003964 | 0.00311 | 0.0024402 | 0.0019148 | 0.0015027 | 0.0011794 | 0.00092571 | 0.00072667 | 0.00057048 | 3.8188e-06 | 1.3386e-06 | 4.4797e-07 | 1.4341e-07
F8_Industrial_Primary Metals_Existing_Space Heating_Natural Gas_Gas Boiler - Stack Economizer_A_Achievable Technical Potential | F8 | Industrial | Primary Metals | Existing | Space Heating | Natural Gas | Gas Boiler - Stack Economizer | A | Incremental Summer Peak Savings (MW) | Achievable Technical Potential | 0 | 0 | 0 | 0 | 0 | 0 | 0 | 0 | 0 | 0 | 0 | 0 | 0 | 0 | 0 | 0 | 0 | 0 | 0 | 0 | 0 | 0
F9_Industrial_Primary Metals_Existing_Space Heating_Natural Gas_Gas Boiler - Stack Economizer_A_Achievable Technical Potential | F9 | Industrial | Primary Metals | Existing | Space Heating | Natural Gas | Gas Boiler - Stack Economizer | A | Incremental Winter Peak Savings (MW) | Achievable Technical Potential | 0 | 0 | 0 | 0 | 0 | 0 | 0 | 0 | 0 | 0 | 0 | 0 | 0 | 0 | 0 | 0 | 0 | 0 | 0 | 0 | 0 | 0
F10_Industrial_Primary Metals_Existing_Space Heating_Natural Gas_Gas Boiler - Stack Economizer_A_Achievable Technical Potential | F10 | Industrial | Primary Metals | Existing | Space Heating | Natural Gas | Gas Boiler - Stack Economizer | A | Cumulative Energy Savings (MWh or mTherms) | Achievable Technical Potential | 0 | 0 | 0.0079017 | 0.015628 | 0.023183 | 0.030572 | 0.037799 | 0.044153 | 0.049108 | 0.052966 | 0.055966 | 0.058294 | 0.060097 | 0.06149 | 0.062562 | 0.063384 | 0.064012 | 0.06449 | 0.064406 | 0.064326 | 0.064252 | 0.064184
F11_Industrial_Primary Metals_Existing_Space Heating_Natural Gas_Gas Boiler - Stack Economizer_A_Achievable Technical Potential | F11 | Industrial | Primary Metals | Existing | Space Heating | Natural Gas | Gas Boiler - Stack Economizer | A | Cumulative Summer Peak Savings (MW) | Achievable Technical Potential | 0 | 0 | 0 | 0 | 0 | 0 | 0 | 0 | 0 | 0 | 0 | 0 | 0 | 0 | 0 | 0 | 0 | 0 | 0 | 0 | 0 | 0
F12_Industrial_Primary Metals_Existing_Space Heating_Natural Gas_Gas Boiler - Stack Economizer_A_Achievable Technical Potential | F12 | Industrial | Primary Metals | Existing | Space Heating | Natural Gas | Gas Boiler - Stack Economizer | A | Cumulative Winter Peak Savings (MW) | Achievable Technical Potential | 0 | 0 | 0 | 0 | 0 | 0 | 0 | 0 | 0 | 0 | 0 | 0 | 0 | 0 | 0 | 0 | 0 | 0 | 0 | 0 | 0 | 0
F13_Industrial_Primary Metals_Existing_Space Heating_Natural Gas_Gas Boiler - Stack Economizer_A_Achievable Technical Potential | F13 | Industrial | Primary Metals | Existing | Space Heating | Natural Gas | Gas Boiler - Stack Economizer | A | Purchases (Incremental) | Achievable Technical Potential | 0 | 0 | 0.272 | 0.26731 | 0.2627 | 0.25818 | 0.25372 | 0.22441 | 0.17644 | 0.13872 | 0.10906 | 0.085743 | 0.067412 | 0.053 | 0.041669 | 0.03276 | 0.025756 | 0.02025 | 0.00013574 | 4.7642e-05 | 1.5961e-05 | 5.1151e-06
F14_Industrial_Primary Metals_Existing_Space Heating_Natural Gas_Gas Boiler - Stack Economizer_A_Achievable Technical Potential | F14 | Industrial | Primary Metals | Existing | Space Heating | Natural Gas | Gas Boiler - Stack Economizer | A | Purchases (Cumulative) | Achievable Technical Potential | 0 | 0 | 0.272 | 0.53932 | 0.80202 | 1.0602 | 1.3139 | 1.5383 | 1.7148 | 1.8535 | 1.9625 | 2.0483 | 2.1157 | 2.1687 | 2.2104 | 2.2431 | 2.2689 | 2.2891 | 2.2893 | 2.2893 | 2.2893 | 2.2893
F1_Industrial_Primary Metals_Existing_Process_Natural Gas_Gas Boiler - Stack Economizer_A_Achievable Technical Potential | F1 | Industrial | Primary Metals | Existing | Process | Natural Gas | Gas Boiler - Stack Economizer | A | Original Unit Energy Savings (kWh or therms) | Achievable Technical Potential | 0 | 0 | 36.696 | 36.696 | 36.696 | 36.696 | 36.696 | 36.696 | 36.696 | 36.696 | 36.696 | 36.696 | 36.696 | 36.696 | 36.696 | 36.696 | 36.696 | 36.696 | 36.696 | 36.696 | 36.696 | 36.696
F2_Industrial_Primary Metals_Existing_Process_Natural Gas_Gas Boiler - Stack Economizer_A_Achievable Technical Potential | F2 | Industrial | Primary Metals | Existing | Process | Natural Gas | Gas Boiler - Stack Economizer | A | Original Unit Summer Peak Savings (kW) | Achievable Technical Potential | 0 | 0 | 0 | 0 | 0 | 0 | 0 | 0 | 0 | 0 | 0 | 0 | 0 | 0 | 0 | 0 | 0 | 0 | 0 | 0 | 0 | 0
F3_Industrial_Primary Metals_Existing_Process_Natural Gas_Gas Boiler - Stack Economizer_A_Achievable Technical Potential | F3 | Industrial | Primary Metals | Existing | Process | Natural Gas | Gas Boiler - Stack Economizer | A | Original Unit Winter Peak Savings (kW) | Achievable Technical Potential | 0 | 0 | 0 | 0 | 0 | 0 | 0 | 0 | 0 | 0 | 0 | 0 | 0 | 0 | 0 | 0 | 0 | 0 | 0 | 0 | 0 | 0
F4_Industrial_Primary Metals_Existing_Process_Natural Gas_Gas Boiler - Stack Economizer_A_Achievable Technical Potential | F4 | Industrial | Primary Metals | Existing | Process | Natural Gas | Gas Boiler - Stack Economizer | A | Standalone Impact on Baseline Energy (%) | Achievable Technical Potential | 0% | 0% | 0.01455% | 0.02937% | 0.04444% | 0.05977% | 0.07537% | 0.0898% | 0.1018% | 0.112% | 0.1207% | 0.1282% | 0.1347% | 0.1405% | 0.1457% | 0.1505% | 0.1549% | 0.159% | 0.1618% | 0.1646% | 0.1675% | 0.1705%
F5_Industrial_Primary Metals_Existing_Process_Natural Gas_Gas Boiler - Stack Economizer_A_Achievable Technical Potential | F5 | Industrial | Primary Metals | Existing | Process | Natural Gas | Gas Boiler - Stack Economizer | A | Standalone Impact on Baseline Summer Peak (%) | Achievable Technical Potential | bar: 2019 to 2040
F6_Industrial_Primary Metals_Existing_Process_Natural Gas_Gas Boiler - Stack Economizer_A_Achievable Technical Potential | F6 | Industrial | Primary Metals | Existing | Process | Natural Gas | Gas Boiler - Stack Economizer | A | Standalone Impact on Baseline Winter Peak (%) | Achievable Technical Potential | bar: 2019 to 2040
F7_Industrial_Primary Metals_Existing_Process_Natural Gas_Gas Boiler - Stack Economizer_A_Achievable Technical Potential | F7 | Industrial | Primary Metals | Existing | Process | Natural Gas | Gas Boiler - Stack Economizer | A | Incremental Energy Savings (MWh or mTherms) | Achievable Technical Potential | 0 | 0 | 0.36152 | 0.35529 | 0.34916 | 0.34314 | 0.33723 | 0.29827 | 0.2345 | 0.18437 | 0.14495 | 0.11396 | 0.089597 | 0.070442 | 0.055382 | 0.043542 | 0.034233 | 0.026914 | 0.00018041 | 6.3321e-05 | 2.1214e-05 | 6.7985e-06
F8_Industrial_Primary Metals_Existing_Process_Natural Gas_Gas Boiler - Stack Economizer_A_Achievable Technical Potential | F8 | Industrial | Primary Metals | Existing | Process | Natural Gas | Gas Boiler - Stack Economizer | A | Incremental Summer Peak Savings (MW) | Achievable Technical Potential | 0 | 0 | 0 | 0 | 0 | 0 | 0 | 0 | 0 | 0 | 0 | 0 | 0 | 0 | 0 | 0 | 0 | 0 | 0 | 0 | 0 | 0
F9_Industrial_Primary Metals_Existing_Process_Natural Gas_Gas Boiler - Stack Economizer_A_Achievable Technical Potential | F9 | Industrial | Primary Metals | Existing | Process | Natural Gas | Gas Boiler - Stack Economizer | A | Incremental Winter Peak Savings (MW) | Achievable Technical Potential | 0 | 0 | 0 | 0 | 0 | 0 | 0 | 0 | 0 | 0 | 0 | 0 | 0 | 0 | 0 | 0 | 0 | 0 | 0 | 0 | 0 | 0
F10_Industrial_Primary Metals_Existing_Process_Natural Gas_Gas Boiler - Stack Economizer_A_Achievable Technical Potential | F10 | Industrial | Primary Metals | Existing | Process | Natural Gas | Gas Boiler - Stack Economizer | A | Cumulative Energy Savings (MWh or mTherms) | Achievable Technical Potential | 0 | 0 | 0.36152 | 0.71681 | 1.066 | 1.4091 | 1.7463 | 2.0446 | 2.2791 | 2.4635 | 2.6084 | 2.7224 | 2.812 | 2.8824 | 2.9378 | 2.9813 | 3.0156 | 3.0425 | 3.0427 | 3.0427 | 3.0428 | 3.0428
F11_Industrial_Primary Metals_Existing_Process_Natural Gas_Gas Boiler - Stack Economizer_A_Achievable Technical Potential | F11 | Industrial | Primary Metals | Existing | Process | Natural Gas | Gas Boiler - Stack Economizer | A | Cumulative Summer Peak Savings (MW) | Achievable Technical Potential | 0 | 0 | 0 | 0 | 0 | 0 | 0 | 0 | 0 | 0 | 0 | 0 | 0 | 0 | 0 | 0 | 0 | 0 | 0 | 0 | 0 | 0
F12_Industrial_Primary Metals_Existing_Process_Natural Gas_Gas Boiler - Stack Economizer_A_Achievable Technical Potential | F12 | Industrial | Primary Metals | Existing | Process | Natural Gas | Gas Boiler - Stack Economizer | A | Cumulative Winter Peak Savings (MW) | Achievable Technical Potential | 0 | 0 | 0 | 0 | 0 | 0 | 0 | 0 | 0 | 0 | 0 | 0 | 0 | 0 | 0 | 0 | 0 | 0 | 0 | 0 | 0 | 0
F13_Industrial_Primary Metals_Existing_Process_Natural Gas_Gas Boiler - Stack Economizer_A_Achievable Technical Potential | F13 | Industrial | Primary Metals | Existing | Process | Natural Gas | Gas Boiler - Stack Economizer | A | Purchases (Incremental) | Achievable Technical Potential | 0 | 0 | 9.8517 | 9.6819 | 9.515 | 9.3509 | 9.1897 | 8.1281 | 6.3904 | 5.0242 | 3.95 | 3.1055 | 2.4416 | 1.9196 | 1.5092 | 1.1865 | 0.93287 | 0.73343 | 0.0049163 | 0.0017255 | 0.00057811 | 0.00018526
F14_Industrial_Primary Metals_Existing_Process_Natural Gas_Gas Boiler - Stack Economizer_A_Achievable Technical Potential | F14 | Industrial | Primary Metals | Existing | Process | Natural Gas | Gas Boiler - Stack Economizer | A | Purchases (Cumulative) | Achievable Technical Potential | 0 | 0 | 9.8517 | 19.5336 | 29.0486 | 38.3995 | 47.5892 | 55.7173 | 62.1077 | 67.1318 | 71.0819 | 74.1874 | 76.629 | 78.5486 | 80.0578 | 81.2444 | 82.1772 | 82.9107 | 82.9156 | 82.9173 | 82.9179 | 82.9181
F1_Industrial_Primary Metals_Existing_Space Heating_Natural Gas_Gas Furnace Tube Inserts_A_Achievable Technical Potential | F1 | Industrial | Primary Metals | Existing | Space Heating | Natural Gas | Gas Furnace Tube Inserts | A | Original Unit Energy Savings (kWh or therms) | Achievable Technical Potential | 0 | 0 | 0.088102 | 0.087615 | 0.087128 | 0.086647 | 0.086173 | 0.085712 | 0.085266 | 0.084839 | 0.084432 | 0.08405 | 0.08369 | 0.083351 | 0.083032 | 0.082732 | 0.082449 | 0.082183 | 0.081933 | 0.081697 | 0.081476 | 0.081267
F2_Industrial_Primary Metals_Existing_Space Heating_Natural Gas_Gas Furnace Tube Inserts_A_Achievable Technical Potential | F2 | Industrial | Primary Metals | Existing | Space Heating | Natural Gas | Gas Furnace Tube Inserts | A | Original Unit Summer Peak Savings (kW) | Achievable Technical Potential | 0 | 0 | 0 | 0 | 0 | 0 | 0 | 0 | 0 | 0 | 0 | 0 | 0 | 0 | 0 | 0 | 0 | 0 | 0 | 0 | 0 | 0
F3_Industrial_Primary Metals_Existing_Space Heating_Natural Gas_Gas Furnace Tube Inserts_A_Achievable Technical Potential | F3 | Industrial | Primary Metals | Existing | Space Heating | Natural Gas | Gas Furnace Tube Inserts | A | Original Unit Winter Peak Savings (kW) | Achievable Technical Potential | 0 | 0 | 0 | 0 | 0 | 0 | 0 | 0 | 0 | 0 | 0 | 0 | 0 | 0 | 0 | 0 | 0 | 0 | 0 | 0 | 0 | 0
F4_Industrial_Primary Metals_Existing_Space Heating_Natural Gas_Gas Furnace Tube Inserts_A_Achievable Technical Potential | F4 | Industrial | Primary Metals | Existing | Space Heating | Natural Gas | Gas Furnace Tube Inserts | A | Standalone Impact on Baseline Energy (%) | Achievable Technical Potential | bar: 2019 to 2040
F5_Industrial_Primary Metals_Existing_Space Heating_Natural Gas_Gas Furnace Tube Inserts_A_Achievable Technical Potential | F5 | Industrial | Primary Metals | Existing | Space Heating | Natural Gas | Gas Furnace Tube Inserts | A | Standalone Impact on Baseline Summer Peak (%) | Achievable Technical Potential | bar: 2019 to 2040
F6_Industrial_Primary Metals_Existing_Space Heating_Natural Gas_Gas Furnace Tube Inserts_A_Achievable Technical Potential | F6 | Industrial | Primary Metals | Existing | Space Heating | Natural Gas | Gas Furnace Tube Inserts | A | Standalone Impact on Baseline Winter Peak (%) | Achievable Technical Potential | bar: 2019 to 2040
F7_Industrial_Primary Metals_Existing_Space Heating_Natural Gas_Gas Furnace Tube Inserts_A_Achievable Technical Potential | F7 | Industrial | Primary Metals | Existing | Space Heating | Natural Gas | Gas Furnace Tube Inserts | A | Incremental Energy Savings (MWh or mTherms) | Achievable Technical Potential | 0 | 0 | 0 | 0 | 0 | 0 | 0 | 0 | 0 | 0 | 0 | 0 | 0 | 0 | 0 | 0 | 0 | 0 | 0 | 0 | 0 | 0
F8_Industrial_Primary Metals_Existing_Space Heating_Natural Gas_Gas Furnace Tube Inserts_A_Achievable Technical Potential | F8 | Industrial | Primary Metals | Existing | Space Heating | Natural Gas | Gas Furnace Tube Inserts | A | Incremental Summer Peak Savings (MW) | Achievable Technical Potential | 0 | 0 | 0 | 0 | 0 | 0 | 0 | 0 | 0 | 0 | 0 | 0 | 0 | 0 | 0 | 0 | 0 | 0 | 0 | 0 | 0 | 0
F9_Industrial_Primary Metals_Existing_Space Heating_Natural Gas_Gas Furnace Tube Inserts_A_Achievable Technical Potential | F9 | Industrial | Primary Metals | Existing | Space Heating | Natural Gas | Gas Furnace Tube Inserts | A | Incremental Winter Peak Savings (MW) | Achievable Technical Potential | 0 | 0 | 0 | 0 | 0 | 0 | 0 | 0 | 0 | 0 | 0 | 0 | 0 | 0 | 0 | 0 | 0 | 0 | 0 | 0 | 0 | 0
F10_Industrial_Primary Metals_Existing_Space Heating_Natural Gas_Gas Furnace Tube Inserts_A_Achievable Technical Potential | F10 | Industrial | Primary Metals | Existing | Space Heating | Natural Gas | Gas Furnace Tube Inserts | A | Cumulative Energy Savings (MWh or mTherms) | Achievable Technical Potential | 0 | 0 | 0 | 0 | 0 | 0 | 0 | 0 | 0 | 0 | 0 | 0 | 0 | 0 | 0 | 0 | 0 | 0 | 0 | 0 | 0 | 0
F11_Industrial_Primary Metals_Existing_Space Heating_Natural Gas_Gas Furnace Tube Inserts_A_Achievable Technical Potential | F11 | Industrial | Primary Metals | Existing | Space Heating | Natural Gas | Gas Furnace Tube Inserts | A | Cumulative Summer Peak Savings (MW) | Achievable Technical Potential | 0 | 0 | 0 | 0 | 0 | 0 | 0 | 0 | 0 | 0 | 0 | 0 | 0 | 0 | 0 | 0 | 0 | 0 | 0 | 0 | 0 | 0
F12_Industrial_Primary Metals_Existing_Space Heating_Natural Gas_Gas Furnace Tube Inserts_A_Achievable Technical Potential | F12 | Industrial | Primary Metals | Existing | Space Heating | Natural Gas | Gas Furnace Tube Inserts | A | Cumulative Winter Peak Savings (MW) | Achievable Technical Potential | 0 | 0 | 0 | 0 | 0 | 0 | 0 | 0 | 0 | 0 | 0 | 0 | 0 | 0 | 0 | 0 | 0 | 0 | 0 | 0 | 0 | 0
F13_Industrial_Primary Metals_Existing_Space Heating_Natural Gas_Gas Furnace Tube Inserts_A_Achievable Technical Potential | F13 | Industrial | Primary Metals | Existing | Space Heating | Natural Gas | Gas Furnace Tube Inserts | A | Purchases (Incremental) | Achievable Technical Potential | 0 | 0 | 0 | 0 | 0 | 0 | 0 | 0 | 0 | 0 | 0 | 0 | 0 | 0 | 0 | 0 | 0 | 0 | 0 | 0 | 0 | 0
F14_Industrial_Primary Metals_Existing_Space Heating_Natural Gas_Gas Furnace Tube Inserts_A_Achievable Technical Potential | F14 | Industrial | Primary Metals | Existing | Space Heating | Natural Gas | Gas Furnace Tube Inserts | A | Purchases (Cumulative) | Achievable Technical Potential | 0 | 0 | 0 | 0 | 0 | 0 | 0 | 0 | 0 | 0 | 0 | 0 | 0 | 0 | 0 | 0 | 0 | 0 | 0 | 0 | 0 | 0
F1_Industrial_Primary Metals_Existing_Space Heating_Natural Gas_Space Heating - Heat Recovery Ventilator_A_Achievable Technical Potential | F1 | Industrial | Primary Metals | Existing | Space Heating | Natural Gas | Space Heating - Heat Recovery Ventilator | A | Original Unit Energy Savings (kWh or therms) | Achievable Technical Potential | 0 | 0 | 0.01336 | 0.013329 | 0.013297 | 0.013266 | 0.013235 | 0.013205 | 0.013176 | 0.013148 | 0.013122 | 0.013097 | 0.013074 | 0.013051 | 0.013031 | 0.013011 | 0.012992 | 0.012975 | 0.012959 | 0.012943 | 0.012929 | 0.012915
F2_Industrial_Primary Metals_Existing_Space Heating_Natural Gas_Space Heating - Heat Recovery Ventilator_A_Achievable Technical Potential | F2 | Industrial | Primary Metals | Existing | Space Heating | Natural Gas | Space Heating - Heat Recovery Ventilator | A | Original Unit Summer Peak Savings (kW) | Achievable Technical Potential | 0 | 0 | 0 | 0 | 0 | 0 | 0 | 0 | 0 | 0 | 0 | 0 | 0 | 0 | 0 | 0 | 0 | 0 | 0 | 0 | 0 | 0
F3_Industrial_Primary Metals_Existing_Space Heating_Natural Gas_Space Heating - Heat Recovery Ventilator_A_Achievable Technical Potential | F3 | Industrial | Primary Metals | Existing | Space Heating | Natural Gas | Space Heating - Heat Recovery Ventilator | A | Original Unit Winter Peak Savings (kW) | Achievable Technical Potential | 0 | 0 | 0 | 0 | 0 | 0 | 0 | 0 | 0 | 0 | 0 | 0 | 0 | 0 | 0 | 0 | 0 | 0 | 0 | 0 | 0 | 0
F4_Industrial_Primary Metals_Existing_Space Heating_Natural Gas_Space Heating - Heat Recovery Ventilator_A_Achievable Technical Potential | F4 | Industrial | Primary Metals | Existing | Space Heating | Natural Gas | Space Heating - Heat Recovery Ventilator | A | Standalone Impact on Baseline Energy (%) | Achievable Technical Potential | 0% | 0% | 0.01817% | 0.03666% | 0.05548% | 0.07462% | 0.0941% | 0.1139% | 0.1341% | 0.1546% | 0.1755% | 0.1967% | 0.2184% | 0.2404% | 0.2628% | 0.2855% | 0.3087% | 0.3323% | 0.3563% | 0.3807% | 0.4056% | 0.4309%
F5_Industrial_Primary Metals_Existing_Space Heating_Natural Gas_Space Heating - Heat Recovery Ventilator_A_Achievable Technical Potential | F5 | Industrial | Primary Metals | Existing | Space Heating | Natural Gas | Space Heating - Heat Recovery Ventilator | A | Standalone Impact on Baseline Summer Peak (%) | Achievable Technical Potential | bar: 2019 to 2040
F6_Industrial_Primary Metals_Existing_Space Heating_Natural Gas_Space Heating - Heat Recovery Ventilator_A_Achievable Technical Potential | F6 | Industrial | Primary Metals | Existing | Space Heating | Natural Gas | Space Heating - Heat Recovery Ventilator | A | Standalone Impact on Baseline Winter Peak (%) | Achievable Technical Potential | bar: 2019 to 2040
F7_Industrial_Primary Metals_Existing_Space Heating_Natural Gas_Space Heating - Heat Recovery Ventilator_A_Achievable Technical Potential | F7 | Industrial | Primary Metals | Existing | Space Heating | Natural Gas | Space Heating - Heat Recovery Ventilator | A | Incremental Energy Savings (MWh or mTherms) | Achievable Technical Potential | 0 | 0 | 0.017411 | 0.01707 | 0.016736 | 0.016408 | 0.016088 | 0.015775 | 0.015469 | 0.01517 | 0.014879 | 0.014595 | 0.014317 | 0.014046 | 0.013782 | 0.013524 | 0.013272 | 0.013026 | 0.012785 | 0.01255 | 0.01232 | 0.012095
F8_Industrial_Primary Metals_Existing_Space Heating_Natural Gas_Space Heating - Heat Recovery Ventilator_A_Achievable Technical Potential | F8 | Industrial | Primary Metals | Existing | Space Heating | Natural Gas | Space Heating - Heat Recovery Ventilator | A | Incremental Summer Peak Savings (MW) | Achievable Technical Potential | 0 | 0 | 0 | 0 | 0 | 0 | 0 | 0 | 0 | 0 | 0 | 0 | 0 | 0 | 0 | 0 | 0 | 0 | 0 | 0 | 0 | 0
F9_Industrial_Primary Metals_Existing_Space Heating_Natural Gas_Space Heating - Heat Recovery Ventilator_A_Achievable Technical Potential | F9 | Industrial | Primary Metals | Existing | Space Heating | Natural Gas | Space Heating - Heat Recovery Ventilator | A | Incremental Winter Peak Savings (MW) | Achievable Technical Potential | 0 | 0 | 0 | 0 | 0 | 0 | 0 | 0 | 0 | 0 | 0 | 0 | 0 | 0 | 0 | 0 | 0 | 0 | 0 | 0 | 0 | 0
F10_Industrial_Primary Metals_Existing_Space Heating_Natural Gas_Space Heating - Heat Recovery Ventilator_A_Achievable Technical Potential | F10 | Industrial | Primary Metals | Existing | Space Heating | Natural Gas | Space Heating - Heat Recovery Ventilator | A | Cumulative Energy Savings (MWh or mTherms) | Achievable Technical Potential | 0 | 0 | 0.017411 | 0.034439 | 0.051093 | 0.067381 | 0.083314 | 0.0989 | 0.11415 | 0.12908 | 0.1437 | 0.15802 | 0.17206 | 0.18581 | 0.1993 | 0.21252 | 0.22549 | 0.23821 | 0.2507 | 0.26295 | 0.27498 | 0.28678
F11_Industrial_Primary Metals_Existing_Space Heating_Natural Gas_Space Heating - Heat Recovery Ventilator_A_Achievable Technical Potential | F11 | Industrial | Primary Metals | Existing | Space Heating | Natural Gas | Space Heating - Heat Recovery Ventilator | A | Cumulative Summer Peak Savings (MW) | Achievable Technical Potential | 0 | 0 | 0 | 0 | 0 | 0 | 0 | 0 | 0 | 0 | 0 | 0 | 0 | 0 | 0 | 0 | 0 | 0 | 0 | 0 | 0 | 0
F12_Industrial_Primary Metals_Existing_Space Heating_Natural Gas_Space Heating - Heat Recovery Ventilator_A_Achievable Technical Potential | F12 | Industrial | Primary Metals | Existing | Space Heating | Natural Gas | Space Heating - Heat Recovery Ventilator | A | Cumulative Winter Peak Savings (MW) | Achievable Technical Potential | 0 | 0 | 0 | 0 | 0 | 0 | 0 | 0 | 0 | 0 | 0 | 0 | 0 | 0 | 0 | 0 | 0 | 0 | 0 | 0 | 0 | 0
F13_Industrial_Primary Metals_Existing_Space Heating_Natural Gas_Space Heating - Heat Recovery Ventilator_A_Achievable Technical Potential | F13 | Industrial | Primary Metals | Existing | Space Heating | Natural Gas | Space Heating - Heat Recovery Ventilator | A | Purchases (Incremental) | Achievable Technical Potential | 0 | 0 | 1303.1526 | 1280.6845 | 1258.6037 | 1236.9036 | 1215.5777 | 1194.6195 | 1174.0226 | 1153.7808 | 1133.888 | 1114.3382 | 1095.1255 | 1076.244 | 1057.6881 | 1039.4521 | 1021.5305 | 1003.9179 | 986.609 | 969.5985 | 952.8813 | 936.4523
F14_Industrial_Primary Metals_Existing_Space Heating_Natural Gas_Space Heating - Heat Recovery Ventilator_A_Achievable Technical Potential | F14 | Industrial | Primary Metals | Existing | Space Heating | Natural Gas | Space Heating - Heat Recovery Ventilator | A | Purchases (Cumulative) | Achievable Technical Potential | 0 | 0 | 1303.1526 | 2583.8371 | 3842.4407 | 5079.3444 | 6294.9221 | 7489.5415 | 8663.5641 | 9817.3449 | 10951.233 | 12065.5712 | 13160.6967 | 14236.9408 | 15294.6289 | 16334.081 | 17355.6115 | 18359.5294 | 19346.1384 | 20315.7369 | 21268.6182 | 22205.0705
F1_Industrial_Primary Metals_Existing_Space Heating_Natural Gas_Thermostat - Programmable_A_Achievable Technical Potential | F1 | Industrial | Primary Metals | Existing | Space Heating | Natural Gas | Thermostat - Programmable | A | Original Unit Energy Savings (kWh or therms) | Achievable Technical Potential | 0 | 0 | 0.0064634 | 0.006448 | 0.0064327 | 0.0064176 | 0.0064027 | 0.0063882 | 0.0063742 | 0.0063608 | 0.006348 | 0.006336 | 0.0063246 | 0.0063139 | 0.0063038 | 0.0062943 | 0.0062853 | 0.0062769 | 0.006269 | 0.0062616 | 0.0062546 | 0.006248
F2_Industrial_Primary Metals_Existing_Space Heating_Natural Gas_Thermostat - Programmable_A_Achievable Technical Potential | F2 | Industrial | Primary Metals | Existing | Space Heating | Natural Gas | Thermostat - Programmable | A | Original Unit Summer Peak Savings (kW) | Achievable Technical Potential | 0 | 0 | 0 | 0 | 0 | 0 | 0 | 0 | 0 | 0 | 0 | 0 | 0 | 0 | 0 | 0 | 0 | 0 | 0 | 0 | 0 | 0
F3_Industrial_Primary Metals_Existing_Space Heating_Natural Gas_Thermostat - Programmable_A_Achievable Technical Potential | F3 | Industrial | Primary Metals | Existing | Space Heating | Natural Gas | Thermostat - Programmable | A | Original Unit Winter Peak Savings (kW) | Achievable Technical Potential | 0 | 0 | 0 | 0 | 0 | 0 | 0 | 0 | 0 | 0 | 0 | 0 | 0 | 0 | 0 | 0 | 0 | 0 | 0 | 0 | 0 | 0
F4_Industrial_Primary Metals_Existing_Space Heating_Natural Gas_Thermostat - Programmable_A_Achievable Technical Potential | F4 | Industrial | Primary Metals | Existing | Space Heating | Natural Gas | Thermostat - Programmable | A | Standalone Impact on Baseline Energy (%) | Achievable Technical Potential | 0% | 0% | 0.02637% | 0.05321% | 0.08051% | 0.1083% | 0.1366% | 0.1653% | 0.1946% | 0.2244% | 0.2547% | 0.2855% | 0.3169% | 0.3489% | 0.3813% | 0.4144% | 0.4481% | 0.4823% | 0.5171% | 0.5526% | 0.5886% | 0.6253%
F5_Industrial_Primary Metals_Existing_Space Heating_Natural Gas_Thermostat - Programmable_A_Achievable Technical Potential | F5 | Industrial | Primary Metals | Existing | Space Heating | Natural Gas | Thermostat - Programmable | A | Standalone Impact on Baseline Summer Peak (%) | Achievable Technical Potential | bar: 2019 to 2040
F6_Industrial_Primary Metals_Existing_Space Heating_Natural Gas_Thermostat - Programmable_A_Achievable Technical Potential | F6 | Industrial | Primary Metals | Existing | Space Heating | Natural Gas | Thermostat - Programmable | A | Standalone Impact on Baseline Winter Peak (%) | Achievable Technical Potential | bar: 2019 to 2040
F7_Industrial_Primary Metals_Existing_Space Heating_Natural Gas_Thermostat - Programmable_A_Achievable Technical Potential | F7 | Industrial | Primary Metals | Existing | Space Heating | Natural Gas | Thermostat - Programmable | A | Incremental Energy Savings (MWh or mTherms) | Achievable Technical Potential | 0 | 0 | 0.025268 | 0.024774 | 0.024289 | 0.023814 | 0.023349 | 0.022895 | 0.022451 | 0.022017 | 0.021594 | 0.021181 | 0.020779 | 0.020386 | 0.020002 | 0.019628 | 0.019262 | 0.018904 | 0.018555 | 0.018214 | 0.01788 | 0.017553
F8_Industrial_Primary Metals_Existing_Space Heating_Natural Gas_Thermostat - Programmable_A_Achievable Technical Potential | F8 | Industrial | Primary Metals | Existing | Space Heating | Natural Gas | Thermostat - Programmable | A | Incremental Summer Peak Savings (MW) | Achievable Technical Potential | 0 | 0 | 0 | 0 | 0 | 0 | 0 | 0 | 0 | 0 | 0 | 0 | 0 | 0 | 0 | 0 | 0 | 0 | 0 | 0 | 0 | 0
F9_Industrial_Primary Metals_Existing_Space Heating_Natural Gas_Thermostat - Programmable_A_Achievable Technical Potential | F9 | Industrial | Primary Metals | Existing | Space Heating | Natural Gas | Thermostat - Programmable | A | Incremental Winter Peak Savings (MW) | Achievable Technical Potential | 0 | 0 | 0 | 0 | 0 | 0 | 0 | 0 | 0 | 0 | 0 | 0 | 0 | 0 | 0 | 0 | 0 | 0 | 0 | 0 | 0 | 0
F10_Industrial_Primary Metals_Existing_Space Heating_Natural Gas_Thermostat - Programmable_A_Achievable Technical Potential | F10 | Industrial | Primary Metals | Existing | Space Heating | Natural Gas | Thermostat - Programmable | A | Cumulative Energy Savings (MWh or mTherms) | Achievable Technical Potential | 0 | 0 | 0.025268 | 0.049982 | 0.074152 | 0.097791 | 0.12091 | 0.14354 | 0.16567 | 0.18734 | 0.20856 | 0.22934 | 0.24971 | 0.26967 | 0.28924 | 0.30843 | 0.32726 | 0.34572 | 0.36384 | 0.38162 | 0.39908 | 0.41621
F11_Industrial_Primary Metals_Existing_Space Heating_Natural Gas_Thermostat - Programmable_A_Achievable Technical Potential | F11 | Industrial | Primary Metals | Existing | Space Heating | Natural Gas | Thermostat - Programmable | A | Cumulative Summer Peak Savings (MW) | Achievable Technical Potential | 0 | 0 | 0 | 0 | 0 | 0 | 0 | 0 | 0 | 0 | 0 | 0 | 0 | 0 | 0 | 0 | 0 | 0 | 0 | 0 | 0 | 0
F12_Industrial_Primary Metals_Existing_Space Heating_Natural Gas_Thermostat - Programmable_A_Achievable Technical Potential | F12 | Industrial | Primary Metals | Existing | Space Heating | Natural Gas | Thermostat - Programmable | A | Cumulative Winter Peak Savings (MW) | Achievable Technical Potential | 0 | 0 | 0 | 0 | 0 | 0 | 0 | 0 | 0 | 0 | 0 | 0 | 0 | 0 | 0 | 0 | 0 | 0 | 0 | 0 | 0 | 0
F13_Industrial_Primary Metals_Existing_Space Heating_Natural Gas_Thermostat - Programmable_A_Achievable Technical Potential | F13 | Industrial | Primary Metals | Existing | Space Heating | Natural Gas | Thermostat - Programmable | A | Purchases (Incremental) | Achievable Technical Potential | 0 | 0 | 3909.4578 | 3842.0534 | 3775.8111 | 3710.7109 | 3646.7331 | 3583.8584 | 3522.0677 | 3461.3424 | 3401.6641 | 3343.0147 | 3285.3765 | 3228.7321 | 3173.0643 | 3118.3563 | 3064.5916 | 3011.7538 | 2959.827 | 2908.7955 | 2858.6438 | 2809.3569
F14_Industrial_Primary Metals_Existing_Space Heating_Natural Gas_Thermostat - Programmable_A_Achievable Technical Potential | F14 | Industrial | Primary Metals | Existing | Space Heating | Natural Gas | Thermostat - Programmable | A | Purchases (Cumulative) | Achievable Technical Potential | 0 | 0 | 3909.4578 | 7751.5112 | 11527.3222 | 15238.0331 | 18884.7662 | 22468.6246 | 25990.6923 | 29452.0348 | 32853.6989 | 36196.7136 | 39482.0901 | 42710.8223 | 45883.8866 | 49002.2429 | 52066.8344 | 55078.5882 | 58038.4152 | 60947.2107 | 63805.8545 | 66615.2114
F1_Industrial_Primary Metals_Existing_Space Heating_Natural Gas_ENERGY STAR Connected Thermostat_A_Achievable Technical Potential | F1 | Industrial | Primary Metals | Existing | Space Heating | Natural Gas | ENERGY STAR Connected Thermostat | A | Original Unit Energy Savings (kWh or therms) | Achievable Technical Potential | 0 | 0 | 0.015624 | 0.015587 | 0.01555 | 0.015514 | 0.015478 | 0.015443 | 0.015409 | 0.015376 | 0.015345 | 0.015316 | 0.015289 | 0.015263 | 0.015238 | 0.015215 | 0.015194 | 0.015173 | 0.015154 | 0.015136 | 0.01512 | 0.015104
F2_Industrial_Primary Metals_Existing_Space Heating_Natural Gas_ENERGY STAR Connected Thermostat_A_Achievable Technical Potential | F2 | Industrial | Primary Metals | Existing | Space Heating | Natural Gas | ENERGY STAR Connected Thermostat | A | Original Unit Summer Peak Savings (kW) | Achievable Technical Potential | 0 | 0 | 0 | 0 | 0 | 0 | 0 | 0 | 0 | 0 | 0 | 0 | 0 | 0 | 0 | 0 | 0 | 0 | 0 | 0 | 0 | 0
F3_Industrial_Primary Metals_Existing_Space Heating_Natural Gas_ENERGY STAR Connected Thermostat_A_Achievable Technical Potential | F3 | Industrial | Primary Metals | Existing | Space Heating | Natural Gas | ENERGY STAR Connected Thermostat | A | Original Unit Winter Peak Savings (kW) | Achievable Technical Potential | 0 | 0 | 0 | 0 | 0 | 0 | 0 | 0 | 0 | 0 | 0 | 0 | 0 | 0 | 0 | 0 | 0 | 0 | 0 | 0 | 0 | 0
F4_Industrial_Primary Metals_Existing_Space Heating_Natural Gas_ENERGY STAR Connected Thermostat_A_Achievable Technical Potential | F4 | Industrial | Primary Metals | Existing | Space Heating | Natural Gas | ENERGY STAR Connected Thermostat | A | Standalone Impact on Baseline Energy (%) | Achievable Technical Potential | 0% | 0% | 0.06375% | 0.1286% | 0.1946% | 0.2618% | 0.3301% | 0.3997% | 0.4704% | 0.5424% | 0.6157% | 0.6903% | 0.7661% | 0.8433% | 0.9219% | 1.002% | 1.083% | 1.166% | 1.25% | 1.336% | 1.423% | 1.512%
F5_Industrial_Primary Metals_Existing_Space Heating_Natural Gas_ENERGY STAR Connected Thermostat_A_Achievable Technical Potential | F5 | Industrial | Primary Metals | Existing | Space Heating | Natural Gas | ENERGY STAR Connected Thermostat | A | Standalone Impact on Baseline Summer Peak (%) | Achievable Technical Potential | bar: 2019 to 2040
F6_Industrial_Primary Metals_Existing_Space Heating_Natural Gas_ENERGY STAR Connected Thermostat_A_Achievable Technical Potential | F6 | Industrial | Primary Metals | Existing | Space Heating | Natural Gas | ENERGY STAR Connected Thermostat | A | Standalone Impact on Baseline Winter Peak (%) | Achievable Technical Potential | bar: 2019 to 2040
F7_Industrial_Primary Metals_Existing_Space Heating_Natural Gas_ENERGY STAR Connected Thermostat_A_Achievable Technical Potential | F7 | Industrial | Primary Metals | Existing | Space Heating | Natural Gas | ENERGY STAR Connected Thermostat | A | Incremental Energy Savings (MWh or mTherms) | Achievable Technical Potential | 0 | 0 | 0.061083 | 0.059887 | 0.058714 | 0.057566 | 0.056443 | 0.055344 | 0.054271 | 0.053223 | 0.0522 | 0.051202 | 0.050229 | 0.04928 | 0.048353 | 0.047447 | 0.046563 | 0.045699 | 0.044854 | 0.044029 | 0.043221 | 0.042432
F8_Industrial_Primary Metals_Existing_Space Heating_Natural Gas_ENERGY STAR Connected Thermostat_A_Achievable Technical Potential | F8 | Industrial | Primary Metals | Existing | Space Heating | Natural Gas | ENERGY STAR Connected Thermostat | A | Incremental Summer Peak Savings (MW) | Achievable Technical Potential | 0 | 0 | 0 | 0 | 0 | 0 | 0 | 0 | 0 | 0 | 0 | 0 | 0 | 0 | 0 | 0 | 0 | 0 | 0 | 0 | 0 | 0
F9_Industrial_Primary Metals_Existing_Space Heating_Natural Gas_ENERGY STAR Connected Thermostat_A_Achievable Technical Potential | F9 | Industrial | Primary Metals | Existing | Space Heating | Natural Gas | ENERGY STAR Connected Thermostat | A | Incremental Winter Peak Savings (MW) | Achievable Technical Potential | 0 | 0 | 0 | 0 | 0 | 0 | 0 | 0 | 0 | 0 | 0 | 0 | 0 | 0 | 0 | 0 | 0 | 0 | 0 | 0 | 0 | 0
F10_Industrial_Primary Metals_Existing_Space Heating_Natural Gas_ENERGY STAR Connected Thermostat_A_Achievable Technical Potential | F10 | Industrial | Primary Metals | Existing | Space Heating | Natural Gas | ENERGY STAR Connected Thermostat | A | Cumulative Energy Savings (MWh or mTherms) | Achievable Technical Potential | 0 | 0 | 0.061083 | 0.12082 | 0.17925 | 0.2364 | 0.29229 | 0.34697 | 0.40049 | 0.45286 | 0.50415 | 0.5544 | 0.60363 | 0.65189 | 0.6992 | 0.74559 | 0.79109 | 0.83573 | 0.87953 | 0.92252 | 0.96471 | 1.0061
F11_Industrial_Primary Metals_Existing_Space Heating_Natural Gas_ENERGY STAR Connected Thermostat_A_Achievable Technical Potential | F11 | Industrial | Primary Metals | Existing | Space Heating | Natural Gas | ENERGY STAR Connected Thermostat | A | Cumulative Summer Peak Savings (MW) | Achievable Technical Potential | 0 | 0 | 0 | 0 | 0 | 0 | 0 | 0 | 0 | 0 | 0 | 0 | 0 | 0 | 0 | 0 | 0 | 0 | 0 | 0 | 0 | 0
F12_Industrial_Primary Metals_Existing_Space Heating_Natural Gas_ENERGY STAR Connected Thermostat_A_Achievable Technical Potential | F12 | Industrial | Primary Metals | Existing | Space Heating | Natural Gas | ENERGY STAR Connected Thermostat | A | Cumulative Winter Peak Savings (MW) | Achievable Technical Potential | 0 | 0 | 0 | 0 | 0 | 0 | 0 | 0 | 0 | 0 | 0 | 0 | 0 | 0 | 0 | 0 | 0 | 0 | 0 | 0 | 0 | 0
F13_Industrial_Primary Metals_Existing_Space Heating_Natural Gas_ENERGY STAR Connected Thermostat_A_Achievable Technical Potential | F13 | Industrial | Primary Metals | Existing | Space Heating | Natural Gas | ENERGY STAR Connected Thermostat | A | Purchases (Incremental) | Achievable Technical Potential | 0 | 0 | 3909.4578 | 3842.0534 | 3775.8111 | 3710.7109 | 3646.7331 | 3583.8584 | 3522.0677 | 3461.3424 | 3401.6641 | 3343.0147 | 3285.3765 | 3228.7321 | 3173.0643 | 3118.3563 | 3064.5916 | 3011.7538 | 2959.827 | 2908.7955 | 2858.6438 | 2809.3569
F14_Industrial_Primary Metals_Existing_Space Heating_Natural Gas_ENERGY STAR Connected Thermostat_A_Achievable Technical Potential | F14 | Industrial | Primary Metals | Existing | Space Heating | Natural Gas | ENERGY STAR Connected Thermostat | A | Purchases (Cumulative) | Achievable Technical Potential | 0 | 0 | 3909.4578 | 7751.5112 | 11527.3222 | 15238.0331 | 18884.7662 | 22468.6246 | 25990.6923 | 29452.0348 | 32853.6989 | 36196.7136 | 39482.0901 | 42710.8223 | 45883.8866 | 49002.2429 | 52066.8344 | 55078.5882 | 58038.4152 | 60947.2107 | 63805.8545 | 66615.2114
F1_Industrial_Primary Metals_Existing_Space Heating_Natural Gas_Destratification Fans (HVLS)_A_Achievable Technical Potential | F1 | Industrial | Primary Metals | Existing | Space Heating | Natural Gas | Destratification Fans (HVLS) | A | Original Unit Energy Savings (kWh or therms) | Achievable Technical Potential | 0 | 0 | 0.015624 | 0.015587 | 0.01555 | 0.015514 | 0.015478 | 0.015443 | 0.015409 | 0.015376 | 0.015345 | 0.015316 | 0.015289 | 0.015263 | 0.015238 | 0.015215 | 0.015194 | 0.015173 | 0.015154 | 0.015136 | 0.01512 | 0.015104
F2_Industrial_Primary Metals_Existing_Space Heating_Natural Gas_Destratification Fans (HVLS)_A_Achievable Technical Potential | F2 | Industrial | Primary Metals | Existing | Space Heating | Natural Gas | Destratification Fans (HVLS) | A | Original Unit Summer Peak Savings (kW) | Achievable Technical Potential | 0 | 0 | 0 | 0 | 0 | 0 | 0 | 0 | 0 | 0 | 0 | 0 | 0 | 0 | 0 | 0 | 0 | 0 | 0 | 0 | 0 | 0
F3_Industrial_Primary Metals_Existing_Space Heating_Natural Gas_Destratification Fans (HVLS)_A_Achievable Technical Potential | F3 | Industrial | Primary Metals | Existing | Space Heating | Natural Gas | Destratification Fans (HVLS) | A | Original Unit Winter Peak Savings (kW) | Achievable Technical Potential | 0 | 0 | 0 | 0 | 0 | 0 | 0 | 0 | 0 | 0 | 0 | 0 | 0 | 0 | 0 | 0 | 0 | 0 | 0 | 0 | 0 | 0
F4_Industrial_Primary Metals_Existing_Space Heating_Natural Gas_Destratification Fans (HVLS)_A_Achievable Technical Potential | F4 | Industrial | Primary Metals | Existing | Space Heating | Natural Gas | Destratification Fans (HVLS) | A | Standalone Impact on Baseline Energy (%) | Achievable Technical Potential | 0% | 0% | 0.06375% | 0.1286% | 0.1946% | 0.2618% | 0.3301% | 0.3997% | 0.4704% | 0.5424% | 0.6157% | 0.6903% | 0.7661% | 0.8433% | 0.9219% | 1.002% | 1.083% | 1.166% | 1.25% | 1.336% | 1.423% | 1.512%
F5_Industrial_Primary Metals_Existing_Space Heating_Natural Gas_Destratification Fans (HVLS)_A_Achievable Technical Potential | F5 | Industrial | Primary Metals | Existing | Space Heating | Natural Gas | Destratification Fans (HVLS) | A | Standalone Impact on Baseline Summer Peak (%) | Achievable Technical Potential | bar: 2019 to 2040
F6_Industrial_Primary Metals_Existing_Space Heating_Natural Gas_Destratification Fans (HVLS)_A_Achievable Technical Potential | F6 | Industrial | Primary Metals | Existing | Space Heating | Natural Gas | Destratification Fans (HVLS) | A | Standalone Impact on Baseline Winter Peak (%) | Achievable Technical Potential | bar: 2019 to 2040
F7_Industrial_Primary Metals_Existing_Space Heating_Natural Gas_Destratification Fans (HVLS)_A_Achievable Technical Potential | F7 | Industrial | Primary Metals | Existing | Space Heating | Natural Gas | Destratification Fans (HVLS) | A | Incremental Energy Savings (MWh or mTherms) | Achievable Technical Potential | 0 | 0 | 0.061083 | 0.059887 | 0.058714 | 0.057566 | 0.056443 | 0.055344 | 0.054271 | 0.053223 | 0.0522 | 0.051202 | 0.050229 | 0.04928 | 0.048353 | 0.047447 | 0.046563 | 0.045699 | 0.044854 | 0.044029 | 0.043221 | 0.042432
F8_Industrial_Primary Metals_Existing_Space Heating_Natural Gas_Destratification Fans (HVLS)_A_Achievable Technical Potential | F8 | Industrial | Primary Metals | Existing | Space Heating | Natural Gas | Destratification Fans (HVLS) | A | Incremental Summer Peak Savings (MW) | Achievable Technical Potential | 0 | 0 | 0 | 0 | 0 | 0 | 0 | 0 | 0 | 0 | 0 | 0 | 0 | 0 | 0 | 0 | 0 | 0 | 0 | 0 | 0 | 0
F9_Industrial_Primary Metals_Existing_Space Heating_Natural Gas_Destratification Fans (HVLS)_A_Achievable Technical Potential | F9 | Industrial | Primary Metals | Existing | Space Heating | Natural Gas | Destratification Fans (HVLS) | A | Incremental Winter Peak Savings (MW) | Achievable Technical Potential | 0 | 0 | 0 | 0 | 0 | 0 | 0 | 0 | 0 | 0 | 0 | 0 | 0 | 0 | 0 | 0 | 0 | 0 | 0 | 0 | 0 | 0
F10_Industrial_Primary Metals_Existing_Space Heating_Natural Gas_Destratification Fans (HVLS)_A_Achievable Technical Potential | F10 | Industrial | Primary Metals | Existing | Space Heating | Natural Gas | Destratification Fans (HVLS) | A | Cumulative Energy Savings (MWh or mTherms) | Achievable Technical Potential | 0 | 0 | 0.061083 | 0.12082 | 0.17925 | 0.2364 | 0.29229 | 0.34697 | 0.40049 | 0.45286 | 0.50415 | 0.5544 | 0.60363 | 0.65189 | 0.6992 | 0.74559 | 0.79109 | 0.83573 | 0.87953 | 0.92252 | 0.96471 | 1.0061
F11_Industrial_Primary Metals_Existing_Space Heating_Natural Gas_Destratification Fans (HVLS)_A_Achievable Technical Potential | F11 | Industrial | Primary Metals | Existing | Space Heating | Natural Gas | Destratification Fans (HVLS) | A | Cumulative Summer Peak Savings (MW) | Achievable Technical Potential | 0 | 0 | 0 | 0 | 0 | 0 | 0 | 0 | 0 | 0 | 0 | 0 | 0 | 0 | 0 | 0 | 0 | 0 | 0 | 0 | 0 | 0
F12_Industrial_Primary Metals_Existing_Space Heating_Natural Gas_Destratification Fans (HVLS)_A_Achievable Technical Potential | F12 | Industrial | Primary Metals | Existing | Space Heating | Natural Gas | Destratification Fans (HVLS) | A | Cumulative Winter Peak Savings (MW) | Achievable Technical Potential | 0 | 0 | 0 | 0 | 0 | 0 | 0 | 0 | 0 | 0 | 0 | 0 | 0 | 0 | 0 | 0 | 0 | 0 | 0 | 0 | 0 | 0
F13_Industrial_Primary Metals_Existing_Space Heating_Natural Gas_Destratification Fans (HVLS)_A_Achievable Technical Potential | F13 | Industrial | Primary Metals | Existing | Space Heating | Natural Gas | Destratification Fans (HVLS) | A | Purchases (Incremental) | Achievable Technical Potential | 0 | 0 | 3909.4578 | 3842.0534 | 3775.8111 | 3710.7109 | 3646.7331 | 3583.8584 | 3522.0677 | 3461.3424 | 3401.6641 | 3343.0147 | 3285.3765 | 3228.7321 | 3173.0643 | 3118.3563 | 3064.5916 | 3011.7538 | 2959.827 | 2908.7955 | 2858.6438 | 2809.3569
F14_Industrial_Primary Metals_Existing_Space Heating_Natural Gas_Destratification Fans (HVLS)_A_Achievable Technical Potential | F14 | Industrial | Primary Metals | Existing | Space Heating | Natural Gas | Destratification Fans (HVLS) | A | Purchases (Cumulative) | Achievable Technical Potential | 0 | 0 | 3909.4578 | 7751.5112 | 11527.3222 | 15238.0331 | 18884.7662 | 22468.6246 | 25990.6923 | 29452.0348 | 32853.6989 | 36196.7136 | 39482.0901 | 42710.8223 | 45883.8866 | 49002.2429 | 52066.8344 | 55078.5882 | 58038.4152 | 60947.2107 | 63805.8545 | 66615.2114
F1_Industrial_Primary Metals_Existing_Space Heating_Natural Gas_Gas Boiler - Insulate Steam Lines/Condensate Tank_A_Achievable Technical Potential | F1 | Industrial | Primary Metals | Existing | Space Heating | Natural Gas | Gas Boiler - Insulate Steam Lines/Condensate Tank | A | Original Unit Energy Savings (kWh or therms) | Achievable Technical Potential | 0 | 0 | 316.0423 | 315.249 | 314.472 | 313.7132 | 312.9741 | 312.2564 | 311.5612 | 310.8899 | 310.2435 | 309.6231 | 309.0296 | 308.4638 | 307.9265 | 307.4183 | 306.94 | 306.492 | 306.0749 | 305.6891 | 305.3352 | 305.0134
F2_Industrial_Primary Metals_Existing_Space Heating_Natural Gas_Gas Boiler - Insulate Steam Lines/Condensate Tank_A_Achievable Technical Potential | F2 | Industrial | Primary Metals | Existing | Space Heating | Natural Gas | Gas Boiler - Insulate Steam Lines/Condensate Tank | A | Original Unit Summer Peak Savings (kW) | Achievable Technical Potential | 0 | 0 | 0 | 0 | 0 | 0 | 0 | 0 | 0 | 0 | 0 | 0 | 0 | 0 | 0 | 0 | 0 | 0 | 0 | 0 | 0 | 0
F3_Industrial_Primary Metals_Existing_Space Heating_Natural Gas_Gas Boiler - Insulate Steam Lines/Condensate Tank_A_Achievable Technical Potential | F3 | Industrial | Primary Metals | Existing | Space Heating | Natural Gas | Gas Boiler - Insulate Steam Lines/Condensate Tank | A | Original Unit Winter Peak Savings (kW) | Achievable Technical Potential | 0 | 0 | 0 | 0 | 0 | 0 | 0 | 0 | 0 | 0 | 0 | 0 | 0 | 0 | 0 | 0 | 0 | 0 | 0 | 0 | 0 | 0
F4_Industrial_Primary Metals_Existing_Space Heating_Natural Gas_Gas Boiler - Insulate Steam Lines/Condensate Tank_A_Achievable Technical Potential | F4 | Industrial | Primary Metals | Existing | Space Heating | Natural Gas | Gas Boiler - Insulate Steam Lines/Condensate Tank | A | Standalone Impact on Baseline Energy (%) | Achievable Technical Potential | 0% | 0% | 0.005127% | 0.01034% | 0.01565% | 0.02105% | 0.02654% | 0.03213% | 0.03782% | 0.0436% | 0.04949% | 0.05548% | 0.06157% | 0.06776% | 0.07406% | 0.08047% | 0.08699% | 0.09363% | 0.1004% | 0.1073% | 0.1142% | 0.1214%
F5_Industrial_Primary Metals_Existing_Space Heating_Natural Gas_Gas Boiler - Insulate Steam Lines/Condensate Tank_A_Achievable Technical Potential | F5 | Industrial | Primary Metals | Existing | Space Heating | Natural Gas | Gas Boiler - Insulate Steam Lines/Condensate Tank | A | Standalone Impact on Baseline Summer Peak (%) | Achievable Technical Potential | bar: 2019 to 2040
F6_Industrial_Primary Metals_Existing_Space Heating_Natural Gas_Gas Boiler - Insulate Steam Lines/Condensate Tank_A_Achievable Technical Potential | F6 | Industrial | Primary Metals | Existing | Space Heating | Natural Gas | Gas Boiler - Insulate Steam Lines/Condensate Tank | A | Standalone Impact on Baseline Winter Peak (%) | Achievable Technical Potential | bar: 2019 to 2040
F7_Industrial_Primary Metals_Existing_Space Heating_Natural Gas_Gas Boiler - Insulate Steam Lines/Condensate Tank_A_Achievable Technical Potential | F7 | Industrial | Primary Metals | Existing | Space Heating | Natural Gas | Gas Boiler - Insulate Steam Lines/Condensate Tank | A | Incremental Energy Savings (MWh or mTherms) | Achievable Technical Potential | 0 | 0 | 0.0049123 | 0.0048155 | 0.0047208 | 0.0046282 | 0.0045377 | 0.0044492 | 0.0043628 | 0.0042783 | 0.0041958 | 0.0041152 | 0.0040365 | 0.0039597 | 0.0038846 | 0.0038113 | 0.0037398 | 0.0036699 | 0.0036018 | 0.0035352 | 0.0034702 | 0.0034068
F8_Industrial_Primary Metals_Existing_Space Heating_Natural Gas_Gas Boiler - Insulate Steam Lines/Condensate Tank_A_Achievable Technical Potential | F8 | Industrial | Primary Metals | Existing | Space Heating | Natural Gas | Gas Boiler - Insulate Steam Lines/Condensate Tank | A | Incremental Summer Peak Savings (MW) | Achievable Technical Potential | 0 | 0 | 0 | 0 | 0 | 0 | 0 | 0 | 0 | 0 | 0 | 0 | 0 | 0 | 0 | 0 | 0 | 0 | 0 | 0 | 0 | 0
F9_Industrial_Primary Metals_Existing_Space Heating_Natural Gas_Gas Boiler - Insulate Steam Lines/Condensate Tank_A_Achievable Technical Potential | F9 | Industrial | Primary Metals | Existing | Space Heating | Natural Gas | Gas Boiler - Insulate Steam Lines/Condensate Tank | A | Incremental Winter Peak Savings (MW) | Achievable Technical Potential | 0 | 0 | 0 | 0 | 0 | 0 | 0 | 0 | 0 | 0 | 0 | 0 | 0 | 0 | 0 | 0 | 0 | 0 | 0 | 0 | 0 | 0
F10_Industrial_Primary Metals_Existing_Space Heating_Natural Gas_Gas Boiler - Insulate Steam Lines/Condensate Tank_A_Achievable Technical Potential | F10 | Industrial | Primary Metals | Existing | Space Heating | Natural Gas | Gas Boiler - Insulate Steam Lines/Condensate Tank | A | Cumulative Energy Savings (MWh or mTherms) | Achievable Technical Potential | 0 | 0 | 0.0049123 | 0.0097154 | 0.014412 | 0.019006 | 0.023499 | 0.027894 | 0.032195 | 0.036403 | 0.040524 | 0.044558 | 0.048509 | 0.05238 | 0.056173 | 0.059892 | 0.063538 | 0.067116 | 0.070626 | 0.074072 | 0.077457 | 0.080782
F11_Industrial_Primary Metals_Existing_Space Heating_Natural Gas_Gas Boiler - Insulate Steam Lines/Condensate Tank_A_Achievable Technical Potential | F11 | Industrial | Primary Metals | Existing | Space Heating | Natural Gas | Gas Boiler - Insulate Steam Lines/Condensate Tank | A | Cumulative Summer Peak Savings (MW) | Achievable Technical Potential | 0 | 0 | 0 | 0 | 0 | 0 | 0 | 0 | 0 | 0 | 0 | 0 | 0 | 0 | 0 | 0 | 0 | 0 | 0 | 0 | 0 | 0
F12_Industrial_Primary Metals_Existing_Space Heating_Natural Gas_Gas Boiler - Insulate Steam Lines/Condensate Tank_A_Achievable Technical Potential | F12 | Industrial | Primary Metals | Existing | Space Heating | Natural Gas | Gas Boiler - Insulate Steam Lines/Condensate Tank | A | Cumulative Winter Peak Savings (MW) | Achievable Technical Potential | 0 | 0 | 0 | 0 | 0 | 0 | 0 | 0 | 0 | 0 | 0 | 0 | 0 | 0 | 0 | 0 | 0 | 0 | 0 | 0 | 0 | 0
F13_Industrial_Primary Metals_Existing_Space Heating_Natural Gas_Gas Boiler - Insulate Steam Lines/Condensate Tank_A_Achievable Technical Potential | F13 | Industrial | Primary Metals | Existing | Space Heating | Natural Gas | Gas Boiler - Insulate Steam Lines/Condensate Tank | A | Purchases (Incremental) | Achievable Technical Potential | 0 | 0 | 0.015543 | 0.015275 | 0.015012 | 0.014753 | 0.014499 | 0.014249 | 0.014003 | 0.013761 | 0.013524 | 0.013291 | 0.013062 | 0.012837 | 0.012615 | 0.012398 | 0.012184 | 0.011974 | 0.011768 | 0.011565 | 0.011365 | 0.011169
F14_Industrial_Primary Metals_Existing_Space Heating_Natural Gas_Gas Boiler - Insulate Steam Lines/Condensate Tank_A_Achievable Technical Potential | F14 | Industrial | Primary Metals | Existing | Space Heating | Natural Gas | Gas Boiler - Insulate Steam Lines/Condensate Tank | A | Purchases (Cumulative) | Achievable Technical Potential | 0 | 0 | 0.015543 | 0.030818 | 0.04583 | 0.060583 | 0.075081 | 0.08933 | 0.10333 | 0.11709 | 0.13062 | 0.14391 | 0.15697 | 0.16981 | 0.18242 | 0.19482 | 0.20701 | 0.21898 | 0.23075 | 0.24231 | 0.25368 | 0.26485
F1_Industrial_Primary Metals_Existing_Process_Natural Gas_Gas Boiler - Insulate Steam Lines/Condensate Tank_A_Achievable Technical Potential | F1 | Industrial | Primary Metals | Existing | Process | Natural Gas | Gas Boiler - Insulate Steam Lines/Condensate Tank | A | Original Unit Energy Savings (kWh or therms) | Achievable Technical Potential | 0 | 0 | 303.5793 | 303.5793 | 303.5793 | 303.5793 | 303.5793 | 303.5793 | 303.5793 | 303.5793 | 303.5793 | 303.5793 | 303.5793 | 303.5793 | 303.5793 | 303.5793 | 303.5793 | 303.5793 | 303.5793 | 303.5793 | 303.5793 | 303.5793
F2_Industrial_Primary Metals_Existing_Process_Natural Gas_Gas Boiler - Insulate Steam Lines/Condensate Tank_A_Achievable Technical Potential | F2 | Industrial | Primary Metals | Existing | Process | Natural Gas | Gas Boiler - Insulate Steam Lines/Condensate Tank | A | Original Unit Summer Peak Savings (kW) | Achievable Technical Potential | 0 | 0 | 0 | 0 | 0 | 0 | 0 | 0 | 0 | 0 | 0 | 0 | 0 | 0 | 0 | 0 | 0 | 0 | 0 | 0 | 0 | 0
F3_Industrial_Primary Metals_Existing_Process_Natural Gas_Gas Boiler - Insulate Steam Lines/Condensate Tank_A_Achievable Technical Potential | F3 | Industrial | Primary Metals | Existing | Process | Natural Gas | Gas Boiler - Insulate Steam Lines/Condensate Tank | A | Original Unit Winter Peak Savings (kW) | Achievable Technical Potential | 0 | 0 | 0 | 0 | 0 | 0 | 0 | 0 | 0 | 0 | 0 | 0 | 0 | 0 | 0 | 0 | 0 | 0 | 0 | 0 | 0 | 0
F4_Industrial_Primary Metals_Existing_Process_Natural Gas_Gas Boiler - Insulate Steam Lines/Condensate Tank_A_Achievable Technical Potential | F4 | Industrial | Primary Metals | Existing | Process | Natural Gas | Gas Boiler - Insulate Steam Lines/Condensate Tank | A | Standalone Impact on Baseline Energy (%) | Achievable Technical Potential | 0% | 0% | 0.006881% | 0.01388% | 0.02101% | 0.02826% | 0.03563% | 0.04314% | 0.05077% | 0.05855% | 0.06645% | 0.0745% | 0.08269% | 0.09102% | 0.0995% | 0.1081% | 0.1169% | 0.1258% | 0.1349% | 0.1442% | 0.1536% | 0.1632%
F5_Industrial_Primary Metals_Existing_Process_Natural Gas_Gas Boiler - Insulate Steam Lines/Condensate Tank_A_Achievable Technical Potential | F5 | Industrial | Primary Metals | Existing | Process | Natural Gas | Gas Boiler - Insulate Steam Lines/Condensate Tank | A | Standalone Impact on Baseline Summer Peak (%) | Achievable Technical Potential | bar: 2019 to 2040
F6_Industrial_Primary Metals_Existing_Process_Natural Gas_Gas Boiler - Insulate Steam Lines/Condensate Tank_A_Achievable Technical Potential | F6 | Industrial | Primary Metals | Existing | Process | Natural Gas | Gas Boiler - Insulate Steam Lines/Condensate Tank | A | Standalone Impact on Baseline Winter Peak (%) | Achievable Technical Potential | bar: 2019 to 2040
F7_Industrial_Primary Metals_Existing_Process_Natural Gas_Gas Boiler - Insulate Steam Lines/Condensate Tank_A_Achievable Technical Potential | F7 | Industrial | Primary Metals | Existing | Process | Natural Gas | Gas Boiler - Insulate Steam Lines/Condensate Tank | A | Incremental Energy Savings (MWh or mTherms) | Achievable Technical Potential | 0 | 0 | 0.1709 | 0.16796 | 0.16506 | 0.16221 | 0.15942 | 0.15667 | 0.15397 | 0.15131 | 0.1487 | 0.14614 | 0.14362 | 0.14114 | 0.13871 | 0.13632 | 0.13397 | 0.13166 | 0.12939 | 0.12716 | 0.12497 | 0.12281
F8_Industrial_Primary Metals_Existing_Process_Natural Gas_Gas Boiler - Insulate Steam Lines/Condensate Tank_A_Achievable Technical Potential | F8 | Industrial | Primary Metals | Existing | Process | Natural Gas | Gas Boiler - Insulate Steam Lines/Condensate Tank | A | Incremental Summer Peak Savings (MW) | Achievable Technical Potential | 0 | 0 | 0 | 0 | 0 | 0 | 0 | 0 | 0 | 0 | 0 | 0 | 0 | 0 | 0 | 0 | 0 | 0 | 0 | 0 | 0 | 0
F9_Industrial_Primary Metals_Existing_Process_Natural Gas_Gas Boiler - Insulate Steam Lines/Condensate Tank_A_Achievable Technical Potential | F9 | Industrial | Primary Metals | Existing | Process | Natural Gas | Gas Boiler - Insulate Steam Lines/Condensate Tank | A | Incremental Winter Peak Savings (MW) | Achievable Technical Potential | 0 | 0 | 0 | 0 | 0 | 0 | 0 | 0 | 0 | 0 | 0 | 0 | 0 | 0 | 0 | 0 | 0 | 0 | 0 | 0 | 0 | 0
F10_Industrial_Primary Metals_Existing_Process_Natural Gas_Gas Boiler - Insulate Steam Lines/Condensate Tank_A_Achievable Technical Potential | F10 | Industrial | Primary Metals | Existing | Process | Natural Gas | Gas Boiler - Insulate Steam Lines/Condensate Tank | A | Cumulative Energy Savings (MWh or mTherms) | Achievable Technical Potential | 0 | 0 | 0.1709 | 0.33886 | 0.50392 | 0.66613 | 0.82555 | 0.98222 | 1.1362 | 1.2875 | 1.4362 | 1.5823 | 1.726 | 1.8671 | 2.0058 | 2.1421 | 2.2761 | 2.4078 | 2.5372 | 2.6643 | 2.7893 | 2.9121
F11_Industrial_Primary Metals_Existing_Process_Natural Gas_Gas Boiler - Insulate Steam Lines/Condensate Tank_A_Achievable Technical Potential | F11 | Industrial | Primary Metals | Existing | Process | Natural Gas | Gas Boiler - Insulate Steam Lines/Condensate Tank | A | Cumulative Summer Peak Savings (MW) | Achievable Technical Potential | 0 | 0 | 0 | 0 | 0 | 0 | 0 | 0 | 0 | 0 | 0 | 0 | 0 | 0 | 0 | 0 | 0 | 0 | 0 | 0 | 0 | 0
F12_Industrial_Primary Metals_Existing_Process_Natural Gas_Gas Boiler - Insulate Steam Lines/Condensate Tank_A_Achievable Technical Potential | F12 | Industrial | Primary Metals | Existing | Process | Natural Gas | Gas Boiler - Insulate Steam Lines/Condensate Tank | A | Cumulative Winter Peak Savings (MW) | Achievable Technical Potential | 0 | 0 | 0 | 0 | 0 | 0 | 0 | 0 | 0 | 0 | 0 | 0 | 0 | 0 | 0 | 0 | 0 | 0 | 0 | 0 | 0 | 0
F13_Industrial_Primary Metals_Existing_Process_Natural Gas_Gas Boiler - Insulate Steam Lines/Condensate Tank_A_Achievable Technical Potential | F13 | Industrial | Primary Metals | Existing | Process | Natural Gas | Gas Boiler - Insulate Steam Lines/Condensate Tank | A | Purchases (Incremental) | Achievable Technical Potential | 0 | 0 | 0.56296 | 0.55325 | 0.54371 | 0.53434 | 0.52513 | 0.51607 | 0.50718 | 0.49843 | 0.48984 | 0.48139 | 0.47309 | 0.46493 | 0.45692 | 0.44904 | 0.4413 | 0.43369 | 0.42621 | 0.41886 | 0.41164 | 0.40455
F14_Industrial_Primary Metals_Existing_Process_Natural Gas_Gas Boiler - Insulate Steam Lines/Condensate Tank_A_Achievable Technical Potential | F14 | Industrial | Primary Metals | Existing | Process | Natural Gas | Gas Boiler - Insulate Steam Lines/Condensate Tank | A | Purchases (Cumulative) | Achievable Technical Potential | 0 | 0 | 0.56296 | 1.1162 | 1.6599 | 2.1943 | 2.7194 | 3.2355 | 3.7426 | 4.2411 | 4.7309 | 5.2123 | 5.6854 | 6.1503 | 6.6072 | 7.0563 | 7.4976 | 7.9313 | 8.3575 | 8.7764 | 9.188 | 9.5925
F1_Industrial_Primary Metals_Existing_Space Heating_Natural Gas_Gas Boiler - Insulate Hot Water Lines_A_Achievable Technical Potential | F1 | Industrial | Primary Metals | Existing | Space Heating | Natural Gas | Gas Boiler - Insulate Hot Water Lines | A | Original Unit Energy Savings (kWh or therms) | Achievable Technical Potential | 0 | 0 | 357.2272 | 356.3305 | 355.4523 | 354.5946 | 353.7592 | 352.9479 | 352.1622 | 351.4034 | 350.6728 | 349.9715 | 349.3007 | 348.6611 | 348.0538 | 347.4794 | 346.9387 | 346.4323 | 345.9609 | 345.5248 | 345.1248 | 344.7611
F2_Industrial_Primary Metals_Existing_Space Heating_Natural Gas_Gas Boiler - Insulate Hot Water Lines_A_Achievable Technical Potential | F2 | Industrial | Primary Metals | Existing | Space Heating | Natural Gas | Gas Boiler - Insulate Hot Water Lines | A | Original Unit Summer Peak Savings (kW) | Achievable Technical Potential | 0 | 0 | 0 | 0 | 0 | 0 | 0 | 0 | 0 | 0 | 0 | 0 | 0 | 0 | 0 | 0 | 0 | 0 | 0 | 0 | 0 | 0
F3_Industrial_Primary Metals_Existing_Space Heating_Natural Gas_Gas Boiler - Insulate Hot Water Lines_A_Achievable Technical Potential | F3 | Industrial | Primary Metals | Existing | Space Heating | Natural Gas | Gas Boiler - Insulate Hot Water Lines | A | Original Unit Winter Peak Savings (kW) | Achievable Technical Potential | 0 | 0 | 0 | 0 | 0 | 0 | 0 | 0 | 0 | 0 | 0 | 0 | 0 | 0 | 0 | 0 | 0 | 0 | 0 | 0 | 0 | 0
F4_Industrial_Primary Metals_Existing_Space Heating_Natural Gas_Gas Boiler - Insulate Hot Water Lines_A_Achievable Technical Potential | F4 | Industrial | Primary Metals | Existing | Space Heating | Natural Gas | Gas Boiler - Insulate Hot Water Lines | A | Standalone Impact on Baseline Energy (%) | Achievable Technical Potential | 0% | 0% | 0.01159% | 0.02338% | 0.03537% | 0.04758% | 0.06% | 0.07264% | 0.08549% | 0.09857% | 0.1119% | 0.1254% | 0.1392% | 0.1532% | 0.1674% | 0.1819% | 0.1967% | 0.2117% | 0.2269% | 0.2425% | 0.2583% | 0.2744%
F5_Industrial_Primary Metals_Existing_Space Heating_Natural Gas_Gas Boiler - Insulate Hot Water Lines_A_Achievable Technical Potential | F5 | Industrial | Primary Metals | Existing | Space Heating | Natural Gas | Gas Boiler - Insulate Hot Water Lines | A | Standalone Impact on Baseline Summer Peak (%) | Achievable Technical Potential | bar: 2019 to 2040
F6_Industrial_Primary Metals_Existing_Space Heating_Natural Gas_Gas Boiler - Insulate Hot Water Lines_A_Achievable Technical Potential | F6 | Industrial | Primary Metals | Existing | Space Heating | Natural Gas | Gas Boiler - Insulate Hot Water Lines | A | Standalone Impact on Baseline Winter Peak (%) | Achievable Technical Potential | bar: 2019 to 2040
F7_Industrial_Primary Metals_Existing_Space Heating_Natural Gas_Gas Boiler - Insulate Hot Water Lines_A_Achievable Technical Potential | F7 | Industrial | Primary Metals | Existing | Space Heating | Natural Gas | Gas Boiler - Insulate Hot Water Lines | A | Incremental Energy Savings (MWh or mTherms) | Achievable Technical Potential | 0 | 0 | 0.011105 | 0.010886 | 0.010672 | 0.010463 | 0.010258 | 0.010058 | 0.0098626 | 0.0096717 | 0.0094852 | 0.009303 | 0.0091251 | 0.0089513 | 0.0087817 | 0.008616 | 0.0084543 | 0.0082964 | 0.0081422 | 0.0079918 | 0.0078449 | 0.0077015
F8_Industrial_Primary Metals_Existing_Space Heating_Natural Gas_Gas Boiler - Insulate Hot Water Lines_A_Achievable Technical Potential | F8 | Industrial | Primary Metals | Existing | Space Heating | Natural Gas | Gas Boiler - Insulate Hot Water Lines | A | Incremental Summer Peak Savings (MW) | Achievable Technical Potential | 0 | 0 | 0 | 0 | 0 | 0 | 0 | 0 | 0 | 0 | 0 | 0 | 0 | 0 | 0 | 0 | 0 | 0 | 0 | 0 | 0 | 0
F9_Industrial_Primary Metals_Existing_Space Heating_Natural Gas_Gas Boiler - Insulate Hot Water Lines_A_Achievable Technical Potential | F9 | Industrial | Primary Metals | Existing | Space Heating | Natural Gas | Gas Boiler - Insulate Hot Water Lines | A | Incremental Winter Peak Savings (MW) | Achievable Technical Potential | 0 | 0 | 0 | 0 | 0 | 0 | 0 | 0 | 0 | 0 | 0 | 0 | 0 | 0 | 0 | 0 | 0 | 0 | 0 | 0 | 0 | 0
F10_Industrial_Primary Metals_Existing_Space Heating_Natural Gas_Gas Boiler - Insulate Hot Water Lines_A_Achievable Technical Potential | F10 | Industrial | Primary Metals | Existing | Space Heating | Natural Gas | Gas Boiler - Insulate Hot Water Lines | A | Cumulative Energy Savings (MWh or mTherms) | Achievable Technical Potential | 0 | 0 | 0.011105 | 0.021963 | 0.032581 | 0.042965 | 0.053122 | 0.063058 | 0.07278 | 0.082295 | 0.091609 | 0.10073 | 0.10966 | 0.11841 | 0.12699 | 0.13539 | 0.14364 | 0.15172 | 0.15966 | 0.16745 | 0.1751 | 0.18262
F11_Industrial_Primary Metals_Existing_Space Heating_Natural Gas_Gas Boiler - Insulate Hot Water Lines_A_Achievable Technical Potential | F11 | Industrial | Primary Metals | Existing | Space Heating | Natural Gas | Gas Boiler - Insulate Hot Water Lines | A | Cumulative Summer Peak Savings (MW) | Achievable Technical Potential | 0 | 0 | 0 | 0 | 0 | 0 | 0 | 0 | 0 | 0 | 0 | 0 | 0 | 0 | 0 | 0 | 0 | 0 | 0 | 0 | 0 | 0
F12_Industrial_Primary Metals_Existing_Space Heating_Natural Gas_Gas Boiler - Insulate Hot Water Lines_A_Achievable Technical Potential | F12 | Industrial | Primary Metals | Existing | Space Heating | Natural Gas | Gas Boiler - Insulate Hot Water Lines | A | Cumulative Winter Peak Savings (MW) | Achievable Technical Potential | 0 | 0 | 0 | 0 | 0 | 0 | 0 | 0 | 0 | 0 | 0 | 0 | 0 | 0 | 0 | 0 | 0 | 0 | 0 | 0 | 0 | 0
F13_Industrial_Primary Metals_Existing_Space Heating_Natural Gas_Gas Boiler - Insulate Hot Water Lines_A_Achievable Technical Potential | F13 | Industrial | Primary Metals | Existing | Space Heating | Natural Gas | Gas Boiler - Insulate Hot Water Lines | A | Purchases (Incremental) | Achievable Technical Potential | 0 | 0 | 0.031086 | 0.03055 | 0.030024 | 0.029506 | 0.028997 | 0.028497 | 0.028006 | 0.027523 | 0.027048 | 0.026582 | 0.026124 | 0.025673 | 0.025231 | 0.024796 | 0.024368 | 0.023948 | 0.023535 | 0.023129 | 0.022731 | 0.022339
F14_Industrial_Primary Metals_Existing_Space Heating_Natural Gas_Gas Boiler - Insulate Hot Water Lines_A_Achievable Technical Potential | F14 | Industrial | Primary Metals | Existing | Space Heating | Natural Gas | Gas Boiler - Insulate Hot Water Lines | A | Purchases (Cumulative) | Achievable Technical Potential | 0 | 0 | 0.031086 | 0.061636 | 0.09166 | 0.12117 | 0.15016 | 0.17866 | 0.20667 | 0.23419 | 0.26124 | 0.28782 | 0.31394 | 0.33962 | 0.36485 | 0.38964 | 0.41401 | 0.43796 | 0.46149 | 0.48462 | 0.50735 | 0.52969
F1_Industrial_Primary Metals_Existing_Process_Natural Gas_Gas Boiler - Insulate Hot Water Lines_A_Achievable Technical Potential | F1 | Industrial | Primary Metals | Existing | Process | Natural Gas | Gas Boiler - Insulate Hot Water Lines | A | Original Unit Energy Savings (kWh or therms) | Achievable Technical Potential | 0 | 0 | 343.1401 | 343.1401 | 343.1401 | 343.1401 | 343.1401 | 343.1401 | 343.1401 | 343.1401 | 343.1401 | 343.1401 | 343.1401 | 343.1401 | 343.1401 | 343.1401 | 343.1401 | 343.1401 | 343.1401 | 343.1401 | 343.1401 | 343.1401
F2_Industrial_Primary Metals_Existing_Process_Natural Gas_Gas Boiler - Insulate Hot Water Lines_A_Achievable Technical Potential | F2 | Industrial | Primary Metals | Existing | Process | Natural Gas | Gas Boiler - Insulate Hot Water Lines | A | Original Unit Summer Peak Savings (kW) | Achievable Technical Potential | 0 | 0 | 0 | 0 | 0 | 0 | 0 | 0 | 0 | 0 | 0 | 0 | 0 | 0 | 0 | 0 | 0 | 0 | 0 | 0 | 0 | 0
F3_Industrial_Primary Metals_Existing_Process_Natural Gas_Gas Boiler - Insulate Hot Water Lines_A_Achievable Technical Potential | F3 | Industrial | Primary Metals | Existing | Process | Natural Gas | Gas Boiler - Insulate Hot Water Lines | A | Original Unit Winter Peak Savings (kW) | Achievable Technical Potential | 0 | 0 | 0 | 0 | 0 | 0 | 0 | 0 | 0 | 0 | 0 | 0 | 0 | 0 | 0 | 0 | 0 | 0 | 0 | 0 | 0 | 0
F4_Industrial_Primary Metals_Existing_Process_Natural Gas_Gas Boiler - Insulate Hot Water Lines_A_Achievable Technical Potential | F4 | Industrial | Primary Metals | Existing | Process | Natural Gas | Gas Boiler - Insulate Hot Water Lines | A | Standalone Impact on Baseline Energy (%) | Achievable Technical Potential | 0% | 0% | 0.01555% | 0.03138% | 0.04749% | 0.06387% | 0.08055% | 0.09752% | 0.1148% | 0.1324% | 0.1502% | 0.1684% | 0.1869% | 0.2058% | 0.2249% | 0.2444% | 0.2643% | 0.2845% | 0.305% | 0.3259% | 0.3472% | 0.3688%
F5_Industrial_Primary Metals_Existing_Process_Natural Gas_Gas Boiler - Insulate Hot Water Lines_A_Achievable Technical Potential | F5 | Industrial | Primary Metals | Existing | Process | Natural Gas | Gas Boiler - Insulate Hot Water Lines | A | Standalone Impact on Baseline Summer Peak (%) | Achievable Technical Potential | bar: 2019 to 2040
F6_Industrial_Primary Metals_Existing_Process_Natural Gas_Gas Boiler - Insulate Hot Water Lines_A_Achievable Technical Potential | F6 | Industrial | Primary Metals | Existing | Process | Natural Gas | Gas Boiler - Insulate Hot Water Lines | A | Standalone Impact on Baseline Winter Peak (%) | Achievable Technical Potential | bar: 2019 to 2040
F7_Industrial_Primary Metals_Existing_Process_Natural Gas_Gas Boiler - Insulate Hot Water Lines_A_Achievable Technical Potential | F7 | Industrial | Primary Metals | Existing | Process | Natural Gas | Gas Boiler - Insulate Hot Water Lines | A | Incremental Energy Savings (MWh or mTherms) | Achievable Technical Potential | 0 | 0 | 0.38635 | 0.37969 | 0.37314 | 0.36671 | 0.36038 | 0.35417 | 0.34806 | 0.34206 | 0.33617 | 0.33037 | 0.32467 | 0.31908 | 0.31357 | 0.30817 | 0.30285 | 0.29763 | 0.2925 | 0.28746 | 0.2825 | 0.27763
F8_Industrial_Primary Metals_Existing_Process_Natural Gas_Gas Boiler - Insulate Hot Water Lines_A_Achievable Technical Potential | F8 | Industrial | Primary Metals | Existing | Process | Natural Gas | Gas Boiler - Insulate Hot Water Lines | A | Incremental Summer Peak Savings (MW) | Achievable Technical Potential | 0 | 0 | 0 | 0 | 0 | 0 | 0 | 0 | 0 | 0 | 0 | 0 | 0 | 0 | 0 | 0 | 0 | 0 | 0 | 0 | 0 | 0
F9_Industrial_Primary Metals_Existing_Process_Natural Gas_Gas Boiler - Insulate Hot Water Lines_A_Achievable Technical Potential | F9 | Industrial | Primary Metals | Existing | Process | Natural Gas | Gas Boiler - Insulate Hot Water Lines | A | Incremental Winter Peak Savings (MW) | Achievable Technical Potential | 0 | 0 | 0 | 0 | 0 | 0 | 0 | 0 | 0 | 0 | 0 | 0 | 0 | 0 | 0 | 0 | 0 | 0 | 0 | 0 | 0 | 0
F10_Industrial_Primary Metals_Existing_Process_Natural Gas_Gas Boiler - Insulate Hot Water Lines_A_Achievable Technical Potential | F10 | Industrial | Primary Metals | Existing | Process | Natural Gas | Gas Boiler - Insulate Hot Water Lines | A | Cumulative Energy Savings (MWh or mTherms) | Achievable Technical Potential | 0 | 0 | 0.38635 | 0.76603 | 1.1392 | 1.5059 | 1.8663 | 2.2204 | 2.5685 | 2.9106 | 3.2467 | 3.5771 | 3.9018 | 4.2208 | 4.5344 | 4.8426 | 5.1454 | 5.4431 | 5.7356 | 6.023 | 6.3055 | 6.5832
F11_Industrial_Primary Metals_Existing_Process_Natural Gas_Gas Boiler - Insulate Hot Water Lines_A_Achievable Technical Potential | F11 | Industrial | Primary Metals | Existing | Process | Natural Gas | Gas Boiler - Insulate Hot Water Lines | A | Cumulative Summer Peak Savings (MW) | Achievable Technical Potential | 0 | 0 | 0 | 0 | 0 | 0 | 0 | 0 | 0 | 0 | 0 | 0 | 0 | 0 | 0 | 0 | 0 | 0 | 0 | 0 | 0 | 0
F12_Industrial_Primary Metals_Existing_Process_Natural Gas_Gas Boiler - Insulate Hot Water Lines_A_Achievable Technical Potential | F12 | Industrial | Primary Metals | Existing | Process | Natural Gas | Gas Boiler - Insulate Hot Water Lines | A | Cumulative Winter Peak Savings (MW) | Achievable Technical Potential | 0 | 0 | 0 | 0 | 0 | 0 | 0 | 0 | 0 | 0 | 0 | 0 | 0 | 0 | 0 | 0 | 0 | 0 | 0 | 0 | 0 | 0
F13_Industrial_Primary Metals_Existing_Process_Natural Gas_Gas Boiler - Insulate Hot Water Lines_A_Achievable Technical Potential | F13 | Industrial | Primary Metals | Existing | Process | Natural Gas | Gas Boiler - Insulate Hot Water Lines | A | Purchases (Incremental) | Achievable Technical Potential | 0 | 0 | 1.1259 | 1.1065 | 1.0874 | 1.0687 | 1.0503 | 1.0321 | 1.0144 | 0.99686 | 0.97967 | 0.96278 | 0.94618 | 0.92987 | 0.91384 | 0.89808 | 0.8826 | 0.86738 | 0.85243 | 0.83773 | 0.82329 | 0.80909
F14_Industrial_Primary Metals_Existing_Process_Natural Gas_Gas Boiler - Insulate Hot Water Lines_A_Achievable Technical Potential | F14 | Industrial | Primary Metals | Existing | Process | Natural Gas | Gas Boiler - Insulate Hot Water Lines | A | Purchases (Cumulative) | Achievable Technical Potential | 0 | 0 | 1.1259 | 2.2324 | 3.3199 | 4.3885 | 5.4388 | 6.4709 | 7.4853 | 8.4821 | 9.4618 | 10.4246 | 11.3708 | 12.3007 | 13.2145 | 14.1126 | 14.9952 | 15.8626 | 16.715 | 17.5527 | 18.376 | 19.1851
F1_Industrial_Primary Metals_Existing_Process_Natural Gas_Process - Insulate Heated Process Fluids_A_Achievable Technical Potential | F1 | Industrial | Primary Metals | Existing | Process | Natural Gas | Process - Insulate Heated Process Fluids | A | Original Unit Energy Savings (kWh or therms) | Achievable Technical Potential | 0 | 0 | 1904.8967 | 1904.8967 | 1904.8967 | 1904.8967 | 1904.8967 | 1904.8967 | 1904.8967 | 1904.8967 | 1904.8967 | 1904.8967 | 1904.8967 | 1904.8967 | 1904.8967 | 1904.8967 | 1904.8967 | 1904.8967 | 1904.8967 | 1904.8967 | 1904.8967 | 1904.8967
F2_Industrial_Primary Metals_Existing_Process_Natural Gas_Process - Insulate Heated Process Fluids_A_Achievable Technical Potential | F2 | Industrial | Primary Metals | Existing | Process | Natural Gas | Process - Insulate Heated Process Fluids | A | Original Unit Summer Peak Savings (kW) | Achievable Technical Potential | 0 | 0 | 0 | 0 | 0 | 0 | 0 | 0 | 0 | 0 | 0 | 0 | 0 | 0 | 0 | 0 | 0 | 0 | 0 | 0 | 0 | 0
F3_Industrial_Primary Metals_Existing_Process_Natural Gas_Process - Insulate Heated Process Fluids_A_Achievable Technical Potential | F3 | Industrial | Primary Metals | Existing | Process | Natural Gas | Process - Insulate Heated Process Fluids | A | Original Unit Winter Peak Savings (kW) | Achievable Technical Potential | 0 | 0 | 0 | 0 | 0 | 0 | 0 | 0 | 0 | 0 | 0 | 0 | 0 | 0 | 0 | 0 | 0 | 0 | 0 | 0 | 0 | 0
F4_Industrial_Primary Metals_Existing_Process_Natural Gas_Process - Insulate Heated Process Fluids_A_Achievable Technical Potential | F4 | Industrial | Primary Metals | Existing | Process | Natural Gas | Process - Insulate Heated Process Fluids | A | Standalone Impact on Baseline Energy (%) | Achievable Technical Potential | 0% | 0% | 0.09444% | 0.1905% | 0.2883% | 0.3878% | 0.4891% | 0.5827% | 0.6609% | 0.7269% | 0.7831% | 0.8317% | 0.8741% | 0.9118% | 0.9456% | 0.9764% | 1.005% | 1.032% | 1.05% | 1.068% | 1.087% | 1.106%
F5_Industrial_Primary Metals_Existing_Process_Natural Gas_Process - Insulate Heated Process Fluids_A_Achievable Technical Potential | F5 | Industrial | Primary Metals | Existing | Process | Natural Gas | Process - Insulate Heated Process Fluids | A | Standalone Impact on Baseline Summer Peak (%) | Achievable Technical Potential | bar: 2019 to 2040
F6_Industrial_Primary Metals_Existing_Process_Natural Gas_Process - Insulate Heated Process Fluids_A_Achievable Technical Potential | F6 | Industrial | Primary Metals | Existing | Process | Natural Gas | Process - Insulate Heated Process Fluids | A | Standalone Impact on Baseline Winter Peak (%) | Achievable Technical Potential | bar: 2019 to 2040
F7_Industrial_Primary Metals_Existing_Process_Natural Gas_Process - Insulate Heated Process Fluids_A_Achievable Technical Potential | F7 | Industrial | Primary Metals | Existing | Process | Natural Gas | Process - Insulate Heated Process Fluids | A | Incremental Energy Savings (MWh or mTherms) | Achievable Technical Potential | 0 | 0 | 2.3458 | 2.3054 | 2.2656 | 2.2266 | 2.1882 | 1.9354 | 1.5216 | 1.1963 | 0.94055 | 0.73947 | 0.58137 | 0.45708 | 0.35936 | 0.28253 | 0.22213 | 0.17464 | 0.0011706 | 0.00041087 | 0.00013766 | 4.4114e-05
F8_Industrial_Primary Metals_Existing_Process_Natural Gas_Process - Insulate Heated Process Fluids_A_Achievable Technical Potential | F8 | Industrial | Primary Metals | Existing | Process | Natural Gas | Process - Insulate Heated Process Fluids | A | Incremental Summer Peak Savings (MW) | Achievable Technical Potential | 0 | 0 | 0 | 0 | 0 | 0 | 0 | 0 | 0 | 0 | 0 | 0 | 0 | 0 | 0 | 0 | 0 | 0 | 0 | 0 | 0 | 0
F9_Industrial_Primary Metals_Existing_Process_Natural Gas_Process - Insulate Heated Process Fluids_A_Achievable Technical Potential | F9 | Industrial | Primary Metals | Existing | Process | Natural Gas | Process - Insulate Heated Process Fluids | A | Incremental Winter Peak Savings (MW) | Achievable Technical Potential | 0 | 0 | 0 | 0 | 0 | 0 | 0 | 0 | 0 | 0 | 0 | 0 | 0 | 0 | 0 | 0 | 0 | 0 | 0 | 0 | 0 | 0
F10_Industrial_Primary Metals_Existing_Process_Natural Gas_Process - Insulate Heated Process Fluids_A_Achievable Technical Potential | F10 | Industrial | Primary Metals | Existing | Process | Natural Gas | Process - Insulate Heated Process Fluids | A | Cumulative Energy Savings (MWh or mTherms) | Achievable Technical Potential | 0 | 0 | 2.3458 | 4.6512 | 6.9168 | 9.1434 | 11.3316 | 13.267 | 14.7886 | 15.9849 | 16.9255 | 17.6649 | 18.2463 | 18.7034 | 19.0627 | 19.3453 | 19.5674 | 19.742 | 19.7432 | 19.7436 | 19.7438 | 19.7438
F11_Industrial_Primary Metals_Existing_Process_Natural Gas_Process - Insulate Heated Process Fluids_A_Achievable Technical Potential | F11 | Industrial | Primary Metals | Existing | Process | Natural Gas | Process - Insulate Heated Process Fluids | A | Cumulative Summer Peak Savings (MW) | Achievable Technical Potential | 0 | 0 | 0 | 0 | 0 | 0 | 0 | 0 | 0 | 0 | 0 | 0 | 0 | 0 | 0 | 0 | 0 | 0 | 0 | 0 | 0 | 0
F12_Industrial_Primary Metals_Existing_Process_Natural Gas_Process - Insulate Heated Process Fluids_A_Achievable Technical Potential | F12 | Industrial | Primary Metals | Existing | Process | Natural Gas | Process - Insulate Heated Process Fluids | A | Cumulative Winter Peak Savings (MW) | Achievable Technical Potential | 0 | 0 | 0 | 0 | 0 | 0 | 0 | 0 | 0 | 0 | 0 | 0 | 0 | 0 | 0 | 0 | 0 | 0 | 0 | 0 | 0 | 0
F13_Industrial_Primary Metals_Existing_Process_Natural Gas_Process - Insulate Heated Process Fluids_A_Achievable Technical Potential | F13 | Industrial | Primary Metals | Existing | Process | Natural Gas | Process - Insulate Heated Process Fluids | A | Purchases (Incremental) | Achievable Technical Potential | 0 | 0 | 1.2315 | 1.2102 | 1.1894 | 1.1689 | 1.1487 | 1.016 | 0.7988 | 0.62802 | 0.49375 | 0.38819 | 0.3052 | 0.23995 | 0.18865 | 0.14832 | 0.11661 | 0.091679 | 0.00061454 | 0.00021569 | 7.2264e-05 | 2.3158e-05
F14_Industrial_Primary Metals_Existing_Process_Natural Gas_Process - Insulate Heated Process Fluids_A_Achievable Technical Potential | F14 | Industrial | Primary Metals | Existing | Process | Natural Gas | Process - Insulate Heated Process Fluids | A | Purchases (Cumulative) | Achievable Technical Potential | 0 | 0 | 1.2315 | 2.4417 | 3.6311 | 4.7999 | 5.9486 | 6.9647 | 7.7635 | 8.3915 | 8.8852 | 9.2734 | 9.5786 | 9.8186 | 10.0072 | 10.1555 | 10.2722 | 10.3638 | 10.3644 | 10.3647 | 10.3647 | 10.3648
F1_Industrial_Primary Metals_Existing_Process_Natural Gas_Process Heat Recovery_A_Achievable Technical Potential | F1 | Industrial | Primary Metals | Existing | Process | Natural Gas | Process Heat Recovery | A | Original Unit Energy Savings (kWh or therms) | Achievable Technical Potential | 0 | 0 | 3.7787 | 3.7787 | 3.7787 | 3.7787 | 3.7787 | 3.7787 | 3.7787 | 3.7787 | 3.7787 | 3.7787 | 3.7787 | 3.7787 | 3.7787 | 3.7787 | 3.7787 | 3.7787 | 3.7787 | 3.7787 | 3.7787 | 3.7787
F2_Industrial_Primary Metals_Existing_Process_Natural Gas_Process Heat Recovery_A_Achievable Technical Potential | F2 | Industrial | Primary Metals | Existing | Process | Natural Gas | Process Heat Recovery | A | Original Unit Summer Peak Savings (kW) | Achievable Technical Potential | 0 | 0 | 0 | 0 | 0 | 0 | 0 | 0 | 0 | 0 | 0 | 0 | 0 | 0 | 0 | 0 | 0 | 0 | 0 | 0 | 0 | 0
F3_Industrial_Primary Metals_Existing_Process_Natural Gas_Process Heat Recovery_A_Achievable Technical Potential | F3 | Industrial | Primary Metals | Existing | Process | Natural Gas | Process Heat Recovery | A | Original Unit Winter Peak Savings (kW) | Achievable Technical Potential | 0 | 0 | 0 | 0 | 0 | 0 | 0 | 0 | 0 | 0 | 0 | 0 | 0 | 0 | 0 | 0 | 0 | 0 | 0 | 0 | 0 | 0
F4_Industrial_Primary Metals_Existing_Process_Natural Gas_Process Heat Recovery_A_Achievable Technical Potential | F4 | Industrial | Primary Metals | Existing | Process | Natural Gas | Process Heat Recovery | A | Standalone Impact on Baseline Energy (%) | Achievable Technical Potential | 0% | 0% | 0.006744% | 0.01361% | 0.02059% | 0.0277% | 0.03493% | 0.04161% | 0.0472% | 0.05191% | 0.05593% | 0.05939% | 0.06242% | 0.06511% | 0.06753% | 0.06973% | 0.07177% | 0.07368% | 0.07498% | 0.07629% | 0.07763% | 0.07899%
F5_Industrial_Primary Metals_Existing_Process_Natural Gas_Process Heat Recovery_A_Achievable Technical Potential | F5 | Industrial | Primary Metals | Existing | Process | Natural Gas | Process Heat Recovery | A | Standalone Impact on Baseline Summer Peak (%) | Achievable Technical Potential | bar: 2019 to 2040
F6_Industrial_Primary Metals_Existing_Process_Natural Gas_Process Heat Recovery_A_Achievable Technical Potential | F6 | Industrial | Primary Metals | Existing | Process | Natural Gas | Process Heat Recovery | A | Standalone Impact on Baseline Winter Peak (%) | Achievable Technical Potential | bar: 2019 to 2040
F7_Industrial_Primary Metals_Existing_Process_Natural Gas_Process Heat Recovery_A_Achievable Technical Potential | F7 | Industrial | Primary Metals | Existing | Process | Natural Gas | Process Heat Recovery | A | Incremental Energy Savings (MWh or mTherms) | Achievable Technical Potential | 0 | 0 | 0.16752 | 0.16463 | 0.16179 | 0.159 | 0.15626 | 0.13821 | 0.10866 | 0.085432 | 0.067167 | 0.052807 | 0.041517 | 0.032641 | 0.025663 | 0.020176 | 0.015863 | 0.012471 | 8.3598e-05 | 2.9342e-05 | 9.8303e-06 | 3.1503e-06
F8_Industrial_Primary Metals_Existing_Process_Natural Gas_Process Heat Recovery_A_Achievable Technical Potential | F8 | Industrial | Primary Metals | Existing | Process | Natural Gas | Process Heat Recovery | A | Incremental Summer Peak Savings (MW) | Achievable Technical Potential | 0 | 0 | 0 | 0 | 0 | 0 | 0 | 0 | 0 | 0 | 0 | 0 | 0 | 0 | 0 | 0 | 0 | 0 | 0 | 0 | 0 | 0
F9_Industrial_Primary Metals_Existing_Process_Natural Gas_Process Heat Recovery_A_Achievable Technical Potential | F9 | Industrial | Primary Metals | Existing | Process | Natural Gas | Process Heat Recovery | A | Incremental Winter Peak Savings (MW) | Achievable Technical Potential | 0 | 0 | 0 | 0 | 0 | 0 | 0 | 0 | 0 | 0 | 0 | 0 | 0 | 0 | 0 | 0 | 0 | 0 | 0 | 0 | 0 | 0
F10_Industrial_Primary Metals_Existing_Process_Natural Gas_Process Heat Recovery_A_Achievable Technical Potential | F10 | Industrial | Primary Metals | Existing | Process | Natural Gas | Process Heat Recovery | A | Cumulative Energy Savings (MWh or mTherms) | Achievable Technical Potential | 0 | 0 | 0.16752 | 0.33215 | 0.49395 | 0.65295 | 0.80921 | 0.94743 | 1.0561 | 1.1415 | 1.2087 | 1.2615 | 1.303 | 1.3357 | 1.3613 | 1.3815 | 1.3974 | 1.4098 | 1.4099 | 1.4099 | 1.4099 | 1.41
F11_Industrial_Primary Metals_Existing_Process_Natural Gas_Process Heat Recovery_A_Achievable Technical Potential | F11 | Industrial | Primary Metals | Existing | Process | Natural Gas | Process Heat Recovery | A | Cumulative Summer Peak Savings (MW) | Achievable Technical Potential | 0 | 0 | 0 | 0 | 0 | 0 | 0 | 0 | 0 | 0 | 0 | 0 | 0 | 0 | 0 | 0 | 0 | 0 | 0 | 0 | 0 | 0
F12_Industrial_Primary Metals_Existing_Process_Natural Gas_Process Heat Recovery_A_Achievable Technical Potential | F12 | Industrial | Primary Metals | Existing | Process | Natural Gas | Process Heat Recovery | A | Cumulative Winter Peak Savings (MW) | Achievable Technical Potential | 0 | 0 | 0 | 0 | 0 | 0 | 0 | 0 | 0 | 0 | 0 | 0 | 0 | 0 | 0 | 0 | 0 | 0 | 0 | 0 | 0 | 0
F13_Industrial_Primary Metals_Existing_Process_Natural Gas_Process Heat Recovery_A_Achievable Technical Potential | F13 | Industrial | Primary Metals | Existing | Process | Natural Gas | Process Heat Recovery | A | Purchases (Incremental) | Achievable Technical Potential | 0 | 0 | 44.3329 | 43.5685 | 42.8173 | 42.0791 | 41.3536 | 36.5765 | 28.7567 | 22.6087 | 17.7751 | 13.9749 | 10.9872 | 8.6382 | 6.7914 | 5.3395 | 4.1979 | 3.3004 | 0.022123 | 0.007765 | 0.0026015 | 0.00083369
F14_Industrial_Primary Metals_Existing_Process_Natural Gas_Process Heat Recovery_A_Achievable Technical Potential | F14 | Industrial | Primary Metals | Existing | Process | Natural Gas | Process Heat Recovery | A | Purchases (Cumulative) | Achievable Technical Potential | 0 | 0 | 44.3329 | 87.9014 | 130.7187 | 172.7978 | 214.1513 | 250.7279 | 279.4846 | 302.0933 | 319.8685 | 333.8434 | 344.8306 | 353.4688 | 360.2602 | 365.5997 | 369.7976 | 373.098 | 373.1202 | 373.1279 | 373.1305 | 373.1314
F1_Industrial_Primary Metals_Existing_Space Heating_Natural Gas_Building Automation System_A_Achievable Technical Potential | F1 | Industrial | Primary Metals | Existing | Space Heating | Natural Gas | Building Automation System | A | Original Unit Energy Savings (kWh or therms) | Achievable Technical Potential | 0 | 0 | 0.015624 | 0.015587 | 0.01555 | 0.015514 | 0.015478 | 0.015443 | 0.015409 | 0.015376 | 0.015345 | 0.015316 | 0.015289 | 0.015263 | 0.015238 | 0.015215 | 0.015194 | 0.015173 | 0.015154 | 0.015136 | 0.01512 | 0.015104
F2_Industrial_Primary Metals_Existing_Space Heating_Natural Gas_Building Automation System_A_Achievable Technical Potential | F2 | Industrial | Primary Metals | Existing | Space Heating | Natural Gas | Building Automation System | A | Original Unit Summer Peak Savings (kW) | Achievable Technical Potential | 0 | 0 | 0 | 0 | 0 | 0 | 0 | 0 | 0 | 0 | 0 | 0 | 0 | 0 | 0 | 0 | 0 | 0 | 0 | 0 | 0 | 0
F3_Industrial_Primary Metals_Existing_Space Heating_Natural Gas_Building Automation System_A_Achievable Technical Potential | F3 | Industrial | Primary Metals | Existing | Space Heating | Natural Gas | Building Automation System | A | Original Unit Winter Peak Savings (kW) | Achievable Technical Potential | 0 | 0 | 0 | 0 | 0 | 0 | 0 | 0 | 0 | 0 | 0 | 0 | 0 | 0 | 0 | 0 | 0 | 0 | 0 | 0 | 0 | 0
F4_Industrial_Primary Metals_Existing_Space Heating_Natural Gas_Building Automation System_A_Achievable Technical Potential | F4 | Industrial | Primary Metals | Existing | Space Heating | Natural Gas | Building Automation System | A | Standalone Impact on Baseline Energy (%) | Achievable Technical Potential | 0% | 0% | 0.01308% | 0.03945% | 0.08656% | 0.1636% | 0.2811% | 0.4501% | 0.6813% | 0.9827% | 1.358% | 1.804% | 2.309% | 2.854% | 3.41% | 3.946% | 4.435% | 4.86% | 5.21% | 5.485% | 5.699% | 5.875%
F5_Industrial_Primary Metals_Existing_Space Heating_Natural Gas_Building Automation System_A_Achievable Technical Potential | F5 | Industrial | Primary Metals | Existing | Space Heating | Natural Gas | Building Automation System | A | Standalone Impact on Baseline Summer Peak (%) | Achievable Technical Potential | bar: 2019 to 2040
F6_Industrial_Primary Metals_Existing_Space Heating_Natural Gas_Building Automation System_A_Achievable Technical Potential | F6 | Industrial | Primary Metals | Existing | Space Heating | Natural Gas | Building Automation System | A | Standalone Impact on Baseline Winter Peak (%) | Achievable Technical Potential | bar: 2019 to 2040
F7_Industrial_Primary Metals_Existing_Space Heating_Natural Gas_Building Automation System_A_Achievable Technical Potential | F7 | Industrial | Primary Metals | Existing | Space Heating | Natural Gas | Building Automation System | A | Incremental Energy Savings (MWh or mTherms) | Achievable Technical Potential | 0 | 0 | 0.012531 | 0.024559 | 0.042751 | 0.068181 | 0.10147 | 0.1425 | 0.19008 | 0.24165 | 0.29313 | 0.33907 | 0.37318 | 0.38949 | 0.38376 | 0.35499 | 0.30629 | 0.2486 | 0.18659 | 0.1268 | 0.079527 | 0.050918
F8_Industrial_Primary Metals_Existing_Space Heating_Natural Gas_Building Automation System_A_Achievable Technical Potential | F8 | Industrial | Primary Metals | Existing | Space Heating | Natural Gas | Building Automation System | A | Incremental Summer Peak Savings (MW) | Achievable Technical Potential | 0 | 0 | 0 | 0 | 0 | 0 | 0 | 0 | 0 | 0 | 0 | 0 | 0 | 0 | 0 | 0 | 0 | 0 | 0 | 0 | 0 | 0
F9_Industrial_Primary Metals_Existing_Space Heating_Natural Gas_Building Automation System_A_Achievable Technical Potential | F9 | Industrial | Primary Metals | Existing | Space Heating | Natural Gas | Building Automation System | A | Incremental Winter Peak Savings (MW) | Achievable Technical Potential | 0 | 0 | 0 | 0 | 0 | 0 | 0 | 0 | 0 | 0 | 0 | 0 | 0 | 0 | 0 | 0 | 0 | 0 | 0 | 0 | 0 | 0
F10_Industrial_Primary Metals_Existing_Space Heating_Natural Gas_Building Automation System_A_Achievable Technical Potential | F10 | Industrial | Primary Metals | Existing | Space Heating | Natural Gas | Building Automation System | A | Cumulative Energy Savings (MWh or mTherms) | Achievable Technical Potential | 0 | 0 | 0.012531 | 0.03706 | 0.079723 | 0.14772 | 0.24884 | 0.39078 | 0.58 | 0.82043 | 1.1119 | 1.4489 | 1.8195 | 2.2059 | 2.5861 | 2.9372 | 3.2393 | 3.4836 | 3.6658 | 3.7882 | 3.8635 | 3.9104
F11_Industrial_Primary Metals_Existing_Space Heating_Natural Gas_Building Automation System_A_Achievable Technical Potential | F11 | Industrial | Primary Metals | Existing | Space Heating | Natural Gas | Building Automation System | A | Cumulative Summer Peak Savings (MW) | Achievable Technical Potential | 0 | 0 | 0 | 0 | 0 | 0 | 0 | 0 | 0 | 0 | 0 | 0 | 0 | 0 | 0 | 0 | 0 | 0 | 0 | 0 | 0 | 0
F12_Industrial_Primary Metals_Existing_Space Heating_Natural Gas_Building Automation System_A_Achievable Technical Potential | F12 | Industrial | Primary Metals | Existing | Space Heating | Natural Gas | Building Automation System | A | Cumulative Winter Peak Savings (MW) | Achievable Technical Potential | 0 | 0 | 0 | 0 | 0 | 0 | 0 | 0 | 0 | 0 | 0 | 0 | 0 | 0 | 0 | 0 | 0 | 0 | 0 | 0 | 0 | 0
F13_Industrial_Primary Metals_Existing_Space Heating_Natural Gas_Building Automation System_A_Achievable Technical Potential | F13 | Industrial | Primary Metals | Existing | Space Heating | Natural Gas | Building Automation System | A | Purchases (Incremental) | Achievable Technical Potential | 0 | 0 | 802.0322 | 1575.5682 | 2749.26 | 4394.9439 | 6555.8953 | 9227.556 | 12335.5962 | 15715.6744 | 19102.45 | 22137.9414 | 24409.1018 | 25518.987 | 25183.706 | 23330.5816 | 20159.1303 | 16383.9405 | 12312.8802 | 8377.331 | 5259.9047 | 3371.2282
F14_Industrial_Primary Metals_Existing_Space Heating_Natural Gas_Building Automation System_A_Achievable Technical Potential | F14 | Industrial | Primary Metals | Existing | Space Heating | Natural Gas | Building Automation System | A | Purchases (Cumulative) | Achievable Technical Potential | 0 | 0 | 802.0322 | 2377.6003 | 5126.8603 | 9521.8042 | 16077.6995 | 25305.2555 | 37640.8518 | 53356.5262 | 72458.9762 | 94596.9177 | 119006.0194 | 144525.0065 | 169708.7125 | 193039.2941 | 213198.4245 | 229582.365 | 241895.2452 | 250272.5762 | 255532.4808 | 258903.7091
F1_Industrial_Primary Metals_Existing_Space Heating_Natural Gas_Steam System Efficiency Improvements_A_Achievable Technical Potential | F1 | Industrial | Primary Metals | Existing | Space Heating | Natural Gas | Steam System Efficiency Improvements | A | Original Unit Energy Savings (kWh or therms) | Achievable Technical Potential | 0 | 0 | 0.13953 | 0.13917 | 0.13883 | 0.1385 | 0.13817 | 0.13785 | 0.13755 | 0.13725 | 0.13697 | 0.13669 | 0.13643 | 0.13618 | 0.13594 | 0.13572 | 0.13551 | 0.13531 | 0.13512 | 0.13495 | 0.1348 | 0.13466
F2_Industrial_Primary Metals_Existing_Space Heating_Natural Gas_Steam System Efficiency Improvements_A_Achievable Technical Potential | F2 | Industrial | Primary Metals | Existing | Space Heating | Natural Gas | Steam System Efficiency Improvements | A | Original Unit Summer Peak Savings (kW) | Achievable Technical Potential | 0 | 0 | 0 | 0 | 0 | 0 | 0 | 0 | 0 | 0 | 0 | 0 | 0 | 0 | 0 | 0 | 0 | 0 | 0 | 0 | 0 | 0
F3_Industrial_Primary Metals_Existing_Space Heating_Natural Gas_Steam System Efficiency Improvements_A_Achievable Technical Potential | F3 | Industrial | Primary Metals | Existing | Space Heating | Natural Gas | Steam System Efficiency Improvements | A | Original Unit Winter Peak Savings (kW) | Achievable Technical Potential | 0 | 0 | 0 | 0 | 0 | 0 | 0 | 0 | 0 | 0 | 0 | 0 | 0 | 0 | 0 | 0 | 0 | 0 | 0 | 0 | 0 | 0
F4_Industrial_Primary Metals_Existing_Space Heating_Natural Gas_Steam System Efficiency Improvements_A_Achievable Technical Potential | F4 | Industrial | Primary Metals | Existing | Space Heating | Natural Gas | Steam System Efficiency Improvements | A | Standalone Impact on Baseline Energy (%) | Achievable Technical Potential | 0% | 0% | 0.0008277% | 0.002496% | 0.005477% | 0.01035% | 0.01778% | 0.02848% | 0.0431% | 0.06217% | 0.0859% | 0.1141% | 0.146% | 0.1804% | 0.2156% | 0.2495% | 0.2803% | 0.3071% | 0.3292% | 0.3466% | 0.3601% | 0.3712%
F5_Industrial_Primary Metals_Existing_Space Heating_Natural Gas_Steam System Efficiency Improvements_A_Achievable Technical Potential | F5 | Industrial | Primary Metals | Existing | Space Heating | Natural Gas | Steam System Efficiency Improvements | A | Standalone Impact on Baseline Summer Peak (%) | Achievable Technical Potential | bar: 2019 to 2040
F6_Industrial_Primary Metals_Existing_Space Heating_Natural Gas_Steam System Efficiency Improvements_A_Achievable Technical Potential | F6 | Industrial | Primary Metals | Existing | Space Heating | Natural Gas | Steam System Efficiency Improvements | A | Standalone Impact on Baseline Winter Peak (%) | Achievable Technical Potential | bar: 2019 to 2040
F7_Industrial_Primary Metals_Existing_Space Heating_Natural Gas_Steam System Efficiency Improvements_A_Achievable Technical Potential | F7 | Industrial | Primary Metals | Existing | Space Heating | Natural Gas | Steam System Efficiency Improvements | A | Incremental Energy Savings (MWh or mTherms) | Achievable Technical Potential | 0 | 0 | 0.00079307 | 0.0015541 | 0.002705 | 0.0043138 | 0.0064197 | 0.0090152 | 0.012025 | 0.015287 | 0.018543 | 0.021446 | 0.023601 | 0.024629 | 0.024263 | 0.02244 | 0.01936 | 0.015711 | 0.011791 | 0.0080124 | 0.0050249 | 0.0032172
F8_Industrial_Primary Metals_Existing_Space Heating_Natural Gas_Steam System Efficiency Improvements_A_Achievable Technical Potential | F8 | Industrial | Primary Metals | Existing | Space Heating | Natural Gas | Steam System Efficiency Improvements | A | Incremental Summer Peak Savings (MW) | Achievable Technical Potential | 0 | 0 | 0 | 0 | 0 | 0 | 0 | 0 | 0 | 0 | 0 | 0 | 0 | 0 | 0 | 0 | 0 | 0 | 0 | 0 | 0 | 0
F9_Industrial_Primary Metals_Existing_Space Heating_Natural Gas_Steam System Efficiency Improvements_A_Achievable Technical Potential | F9 | Industrial | Primary Metals | Existing | Space Heating | Natural Gas | Steam System Efficiency Improvements | A | Incremental Winter Peak Savings (MW) | Achievable Technical Potential | 0 | 0 | 0 | 0 | 0 | 0 | 0 | 0 | 0 | 0 | 0 | 0 | 0 | 0 | 0 | 0 | 0 | 0 | 0 | 0 | 0 | 0
F10_Industrial_Primary Metals_Existing_Space Heating_Natural Gas_Steam System Efficiency Improvements_A_Achievable Technical Potential | F10 | Industrial | Primary Metals | Existing | Space Heating | Natural Gas | Steam System Efficiency Improvements | A | Cumulative Energy Savings (MWh or mTherms) | Achievable Technical Potential | 0 | 0 | 0.00079307 | 0.0023451 | 0.0050444 | 0.0093461 | 0.015744 | 0.024723 | 0.036693 | 0.0519 | 0.070335 | 0.09164 | 0.11507 | 0.13948 | 0.1635 | 0.18567 | 0.20475 | 0.22016 | 0.23165 | 0.23937 | 0.24412 | 0.24708
F11_Industrial_Primary Metals_Existing_Space Heating_Natural Gas_Steam System Efficiency Improvements_A_Achievable Technical Potential | F11 | Industrial | Primary Metals | Existing | Space Heating | Natural Gas | Steam System Efficiency Improvements | A | Cumulative Summer Peak Savings (MW) | Achievable Technical Potential | 0 | 0 | 0 | 0 | 0 | 0 | 0 | 0 | 0 | 0 | 0 | 0 | 0 | 0 | 0 | 0 | 0 | 0 | 0 | 0 | 0 | 0
F12_Industrial_Primary Metals_Existing_Space Heating_Natural Gas_Steam System Efficiency Improvements_A_Achievable Technical Potential | F12 | Industrial | Primary Metals | Existing | Space Heating | Natural Gas | Steam System Efficiency Improvements | A | Cumulative Winter Peak Savings (MW) | Achievable Technical Potential | 0 | 0 | 0 | 0 | 0 | 0 | 0 | 0 | 0 | 0 | 0 | 0 | 0 | 0 | 0 | 0 | 0 | 0 | 0 | 0 | 0 | 0
F13_Industrial_Primary Metals_Existing_Space Heating_Natural Gas_Steam System Efficiency Improvements_A_Achievable Technical Potential | F13 | Industrial | Primary Metals | Existing | Space Heating | Natural Gas | Steam System Efficiency Improvements | A | Purchases (Incremental) | Achievable Technical Potential | 0 | 0 | 5.6841 | 11.1662 | 19.4843 | 31.1475 | 46.4624 | 65.3968 | 87.4239 | 111.3789 | 135.3814 | 156.8943 | 172.9903 | 180.8562 | 178.48 | 165.3467 | 142.8702 | 116.115 | 87.2629 | 59.3712 | 37.2776 | 23.8923
F14_Industrial_Primary Metals_Existing_Space Heating_Natural Gas_Steam System Efficiency Improvements_A_Achievable Technical Potential | F14 | Industrial | Primary Metals | Existing | Space Heating | Natural Gas | Steam System Efficiency Improvements | A | Purchases (Cumulative) | Achievable Technical Potential | 0 | 0 | 5.6841 | 16.8503 | 36.3347 | 67.4822 | 113.9446 | 179.3414 | 266.7653 | 378.1442 | 513.5256 | 670.4199 | 843.4102 | 1024.2664 | 1202.7464 | 1368.0931 | 1510.9633 | 1627.0783 | 1714.3412 | 1773.7124 | 1810.9899 | 1834.8823
F1_Industrial_Primary Metals_Existing_Process_Natural Gas_Steam System Efficiency Improvements_A_Achievable Technical Potential | F1 | Industrial | Primary Metals | Existing | Process | Natural Gas | Steam System Efficiency Improvements | A | Original Unit Energy Savings (kWh or therms) | Achievable Technical Potential | 0 | 0 | 0.13402 | 0.13402 | 0.13402 | 0.13402 | 0.13402 | 0.13402 | 0.13402 | 0.13402 | 0.13402 | 0.13402 | 0.13402 | 0.13402 | 0.13402 | 0.13402 | 0.13402 | 0.13402 | 0.13402 | 0.13402 | 0.13402 | 0.13402
F2_Industrial_Primary Metals_Existing_Process_Natural Gas_Steam System Efficiency Improvements_A_Achievable Technical Potential | F2 | Industrial | Primary Metals | Existing | Process | Natural Gas | Steam System Efficiency Improvements | A | Original Unit Summer Peak Savings (kW) | Achievable Technical Potential | 0 | 0 | 0 | 0 | 0 | 0 | 0 | 0 | 0 | 0 | 0 | 0 | 0 | 0 | 0 | 0 | 0 | 0 | 0 | 0 | 0 | 0
F3_Industrial_Primary Metals_Existing_Process_Natural Gas_Steam System Efficiency Improvements_A_Achievable Technical Potential | F3 | Industrial | Primary Metals | Existing | Process | Natural Gas | Steam System Efficiency Improvements | A | Original Unit Winter Peak Savings (kW) | Achievable Technical Potential | 0 | 0 | 0 | 0 | 0 | 0 | 0 | 0 | 0 | 0 | 0 | 0 | 0 | 0 | 0 | 0 | 0 | 0 | 0 | 0 | 0 | 0
F4_Industrial_Primary Metals_Existing_Process_Natural Gas_Steam System Efficiency Improvements_A_Achievable Technical Potential | F4 | Industrial | Primary Metals | Existing | Process | Natural Gas | Steam System Efficiency Improvements | A | Standalone Impact on Baseline Energy (%) | Achievable Technical Potential | 0% | 0% | 9.348e-07% | 2.82e-06% | 6.187e-06% | 1.169e-05% | 2.009e-05% | 3.217e-05% | 4.87e-05% | 7.024e-05% | 9.706e-05% | 0.0001289% | 0.000165% | 0.000204% | 0.0002437% | 0.0002821% | 0.000317% | 0.0003473% | 0.0003724% | 0.000392% | 0.0004073% | 0.0004199%
F5_Industrial_Primary Metals_Existing_Process_Natural Gas_Steam System Efficiency Improvements_A_Achievable Technical Potential | F5 | Industrial | Primary Metals | Existing | Process | Natural Gas | Steam System Efficiency Improvements | A | Standalone Impact on Baseline Summer Peak (%) | Achievable Technical Potential | bar: 2019 to 2040
F6_Industrial_Primary Metals_Existing_Process_Natural Gas_Steam System Efficiency Improvements_A_Achievable Technical Potential | F6 | Industrial | Primary Metals | Existing | Process | Natural Gas | Steam System Efficiency Improvements | A | Standalone Impact on Baseline Winter Peak (%) | Achievable Technical Potential | bar: 2019 to 2040
F7_Industrial_Primary Metals_Existing_Process_Natural Gas_Steam System Efficiency Improvements_A_Achievable Technical Potential | F7 | Industrial | Primary Metals | Existing | Process | Natural Gas | Steam System Efficiency Improvements | A | Incremental Energy Savings (MWh or mTherms) | Achievable Technical Potential | 0 | 0 | 2.3218e-05 | 4.5611e-05 | 7.9588e-05 | 0.00012723 | 0.00018979 | 0.00026713 | 0.0003571 | 0.00045495 | 0.00055299 | 0.00064087 | 0.00070661 | 0.00073874 | 0.00072904 | 0.00067539 | 0.00058358 | 0.0004743 | 0.00035644 | 0.00024251 | 0.00015227 | 9.7593e-05
F8_Industrial_Primary Metals_Existing_Process_Natural Gas_Steam System Efficiency Improvements_A_Achievable Technical Potential | F8 | Industrial | Primary Metals | Existing | Process | Natural Gas | Steam System Efficiency Improvements | A | Incremental Summer Peak Savings (MW) | Achievable Technical Potential | 0 | 0 | 0 | 0 | 0 | 0 | 0 | 0 | 0 | 0 | 0 | 0 | 0 | 0 | 0 | 0 | 0 | 0 | 0 | 0 | 0 | 0
F9_Industrial_Primary Metals_Existing_Process_Natural Gas_Steam System Efficiency Improvements_A_Achievable Technical Potential | F9 | Industrial | Primary Metals | Existing | Process | Natural Gas | Steam System Efficiency Improvements | A | Incremental Winter Peak Savings (MW) | Achievable Technical Potential | 0 | 0 | 0 | 0 | 0 | 0 | 0 | 0 | 0 | 0 | 0 | 0 | 0 | 0 | 0 | 0 | 0 | 0 | 0 | 0 | 0 | 0
F10_Industrial_Primary Metals_Existing_Process_Natural Gas_Steam System Efficiency Improvements_A_Achievable Technical Potential | F10 | Industrial | Primary Metals | Existing | Process | Natural Gas | Steam System Efficiency Improvements | A | Cumulative Energy Savings (MWh or mTherms) | Achievable Technical Potential | 0 | 0 | 2.3218e-05 | 6.8829e-05 | 0.00014842 | 0.00027564 | 0.00046543 | 0.00073256 | 0.0010897 | 0.0015446 | 0.0020976 | 0.0027385 | 0.0034451 | 0.0041838 | 0.0049129 | 0.0055883 | 0.0061718 | 0.0066461 | 0.0070026 | 0.0072451 | 0.0073974 | 0.007495
F11_Industrial_Primary Metals_Existing_Process_Natural Gas_Steam System Efficiency Improvements_A_Achievable Technical Potential | F11 | Industrial | Primary Metals | Existing | Process | Natural Gas | Steam System Efficiency Improvements | A | Cumulative Summer Peak Savings (MW) | Achievable Technical Potential | 0 | 0 | 0 | 0 | 0 | 0 | 0 | 0 | 0 | 0 | 0 | 0 | 0 | 0 | 0 | 0 | 0 | 0 | 0 | 0 | 0 | 0
F12_Industrial_Primary Metals_Existing_Process_Natural Gas_Steam System Efficiency Improvements_A_Achievable Technical Potential | F12 | Industrial | Primary Metals | Existing | Process | Natural Gas | Steam System Efficiency Improvements | A | Cumulative Winter Peak Savings (MW) | Achievable Technical Potential | 0 | 0 | 0 | 0 | 0 | 0 | 0 | 0 | 0 | 0 | 0 | 0 | 0 | 0 | 0 | 0 | 0 | 0 | 0 | 0 | 0 | 0
F13_Industrial_Primary Metals_Existing_Process_Natural Gas_Steam System Efficiency Improvements_A_Achievable Technical Potential | F13 | Industrial | Primary Metals | Existing | Process | Natural Gas | Steam System Efficiency Improvements | A | Purchases (Incremental) | Achievable Technical Potential | 0 | 0 | 0.17324 | 0.34032 | 0.59384 | 0.9493 | 1.4161 | 1.9931 | 2.6645 | 3.3946 | 4.1261 | 4.7818 | 5.2723 | 5.5121 | 5.4397 | 5.0394 | 4.3543 | 3.5389 | 2.6596 | 1.8095 | 1.1361 | 0.72818
F14_Industrial_Primary Metals_Existing_Process_Natural Gas_Steam System Efficiency Improvements_A_Achievable Technical Potential | F14 | Industrial | Primary Metals | Existing | Process | Natural Gas | Steam System Efficiency Improvements | A | Purchases (Cumulative) | Achievable Technical Potential | 0 | 0 | 0.17324 | 0.51356 | 1.1074 | 2.0567 | 3.4728 | 5.4659 | 8.1304 | 11.5249 | 15.6511 | 20.4328 | 25.7052 | 31.2172 | 36.6569 | 41.6963 | 46.0506 | 49.5895 | 52.2491 | 54.0586 | 55.1947 | 55.9229
F1_Industrial_Primary Metals_Existing_Space Heating_Natural Gas_Strategic Energy Management_A_Achievable Technical Potential | F1 | Industrial | Primary Metals | Existing | Space Heating | Natural Gas | Strategic Energy Management | A | Original Unit Energy Savings (kWh or therms) | Achievable Technical Potential | 0 | 0 | 16.4755 | 16.4364 | 16.3973 | 16.3588 | 16.3209 | 16.284 | 16.2483 | 16.214 | 16.1814 | 16.1507 | 16.1217 | 16.0944 | 16.0687 | 16.0444 | 16.0216 | 16.0002 | 15.98 | 15.961 | 15.9433 | 15.9266
F2_Industrial_Primary Metals_Existing_Space Heating_Natural Gas_Strategic Energy Management_A_Achievable Technical Potential | F2 | Industrial | Primary Metals | Existing | Space Heating | Natural Gas | Strategic Energy Management | A | Original Unit Summer Peak Savings (kW) | Achievable Technical Potential | 0 | 0 | 0 | 0 | 0 | 0 | 0 | 0 | 0 | 0 | 0 | 0 | 0 | 0 | 0 | 0 | 0 | 0 | 0 | 0 | 0 | 0
F3_Industrial_Primary Metals_Existing_Space Heating_Natural Gas_Strategic Energy Management_A_Achievable Technical Potential | F3 | Industrial | Primary Metals | Existing | Space Heating | Natural Gas | Strategic Energy Management | A | Original Unit Winter Peak Savings (kW) | Achievable Technical Potential | 0 | 0 | 0 | 0 | 0 | 0 | 0 | 0 | 0 | 0 | 0 | 0 | 0 | 0 | 0 | 0 | 0 | 0 | 0 | 0 | 0 | 0
F4_Industrial_Primary Metals_Existing_Space Heating_Natural Gas_Strategic Energy Management_A_Achievable Technical Potential | F4 | Industrial | Primary Metals | Existing | Space Heating | Natural Gas | Strategic Energy Management | A | Standalone Impact on Baseline Energy (%) | Achievable Technical Potential | 0% | 0% | 0.08224% | 0.1659% | 0.2511% | 0.3377% | 0.4259% | 0.5156% | 0.6069% | 0.6997% | 0.7943% | 0.8904% | 0.9883% | 1.088% | 1.189% | 1.292% | 1.397% | 1.504% | 1.613% | 1.723% | 1.836% | 1.95%
F5_Industrial_Primary Metals_Existing_Space Heating_Natural Gas_Strategic Energy Management_A_Achievable Technical Potential | F5 | Industrial | Primary Metals | Existing | Space Heating | Natural Gas | Strategic Energy Management | A | Standalone Impact on Baseline Summer Peak (%) | Achievable Technical Potential | bar: 2019 to 2040
F6_Industrial_Primary Metals_Existing_Space Heating_Natural Gas_Strategic Energy Management_A_Achievable Technical Potential | F6 | Industrial | Primary Metals | Existing | Space Heating | Natural Gas | Strategic Energy Management | A | Standalone Impact on Baseline Winter Peak (%) | Achievable Technical Potential | bar: 2019 to 2040
F7_Industrial_Primary Metals_Existing_Space Heating_Natural Gas_Strategic Energy Management_A_Achievable Technical Potential | F7 | Industrial | Primary Metals | Existing | Space Heating | Natural Gas | Strategic Energy Management | A | Incremental Energy Savings (MWh or mTherms) | Achievable Technical Potential | 0 | 0 | 0.078797 | 0.077254 | 0.075742 | 0.074261 | 0.072811 | 0.071394 | 0.070009 | 0.068657 | 0.067338 | 0.066051 | 0.064796 | 0.063571 | 0.062375 | 0.061207 | 0.060066 | 0.058951 | 0.057862 | 0.056797 | 0.055755 | 0.054737
F8_Industrial_Primary Metals_Existing_Space Heating_Natural Gas_Strategic Energy Management_A_Achievable Technical Potential | F8 | Industrial | Primary Metals | Existing | Space Heating | Natural Gas | Strategic Energy Management | A | Incremental Summer Peak Savings (MW) | Achievable Technical Potential | 0 | 0 | 0 | 0 | 0 | 0 | 0 | 0 | 0 | 0 | 0 | 0 | 0 | 0 | 0 | 0 | 0 | 0 | 0 | 0 | 0 | 0
F9_Industrial_Primary Metals_Existing_Space Heating_Natural Gas_Strategic Energy Management_A_Achievable Technical Potential | F9 | Industrial | Primary Metals | Existing | Space Heating | Natural Gas | Strategic Energy Management | A | Incremental Winter Peak Savings (MW) | Achievable Technical Potential | 0 | 0 | 0 | 0 | 0 | 0 | 0 | 0 | 0 | 0 | 0 | 0 | 0 | 0 | 0 | 0 | 0 | 0 | 0 | 0 | 0 | 0
F10_Industrial_Primary Metals_Existing_Space Heating_Natural Gas_Strategic Energy Management_A_Achievable Technical Potential | F10 | Industrial | Primary Metals | Existing | Space Heating | Natural Gas | Strategic Energy Management | A | Cumulative Energy Savings (MWh or mTherms) | Achievable Technical Potential | 0 | 0 | 0.078797 | 0.15586 | 0.23123 | 0.30495 | 0.37706 | 0.4476 | 0.51663 | 0.58419 | 0.65036 | 0.71517 | 0.77869 | 0.84094 | 0.90197 | 0.96181 | 1.0205 | 1.0781 | 1.1346 | 1.1901 | 1.2445 | 1.2979
F11_Industrial_Primary Metals_Existing_Space Heating_Natural Gas_Strategic Energy Management_A_Achievable Technical Potential | F11 | Industrial | Primary Metals | Existing | Space Heating | Natural Gas | Strategic Energy Management | A | Cumulative Summer Peak Savings (MW) | Achievable Technical Potential | 0 | 0 | 0 | 0 | 0 | 0 | 0 | 0 | 0 | 0 | 0 | 0 | 0 | 0 | 0 | 0 | 0 | 0 | 0 | 0 | 0 | 0
F12_Industrial_Primary Metals_Existing_Space Heating_Natural Gas_Strategic Energy Management_A_Achievable Technical Potential | F12 | Industrial | Primary Metals | Existing | Space Heating | Natural Gas | Strategic Energy Management | A | Cumulative Winter Peak Savings (MW) | Achievable Technical Potential | 0 | 0 | 0 | 0 | 0 | 0 | 0 | 0 | 0 | 0 | 0 | 0 | 0 | 0 | 0 | 0 | 0 | 0 | 0 | 0 | 0 | 0
F13_Industrial_Primary Metals_Existing_Space Heating_Natural Gas_Strategic Energy Management_A_Achievable Technical Potential | F13 | Industrial | Primary Metals | Existing | Space Heating | Natural Gas | Strategic Energy Management | A | Purchases (Incremental) | Achievable Technical Potential | 0 | 0 | 4.7826 | 4.7002 | 4.6191 | 4.5395 | 4.4612 | 4.3843 | 4.3087 | 4.2344 | 4.1614 | 4.0897 | 4.0192 | 3.9499 | 3.8818 | 3.8148 | 3.7491 | 3.6844 | 3.6209 | 3.5585 | 3.4971 | 3.4368
F14_Industrial_Primary Metals_Existing_Space Heating_Natural Gas_Strategic Energy Management_A_Achievable Technical Potential | F14 | Industrial | Primary Metals | Existing | Space Heating | Natural Gas | Strategic Energy Management | A | Purchases (Cumulative) | Achievable Technical Potential | 0 | 0 | 4.7826 | 9.4828 | 14.1019 | 18.6414 | 23.1027 | 27.487 | 31.7957 | 36.0301 | 40.1916 | 44.2812 | 48.3004 | 52.2503 | 56.132 | 59.9469 | 63.6959 | 67.3804 | 71.0013 | 74.5597 | 78.0569 | 81.4937
F1_Industrial_Primary Metals_Existing_Process_Natural Gas_Strategic Energy Management_A_Achievable Technical Potential | F1 | Industrial | Primary Metals | Existing | Process | Natural Gas | Strategic Energy Management | A | Original Unit Energy Savings (kWh or therms) | Achievable Technical Potential | 0 | 0 | 100.7891 | 100.7891 | 100.7891 | 100.7891 | 100.7891 | 100.7891 | 100.7891 | 100.7891 | 100.7891 | 100.7891 | 100.7891 | 100.7891 | 100.7891 | 100.7891 | 100.7891 | 100.7891 | 100.7891 | 100.7891 | 100.7891 | 100.7891
F2_Industrial_Primary Metals_Existing_Process_Natural Gas_Strategic Energy Management_A_Achievable Technical Potential | F2 | Industrial | Primary Metals | Existing | Process | Natural Gas | Strategic Energy Management | A | Original Unit Summer Peak Savings (kW) | Achievable Technical Potential | 0 | 0 | 0 | 0 | 0 | 0 | 0 | 0 | 0 | 0 | 0 | 0 | 0 | 0 | 0 | 0 | 0 | 0 | 0 | 0 | 0 | 0
F3_Industrial_Primary Metals_Existing_Process_Natural Gas_Strategic Energy Management_A_Achievable Technical Potential | F3 | Industrial | Primary Metals | Existing | Process | Natural Gas | Strategic Energy Management | A | Original Unit Winter Peak Savings (kW) | Achievable Technical Potential | 0 | 0 | 0 | 0 | 0 | 0 | 0 | 0 | 0 | 0 | 0 | 0 | 0 | 0 | 0 | 0 | 0 | 0 | 0 | 0 | 0 | 0
F4_Industrial_Primary Metals_Existing_Process_Natural Gas_Strategic Energy Management_A_Achievable Technical Potential | F4 | Industrial | Primary Metals | Existing | Process | Natural Gas | Strategic Energy Management | A | Standalone Impact on Baseline Energy (%) | Achievable Technical Potential | 0% | 0% | 0.08224% | 0.1659% | 0.2511% | 0.3377% | 0.4259% | 0.5156% | 0.6069% | 0.6997% | 0.7943% | 0.8904% | 0.9883% | 1.088% | 1.189% | 1.292% | 1.397% | 1.504% | 1.613% | 1.723% | 1.836% | 1.95%
F5_Industrial_Primary Metals_Existing_Process_Natural Gas_Strategic Energy Management_A_Achievable Technical Potential | F5 | Industrial | Primary Metals | Existing | Process | Natural Gas | Strategic Energy Management | A | Standalone Impact on Baseline Summer Peak (%) | Achievable Technical Potential | bar: 2019 to 2040
F6_Industrial_Primary Metals_Existing_Process_Natural Gas_Strategic Energy Management_A_Achievable Technical Potential | F6 | Industrial | Primary Metals | Existing | Process | Natural Gas | Strategic Energy Management | A | Standalone Impact on Baseline Winter Peak (%) | Achievable Technical Potential | bar: 2019 to 2040
F7_Industrial_Primary Metals_Existing_Process_Natural Gas_Strategic Energy Management_A_Achievable Technical Potential | F7 | Industrial | Primary Metals | Existing | Process | Natural Gas | Strategic Energy Management | A | Incremental Energy Savings (MWh or mTherms) | Achievable Technical Potential | 0 | 0 | 2.0426 | 2.0074 | 1.9728 | 1.9388 | 1.9054 | 1.8725 | 1.8402 | 1.8085 | 1.7773 | 1.7467 | 1.7166 | 1.687 | 1.6579 | 1.6293 | 1.6012 | 1.5736 | 1.5465 | 1.5198 | 1.4936 | 1.4679
F8_Industrial_Primary Metals_Existing_Process_Natural Gas_Strategic Energy Management_A_Achievable Technical Potential | F8 | Industrial | Primary Metals | Existing | Process | Natural Gas | Strategic Energy Management | A | Incremental Summer Peak Savings (MW) | Achievable Technical Potential | 0 | 0 | 0 | 0 | 0 | 0 | 0 | 0 | 0 | 0 | 0 | 0 | 0 | 0 | 0 | 0 | 0 | 0 | 0 | 0 | 0 | 0
F9_Industrial_Primary Metals_Existing_Process_Natural Gas_Strategic Energy Management_A_Achievable Technical Potential | F9 | Industrial | Primary Metals | Existing | Process | Natural Gas | Strategic Energy Management | A | Incremental Winter Peak Savings (MW) | Achievable Technical Potential | 0 | 0 | 0 | 0 | 0 | 0 | 0 | 0 | 0 | 0 | 0 | 0 | 0 | 0 | 0 | 0 | 0 | 0 | 0 | 0 | 0 | 0
F10_Industrial_Primary Metals_Existing_Process_Natural Gas_Strategic Energy Management_A_Achievable Technical Potential | F10 | Industrial | Primary Metals | Existing | Process | Natural Gas | Strategic Energy Management | A | Cumulative Energy Savings (MWh or mTherms) | Achievable Technical Potential | 0 | 0 | 2.0426 | 4.0501 | 6.0229 | 7.9617 | 9.8671 | 11.7396 | 13.5798 | 15.3883 | 17.1657 | 18.9123 | 20.6289 | 22.3159 | 23.9738 | 25.6031 | 27.2043 | 28.7779 | 30.3244 | 31.8442 | 33.3378 | 34.8056
F11_Industrial_Primary Metals_Existing_Process_Natural Gas_Strategic Energy Management_A_Achievable Technical Potential | F11 | Industrial | Primary Metals | Existing | Process | Natural Gas | Strategic Energy Management | A | Cumulative Summer Peak Savings (MW) | Achievable Technical Potential | 0 | 0 | 0 | 0 | 0 | 0 | 0 | 0 | 0 | 0 | 0 | 0 | 0 | 0 | 0 | 0 | 0 | 0 | 0 | 0 | 0 | 0
F12_Industrial_Primary Metals_Existing_Process_Natural Gas_Strategic Energy Management_A_Achievable Technical Potential | F12 | Industrial | Primary Metals | Existing | Process | Natural Gas | Strategic Energy Management | A | Cumulative Winter Peak Savings (MW) | Achievable Technical Potential | 0 | 0 | 0 | 0 | 0 | 0 | 0 | 0 | 0 | 0 | 0 | 0 | 0 | 0 | 0 | 0 | 0 | 0 | 0 | 0 | 0 | 0
F13_Industrial_Primary Metals_Existing_Process_Natural Gas_Strategic Energy Management_A_Achievable Technical Potential | F13 | Industrial | Primary Metals | Existing | Process | Natural Gas | Strategic Energy Management | A | Purchases (Incremental) | Achievable Technical Potential | 0 | 0 | 20.2665 | 19.9171 | 19.5737 | 19.2362 | 18.9046 | 18.5786 | 18.2583 | 17.9435 | 17.6341 | 17.3301 | 17.0313 | 16.7377 | 16.4491 | 16.1655 | 15.8868 | 15.6128 | 15.3437 | 15.0791 | 14.8191 | 14.5636
F14_Industrial_Primary Metals_Existing_Process_Natural Gas_Strategic Energy Management_A_Achievable Technical Potential | F14 | Industrial | Primary Metals | Existing | Process | Natural Gas | Strategic Energy Management | A | Purchases (Cumulative) | Achievable Technical Potential | 0 | 0 | 20.2665 | 40.1836 | 59.7573 | 78.9936 | 97.8981 | 116.4767 | 134.735 | 152.6786 | 170.3127 | 187.6428 | 204.6741 | 221.4117 | 237.8608 | 254.0263 | 269.9131 | 285.5259 | 300.8696 | 315.9487 | 330.7678 | 345.3315
F1_Industrial_Primary Metals_Existing_Miscellaneous_Natural Gas_Strategic Energy Management_A_Achievable Technical Potential | F1 | Industrial | Primary Metals | Existing | Miscellaneous | Natural Gas | Strategic Energy Management | A | Original Unit Energy Savings (kWh or therms) | Achievable Technical Potential | 0 | 0 | 17.014 | 17.014 | 17.014 | 17.014 | 17.014 | 17.014 | 17.014 | 17.014 | 17.014 | 17.014 | 17.014 | 17.014 | 17.014 | 17.014 | 17.014 | 17.014 | 17.014 | 17.014 | 17.014 | 17.014
F2_Industrial_Primary Metals_Existing_Miscellaneous_Natural Gas_Strategic Energy Management_A_Achievable Technical Potential | F2 | Industrial | Primary Metals | Existing | Miscellaneous | Natural Gas | Strategic Energy Management | A | Original Unit Summer Peak Savings (kW) | Achievable Technical Potential | 0 | 0 | 0 | 0 | 0 | 0 | 0 | 0 | 0 | 0 | 0 | 0 | 0 | 0 | 0 | 0 | 0 | 0 | 0 | 0 | 0 | 0
F3_Industrial_Primary Metals_Existing_Miscellaneous_Natural Gas_Strategic Energy Management_A_Achievable Technical Potential | F3 | Industrial | Primary Metals | Existing | Miscellaneous | Natural Gas | Strategic Energy Management | A | Original Unit Winter Peak Savings (kW) | Achievable Technical Potential | 0 | 0 | 0 | 0 | 0 | 0 | 0 | 0 | 0 | 0 | 0 | 0 | 0 | 0 | 0 | 0 | 0 | 0 | 0 | 0 | 0 | 0
F4_Industrial_Primary Metals_Existing_Miscellaneous_Natural Gas_Strategic Energy Management_A_Achievable Technical Potential | F4 | Industrial | Primary Metals | Existing | Miscellaneous | Natural Gas | Strategic Energy Management | A | Standalone Impact on Baseline Energy (%) | Achievable Technical Potential | 0% | 0% | 0.08224% | 0.1659% | 0.2511% | 0.3377% | 0.4259% | 0.5156% | 0.6069% | 0.6997% | 0.7943% | 0.8904% | 0.9883% | 1.088% | 1.189% | 1.292% | 1.397% | 1.504% | 1.613% | 1.723% | 1.836% | 1.95%
F5_Industrial_Primary Metals_Existing_Miscellaneous_Natural Gas_Strategic Energy Management_A_Achievable Technical Potential | F5 | Industrial | Primary Metals | Existing | Miscellaneous | Natural Gas | Strategic Energy Management | A | Standalone Impact on Baseline Summer Peak (%) | Achievable Technical Potential | bar: 2019 to 2040
F6_Industrial_Primary Metals_Existing_Miscellaneous_Natural Gas_Strategic Energy Management_A_Achievable Technical Potential | F6 | Industrial | Primary Metals | Existing | Miscellaneous | Natural Gas | Strategic Energy Management | A | Standalone Impact on Baseline Winter Peak (%) | Achievable Technical Potential | bar: 2019 to 2040
F7_Industrial_Primary Metals_Existing_Miscellaneous_Natural Gas_Strategic Energy Management_A_Achievable Technical Potential | F7 | Industrial | Primary Metals | Existing | Miscellaneous | Natural Gas | Strategic Energy Management | A | Incremental Energy Savings (MWh or mTherms) | Achievable Technical Potential | 0 | 0 | 0.086204 | 0.084718 | 0.083257 | 0.081821 | 0.080411 | 0.079024 | 0.077662 | 0.076323 | 0.075007 | 0.073714 | 0.072443 | 0.071194 | 0.069966 | 0.06876 | 0.067574 | 0.066409 | 0.065264 | 0.064139 | 0.063033 | 0.061947
F8_Industrial_Primary Metals_Existing_Miscellaneous_Natural Gas_Strategic Energy Management_A_Achievable Technical Potential | F8 | Industrial | Primary Metals | Existing | Miscellaneous | Natural Gas | Strategic Energy Management | A | Incremental Summer Peak Savings (MW) | Achievable Technical Potential | 0 | 0 | 0 | 0 | 0 | 0 | 0 | 0 | 0 | 0 | 0 | 0 | 0 | 0 | 0 | 0 | 0 | 0 | 0 | 0 | 0 | 0
F9_Industrial_Primary Metals_Existing_Miscellaneous_Natural Gas_Strategic Energy Management_A_Achievable Technical Potential | F9 | Industrial | Primary Metals | Existing | Miscellaneous | Natural Gas | Strategic Energy Management | A | Incremental Winter Peak Savings (MW) | Achievable Technical Potential | 0 | 0 | 0 | 0 | 0 | 0 | 0 | 0 | 0 | 0 | 0 | 0 | 0 | 0 | 0 | 0 | 0 | 0 | 0 | 0 | 0 | 0
F10_Industrial_Primary Metals_Existing_Miscellaneous_Natural Gas_Strategic Energy Management_A_Achievable Technical Potential | F10 | Industrial | Primary Metals | Existing | Miscellaneous | Natural Gas | Strategic Energy Management | A | Cumulative Energy Savings (MWh or mTherms) | Achievable Technical Potential | 0 | 0 | 0.086204 | 0.17092 | 0.25418 | 0.336 | 0.41641 | 0.49543 | 0.5731 | 0.64942 | 0.72443 | 0.79814 | 0.87058 | 0.94178 | 1.0117 | 1.0805 | 1.1481 | 1.2145 | 1.2798 | 1.3439 | 1.4069 | 1.4689
F11_Industrial_Primary Metals_Existing_Miscellaneous_Natural Gas_Strategic Energy Management_A_Achievable Technical Potential | F11 | Industrial | Primary Metals | Existing | Miscellaneous | Natural Gas | Strategic Energy Management | A | Cumulative Summer Peak Savings (MW) | Achievable Technical Potential | 0 | 0 | 0 | 0 | 0 | 0 | 0 | 0 | 0 | 0 | 0 | 0 | 0 | 0 | 0 | 0 | 0 | 0 | 0 | 0 | 0 | 0
F12_Industrial_Primary Metals_Existing_Miscellaneous_Natural Gas_Strategic Energy Management_A_Achievable Technical Potential | F12 | Industrial | Primary Metals | Existing | Miscellaneous | Natural Gas | Strategic Energy Management | A | Cumulative Winter Peak Savings (MW) | Achievable Technical Potential | 0 | 0 | 0 | 0 | 0 | 0 | 0 | 0 | 0 | 0 | 0 | 0 | 0 | 0 | 0 | 0 | 0 | 0 | 0 | 0 | 0 | 0
F13_Industrial_Primary Metals_Existing_Miscellaneous_Natural Gas_Strategic Energy Management_A_Achievable Technical Potential | F13 | Industrial | Primary Metals | Existing | Miscellaneous | Natural Gas | Strategic Energy Management | A | Purchases (Incremental) | Achievable Technical Potential | 0 | 0 | 5.0666 | 4.9793 | 4.8934 | 4.8091 | 4.7261 | 4.6447 | 4.5646 | 4.4859 | 4.4085 | 4.3325 | 4.2578 | 4.1844 | 4.1123 | 4.0414 | 3.9717 | 3.9032 | 3.8359 | 3.7698 | 3.7048 | 3.6409
F14_Industrial_Primary Metals_Existing_Miscellaneous_Natural Gas_Strategic Energy Management_A_Achievable Technical Potential | F14 | Industrial | Primary Metals | Existing | Miscellaneous | Natural Gas | Strategic Energy Management | A | Purchases (Cumulative) | Achievable Technical Potential | 0 | 0 | 5.0666 | 10.0459 | 14.9393 | 19.7484 | 24.4745 | 29.1192 | 33.6838 | 38.1696 | 42.5782 | 46.9107 | 51.1685 | 55.3529 | 59.4652 | 63.5066 | 67.4783 | 71.3815 | 75.2174 | 78.9872 | 82.692 | 86.3329
F1_Industrial_Primary Metals_Existing_Space Heating_Natural Gas_Commissioning_A_Achievable Technical Potential | F1 | Industrial | Primary Metals | Existing | Space Heating | Natural Gas | Commissioning | A | Original Unit Energy Savings (kWh or therms) | Achievable Technical Potential | 0 | 0 | 21.7005 | 21.6489 | 21.5975 | 21.5467 | 21.4968 | 21.4482 | 21.4012 | 21.3561 | 21.3132 | 21.2727 | 21.2345 | 21.1985 | 21.1646 | 21.1327 | 21.1026 | 21.0744 | 21.0478 | 21.0229 | 20.9994 | 20.9775
F2_Industrial_Primary Metals_Existing_Space Heating_Natural Gas_Commissioning_A_Achievable Technical Potential | F2 | Industrial | Primary Metals | Existing | Space Heating | Natural Gas | Commissioning | A | Original Unit Summer Peak Savings (kW) | Achievable Technical Potential | 0 | 0 | 0 | 0 | 0 | 0 | 0 | 0 | 0 | 0 | 0 | 0 | 0 | 0 | 0 | 0 | 0 | 0 | 0 | 0 | 0 | 0
F3_Industrial_Primary Metals_Existing_Space Heating_Natural Gas_Commissioning_A_Achievable Technical Potential | F3 | Industrial | Primary Metals | Existing | Space Heating | Natural Gas | Commissioning | A | Original Unit Winter Peak Savings (kW) | Achievable Technical Potential | 0 | 0 | 0 | 0 | 0 | 0 | 0 | 0 | 0 | 0 | 0 | 0 | 0 | 0 | 0 | 0 | 0 | 0 | 0 | 0 | 0 | 0
F4_Industrial_Primary Metals_Existing_Space Heating_Natural Gas_Commissioning_A_Achievable Technical Potential | F4 | Industrial | Primary Metals | Existing | Space Heating | Natural Gas | Commissioning | A | Standalone Impact on Baseline Energy (%) | Achievable Technical Potential | bar: 2019 to 2040
F5_Industrial_Primary Metals_Existing_Space Heating_Natural Gas_Commissioning_A_Achievable Technical Potential | F5 | Industrial | Primary Metals | Existing | Space Heating | Natural Gas | Commissioning | A | Standalone Impact on Baseline Summer Peak (%) | Achievable Technical Potential | bar: 2019 to 2040
F6_Industrial_Primary Metals_Existing_Space Heating_Natural Gas_Commissioning_A_Achievable Technical Potential | F6 | Industrial | Primary Metals | Existing | Space Heating | Natural Gas | Commissioning | A | Standalone Impact on Baseline Winter Peak (%) | Achievable Technical Potential | bar: 2019 to 2040
F7_Industrial_Primary Metals_Existing_Space Heating_Natural Gas_Commissioning_A_Achievable Technical Potential | F7 | Industrial | Primary Metals | Existing | Space Heating | Natural Gas | Commissioning | A | Incremental Energy Savings (MWh or mTherms) | Achievable Technical Potential | 0 | 0 | 0 | 0 | 0 | 0 | 0 | 0 | 0 | 0 | 0 | 0 | 0 | 0 | 0 | 0 | 0 | 0 | 0 | 0 | 0 | 0
F8_Industrial_Primary Metals_Existing_Space Heating_Natural Gas_Commissioning_A_Achievable Technical Potential | F8 | Industrial | Primary Metals | Existing | Space Heating | Natural Gas | Commissioning | A | Incremental Summer Peak Savings (MW) | Achievable Technical Potential | 0 | 0 | 0 | 0 | 0 | 0 | 0 | 0 | 0 | 0 | 0 | 0 | 0 | 0 | 0 | 0 | 0 | 0 | 0 | 0 | 0 | 0
F9_Industrial_Primary Metals_Existing_Space Heating_Natural Gas_Commissioning_A_Achievable Technical Potential | F9 | Industrial | Primary Metals | Existing | Space Heating | Natural Gas | Commissioning | A | Incremental Winter Peak Savings (MW) | Achievable Technical Potential | 0 | 0 | 0 | 0 | 0 | 0 | 0 | 0 | 0 | 0 | 0 | 0 | 0 | 0 | 0 | 0 | 0 | 0 | 0 | 0 | 0 | 0
F10_Industrial_Primary Metals_Existing_Space Heating_Natural Gas_Commissioning_A_Achievable Technical Potential | F10 | Industrial | Primary Metals | Existing | Space Heating | Natural Gas | Commissioning | A | Cumulative Energy Savings (MWh or mTherms) | Achievable Technical Potential | 0 | 0 | 0 | 0 | 0 | 0 | 0 | 0 | 0 | 0 | 0 | 0 | 0 | 0 | 0 | 0 | 0 | 0 | 0 | 0 | 0 | 0
F11_Industrial_Primary Metals_Existing_Space Heating_Natural Gas_Commissioning_A_Achievable Technical Potential | F11 | Industrial | Primary Metals | Existing | Space Heating | Natural Gas | Commissioning | A | Cumulative Summer Peak Savings (MW) | Achievable Technical Potential | 0 | 0 | 0 | 0 | 0 | 0 | 0 | 0 | 0 | 0 | 0 | 0 | 0 | 0 | 0 | 0 | 0 | 0 | 0 | 0 | 0 | 0
F12_Industrial_Primary Metals_Existing_Space Heating_Natural Gas_Commissioning_A_Achievable Technical Potential | F12 | Industrial | Primary Metals | Existing | Space Heating | Natural Gas | Commissioning | A | Cumulative Winter Peak Savings (MW) | Achievable Technical Potential | 0 | 0 | 0 | 0 | 0 | 0 | 0 | 0 | 0 | 0 | 0 | 0 | 0 | 0 | 0 | 0 | 0 | 0 | 0 | 0 | 0 | 0
F13_Industrial_Primary Metals_Existing_Space Heating_Natural Gas_Commissioning_A_Achievable Technical Potential | F13 | Industrial | Primary Metals | Existing | Space Heating | Natural Gas | Commissioning | A | Purchases (Incremental) | Achievable Technical Potential | 0 | 0 | 0 | 0 | 0 | 0 | 0 | 0 | 0 | 0 | 0 | 0 | 0 | 0 | 0 | 0 | 0 | 0 | 0 | 0 | 0 | 0
F14_Industrial_Primary Metals_Existing_Space Heating_Natural Gas_Commissioning_A_Achievable Technical Potential | F14 | Industrial | Primary Metals | Existing | Space Heating | Natural Gas | Commissioning | A | Purchases (Cumulative) | Achievable Technical Potential | 0 | 0 | 0 | 0 | 0 | 0 | 0 | 0 | 0 | 0 | 0 | 0 | 0 | 0 | 0 | 0 | 0 | 0 | 0 | 0 | 0 | 0
F1_Industrial_Primary Metals_Existing_Process_Natural Gas_Commissioning_A_Achievable Technical Potential | F1 | Industrial | Primary Metals | Existing | Process | Natural Gas | Commissioning | A | Original Unit Energy Savings (kWh or therms) | Achievable Technical Potential | 0 | 0 | 562.5435 | 562.5435 | 562.5435 | 562.5435 | 562.5435 | 562.5435 | 562.5435 | 562.5435 | 562.5435 | 562.5435 | 562.5435 | 562.5435 | 562.5435 | 562.5435 | 562.5435 | 562.5435 | 562.5435 | 562.5435 | 562.5435 | 562.5435
F2_Industrial_Primary Metals_Existing_Process_Natural Gas_Commissioning_A_Achievable Technical Potential | F2 | Industrial | Primary Metals | Existing | Process | Natural Gas | Commissioning | A | Original Unit Summer Peak Savings (kW) | Achievable Technical Potential | 0 | 0 | 0 | 0 | 0 | 0 | 0 | 0 | 0 | 0 | 0 | 0 | 0 | 0 | 0 | 0 | 0 | 0 | 0 | 0 | 0 | 0
F3_Industrial_Primary Metals_Existing_Process_Natural Gas_Commissioning_A_Achievable Technical Potential | F3 | Industrial | Primary Metals | Existing | Process | Natural Gas | Commissioning | A | Original Unit Winter Peak Savings (kW) | Achievable Technical Potential | 0 | 0 | 0 | 0 | 0 | 0 | 0 | 0 | 0 | 0 | 0 | 0 | 0 | 0 | 0 | 0 | 0 | 0 | 0 | 0 | 0 | 0
F4_Industrial_Primary Metals_Existing_Process_Natural Gas_Commissioning_A_Achievable Technical Potential | F4 | Industrial | Primary Metals | Existing | Process | Natural Gas | Commissioning | A | Standalone Impact on Baseline Energy (%) | Achievable Technical Potential | bar: 2019 to 2040
F5_Industrial_Primary Metals_Existing_Process_Natural Gas_Commissioning_A_Achievable Technical Potential | F5 | Industrial | Primary Metals | Existing | Process | Natural Gas | Commissioning | A | Standalone Impact on Baseline Summer Peak (%) | Achievable Technical Potential | bar: 2019 to 2040
F6_Industrial_Primary Metals_Existing_Process_Natural Gas_Commissioning_A_Achievable Technical Potential | F6 | Industrial | Primary Metals | Existing | Process | Natural Gas | Commissioning | A | Standalone Impact on Baseline Winter Peak (%) | Achievable Technical Potential | bar: 2019 to 2040
F7_Industrial_Primary Metals_Existing_Process_Natural Gas_Commissioning_A_Achievable Technical Potential | F7 | Industrial | Primary Metals | Existing | Process | Natural Gas | Commissioning | A | Incremental Energy Savings (MWh or mTherms) | Achievable Technical Potential | 0 | 0 | 0 | 0 | 0 | 0 | 0 | 0 | 0 | 0 | 0 | 0 | 0 | 0 | 0 | 0 | 0 | 0 | 0 | 0 | 0 | 0
F8_Industrial_Primary Metals_Existing_Process_Natural Gas_Commissioning_A_Achievable Technical Potential | F8 | Industrial | Primary Metals | Existing | Process | Natural Gas | Commissioning | A | Incremental Summer Peak Savings (MW) | Achievable Technical Potential | 0 | 0 | 0 | 0 | 0 | 0 | 0 | 0 | 0 | 0 | 0 | 0 | 0 | 0 | 0 | 0 | 0 | 0 | 0 | 0 | 0 | 0
F9_Industrial_Primary Metals_Existing_Process_Natural Gas_Commissioning_A_Achievable Technical Potential | F9 | Industrial | Primary Metals | Existing | Process | Natural Gas | Commissioning | A | Incremental Winter Peak Savings (MW) | Achievable Technical Potential | 0 | 0 | 0 | 0 | 0 | 0 | 0 | 0 | 0 | 0 | 0 | 0 | 0 | 0 | 0 | 0 | 0 | 0 | 0 | 0 | 0 | 0
F10_Industrial_Primary Metals_Existing_Process_Natural Gas_Commissioning_A_Achievable Technical Potential | F10 | Industrial | Primary Metals | Existing | Process | Natural Gas | Commissioning | A | Cumulative Energy Savings (MWh or mTherms) | Achievable Technical Potential | 0 | 0 | 0 | 0 | 0 | 0 | 0 | 0 | 0 | 0 | 0 | 0 | 0 | 0 | 0 | 0 | 0 | 0 | 0 | 0 | 0 | 0
F11_Industrial_Primary Metals_Existing_Process_Natural Gas_Commissioning_A_Achievable Technical Potential | F11 | Industrial | Primary Metals | Existing | Process | Natural Gas | Commissioning | A | Cumulative Summer Peak Savings (MW) | Achievable Technical Potential | 0 | 0 | 0 | 0 | 0 | 0 | 0 | 0 | 0 | 0 | 0 | 0 | 0 | 0 | 0 | 0 | 0 | 0 | 0 | 0 | 0 | 0
F12_Industrial_Primary Metals_Existing_Process_Natural Gas_Commissioning_A_Achievable Technical Potential | F12 | Industrial | Primary Metals | Existing | Process | Natural Gas | Commissioning | A | Cumulative Winter Peak Savings (MW) | Achievable Technical Potential | 0 | 0 | 0 | 0 | 0 | 0 | 0 | 0 | 0 | 0 | 0 | 0 | 0 | 0 | 0 | 0 | 0 | 0 | 0 | 0 | 0 | 0
F13_Industrial_Primary Metals_Existing_Process_Natural Gas_Commissioning_A_Achievable Technical Potential | F13 | Industrial | Primary Metals | Existing | Process | Natural Gas | Commissioning | A | Purchases (Incremental) | Achievable Technical Potential | 0 | 0 | 0 | 0 | 0 | 0 | 0 | 0 | 0 | 0 | 0 | 0 | 0 | 0 | 0 | 0 | 0 | 0 | 0 | 0 | 0 | 0
F14_Industrial_Primary Metals_Existing_Process_Natural Gas_Commissioning_A_Achievable Technical Potential | F14 | Industrial | Primary Metals | Existing | Process | Natural Gas | Commissioning | A | Purchases (Cumulative) | Achievable Technical Potential | 0 | 0 | 0 | 0 | 0 | 0 | 0 | 0 | 0 | 0 | 0 | 0 | 0 | 0 | 0 | 0 | 0 | 0 | 0 | 0 | 0 | 0
F1_Industrial_Primary Metals_Existing_Space Heating_Natural Gas_Retrocommissioning_A_Achievable Technical Potential | F1 | Industrial | Primary Metals | Existing | Space Heating | Natural Gas | Retrocommissioning | A | Original Unit Energy Savings (kWh or therms) | Achievable Technical Potential | 0 | 0 | 3.0141 | 3.0069 | 2.9997 | 2.9927 | 2.9858 | 2.979 | 2.9725 | 2.9662 | 2.9602 | 2.9546 | 2.9493 | 2.9443 | 2.9396 | 2.9352 | 2.931 | 2.9271 | 2.9234 | 2.9199 | 2.9167 | 2.9136
F2_Industrial_Primary Metals_Existing_Space Heating_Natural Gas_Retrocommissioning_A_Achievable Technical Potential | F2 | Industrial | Primary Metals | Existing | Space Heating | Natural Gas | Retrocommissioning | A | Original Unit Summer Peak Savings (kW) | Achievable Technical Potential | 0 | 0 | 0 | 0 | 0 | 0 | 0 | 0 | 0 | 0 | 0 | 0 | 0 | 0 | 0 | 0 | 0 | 0 | 0 | 0 | 0 | 0
F3_Industrial_Primary Metals_Existing_Space Heating_Natural Gas_Retrocommissioning_A_Achievable Technical Potential | F3 | Industrial | Primary Metals | Existing | Space Heating | Natural Gas | Retrocommissioning | A | Original Unit Winter Peak Savings (kW) | Achievable Technical Potential | 0 | 0 | 0 | 0 | 0 | 0 | 0 | 0 | 0 | 0 | 0 | 0 | 0 | 0 | 0 | 0 | 0 | 0 | 0 | 0 | 0 | 0
F4_Industrial_Primary Metals_Existing_Space Heating_Natural Gas_Retrocommissioning_A_Achievable Technical Potential | F4 | Industrial | Primary Metals | Existing | Space Heating | Natural Gas | Retrocommissioning | A | Standalone Impact on Baseline Energy (%) | Achievable Technical Potential | 0% | 0% | 0.0124% | 0.02501% | 0.03784% | 0.0509% | 0.06419% | 0.07772% | 0.09148% | 0.1055% | 0.1197% | 0.1342% | 0.149% | 0.164% | 0.1793% | 0.1948% | 0.2106% | 0.2267% | 0.2431% | 0.2597% | 0.2767% | 0.2939%
F5_Industrial_Primary Metals_Existing_Space Heating_Natural Gas_Retrocommissioning_A_Achievable Technical Potential | F5 | Industrial | Primary Metals | Existing | Space Heating | Natural Gas | Retrocommissioning | A | Standalone Impact on Baseline Summer Peak (%) | Achievable Technical Potential | bar: 2019 to 2040
F6_Industrial_Primary Metals_Existing_Space Heating_Natural Gas_Retrocommissioning_A_Achievable Technical Potential | F6 | Industrial | Primary Metals | Existing | Space Heating | Natural Gas | Retrocommissioning | A | Standalone Impact on Baseline Winter Peak (%) | Achievable Technical Potential | bar: 2019 to 2040
F7_Industrial_Primary Metals_Existing_Space Heating_Natural Gas_Retrocommissioning_A_Achievable Technical Potential | F7 | Industrial | Primary Metals | Existing | Space Heating | Natural Gas | Retrocommissioning | A | Incremental Energy Savings (MWh or mTherms) | Achievable Technical Potential | 0 | 0 | 0.011878 | 0.011645 | 0.011417 | 0.011194 | 0.010975 | 0.010762 | 0.010553 | 0.010349 | 0.01015 | 0.0099563 | 0.0097671 | 0.0095824 | 0.0094022 | 0.0092261 | 0.0090542 | 0.0088861 | 0.0087219 | 0.0085614 | 0.0084044 | 0.0082508
F8_Industrial_Primary Metals_Existing_Space Heating_Natural Gas_Retrocommissioning_A_Achievable Technical Potential | F8 | Industrial | Primary Metals | Existing | Space Heating | Natural Gas | Retrocommissioning | A | Incremental Summer Peak Savings (MW) | Achievable Technical Potential | 0 | 0 | 0 | 0 | 0 | 0 | 0 | 0 | 0 | 0 | 0 | 0 | 0 | 0 | 0 | 0 | 0 | 0 | 0 | 0 | 0 | 0
F9_Industrial_Primary Metals_Existing_Space Heating_Natural Gas_Retrocommissioning_A_Achievable Technical Potential | F9 | Industrial | Primary Metals | Existing | Space Heating | Natural Gas | Retrocommissioning | A | Incremental Winter Peak Savings (MW) | Achievable Technical Potential | 0 | 0 | 0 | 0 | 0 | 0 | 0 | 0 | 0 | 0 | 0 | 0 | 0 | 0 | 0 | 0 | 0 | 0 | 0 | 0 | 0 | 0
F10_Industrial_Primary Metals_Existing_Space Heating_Natural Gas_Retrocommissioning_A_Achievable Technical Potential | F10 | Industrial | Primary Metals | Existing | Space Heating | Natural Gas | Retrocommissioning | A | Cumulative Energy Savings (MWh or mTherms) | Achievable Technical Potential | 0 | 0 | 0.011878 | 0.023494 | 0.034855 | 0.045967 | 0.056836 | 0.067469 | 0.077874 | 0.088059 | 0.098033 | 0.1078 | 0.11738 | 0.12676 | 0.13596 | 0.14498 | 0.15383 | 0.16251 | 0.17103 | 0.17938 | 0.18759 | 0.19564
F11_Industrial_Primary Metals_Existing_Space Heating_Natural Gas_Retrocommissioning_A_Achievable Technical Potential | F11 | Industrial | Primary Metals | Existing | Space Heating | Natural Gas | Retrocommissioning | A | Cumulative Summer Peak Savings (MW) | Achievable Technical Potential | 0 | 0 | 0 | 0 | 0 | 0 | 0 | 0 | 0 | 0 | 0 | 0 | 0 | 0 | 0 | 0 | 0 | 0 | 0 | 0 | 0 | 0
F12_Industrial_Primary Metals_Existing_Space Heating_Natural Gas_Retrocommissioning_A_Achievable Technical Potential | F12 | Industrial | Primary Metals | Existing | Space Heating | Natural Gas | Retrocommissioning | A | Cumulative Winter Peak Savings (MW) | Achievable Technical Potential | 0 | 0 | 0 | 0 | 0 | 0 | 0 | 0 | 0 | 0 | 0 | 0 | 0 | 0 | 0 | 0 | 0 | 0 | 0 | 0 | 0 | 0
F13_Industrial_Primary Metals_Existing_Space Heating_Natural Gas_Retrocommissioning_A_Achievable Technical Potential | F13 | Industrial | Primary Metals | Existing | Space Heating | Natural Gas | Retrocommissioning | A | Purchases (Incremental) | Achievable Technical Potential | 0 | 0 | 3.9407 | 3.8728 | 3.806 | 3.7404 | 3.6759 | 3.6125 | 3.5502 | 3.489 | 3.4289 | 3.3697 | 3.3116 | 3.2545 | 3.1984 | 3.1433 | 3.0891 | 3.0358 | 2.9835 | 2.9321 | 2.8815 | 2.8318
F14_Industrial_Primary Metals_Existing_Space Heating_Natural Gas_Retrocommissioning_A_Achievable Technical Potential | F14 | Industrial | Primary Metals | Existing | Space Heating | Natural Gas | Retrocommissioning | A | Purchases (Cumulative) | Achievable Technical Potential | 0 | 0 | 3.9407 | 7.8135 | 11.6195 | 15.3599 | 19.0357 | 22.6483 | 26.1985 | 29.6875 | 33.1164 | 36.4861 | 39.7977 | 43.0523 | 46.2507 | 49.394 | 52.4831 | 55.5189 | 58.5024 | 61.4345 | 64.316 | 67.1478
F1_Industrial_Primary Metals_Existing_Process_Natural Gas_Retrocommissioning_A_Achievable Technical Potential | F1 | Industrial | Primary Metals | Existing | Process | Natural Gas | Retrocommissioning | A | Original Unit Energy Savings (kWh or therms) | Achievable Technical Potential | 0 | 0 | 0 | 0 | 0 | 0 | 0 | 0 | 0 | 0 | 0 | 0 | 0 | 0 | 0 | 0 | 0 | 0 | 0 | 0 | 0 | 0
F2_Industrial_Primary Metals_Existing_Process_Natural Gas_Retrocommissioning_A_Achievable Technical Potential | F2 | Industrial | Primary Metals | Existing | Process | Natural Gas | Retrocommissioning | A | Original Unit Summer Peak Savings (kW) | Achievable Technical Potential | 0 | 0 | 0 | 0 | 0 | 0 | 0 | 0 | 0 | 0 | 0 | 0 | 0 | 0 | 0 | 0 | 0 | 0 | 0 | 0 | 0 | 0
F3_Industrial_Primary Metals_Existing_Process_Natural Gas_Retrocommissioning_A_Achievable Technical Potential | F3 | Industrial | Primary Metals | Existing | Process | Natural Gas | Retrocommissioning | A | Original Unit Winter Peak Savings (kW) | Achievable Technical Potential | 0 | 0 | 0 | 0 | 0 | 0 | 0 | 0 | 0 | 0 | 0 | 0 | 0 | 0 | 0 | 0 | 0 | 0 | 0 | 0 | 0 | 0
F4_Industrial_Primary Metals_Existing_Process_Natural Gas_Retrocommissioning_A_Achievable Technical Potential | F4 | Industrial | Primary Metals | Existing | Process | Natural Gas | Retrocommissioning | A | Standalone Impact on Baseline Energy (%) | Achievable Technical Potential | bar: 2019 to 2040
F5_Industrial_Primary Metals_Existing_Process_Natural Gas_Retrocommissioning_A_Achievable Technical Potential | F5 | Industrial | Primary Metals | Existing | Process | Natural Gas | Retrocommissioning | A | Standalone Impact on Baseline Summer Peak (%) | Achievable Technical Potential | bar: 2019 to 2040
F6_Industrial_Primary Metals_Existing_Process_Natural Gas_Retrocommissioning_A_Achievable Technical Potential | F6 | Industrial | Primary Metals | Existing | Process | Natural Gas | Retrocommissioning | A | Standalone Impact on Baseline Winter Peak (%) | Achievable Technical Potential | bar: 2019 to 2040
F7_Industrial_Primary Metals_Existing_Process_Natural Gas_Retrocommissioning_A_Achievable Technical Potential | F7 | Industrial | Primary Metals | Existing | Process | Natural Gas | Retrocommissioning | A | Incremental Energy Savings (MWh or mTherms) | Achievable Technical Potential | 0 | 0 | 0 | 0 | 0 | 0 | 0 | 0 | 0 | 0 | 0 | 0 | 0 | 0 | 0 | 0 | 0 | 0 | 0 | 0 | 0 | 0
F8_Industrial_Primary Metals_Existing_Process_Natural Gas_Retrocommissioning_A_Achievable Technical Potential | F8 | Industrial | Primary Metals | Existing | Process | Natural Gas | Retrocommissioning | A | Incremental Summer Peak Savings (MW) | Achievable Technical Potential | 0 | 0 | 0 | 0 | 0 | 0 | 0 | 0 | 0 | 0 | 0 | 0 | 0 | 0 | 0 | 0 | 0 | 0 | 0 | 0 | 0 | 0
F9_Industrial_Primary Metals_Existing_Process_Natural Gas_Retrocommissioning_A_Achievable Technical Potential | F9 | Industrial | Primary Metals | Existing | Process | Natural Gas | Retrocommissioning | A | Incremental Winter Peak Savings (MW) | Achievable Technical Potential | 0 | 0 | 0 | 0 | 0 | 0 | 0 | 0 | 0 | 0 | 0 | 0 | 0 | 0 | 0 | 0 | 0 | 0 | 0 | 0 | 0 | 0
F10_Industrial_Primary Metals_Existing_Process_Natural Gas_Retrocommissioning_A_Achievable Technical Potential | F10 | Industrial | Primary Metals | Existing | Process | Natural Gas | Retrocommissioning | A | Cumulative Energy Savings (MWh or mTherms) | Achievable Technical Potential | 0 | 0 | 0 | 0 | 0 | 0 | 0 | 0 | 0 | 0 | 0 | 0 | 0 | 0 | 0 | 0 | 0 | 0 | 0 | 0 | 0 | 0
F11_Industrial_Primary Metals_Existing_Process_Natural Gas_Retrocommissioning_A_Achievable Technical Potential | F11 | Industrial | Primary Metals | Existing | Process | Natural Gas | Retrocommissioning | A | Cumulative Summer Peak Savings (MW) | Achievable Technical Potential | 0 | 0 | 0 | 0 | 0 | 0 | 0 | 0 | 0 | 0 | 0 | 0 | 0 | 0 | 0 | 0 | 0 | 0 | 0 | 0 | 0 | 0
F12_Industrial_Primary Metals_Existing_Process_Natural Gas_Retrocommissioning_A_Achievable Technical Potential | F12 | Industrial | Primary Metals | Existing | Process | Natural Gas | Retrocommissioning | A | Cumulative Winter Peak Savings (MW) | Achievable Technical Potential | 0 | 0 | 0 | 0 | 0 | 0 | 0 | 0 | 0 | 0 | 0 | 0 | 0 | 0 | 0 | 0 | 0 | 0 | 0 | 0 | 0 | 0
F13_Industrial_Primary Metals_Existing_Process_Natural Gas_Retrocommissioning_A_Achievable Technical Potential | F13 | Industrial | Primary Metals | Existing | Process | Natural Gas | Retrocommissioning | A | Purchases (Incremental) | Achievable Technical Potential | 0 | 0 | 3.9407 | 3.8728 | 3.806 | 3.7404 | 3.6759 | 3.6125 | 3.5502 | 3.489 | 3.4289 | 3.3697 | 3.3116 | 3.2545 | 3.1984 | 3.1433 | 3.0891 | 3.0358 | 2.9835 | 2.9321 | 2.8815 | 2.8318
F14_Industrial_Primary Metals_Existing_Process_Natural Gas_Retrocommissioning_A_Achievable Technical Potential | F14 | Industrial | Primary Metals | Existing | Process | Natural Gas | Retrocommissioning | A | Purchases (Cumulative) | Achievable Technical Potential | 0 | 0 | 3.9407 | 7.8135 | 11.6195 | 15.3599 | 19.0357 | 22.6483 | 26.1985 | 29.6875 | 33.1164 | 36.4861 | 39.7977 | 43.0523 | 46.2507 | 49.394 | 52.4831 | 55.5189 | 58.5024 | 61.4345 | 64.316 | 67.1478
F1_Industrial_Primary Metals_New_Space Heating_Natural Gas_Insulation - Roof/Ceiling_A_Achievable Technical Potential | F1 | Industrial | Primary Metals | New | Space Heating | Natural Gas | Insulation - Roof/Ceiling | A | Original Unit Energy Savings (kWh or therms) | Achievable Technical Potential | 0 | 0 | 0.078976 | 0.078976 | 0.078976 | 0.078976 | 0.078976 | 0.078976 | 0.078976 | 0.078976 | 0.078976 | 0.078976 | 0.078976 | 0.078976 | 0.078976 | 0.078976 | 0.078976 | 0.078976 | 0.078976 | 0.078976 | 0.078976 | 0.078976
F2_Industrial_Primary Metals_New_Space Heating_Natural Gas_Insulation - Roof/Ceiling_A_Achievable Technical Potential | F2 | Industrial | Primary Metals | New | Space Heating | Natural Gas | Insulation - Roof/Ceiling | A | Original Unit Summer Peak Savings (kW) | Achievable Technical Potential | 0 | 0 | 0 | 0 | 0 | 0 | 0 | 0 | 0 | 0 | 0 | 0 | 0 | 0 | 0 | 0 | 0 | 0 | 0 | 0 | 0 | 0
F3_Industrial_Primary Metals_New_Space Heating_Natural Gas_Insulation - Roof/Ceiling_A_Achievable Technical Potential | F3 | Industrial | Primary Metals | New | Space Heating | Natural Gas | Insulation - Roof/Ceiling | A | Original Unit Winter Peak Savings (kW) | Achievable Technical Potential | 0 | 0 | 0 | 0 | 0 | 0 | 0 | 0 | 0 | 0 | 0 | 0 | 0 | 0 | 0 | 0 | 0 | 0 | 0 | 0 | 0 | 0
F4_Industrial_Primary Metals_New_Space Heating_Natural Gas_Insulation - Roof/Ceiling_A_Achievable Technical Potential | F4 | Industrial | Primary Metals | New | Space Heating | Natural Gas | Insulation - Roof/Ceiling | A | Standalone Impact on Baseline Energy (%) | Achievable Technical Potential | bar: 2019 to 2040
F5_Industrial_Primary Metals_New_Space Heating_Natural Gas_Insulation - Roof/Ceiling_A_Achievable Technical Potential | F5 | Industrial | Primary Metals | New | Space Heating | Natural Gas | Insulation - Roof/Ceiling | A | Standalone Impact on Baseline Summer Peak (%) | Achievable Technical Potential | bar: 2019 to 2040
F6_Industrial_Primary Metals_New_Space Heating_Natural Gas_Insulation - Roof/Ceiling_A_Achievable Technical Potential | F6 | Industrial | Primary Metals | New | Space Heating | Natural Gas | Insulation - Roof/Ceiling | A | Standalone Impact on Baseline Winter Peak (%) | Achievable Technical Potential | bar: 2019 to 2040
F7_Industrial_Primary Metals_New_Space Heating_Natural Gas_Insulation - Roof/Ceiling_A_Achievable Technical Potential | F7 | Industrial | Primary Metals | New | Space Heating | Natural Gas | Insulation - Roof/Ceiling | A | Incremental Energy Savings (MWh or mTherms) | Achievable Technical Potential | 0 | 0 | 0 | 0 | 0 | 0 | 0 | 0 | 0 | 0 | 0 | 0 | 0 | 0 | 0 | 0 | 0 | 0 | 0 | 0 | 0 | 0
F8_Industrial_Primary Metals_New_Space Heating_Natural Gas_Insulation - Roof/Ceiling_A_Achievable Technical Potential | F8 | Industrial | Primary Metals | New | Space Heating | Natural Gas | Insulation - Roof/Ceiling | A | Incremental Summer Peak Savings (MW) | Achievable Technical Potential | 0 | 0 | 0 | 0 | 0 | 0 | 0 | 0 | 0 | 0 | 0 | 0 | 0 | 0 | 0 | 0 | 0 | 0 | 0 | 0 | 0 | 0
F9_Industrial_Primary Metals_New_Space Heating_Natural Gas_Insulation - Roof/Ceiling_A_Achievable Technical Potential | F9 | Industrial | Primary Metals | New | Space Heating | Natural Gas | Insulation - Roof/Ceiling | A | Incremental Winter Peak Savings (MW) | Achievable Technical Potential | 0 | 0 | 0 | 0 | 0 | 0 | 0 | 0 | 0 | 0 | 0 | 0 | 0 | 0 | 0 | 0 | 0 | 0 | 0 | 0 | 0 | 0
F10_Industrial_Primary Metals_New_Space Heating_Natural Gas_Insulation - Roof/Ceiling_A_Achievable Technical Potential | F10 | Industrial | Primary Metals | New | Space Heating | Natural Gas | Insulation - Roof/Ceiling | A | Cumulative Energy Savings (MWh or mTherms) | Achievable Technical Potential | 0 | 0 | 0 | 0 | 0 | 0 | 0 | 0 | 0 | 0 | 0 | 0 | 0 | 0 | 0 | 0 | 0 | 0 | 0 | 0 | 0 | 0
F11_Industrial_Primary Metals_New_Space Heating_Natural Gas_Insulation - Roof/Ceiling_A_Achievable Technical Potential | F11 | Industrial | Primary Metals | New | Space Heating | Natural Gas | Insulation - Roof/Ceiling | A | Cumulative Summer Peak Savings (MW) | Achievable Technical Potential | 0 | 0 | 0 | 0 | 0 | 0 | 0 | 0 | 0 | 0 | 0 | 0 | 0 | 0 | 0 | 0 | 0 | 0 | 0 | 0 | 0 | 0
F12_Industrial_Primary Metals_New_Space Heating_Natural Gas_Insulation - Roof/Ceiling_A_Achievable Technical Potential | F12 | Industrial | Primary Metals | New | Space Heating | Natural Gas | Insulation - Roof/Ceiling | A | Cumulative Winter Peak Savings (MW) | Achievable Technical Potential | 0 | 0 | 0 | 0 | 0 | 0 | 0 | 0 | 0 | 0 | 0 | 0 | 0 | 0 | 0 | 0 | 0 | 0 | 0 | 0 | 0 | 0
F13_Industrial_Primary Metals_New_Space Heating_Natural Gas_Insulation - Roof/Ceiling_A_Achievable Technical Potential | F13 | Industrial | Primary Metals | New | Space Heating | Natural Gas | Insulation - Roof/Ceiling | A | Purchases (Incremental) | Achievable Technical Potential | 0 | 0 | 0 | 0 | 0 | 0 | 0 | 0 | 0 | 0 | 0 | 0 | 0 | 0 | 0 | 0 | 0 | 0 | 0 | 0 | 0 | 0
F14_Industrial_Primary Metals_New_Space Heating_Natural Gas_Insulation - Roof/Ceiling_A_Achievable Technical Potential | F14 | Industrial | Primary Metals | New | Space Heating | Natural Gas | Insulation - Roof/Ceiling | A | Purchases (Cumulative) | Achievable Technical Potential | 0 | 0 | 0 | 0 | 0 | 0 | 0 | 0 | 0 | 0 | 0 | 0 | 0 | 0 | 0 | 0 | 0 | 0 | 0 | 0 | 0 | 0
F1_Industrial_Primary Metals_New_Space Heating_Natural Gas_Insulation - Wall Cavity_A_Achievable Technical Potential | F1 | Industrial | Primary Metals | New | Space Heating | Natural Gas | Insulation - Wall Cavity | A | Original Unit Energy Savings (kWh or therms) | Achievable Technical Potential | 0 | 0 | 0.017277 | 0.017277 | 0.017277 | 0.017277 | 0.017277 | 0.017277 | 0.017277 | 0.017277 | 0.017277 | 0.017277 | 0.017277 | 0.017277 | 0.017277 | 0.017277 | 0.017277 | 0.017277 | 0.017277 | 0.017277 | 0.017277 | 0.017277
F2_Industrial_Primary Metals_New_Space Heating_Natural Gas_Insulation - Wall Cavity_A_Achievable Technical Potential | F2 | Industrial | Primary Metals | New | Space Heating | Natural Gas | Insulation - Wall Cavity | A | Original Unit Summer Peak Savings (kW) | Achievable Technical Potential | 0 | 0 | 0 | 0 | 0 | 0 | 0 | 0 | 0 | 0 | 0 | 0 | 0 | 0 | 0 | 0 | 0 | 0 | 0 | 0 | 0 | 0
F3_Industrial_Primary Metals_New_Space Heating_Natural Gas_Insulation - Wall Cavity_A_Achievable Technical Potential | F3 | Industrial | Primary Metals | New | Space Heating | Natural Gas | Insulation - Wall Cavity | A | Original Unit Winter Peak Savings (kW) | Achievable Technical Potential | 0 | 0 | 0 | 0 | 0 | 0 | 0 | 0 | 0 | 0 | 0 | 0 | 0 | 0 | 0 | 0 | 0 | 0 | 0 | 0 | 0 | 0
F4_Industrial_Primary Metals_New_Space Heating_Natural Gas_Insulation - Wall Cavity_A_Achievable Technical Potential | F4 | Industrial | Primary Metals | New | Space Heating | Natural Gas | Insulation - Wall Cavity | A | Standalone Impact on Baseline Energy (%) | Achievable Technical Potential | bar: 2019 to 2040
F5_Industrial_Primary Metals_New_Space Heating_Natural Gas_Insulation - Wall Cavity_A_Achievable Technical Potential | F5 | Industrial | Primary Metals | New | Space Heating | Natural Gas | Insulation - Wall Cavity | A | Standalone Impact on Baseline Summer Peak (%) | Achievable Technical Potential | bar: 2019 to 2040
F6_Industrial_Primary Metals_New_Space Heating_Natural Gas_Insulation - Wall Cavity_A_Achievable Technical Potential | F6 | Industrial | Primary Metals | New | Space Heating | Natural Gas | Insulation - Wall Cavity | A | Standalone Impact on Baseline Winter Peak (%) | Achievable Technical Potential | bar: 2019 to 2040
F7_Industrial_Primary Metals_New_Space Heating_Natural Gas_Insulation - Wall Cavity_A_Achievable Technical Potential | F7 | Industrial | Primary Metals | New | Space Heating | Natural Gas | Insulation - Wall Cavity | A | Incremental Energy Savings (MWh or mTherms) | Achievable Technical Potential | 0 | 0 | 0 | 0 | 0 | 0 | 0 | 0 | 0 | 0 | 0 | 0 | 0 | 0 | 0 | 0 | 0 | 0 | 0 | 0 | 0 | 0
F8_Industrial_Primary Metals_New_Space Heating_Natural Gas_Insulation - Wall Cavity_A_Achievable Technical Potential | F8 | Industrial | Primary Metals | New | Space Heating | Natural Gas | Insulation - Wall Cavity | A | Incremental Summer Peak Savings (MW) | Achievable Technical Potential | 0 | 0 | 0 | 0 | 0 | 0 | 0 | 0 | 0 | 0 | 0 | 0 | 0 | 0 | 0 | 0 | 0 | 0 | 0 | 0 | 0 | 0
F9_Industrial_Primary Metals_New_Space Heating_Natural Gas_Insulation - Wall Cavity_A_Achievable Technical Potential | F9 | Industrial | Primary Metals | New | Space Heating | Natural Gas | Insulation - Wall Cavity | A | Incremental Winter Peak Savings (MW) | Achievable Technical Potential | 0 | 0 | 0 | 0 | 0 | 0 | 0 | 0 | 0 | 0 | 0 | 0 | 0 | 0 | 0 | 0 | 0 | 0 | 0 | 0 | 0 | 0
F10_Industrial_Primary Metals_New_Space Heating_Natural Gas_Insulation - Wall Cavity_A_Achievable Technical Potential | F10 | Industrial | Primary Metals | New | Space Heating | Natural Gas | Insulation - Wall Cavity | A | Cumulative Energy Savings (MWh or mTherms) | Achievable Technical Potential | 0 | 0 | 0 | 0 | 0 | 0 | 0 | 0 | 0 | 0 | 0 | 0 | 0 | 0 | 0 | 0 | 0 | 0 | 0 | 0 | 0 | 0
F11_Industrial_Primary Metals_New_Space Heating_Natural Gas_Insulation - Wall Cavity_A_Achievable Technical Potential | F11 | Industrial | Primary Metals | New | Space Heating | Natural Gas | Insulation - Wall Cavity | A | Cumulative Summer Peak Savings (MW) | Achievable Technical Potential | 0 | 0 | 0 | 0 | 0 | 0 | 0 | 0 | 0 | 0 | 0 | 0 | 0 | 0 | 0 | 0 | 0 | 0 | 0 | 0 | 0 | 0
F12_Industrial_Primary Metals_New_Space Heating_Natural Gas_Insulation - Wall Cavity_A_Achievable Technical Potential | F12 | Industrial | Primary Metals | New | Space Heating | Natural Gas | Insulation - Wall Cavity | A | Cumulative Winter Peak Savings (MW) | Achievable Technical Potential | 0 | 0 | 0 | 0 | 0 | 0 | 0 | 0 | 0 | 0 | 0 | 0 | 0 | 0 | 0 | 0 | 0 | 0 | 0 | 0 | 0 | 0
F13_Industrial_Primary Metals_New_Space Heating_Natural Gas_Insulation - Wall Cavity_A_Achievable Technical Potential | F13 | Industrial | Primary Metals | New | Space Heating | Natural Gas | Insulation - Wall Cavity | A | Purchases (Incremental) | Achievable Technical Potential | 0 | 0 | 0 | 0 | 0 | 0 | 0 | 0 | 0 | 0 | 0 | 0 | 0 | 0 | 0 | 0 | 0 | 0 | 0 | 0 | 0 | 0
F14_Industrial_Primary Metals_New_Space Heating_Natural Gas_Insulation - Wall Cavity_A_Achievable Technical Potential | F14 | Industrial | Primary Metals | New | Space Heating | Natural Gas | Insulation - Wall Cavity | A | Purchases (Cumulative) | Achievable Technical Potential | 0 | 0 | 0 | 0 | 0 | 0 | 0 | 0 | 0 | 0 | 0 | 0 | 0 | 0 | 0 | 0 | 0 | 0 | 0 | 0 | 0 | 0
F1_Industrial_Primary Metals_New_Space Heating_Natural Gas_Insulation - Ducting_A_Achievable Technical Potential | F1 | Industrial | Primary Metals | New | Space Heating | Natural Gas | Insulation - Ducting | A | Original Unit Energy Savings (kWh or therms) | Achievable Technical Potential | 0 | 0 | 0.0012737 | 0.0012737 | 0.0012737 | 0.0012737 | 0.0012737 | 0.0012737 | 0.0012737 | 0.0012737 | 0.0012737 | 0.0012737 | 0.0012737 | 0.0012737 | 0.0012737 | 0.0012737 | 0.0012737 | 0.0012737 | 0.0012737 | 0.0012737 | 0.0012737 | 0.0012737
F2_Industrial_Primary Metals_New_Space Heating_Natural Gas_Insulation - Ducting_A_Achievable Technical Potential | F2 | Industrial | Primary Metals | New | Space Heating | Natural Gas | Insulation - Ducting | A | Original Unit Summer Peak Savings (kW) | Achievable Technical Potential | 0 | 0 | 0 | 0 | 0 | 0 | 0 | 0 | 0 | 0 | 0 | 0 | 0 | 0 | 0 | 0 | 0 | 0 | 0 | 0 | 0 | 0
F3_Industrial_Primary Metals_New_Space Heating_Natural Gas_Insulation - Ducting_A_Achievable Technical Potential | F3 | Industrial | Primary Metals | New | Space Heating | Natural Gas | Insulation - Ducting | A | Original Unit Winter Peak Savings (kW) | Achievable Technical Potential | 0 | 0 | 0 | 0 | 0 | 0 | 0 | 0 | 0 | 0 | 0 | 0 | 0 | 0 | 0 | 0 | 0 | 0 | 0 | 0 | 0 | 0
F4_Industrial_Primary Metals_New_Space Heating_Natural Gas_Insulation - Ducting_A_Achievable Technical Potential | F4 | Industrial | Primary Metals | New | Space Heating | Natural Gas | Insulation - Ducting | A | Standalone Impact on Baseline Energy (%) | Achievable Technical Potential | bar: 2019 to 2040
F5_Industrial_Primary Metals_New_Space Heating_Natural Gas_Insulation - Ducting_A_Achievable Technical Potential | F5 | Industrial | Primary Metals | New | Space Heating | Natural Gas | Insulation - Ducting | A | Standalone Impact on Baseline Summer Peak (%) | Achievable Technical Potential | bar: 2019 to 2040
F6_Industrial_Primary Metals_New_Space Heating_Natural Gas_Insulation - Ducting_A_Achievable Technical Potential | F6 | Industrial | Primary Metals | New | Space Heating | Natural Gas | Insulation - Ducting | A | Standalone Impact on Baseline Winter Peak (%) | Achievable Technical Potential | bar: 2019 to 2040
F7_Industrial_Primary Metals_New_Space Heating_Natural Gas_Insulation - Ducting_A_Achievable Technical Potential | F7 | Industrial | Primary Metals | New | Space Heating | Natural Gas | Insulation - Ducting | A | Incremental Energy Savings (MWh or mTherms) | Achievable Technical Potential | 0 | 0 | 0 | 0 | 0 | 0 | 0 | 0 | 0 | 0 | 0 | 0 | 0 | 0 | 0 | 0 | 0 | 0 | 0 | 0 | 0 | 0
F8_Industrial_Primary Metals_New_Space Heating_Natural Gas_Insulation - Ducting_A_Achievable Technical Potential | F8 | Industrial | Primary Metals | New | Space Heating | Natural Gas | Insulation - Ducting | A | Incremental Summer Peak Savings (MW) | Achievable Technical Potential | 0 | 0 | 0 | 0 | 0 | 0 | 0 | 0 | 0 | 0 | 0 | 0 | 0 | 0 | 0 | 0 | 0 | 0 | 0 | 0 | 0 | 0
F9_Industrial_Primary Metals_New_Space Heating_Natural Gas_Insulation - Ducting_A_Achievable Technical Potential | F9 | Industrial | Primary Metals | New | Space Heating | Natural Gas | Insulation - Ducting | A | Incremental Winter Peak Savings (MW) | Achievable Technical Potential | 0 | 0 | 0 | 0 | 0 | 0 | 0 | 0 | 0 | 0 | 0 | 0 | 0 | 0 | 0 | 0 | 0 | 0 | 0 | 0 | 0 | 0
F10_Industrial_Primary Metals_New_Space Heating_Natural Gas_Insulation - Ducting_A_Achievable Technical Potential | F10 | Industrial | Primary Metals | New | Space Heating | Natural Gas | Insulation - Ducting | A | Cumulative Energy Savings (MWh or mTherms) | Achievable Technical Potential | 0 | 0 | 0 | 0 | 0 | 0 | 0 | 0 | 0 | 0 | 0 | 0 | 0 | 0 | 0 | 0 | 0 | 0 | 0 | 0 | 0 | 0
F11_Industrial_Primary Metals_New_Space Heating_Natural Gas_Insulation - Ducting_A_Achievable Technical Potential | F11 | Industrial | Primary Metals | New | Space Heating | Natural Gas | Insulation - Ducting | A | Cumulative Summer Peak Savings (MW) | Achievable Technical Potential | 0 | 0 | 0 | 0 | 0 | 0 | 0 | 0 | 0 | 0 | 0 | 0 | 0 | 0 | 0 | 0 | 0 | 0 | 0 | 0 | 0 | 0
F12_Industrial_Primary Metals_New_Space Heating_Natural Gas_Insulation - Ducting_A_Achievable Technical Potential | F12 | Industrial | Primary Metals | New | Space Heating | Natural Gas | Insulation - Ducting | A | Cumulative Winter Peak Savings (MW) | Achievable Technical Potential | 0 | 0 | 0 | 0 | 0 | 0 | 0 | 0 | 0 | 0 | 0 | 0 | 0 | 0 | 0 | 0 | 0 | 0 | 0 | 0 | 0 | 0
F13_Industrial_Primary Metals_New_Space Heating_Natural Gas_Insulation - Ducting_A_Achievable Technical Potential | F13 | Industrial | Primary Metals | New | Space Heating | Natural Gas | Insulation - Ducting | A | Purchases (Incremental) | Achievable Technical Potential | 0 | 0 | 0 | 0 | 0 | 0 | 0 | 0 | 0 | 0 | 0 | 0 | 0 | 0 | 0 | 0 | 0 | 0 | 0 | 0 | 0 | 0
F14_Industrial_Primary Metals_New_Space Heating_Natural Gas_Insulation - Ducting_A_Achievable Technical Potential | F14 | Industrial | Primary Metals | New | Space Heating | Natural Gas | Insulation - Ducting | A | Purchases (Cumulative) | Achievable Technical Potential | 0 | 0 | 0 | 0 | 0 | 0 | 0 | 0 | 0 | 0 | 0 | 0 | 0 | 0 | 0 | 0 | 0 | 0 | 0 | 0 | 0 | 0
F1_Industrial_Primary Metals_New_Space Heating_Natural Gas_HVAC - Duct Repair and Sealing_A_Achievable Technical Potential | F1 | Industrial | Primary Metals | New | Space Heating | Natural Gas | HVAC - Duct Repair and Sealing | A | Original Unit Energy Savings (kWh or therms) | Achievable Technical Potential | 0 | 0 | 0.0036023 | 0.0036023 | 0.0036023 | 0.0036023 | 0.0036023 | 0.0036023 | 0.0036023 | 0.0036023 | 0.0036023 | 0.0036023 | 0.0036023 | 0.0036023 | 0.0036023 | 0.0036023 | 0.0036023 | 0.0036023 | 0.0036023 | 0.0036023 | 0.0036023 | 0.0036023
F2_Industrial_Primary Metals_New_Space Heating_Natural Gas_HVAC - Duct Repair and Sealing_A_Achievable Technical Potential | F2 | Industrial | Primary Metals | New | Space Heating | Natural Gas | HVAC - Duct Repair and Sealing | A | Original Unit Summer Peak Savings (kW) | Achievable Technical Potential | 0 | 0 | 0 | 0 | 0 | 0 | 0 | 0 | 0 | 0 | 0 | 0 | 0 | 0 | 0 | 0 | 0 | 0 | 0 | 0 | 0 | 0
F3_Industrial_Primary Metals_New_Space Heating_Natural Gas_HVAC - Duct Repair and Sealing_A_Achievable Technical Potential | F3 | Industrial | Primary Metals | New | Space Heating | Natural Gas | HVAC - Duct Repair and Sealing | A | Original Unit Winter Peak Savings (kW) | Achievable Technical Potential | 0 | 0 | 0 | 0 | 0 | 0 | 0 | 0 | 0 | 0 | 0 | 0 | 0 | 0 | 0 | 0 | 0 | 0 | 0 | 0 | 0 | 0
F4_Industrial_Primary Metals_New_Space Heating_Natural Gas_HVAC - Duct Repair and Sealing_A_Achievable Technical Potential | F4 | Industrial | Primary Metals | New | Space Heating | Natural Gas | HVAC - Duct Repair and Sealing | A | Standalone Impact on Baseline Energy (%) | Achievable Technical Potential | bar: 2019 to 2040
F5_Industrial_Primary Metals_New_Space Heating_Natural Gas_HVAC - Duct Repair and Sealing_A_Achievable Technical Potential | F5 | Industrial | Primary Metals | New | Space Heating | Natural Gas | HVAC - Duct Repair and Sealing | A | Standalone Impact on Baseline Summer Peak (%) | Achievable Technical Potential | bar: 2019 to 2040
F6_Industrial_Primary Metals_New_Space Heating_Natural Gas_HVAC - Duct Repair and Sealing_A_Achievable Technical Potential | F6 | Industrial | Primary Metals | New | Space Heating | Natural Gas | HVAC - Duct Repair and Sealing | A | Standalone Impact on Baseline Winter Peak (%) | Achievable Technical Potential | bar: 2019 to 2040
F7_Industrial_Primary Metals_New_Space Heating_Natural Gas_HVAC - Duct Repair and Sealing_A_Achievable Technical Potential | F7 | Industrial | Primary Metals | New | Space Heating | Natural Gas | HVAC - Duct Repair and Sealing | A | Incremental Energy Savings (MWh or mTherms) | Achievable Technical Potential | 0 | 0 | 0 | 0 | 0 | 0 | 0 | 0 | 0 | 0 | 0 | 0 | 0 | 0 | 0 | 0 | 0 | 0 | 0 | 0 | 0 | 0
F8_Industrial_Primary Metals_New_Space Heating_Natural Gas_HVAC - Duct Repair and Sealing_A_Achievable Technical Potential | F8 | Industrial | Primary Metals | New | Space Heating | Natural Gas | HVAC - Duct Repair and Sealing | A | Incremental Summer Peak Savings (MW) | Achievable Technical Potential | 0 | 0 | 0 | 0 | 0 | 0 | 0 | 0 | 0 | 0 | 0 | 0 | 0 | 0 | 0 | 0 | 0 | 0 | 0 | 0 | 0 | 0
F9_Industrial_Primary Metals_New_Space Heating_Natural Gas_HVAC - Duct Repair and Sealing_A_Achievable Technical Potential | F9 | Industrial | Primary Metals | New | Space Heating | Natural Gas | HVAC - Duct Repair and Sealing | A | Incremental Winter Peak Savings (MW) | Achievable Technical Potential | 0 | 0 | 0 | 0 | 0 | 0 | 0 | 0 | 0 | 0 | 0 | 0 | 0 | 0 | 0 | 0 | 0 | 0 | 0 | 0 | 0 | 0
F10_Industrial_Primary Metals_New_Space Heating_Natural Gas_HVAC - Duct Repair and Sealing_A_Achievable Technical Potential | F10 | Industrial | Primary Metals | New | Space Heating | Natural Gas | HVAC - Duct Repair and Sealing | A | Cumulative Energy Savings (MWh or mTherms) | Achievable Technical Potential | 0 | 0 | 0 | 0 | 0 | 0 | 0 | 0 | 0 | 0 | 0 | 0 | 0 | 0 | 0 | 0 | 0 | 0 | 0 | 0 | 0 | 0
F11_Industrial_Primary Metals_New_Space Heating_Natural Gas_HVAC - Duct Repair and Sealing_A_Achievable Technical Potential | F11 | Industrial | Primary Metals | New | Space Heating | Natural Gas | HVAC - Duct Repair and Sealing | A | Cumulative Summer Peak Savings (MW) | Achievable Technical Potential | 0 | 0 | 0 | 0 | 0 | 0 | 0 | 0 | 0 | 0 | 0 | 0 | 0 | 0 | 0 | 0 | 0 | 0 | 0 | 0 | 0 | 0
F12_Industrial_Primary Metals_New_Space Heating_Natural Gas_HVAC - Duct Repair and Sealing_A_Achievable Technical Potential | F12 | Industrial | Primary Metals | New | Space Heating | Natural Gas | HVAC - Duct Repair and Sealing | A | Cumulative Winter Peak Savings (MW) | Achievable Technical Potential | 0 | 0 | 0 | 0 | 0 | 0 | 0 | 0 | 0 | 0 | 0 | 0 | 0 | 0 | 0 | 0 | 0 | 0 | 0 | 0 | 0 | 0
F13_Industrial_Primary Metals_New_Space Heating_Natural Gas_HVAC - Duct Repair and Sealing_A_Achievable Technical Potential | F13 | Industrial | Primary Metals | New | Space Heating | Natural Gas | HVAC - Duct Repair and Sealing | A | Purchases (Incremental) | Achievable Technical Potential | 0 | 0 | 0 | 0 | 0 | 0 | 0 | 0 | 0 | 0 | 0 | 0 | 0 | 0 | 0 | 0 | 0 | 0 | 0 | 0 | 0 | 0
F14_Industrial_Primary Metals_New_Space Heating_Natural Gas_HVAC - Duct Repair and Sealing_A_Achievable Technical Potential | F14 | Industrial | Primary Metals | New | Space Heating | Natural Gas | HVAC - Duct Repair and Sealing | A | Purchases (Cumulative) | Achievable Technical Potential | 0 | 0 | 0 | 0 | 0 | 0 | 0 | 0 | 0 | 0 | 0 | 0 | 0 | 0 | 0 | 0 | 0 | 0 | 0 | 0 | 0 | 0
F1_Industrial_Primary Metals_New_Space Heating_Natural Gas_Windows - High Efficiency_A_Achievable Technical Potential | F1 | Industrial | Primary Metals | New | Space Heating | Natural Gas | Windows - High Efficiency | A | Original Unit Energy Savings (kWh or therms) | Achievable Technical Potential | 0 | 0 | 0.0073878 | 0.0073878 | 0.0073878 | 0.0073878 | 0.0073878 | 0.0073878 | 0.0073878 | 0.0073878 | 0.0073878 | 0.0073878 | 0.0073878 | 0.0073878 | 0.0073878 | 0.0073878 | 0.0073878 | 0.0073878 | 0.0073878 | 0.0073878 | 0.0073878 | 0.0073878
F2_Industrial_Primary Metals_New_Space Heating_Natural Gas_Windows - High Efficiency_A_Achievable Technical Potential | F2 | Industrial | Primary Metals | New | Space Heating | Natural Gas | Windows - High Efficiency | A | Original Unit Summer Peak Savings (kW) | Achievable Technical Potential | 0 | 0 | 0 | 0 | 0 | 0 | 0 | 0 | 0 | 0 | 0 | 0 | 0 | 0 | 0 | 0 | 0 | 0 | 0 | 0 | 0 | 0
F3_Industrial_Primary Metals_New_Space Heating_Natural Gas_Windows - High Efficiency_A_Achievable Technical Potential | F3 | Industrial | Primary Metals | New | Space Heating | Natural Gas | Windows - High Efficiency | A | Original Unit Winter Peak Savings (kW) | Achievable Technical Potential | 0 | 0 | 0 | 0 | 0 | 0 | 0 | 0 | 0 | 0 | 0 | 0 | 0 | 0 | 0 | 0 | 0 | 0 | 0 | 0 | 0 | 0
F4_Industrial_Primary Metals_New_Space Heating_Natural Gas_Windows - High Efficiency_A_Achievable Technical Potential | F4 | Industrial | Primary Metals | New | Space Heating | Natural Gas | Windows - High Efficiency | A | Standalone Impact on Baseline Energy (%) | Achievable Technical Potential | bar: 2019 to 2040
F5_Industrial_Primary Metals_New_Space Heating_Natural Gas_Windows - High Efficiency_A_Achievable Technical Potential | F5 | Industrial | Primary Metals | New | Space Heating | Natural Gas | Windows - High Efficiency | A | Standalone Impact on Baseline Summer Peak (%) | Achievable Technical Potential | bar: 2019 to 2040
F6_Industrial_Primary Metals_New_Space Heating_Natural Gas_Windows - High Efficiency_A_Achievable Technical Potential | F6 | Industrial | Primary Metals | New | Space Heating | Natural Gas | Windows - High Efficiency | A | Standalone Impact on Baseline Winter Peak (%) | Achievable Technical Potential | bar: 2019 to 2040
F7_Industrial_Primary Metals_New_Space Heating_Natural Gas_Windows - High Efficiency_A_Achievable Technical Potential | F7 | Industrial | Primary Metals | New | Space Heating | Natural Gas | Windows - High Efficiency | A | Incremental Energy Savings (MWh or mTherms) | Achievable Technical Potential | 0 | 0 | 0 | 0 | 0 | 0 | 0 | 0 | 0 | 0 | 0 | 0 | 0 | 0 | 0 | 0 | 0 | 0 | 0 | 0 | 0 | 0
F8_Industrial_Primary Metals_New_Space Heating_Natural Gas_Windows - High Efficiency_A_Achievable Technical Potential | F8 | Industrial | Primary Metals | New | Space Heating | Natural Gas | Windows - High Efficiency | A | Incremental Summer Peak Savings (MW) | Achievable Technical Potential | 0 | 0 | 0 | 0 | 0 | 0 | 0 | 0 | 0 | 0 | 0 | 0 | 0 | 0 | 0 | 0 | 0 | 0 | 0 | 0 | 0 | 0
F9_Industrial_Primary Metals_New_Space Heating_Natural Gas_Windows - High Efficiency_A_Achievable Technical Potential | F9 | Industrial | Primary Metals | New | Space Heating | Natural Gas | Windows - High Efficiency | A | Incremental Winter Peak Savings (MW) | Achievable Technical Potential | 0 | 0 | 0 | 0 | 0 | 0 | 0 | 0 | 0 | 0 | 0 | 0 | 0 | 0 | 0 | 0 | 0 | 0 | 0 | 0 | 0 | 0
F10_Industrial_Primary Metals_New_Space Heating_Natural Gas_Windows - High Efficiency_A_Achievable Technical Potential | F10 | Industrial | Primary Metals | New | Space Heating | Natural Gas | Windows - High Efficiency | A | Cumulative Energy Savings (MWh or mTherms) | Achievable Technical Potential | 0 | 0 | 0 | 0 | 0 | 0 | 0 | 0 | 0 | 0 | 0 | 0 | 0 | 0 | 0 | 0 | 0 | 0 | 0 | 0 | 0 | 0
F11_Industrial_Primary Metals_New_Space Heating_Natural Gas_Windows - High Efficiency_A_Achievable Technical Potential | F11 | Industrial | Primary Metals | New | Space Heating | Natural Gas | Windows - High Efficiency | A | Cumulative Summer Peak Savings (MW) | Achievable Technical Potential | 0 | 0 | 0 | 0 | 0 | 0 | 0 | 0 | 0 | 0 | 0 | 0 | 0 | 0 | 0 | 0 | 0 | 0 | 0 | 0 | 0 | 0
F12_Industrial_Primary Metals_New_Space Heating_Natural Gas_Windows - High Efficiency_A_Achievable Technical Potential | F12 | Industrial | Primary Metals | New | Space Heating | Natural Gas | Windows - High Efficiency | A | Cumulative Winter Peak Savings (MW) | Achievable Technical Potential | 0 | 0 | 0 | 0 | 0 | 0 | 0 | 0 | 0 | 0 | 0 | 0 | 0 | 0 | 0 | 0 | 0 | 0 | 0 | 0 | 0 | 0
F13_Industrial_Primary Metals_New_Space Heating_Natural Gas_Windows - High Efficiency_A_Achievable Technical Potential | F13 | Industrial | Primary Metals | New | Space Heating | Natural Gas | Windows - High Efficiency | A | Purchases (Incremental) | Achievable Technical Potential | 0 | 0 | 0 | 0 | 0 | 0 | 0 | 0 | 0 | 0 | 0 | 0 | 0 | 0 | 0 | 0 | 0 | 0 | 0 | 0 | 0 | 0
F14_Industrial_Primary Metals_New_Space Heating_Natural Gas_Windows - High Efficiency_A_Achievable Technical Potential | F14 | Industrial | Primary Metals | New | Space Heating | Natural Gas | Windows - High Efficiency | A | Purchases (Cumulative) | Achievable Technical Potential | 0 | 0 | 0 | 0 | 0 | 0 | 0 | 0 | 0 | 0 | 0 | 0 | 0 | 0 | 0 | 0 | 0 | 0 | 0 | 0 | 0 | 0
F1_Industrial_Primary Metals_New_Space Heating_Natural Gas_Gas Boiler - Maintenance_A_Achievable Technical Potential | F1 | Industrial | Primary Metals | New | Space Heating | Natural Gas | Gas Boiler - Maintenance | A | Original Unit Energy Savings (kWh or therms) | Achievable Technical Potential | 0 | 0 | 27.8643 | 27.8643 | 27.8643 | 27.8643 | 27.8643 | 27.8643 | 27.8643 | 27.8643 | 27.8643 | 27.8643 | 27.8643 | 27.8643 | 27.8643 | 27.8643 | 27.8643 | 27.8643 | 27.8643 | 27.8643 | 27.8643 | 27.8643
F2_Industrial_Primary Metals_New_Space Heating_Natural Gas_Gas Boiler - Maintenance_A_Achievable Technical Potential | F2 | Industrial | Primary Metals | New | Space Heating | Natural Gas | Gas Boiler - Maintenance | A | Original Unit Summer Peak Savings (kW) | Achievable Technical Potential | 0 | 0 | 0 | 0 | 0 | 0 | 0 | 0 | 0 | 0 | 0 | 0 | 0 | 0 | 0 | 0 | 0 | 0 | 0 | 0 | 0 | 0
F3_Industrial_Primary Metals_New_Space Heating_Natural Gas_Gas Boiler - Maintenance_A_Achievable Technical Potential | F3 | Industrial | Primary Metals | New | Space Heating | Natural Gas | Gas Boiler - Maintenance | A | Original Unit Winter Peak Savings (kW) | Achievable Technical Potential | 0 | 0 | 0 | 0 | 0 | 0 | 0 | 0 | 0 | 0 | 0 | 0 | 0 | 0 | 0 | 0 | 0 | 0 | 0 | 0 | 0 | 0
F4_Industrial_Primary Metals_New_Space Heating_Natural Gas_Gas Boiler - Maintenance_A_Achievable Technical Potential | F4 | Industrial | Primary Metals | New | Space Heating | Natural Gas | Gas Boiler - Maintenance | A | Standalone Impact on Baseline Energy (%) | Achievable Technical Potential | 0% | 0% | 0.002102% | 0.002678% | 0.002898% | 0.002333% | 0.00205% | 0.001805% | 0.001597% | 0.001413% | 0.001302% | 0.001194% | 0.001103% | 0.001014% | 0.0009612% | 0.000904% | 0.0008533% | 0.000801% | 0.0007699% | 0.0007346% | 0.0007033% | 0.0006747%
F5_Industrial_Primary Metals_New_Space Heating_Natural Gas_Gas Boiler - Maintenance_A_Achievable Technical Potential | F5 | Industrial | Primary Metals | New | Space Heating | Natural Gas | Gas Boiler - Maintenance | A | Standalone Impact on Baseline Summer Peak (%) | Achievable Technical Potential | bar: 2019 to 2040
F6_Industrial_Primary Metals_New_Space Heating_Natural Gas_Gas Boiler - Maintenance_A_Achievable Technical Potential | F6 | Industrial | Primary Metals | New | Space Heating | Natural Gas | Gas Boiler - Maintenance | A | Standalone Impact on Baseline Winter Peak (%) | Achievable Technical Potential | bar: 2019 to 2040
F7_Industrial_Primary Metals_New_Space Heating_Natural Gas_Gas Boiler - Maintenance_A_Achievable Technical Potential | F7 | Industrial | Primary Metals | New | Space Heating | Natural Gas | Gas Boiler - Maintenance | A | Incremental Energy Savings (MWh or mTherms) | Achievable Technical Potential | 0 | 0 | 0.00010599 | 0.00012965 | 0.00012798 | 0.00013304 | 0.00013417 | 0.00013379 | 0.00013304 | 0.00013417 | 0.00013379 | 0.00023903 | 0.00026382 | 0.00026177 | 0.00047805 | 0.00052763 | 0.00052354 | 0.0009561 | 0.0010553 | 0.0010471 | 0.0019393 | 0.0021151
F8_Industrial_Primary Metals_New_Space Heating_Natural Gas_Gas Boiler - Maintenance_A_Achievable Technical Potential | F8 | Industrial | Primary Metals | New | Space Heating | Natural Gas | Gas Boiler - Maintenance | A | Incremental Summer Peak Savings (MW) | Achievable Technical Potential | 0 | 0 | 0 | 0 | 0 | 0 | 0 | 0 | 0 | 0 | 0 | 0 | 0 | 0 | 0 | 0 | 0 | 0 | 0 | 0 | 0 | 0
F9_Industrial_Primary Metals_New_Space Heating_Natural Gas_Gas Boiler - Maintenance_A_Achievable Technical Potential | F9 | Industrial | Primary Metals | New | Space Heating | Natural Gas | Gas Boiler - Maintenance | A | Incremental Winter Peak Savings (MW) | Achievable Technical Potential | 0 | 0 | 0 | 0 | 0 | 0 | 0 | 0 | 0 | 0 | 0 | 0 | 0 | 0 | 0 | 0 | 0 | 0 | 0 | 0 | 0 | 0
F10_Industrial_Primary Metals_New_Space Heating_Natural Gas_Gas Boiler - Maintenance_A_Achievable Technical Potential | F10 | Industrial | Primary Metals | New | Space Heating | Natural Gas | Gas Boiler - Maintenance | A | Cumulative Energy Savings (MWh or mTherms) | Achievable Technical Potential | 0 | 0 | 0.00010599 | 0.00023563 | 0.00036361 | 0.00039066 | 0.00039519 | 0.000401 | 0.000401 | 0.000401 | 0.000401 | 0.000401 | 0.000401 | 0.000401 | 0.000401 | 0.000401 | 0.000401 | 0.000401 | 0.000401 | 0.000401 | 0.000401 | 0.000401
F11_Industrial_Primary Metals_New_Space Heating_Natural Gas_Gas Boiler - Maintenance_A_Achievable Technical Potential | F11 | Industrial | Primary Metals | New | Space Heating | Natural Gas | Gas Boiler - Maintenance | A | Cumulative Summer Peak Savings (MW) | Achievable Technical Potential | 0 | 0 | 0 | 0 | 0 | 0 | 0 | 0 | 0 | 0 | 0 | 0 | 0 | 0 | 0 | 0 | 0 | 0 | 0 | 0 | 0 | 0
F12_Industrial_Primary Metals_New_Space Heating_Natural Gas_Gas Boiler - Maintenance_A_Achievable Technical Potential | F12 | Industrial | Primary Metals | New | Space Heating | Natural Gas | Gas Boiler - Maintenance | A | Cumulative Winter Peak Savings (MW) | Achievable Technical Potential | 0 | 0 | 0 | 0 | 0 | 0 | 0 | 0 | 0 | 0 | 0 | 0 | 0 | 0 | 0 | 0 | 0 | 0 | 0 | 0 | 0 | 0
F13_Industrial_Primary Metals_New_Space Heating_Natural Gas_Gas Boiler - Maintenance_A_Achievable Technical Potential | F13 | Industrial | Primary Metals | New | Space Heating | Natural Gas | Gas Boiler - Maintenance | A | Purchases (Incremental) | Achievable Technical Potential | 0 | 0 | 0.0038036 | 0.0046528 | 0.0045929 | 0.0047746 | 0.0048152 | 0.0048015 | 0.0047746 | 0.0048152 | 0.0048015 | 0.0085782 | 0.0094679 | 0.0093944 | 0.017156 | 0.018936 | 0.018789 | 0.034313 | 0.037872 | 0.037578 | 0.069597 | 0.075906
F14_Industrial_Primary Metals_New_Space Heating_Natural Gas_Gas Boiler - Maintenance_A_Achievable Technical Potential | F14 | Industrial | Primary Metals | New | Space Heating | Natural Gas | Gas Boiler - Maintenance | A | Purchases (Cumulative) | Achievable Technical Potential | 0 | 0 | 0.0038036 | 0.0084564 | 0.013049 | 0.01402 | 0.014183 | 0.014391 | 0.014391 | 0.014391 | 0.014391 | 0.014391 | 0.014391 | 0.014391 | 0.014391 | 0.014391 | 0.014391 | 0.014391 | 0.014391 | 0.014391 | 0.014391 | 0.014391
F1_Industrial_Primary Metals_New_Process_Natural Gas_Gas Boiler - Maintenance_A_Achievable Technical Potential | F1 | Industrial | Primary Metals | New | Process | Natural Gas | Gas Boiler - Maintenance | A | Original Unit Energy Savings (kWh or therms) | Achievable Technical Potential | 0 | 0 | 28.0317 | 28.0317 | 28.0317 | 28.0317 | 28.0317 | 28.0317 | 28.0317 | 28.0317 | 28.0317 | 28.0317 | 28.0317 | 28.0317 | 28.0317 | 28.0317 | 28.0317 | 28.0317 | 28.0317 | 28.0317 | 28.0317 | 28.0317
F2_Industrial_Primary Metals_New_Process_Natural Gas_Gas Boiler - Maintenance_A_Achievable Technical Potential | F2 | Industrial | Primary Metals | New | Process | Natural Gas | Gas Boiler - Maintenance | A | Original Unit Summer Peak Savings (kW) | Achievable Technical Potential | 0 | 0 | 0 | 0 | 0 | 0 | 0 | 0 | 0 | 0 | 0 | 0 | 0 | 0 | 0 | 0 | 0 | 0 | 0 | 0 | 0 | 0
F3_Industrial_Primary Metals_New_Process_Natural Gas_Gas Boiler - Maintenance_A_Achievable Technical Potential | F3 | Industrial | Primary Metals | New | Process | Natural Gas | Gas Boiler - Maintenance | A | Original Unit Winter Peak Savings (kW) | Achievable Technical Potential | 0 | 0 | 0 | 0 | 0 | 0 | 0 | 0 | 0 | 0 | 0 | 0 | 0 | 0 | 0 | 0 | 0 | 0 | 0 | 0 | 0 | 0
F4_Industrial_Primary Metals_New_Process_Natural Gas_Gas Boiler - Maintenance_A_Achievable Technical Potential | F4 | Industrial | Primary Metals | New | Process | Natural Gas | Gas Boiler - Maintenance | A | Standalone Impact on Baseline Energy (%) | Achievable Technical Potential | 0% | 0% | 0.002811% | 0.003581% | 0.003875% | 0.003119% | 0.002741% | 0.002414% | 0.002135% | 0.00189% | 0.001741% | 0.001596% | 0.001475% | 0.001356% | 0.001285% | 0.001209% | 0.001141% | 0.001071% | 0.001029% | 0.0009821% | 0.0009403% | 0.0009019%
F5_Industrial_Primary Metals_New_Process_Natural Gas_Gas Boiler - Maintenance_A_Achievable Technical Potential | F5 | Industrial | Primary Metals | New | Process | Natural Gas | Gas Boiler - Maintenance | A | Standalone Impact on Baseline Summer Peak (%) | Achievable Technical Potential | bar: 2019 to 2040
F6_Industrial_Primary Metals_New_Process_Natural Gas_Gas Boiler - Maintenance_A_Achievable Technical Potential | F6 | Industrial | Primary Metals | New | Process | Natural Gas | Gas Boiler - Maintenance | A | Standalone Impact on Baseline Winter Peak (%) | Achievable Technical Potential | bar: 2019 to 2040
F7_Industrial_Primary Metals_New_Process_Natural Gas_Gas Boiler - Maintenance_A_Achievable Technical Potential | F7 | Industrial | Primary Metals | New | Process | Natural Gas | Gas Boiler - Maintenance | A | Incremental Energy Savings (MWh or mTherms) | Achievable Technical Potential | 0 | 0 | 0.0038618 | 0.0047239 | 0.0046631 | 0.0048476 | 0.0048888 | 0.0048749 | 0.0048476 | 0.0048888 | 0.0048749 | 0.0087094 | 0.0096127 | 0.009538 | 0.017419 | 0.019225 | 0.019076 | 0.034837 | 0.038451 | 0.038152 | 0.070661 | 0.077066
F8_Industrial_Primary Metals_New_Process_Natural Gas_Gas Boiler - Maintenance_A_Achievable Technical Potential | F8 | Industrial | Primary Metals | New | Process | Natural Gas | Gas Boiler - Maintenance | A | Incremental Summer Peak Savings (MW) | Achievable Technical Potential | 0 | 0 | 0 | 0 | 0 | 0 | 0 | 0 | 0 | 0 | 0 | 0 | 0 | 0 | 0 | 0 | 0 | 0 | 0 | 0 | 0 | 0
F9_Industrial_Primary Metals_New_Process_Natural Gas_Gas Boiler - Maintenance_A_Achievable Technical Potential | F9 | Industrial | Primary Metals | New | Process | Natural Gas | Gas Boiler - Maintenance | A | Incremental Winter Peak Savings (MW) | Achievable Technical Potential | 0 | 0 | 0 | 0 | 0 | 0 | 0 | 0 | 0 | 0 | 0 | 0 | 0 | 0 | 0 | 0 | 0 | 0 | 0 | 0 | 0 | 0
F10_Industrial_Primary Metals_New_Process_Natural Gas_Gas Boiler - Maintenance_A_Achievable Technical Potential | F10 | Industrial | Primary Metals | New | Process | Natural Gas | Gas Boiler - Maintenance | A | Cumulative Energy Savings (MWh or mTherms) | Achievable Technical Potential | 0 | 0 | 0.0038618 | 0.0085857 | 0.013249 | 0.014235 | 0.014399 | 0.014611 | 0.014611 | 0.014611 | 0.014611 | 0.014611 | 0.014611 | 0.014611 | 0.014611 | 0.014611 | 0.014611 | 0.014611 | 0.014611 | 0.014611 | 0.014611 | 0.014611
F11_Industrial_Primary Metals_New_Process_Natural Gas_Gas Boiler - Maintenance_A_Achievable Technical Potential | F11 | Industrial | Primary Metals | New | Process | Natural Gas | Gas Boiler - Maintenance | A | Cumulative Summer Peak Savings (MW) | Achievable Technical Potential | 0 | 0 | 0 | 0 | 0 | 0 | 0 | 0 | 0 | 0 | 0 | 0 | 0 | 0 | 0 | 0 | 0 | 0 | 0 | 0 | 0 | 0
F12_Industrial_Primary Metals_New_Process_Natural Gas_Gas Boiler - Maintenance_A_Achievable Technical Potential | F12 | Industrial | Primary Metals | New | Process | Natural Gas | Gas Boiler - Maintenance | A | Cumulative Winter Peak Savings (MW) | Achievable Technical Potential | 0 | 0 | 0 | 0 | 0 | 0 | 0 | 0 | 0 | 0 | 0 | 0 | 0 | 0 | 0 | 0 | 0 | 0 | 0 | 0 | 0 | 0
F13_Industrial_Primary Metals_New_Process_Natural Gas_Gas Boiler - Maintenance_A_Achievable Technical Potential | F13 | Industrial | Primary Metals | New | Process | Natural Gas | Gas Boiler - Maintenance | A | Purchases (Incremental) | Achievable Technical Potential | 0 | 0 | 0.13777 | 0.16852 | 0.16635 | 0.17293 | 0.1744 | 0.17391 | 0.17293 | 0.1744 | 0.17391 | 0.3107 | 0.34292 | 0.34026 | 0.62139 | 0.68584 | 0.68052 | 1.2428 | 1.3717 | 1.361 | 2.5207 | 2.7493
F14_Industrial_Primary Metals_New_Process_Natural Gas_Gas Boiler - Maintenance_A_Achievable Technical Potential | F14 | Industrial | Primary Metals | New | Process | Natural Gas | Gas Boiler - Maintenance | A | Purchases (Cumulative) | Achievable Technical Potential | 0 | 0 | 0.13777 | 0.30628 | 0.47264 | 0.5078 | 0.51369 | 0.52124 | 0.52124 | 0.52124 | 0.52124 | 0.52124 | 0.52124 | 0.52124 | 0.52124 | 0.52124 | 0.52124 | 0.52124 | 0.52124 | 0.52124 | 0.52124 | 0.52124
F1_Industrial_Primary Metals_New_Space Heating_Natural Gas_Gas Furnace - Maintenance_A_Achievable Technical Potential | F1 | Industrial | Primary Metals | New | Space Heating | Natural Gas | Gas Furnace - Maintenance | A | Original Unit Energy Savings (kWh or therms) | Achievable Technical Potential | 0 | 0 | 0.0083129 | 0.0083129 | 0.0083129 | 0.0083129 | 0.0083129 | 0.0083129 | 0.0083129 | 0.0083129 | 0.0083129 | 0.0083129 | 0.0083129 | 0.0083129 | 0.0083129 | 0.0083129 | 0.0083129 | 0.0083129 | 0.0083129 | 0.0083129 | 0.0083129 | 0.0083129
F2_Industrial_Primary Metals_New_Space Heating_Natural Gas_Gas Furnace - Maintenance_A_Achievable Technical Potential | F2 | Industrial | Primary Metals | New | Space Heating | Natural Gas | Gas Furnace - Maintenance | A | Original Unit Summer Peak Savings (kW) | Achievable Technical Potential | 0 | 0 | 0 | 0 | 0 | 0 | 0 | 0 | 0 | 0 | 0 | 0 | 0 | 0 | 0 | 0 | 0 | 0 | 0 | 0 | 0 | 0
F3_Industrial_Primary Metals_New_Space Heating_Natural Gas_Gas Furnace - Maintenance_A_Achievable Technical Potential | F3 | Industrial | Primary Metals | New | Space Heating | Natural Gas | Gas Furnace - Maintenance | A | Original Unit Winter Peak Savings (kW) | Achievable Technical Potential | 0 | 0 | 0 | 0 | 0 | 0 | 0 | 0 | 0 | 0 | 0 | 0 | 0 | 0 | 0 | 0 | 0 | 0 | 0 | 0 | 0 | 0
F4_Industrial_Primary Metals_New_Space Heating_Natural Gas_Gas Furnace - Maintenance_A_Achievable Technical Potential | F4 | Industrial | Primary Metals | New | Space Heating | Natural Gas | Gas Furnace - Maintenance | A | Standalone Impact on Baseline Energy (%) | Achievable Technical Potential | 0% | 0% | 9.668e-06% | 1.232e-05% | 1.333e-05% | 1.073e-05% | 9.429e-06% | 8.302e-06% | 7.344e-06% | 6.5e-06% | 5.987e-06% | 5.489e-06% | 5.073e-06% | 4.663e-06% | 4.42e-06% | 4.157e-06% | 3.924e-06% | 3.684e-06% | 3.54e-06% | 3.378e-06% | 3.234e-06% | 3.102e-06%
F5_Industrial_Primary Metals_New_Space Heating_Natural Gas_Gas Furnace - Maintenance_A_Achievable Technical Potential | F5 | Industrial | Primary Metals | New | Space Heating | Natural Gas | Gas Furnace - Maintenance | A | Standalone Impact on Baseline Summer Peak (%) | Achievable Technical Potential | bar: 2019 to 2040
F6_Industrial_Primary Metals_New_Space Heating_Natural Gas_Gas Furnace - Maintenance_A_Achievable Technical Potential | F6 | Industrial | Primary Metals | New | Space Heating | Natural Gas | Gas Furnace - Maintenance | A | Standalone Impact on Baseline Winter Peak (%) | Achievable Technical Potential | bar: 2019 to 2040
F7_Industrial_Primary Metals_New_Space Heating_Natural Gas_Gas Furnace - Maintenance_A_Achievable Technical Potential | F7 | Industrial | Primary Metals | New | Space Heating | Natural Gas | Gas Furnace - Maintenance | A | Incremental Energy Savings (MWh or mTherms) | Achievable Technical Potential | 0 | 0 | 4.8738e-07 | 5.9618e-07 | 5.8851e-07 | 6.1179e-07 | 6.1699e-07 | 6.1524e-07 | 6.1179e-07 | 6.1699e-07 | 6.1524e-07 | 1.0992e-06 | 1.2132e-06 | 1.2038e-06 | 2.1983e-06 | 2.4263e-06 | 2.4075e-06 | 4.3967e-06 | 4.8527e-06 | 4.815e-06 | 8.9177e-06 | 9.7262e-06
F8_Industrial_Primary Metals_New_Space Heating_Natural Gas_Gas Furnace - Maintenance_A_Achievable Technical Potential | F8 | Industrial | Primary Metals | New | Space Heating | Natural Gas | Gas Furnace - Maintenance | A | Incremental Summer Peak Savings (MW) | Achievable Technical Potential | 0 | 0 | 0 | 0 | 0 | 0 | 0 | 0 | 0 | 0 | 0 | 0 | 0 | 0 | 0 | 0 | 0 | 0 | 0 | 0 | 0 | 0
F9_Industrial_Primary Metals_New_Space Heating_Natural Gas_Gas Furnace - Maintenance_A_Achievable Technical Potential | F9 | Industrial | Primary Metals | New | Space Heating | Natural Gas | Gas Furnace - Maintenance | A | Incremental Winter Peak Savings (MW) | Achievable Technical Potential | 0 | 0 | 0 | 0 | 0 | 0 | 0 | 0 | 0 | 0 | 0 | 0 | 0 | 0 | 0 | 0 | 0 | 0 | 0 | 0 | 0 | 0
F10_Industrial_Primary Metals_New_Space Heating_Natural Gas_Gas Furnace - Maintenance_A_Achievable Technical Potential | F10 | Industrial | Primary Metals | New | Space Heating | Natural Gas | Gas Furnace - Maintenance | A | Cumulative Energy Savings (MWh or mTherms) | Achievable Technical Potential | 0 | 0 | 4.8738e-07 | 1.0836e-06 | 1.6721e-06 | 1.7965e-06 | 1.8173e-06 | 1.844e-06 | 1.844e-06 | 1.844e-06 | 1.844e-06 | 1.844e-06 | 1.844e-06 | 1.844e-06 | 1.844e-06 | 1.844e-06 | 1.844e-06 | 1.844e-06 | 1.844e-06 | 1.844e-06 | 1.844e-06 | 1.844e-06
F11_Industrial_Primary Metals_New_Space Heating_Natural Gas_Gas Furnace - Maintenance_A_Achievable Technical Potential | F11 | Industrial | Primary Metals | New | Space Heating | Natural Gas | Gas Furnace - Maintenance | A | Cumulative Summer Peak Savings (MW) | Achievable Technical Potential | 0 | 0 | 0 | 0 | 0 | 0 | 0 | 0 | 0 | 0 | 0 | 0 | 0 | 0 | 0 | 0 | 0 | 0 | 0 | 0 | 0 | 0
F12_Industrial_Primary Metals_New_Space Heating_Natural Gas_Gas Furnace - Maintenance_A_Achievable Technical Potential | F12 | Industrial | Primary Metals | New | Space Heating | Natural Gas | Gas Furnace - Maintenance | A | Cumulative Winter Peak Savings (MW) | Achievable Technical Potential | 0 | 0 | 0 | 0 | 0 | 0 | 0 | 0 | 0 | 0 | 0 | 0 | 0 | 0 | 0 | 0 | 0 | 0 | 0 | 0 | 0 | 0
F13_Industrial_Primary Metals_New_Space Heating_Natural Gas_Gas Furnace - Maintenance_A_Achievable Technical Potential | F13 | Industrial | Primary Metals | New | Space Heating | Natural Gas | Gas Furnace - Maintenance | A | Purchases (Incremental) | Achievable Technical Potential | 0 | 0 | 0.058629 | 0.071717 | 0.070795 | 0.073595 | 0.074221 | 0.07401 | 0.073595 | 0.074221 | 0.07401 | 0.13222 | 0.14594 | 0.14481 | 0.26445 | 0.29188 | 0.28961 | 0.5289 | 0.58375 | 0.57922 | 1.0728 | 1.17
F14_Industrial_Primary Metals_New_Space Heating_Natural Gas_Gas Furnace - Maintenance_A_Achievable Technical Potential | F14 | Industrial | Primary Metals | New | Space Heating | Natural Gas | Gas Furnace - Maintenance | A | Purchases (Cumulative) | Achievable Technical Potential | 0 | 0 | 0.058629 | 0.13035 | 0.20114 | 0.21611 | 0.21861 | 0.22183 | 0.22183 | 0.22183 | 0.22183 | 0.22183 | 0.22183 | 0.22183 | 0.22183 | 0.22183 | 0.22183 | 0.22183 | 0.22183 | 0.22183 | 0.22183 | 0.22183
F1_Industrial_Primary Metals_New_Space Heating_Natural Gas_Gas Boiler - Hot Water Reset_A_Achievable Technical Potential | F1 | Industrial | Primary Metals | New | Space Heating | Natural Gas | Gas Boiler - Hot Water Reset | A | Original Unit Energy Savings (kWh or therms) | Achievable Technical Potential | 0 | 0 | 101.3247 | 101.3247 | 101.3247 | 101.3247 | 101.3247 | 101.3247 | 101.3247 | 101.3247 | 101.3247 | 101.3247 | 101.3247 | 101.3247 | 101.3247 | 101.3247 | 101.3247 | 101.3247 | 101.3247 | 101.3247 | 101.3247 | 101.3247
F2_Industrial_Primary Metals_New_Space Heating_Natural Gas_Gas Boiler - Hot Water Reset_A_Achievable Technical Potential | F2 | Industrial | Primary Metals | New | Space Heating | Natural Gas | Gas Boiler - Hot Water Reset | A | Original Unit Summer Peak Savings (kW) | Achievable Technical Potential | 0 | 0 | 0 | 0 | 0 | 0 | 0 | 0 | 0 | 0 | 0 | 0 | 0 | 0 | 0 | 0 | 0 | 0 | 0 | 0 | 0 | 0
F3_Industrial_Primary Metals_New_Space Heating_Natural Gas_Gas Boiler - Hot Water Reset_A_Achievable Technical Potential | F3 | Industrial | Primary Metals | New | Space Heating | Natural Gas | Gas Boiler - Hot Water Reset | A | Original Unit Winter Peak Savings (kW) | Achievable Technical Potential | 0 | 0 | 0 | 0 | 0 | 0 | 0 | 0 | 0 | 0 | 0 | 0 | 0 | 0 | 0 | 0 | 0 | 0 | 0 | 0 | 0 | 0
F4_Industrial_Primary Metals_New_Space Heating_Natural Gas_Gas Boiler - Hot Water Reset_A_Achievable Technical Potential | F4 | Industrial | Primary Metals | New | Space Heating | Natural Gas | Gas Boiler - Hot Water Reset | A | Standalone Impact on Baseline Energy (%) | Achievable Technical Potential | 0% | 0% | 0.007431% | 0.01338% | 0.02055% | 0.02836% | 0.03942% | 0.05149% | 0.06451% | 0.07646% | 0.08869% | 0.097% | 0.1018% | 0.1016% | 0.101% | 0.09722% | 0.09271% | 0.08738% | 0.08398% | 0.08013% | 0.07672% | 0.07359%
F5_Industrial_Primary Metals_New_Space Heating_Natural Gas_Gas Boiler - Hot Water Reset_A_Achievable Technical Potential | F5 | Industrial | Primary Metals | New | Space Heating | Natural Gas | Gas Boiler - Hot Water Reset | A | Standalone Impact on Baseline Summer Peak (%) | Achievable Technical Potential | bar: 2019 to 2040
F6_Industrial_Primary Metals_New_Space Heating_Natural Gas_Gas Boiler - Hot Water Reset_A_Achievable Technical Potential | F6 | Industrial | Primary Metals | New | Space Heating | Natural Gas | Gas Boiler - Hot Water Reset | A | Standalone Impact on Baseline Winter Peak (%) | Achievable Technical Potential | bar: 2019 to 2040
F7_Industrial_Primary Metals_New_Space Heating_Natural Gas_Gas Boiler - Hot Water Reset_A_Achievable Technical Potential | F7 | Industrial | Primary Metals | New | Space Heating | Natural Gas | Gas Boiler - Hot Water Reset | A | Incremental Energy Savings (MWh or mTherms) | Achievable Technical Potential | 0 | 0 | 0.0003746 | 0.0008027 | 0.0014007 | 0.0021703 | 0.0028495 | 0.0038389 | 0.0047611 | 0.0054956 | 0.0056223 | 0.0052712 | 0.0044138 | 0.0031781 | 0.0019466 | 0.00099653 | 0.00044666 | 0.00017303 | 0.0003746 | 0.0008027 | 0.0014007 | 0.0021703
F8_Industrial_Primary Metals_New_Space Heating_Natural Gas_Gas Boiler - Hot Water Reset_A_Achievable Technical Potential | F8 | Industrial | Primary Metals | New | Space Heating | Natural Gas | Gas Boiler - Hot Water Reset | A | Incremental Summer Peak Savings (MW) | Achievable Technical Potential | 0 | 0 | 0 | 0 | 0 | 0 | 0 | 0 | 0 | 0 | 0 | 0 | 0 | 0 | 0 | 0 | 0 | 0 | 0 | 0 | 0 | 0
F9_Industrial_Primary Metals_New_Space Heating_Natural Gas_Gas Boiler - Hot Water Reset_A_Achievable Technical Potential | F9 | Industrial | Primary Metals | New | Space Heating | Natural Gas | Gas Boiler - Hot Water Reset | A | Incremental Winter Peak Savings (MW) | Achievable Technical Potential | 0 | 0 | 0 | 0 | 0 | 0 | 0 | 0 | 0 | 0 | 0 | 0 | 0 | 0 | 0 | 0 | 0 | 0 | 0 | 0 | 0 | 0
F10_Industrial_Primary Metals_New_Space Heating_Natural Gas_Gas Boiler - Hot Water Reset_A_Achievable Technical Potential | F10 | Industrial | Primary Metals | New | Space Heating | Natural Gas | Gas Boiler - Hot Water Reset | A | Cumulative Energy Savings (MWh or mTherms) | Achievable Technical Potential | 0 | 0 | 0.0003746 | 0.0011773 | 0.002578 | 0.0047483 | 0.0075978 | 0.011437 | 0.016198 | 0.021693 | 0.027316 | 0.032587 | 0.037001 | 0.040179 | 0.042126 | 0.043122 | 0.043569 | 0.043742 | 0.043742 | 0.043742 | 0.043742 | 0.043742
F11_Industrial_Primary Metals_New_Space Heating_Natural Gas_Gas Boiler - Hot Water Reset_A_Achievable Technical Potential | F11 | Industrial | Primary Metals | New | Space Heating | Natural Gas | Gas Boiler - Hot Water Reset | A | Cumulative Summer Peak Savings (MW) | Achievable Technical Potential | 0 | 0 | 0 | 0 | 0 | 0 | 0 | 0 | 0 | 0 | 0 | 0 | 0 | 0 | 0 | 0 | 0 | 0 | 0 | 0 | 0 | 0
F12_Industrial_Primary Metals_New_Space Heating_Natural Gas_Gas Boiler - Hot Water Reset_A_Achievable Technical Potential | F12 | Industrial | Primary Metals | New | Space Heating | Natural Gas | Gas Boiler - Hot Water Reset | A | Cumulative Winter Peak Savings (MW) | Achievable Technical Potential | 0 | 0 | 0 | 0 | 0 | 0 | 0 | 0 | 0 | 0 | 0 | 0 | 0 | 0 | 0 | 0 | 0 | 0 | 0 | 0 | 0 | 0
F13_Industrial_Primary Metals_New_Space Heating_Natural Gas_Gas Boiler - Hot Water Reset_A_Achievable Technical Potential | F13 | Industrial | Primary Metals | New | Space Heating | Natural Gas | Gas Boiler - Hot Water Reset | A | Purchases (Incremental) | Achievable Technical Potential | 0 | 0 | 0.003697 | 0.0079221 | 0.013824 | 0.02142 | 0.028123 | 0.037888 | 0.046989 | 0.054237 | 0.055488 | 0.052023 | 0.043561 | 0.031366 | 0.019212 | 0.009835 | 0.0044082 | 0.0017077 | 0.003697 | 0.0079221 | 0.013824 | 0.02142
F14_Industrial_Primary Metals_New_Space Heating_Natural Gas_Gas Boiler - Hot Water Reset_A_Achievable Technical Potential | F14 | Industrial | Primary Metals | New | Space Heating | Natural Gas | Gas Boiler - Hot Water Reset | A | Purchases (Cumulative) | Achievable Technical Potential | 0 | 0 | 0.003697 | 0.011619 | 0.025443 | 0.046862 | 0.074985 | 0.11287 | 0.15986 | 0.2141 | 0.26959 | 0.32161 | 0.36517 | 0.39654 | 0.41575 | 0.42558 | 0.42999 | 0.4317 | 0.4317 | 0.4317 | 0.4317 | 0.4317
F1_Industrial_Primary Metals_New_Process_Natural Gas_Gas Boiler - Hot Water Reset_A_Achievable Technical Potential | F1 | Industrial | Primary Metals | New | Process | Natural Gas | Gas Boiler - Hot Water Reset | A | Original Unit Energy Savings (kWh or therms) | Achievable Technical Potential | 0 | 0 | 50.9667 | 50.9667 | 50.9667 | 50.9667 | 50.9667 | 50.9667 | 50.9667 | 50.9667 | 50.9667 | 50.9667 | 50.9667 | 50.9667 | 50.9667 | 50.9667 | 50.9667 | 50.9667 | 50.9667 | 50.9667 | 50.9667 | 50.9667
F2_Industrial_Primary Metals_New_Process_Natural Gas_Gas Boiler - Hot Water Reset_A_Achievable Technical Potential | F2 | Industrial | Primary Metals | New | Process | Natural Gas | Gas Boiler - Hot Water Reset | A | Original Unit Summer Peak Savings (kW) | Achievable Technical Potential | 0 | 0 | 0 | 0 | 0 | 0 | 0 | 0 | 0 | 0 | 0 | 0 | 0 | 0 | 0 | 0 | 0 | 0 | 0 | 0 | 0 | 0
F3_Industrial_Primary Metals_New_Process_Natural Gas_Gas Boiler - Hot Water Reset_A_Achievable Technical Potential | F3 | Industrial | Primary Metals | New | Process | Natural Gas | Gas Boiler - Hot Water Reset | A | Original Unit Winter Peak Savings (kW) | Achievable Technical Potential | 0 | 0 | 0 | 0 | 0 | 0 | 0 | 0 | 0 | 0 | 0 | 0 | 0 | 0 | 0 | 0 | 0 | 0 | 0 | 0 | 0 | 0
F4_Industrial_Primary Metals_New_Process_Natural Gas_Gas Boiler - Hot Water Reset_A_Achievable Technical Potential | F4 | Industrial | Primary Metals | New | Process | Natural Gas | Gas Boiler - Hot Water Reset | A | Standalone Impact on Baseline Energy (%) | Achievable Technical Potential | 0% | 0% | 0.004967% | 0.008945% | 0.01374% | 0.01895% | 0.02635% | 0.03442% | 0.04312% | 0.05111% | 0.05928% | 0.06484% | 0.06804% | 0.06791% | 0.06749% | 0.06498% | 0.06197% | 0.05841% | 0.05613% | 0.05356% | 0.05128% | 0.04919%
F5_Industrial_Primary Metals_New_Process_Natural Gas_Gas Boiler - Hot Water Reset_A_Achievable Technical Potential | F5 | Industrial | Primary Metals | New | Process | Natural Gas | Gas Boiler - Hot Water Reset | A | Standalone Impact on Baseline Summer Peak (%) | Achievable Technical Potential | bar: 2019 to 2040
F6_Industrial_Primary Metals_New_Process_Natural Gas_Gas Boiler - Hot Water Reset_A_Achievable Technical Potential | F6 | Industrial | Primary Metals | New | Process | Natural Gas | Gas Boiler - Hot Water Reset | A | Standalone Impact on Baseline Winter Peak (%) | Achievable Technical Potential | bar: 2019 to 2040
F7_Industrial_Primary Metals_New_Process_Natural Gas_Gas Boiler - Hot Water Reset_A_Achievable Technical Potential | F7 | Industrial | Primary Metals | New | Process | Natural Gas | Gas Boiler - Hot Water Reset | A | Incremental Energy Savings (MWh or mTherms) | Achievable Technical Potential | 0 | 0 | 0.0068247 | 0.014624 | 0.025518 | 0.03954 | 0.051914 | 0.06994 | 0.08674 | 0.10012 | 0.10243 | 0.096033 | 0.080412 | 0.0579 | 0.035465 | 0.018155 | 0.0081375 | 0.0031523 | 0.0068247 | 0.014624 | 0.025518 | 0.03954
F8_Industrial_Primary Metals_New_Process_Natural Gas_Gas Boiler - Hot Water Reset_A_Achievable Technical Potential | F8 | Industrial | Primary Metals | New | Process | Natural Gas | Gas Boiler - Hot Water Reset | A | Incremental Summer Peak Savings (MW) | Achievable Technical Potential | 0 | 0 | 0 | 0 | 0 | 0 | 0 | 0 | 0 | 0 | 0 | 0 | 0 | 0 | 0 | 0 | 0 | 0 | 0 | 0 | 0 | 0
F9_Industrial_Primary Metals_New_Process_Natural Gas_Gas Boiler - Hot Water Reset_A_Achievable Technical Potential | F9 | Industrial | Primary Metals | New | Process | Natural Gas | Gas Boiler - Hot Water Reset | A | Incremental Winter Peak Savings (MW) | Achievable Technical Potential | 0 | 0 | 0 | 0 | 0 | 0 | 0 | 0 | 0 | 0 | 0 | 0 | 0 | 0 | 0 | 0 | 0 | 0 | 0 | 0 | 0 | 0
F10_Industrial_Primary Metals_New_Process_Natural Gas_Gas Boiler - Hot Water Reset_A_Achievable Technical Potential | F10 | Industrial | Primary Metals | New | Process | Natural Gas | Gas Boiler - Hot Water Reset | A | Cumulative Energy Savings (MWh or mTherms) | Achievable Technical Potential | 0 | 0 | 0.0068247 | 0.021449 | 0.046967 | 0.086507 | 0.13842 | 0.20836 | 0.2951 | 0.39522 | 0.49765 | 0.59368 | 0.6741 | 0.732 | 0.76746 | 0.78562 | 0.79375 | 0.79691 | 0.79691 | 0.79691 | 0.79691 | 0.79691
F11_Industrial_Primary Metals_New_Process_Natural Gas_Gas Boiler - Hot Water Reset_A_Achievable Technical Potential | F11 | Industrial | Primary Metals | New | Process | Natural Gas | Gas Boiler - Hot Water Reset | A | Cumulative Summer Peak Savings (MW) | Achievable Technical Potential | 0 | 0 | 0 | 0 | 0 | 0 | 0 | 0 | 0 | 0 | 0 | 0 | 0 | 0 | 0 | 0 | 0 | 0 | 0 | 0 | 0 | 0
F12_Industrial_Primary Metals_New_Process_Natural Gas_Gas Boiler - Hot Water Reset_A_Achievable Technical Potential | F12 | Industrial | Primary Metals | New | Process | Natural Gas | Gas Boiler - Hot Water Reset | A | Cumulative Winter Peak Savings (MW) | Achievable Technical Potential | 0 | 0 | 0 | 0 | 0 | 0 | 0 | 0 | 0 | 0 | 0 | 0 | 0 | 0 | 0 | 0 | 0 | 0 | 0 | 0 | 0 | 0
F13_Industrial_Primary Metals_New_Process_Natural Gas_Gas Boiler - Hot Water Reset_A_Achievable Technical Potential | F13 | Industrial | Primary Metals | New | Process | Natural Gas | Gas Boiler - Hot Water Reset | A | Purchases (Incremental) | Achievable Technical Potential | 0 | 0 | 0.1339 | 0.28693 | 0.50068 | 0.7758 | 1.0186 | 1.3723 | 1.7019 | 1.9644 | 2.0097 | 1.8842 | 1.5777 | 1.136 | 0.69584 | 0.35622 | 0.15966 | 0.06185 | 0.1339 | 0.28693 | 0.50068 | 0.7758
F14_Industrial_Primary Metals_New_Process_Natural Gas_Gas Boiler - Hot Water Reset_A_Achievable Technical Potential | F14 | Industrial | Primary Metals | New | Process | Natural Gas | Gas Boiler - Hot Water Reset | A | Purchases (Cumulative) | Achievable Technical Potential | 0 | 0 | 0.1339 | 0.42084 | 0.92152 | 1.6973 | 2.7159 | 4.0882 | 5.7901 | 7.7545 | 9.7642 | 11.6484 | 13.2262 | 14.3622 | 15.0581 | 15.4143 | 15.5739 | 15.6358 | 15.6358 | 15.6358 | 15.6358 | 15.6358
F1_Industrial_Primary Metals_New_Space Heating_Natural Gas_Steam Trap Maintenance_A_Achievable Technical Potential | F1 | Industrial | Primary Metals | New | Space Heating | Natural Gas | Steam Trap Maintenance | A | Original Unit Energy Savings (kWh or therms) | Achievable Technical Potential | 0 | 0 | 35.7959 | 35.7959 | 35.7959 | 35.7959 | 35.7959 | 35.7959 | 35.7959 | 35.7959 | 35.7959 | 35.7959 | 35.7959 | 35.7959 | 35.7959 | 35.7959 | 35.7959 | 35.7959 | 35.7959 | 35.7959 | 35.7959 | 35.7959
F2_Industrial_Primary Metals_New_Space Heating_Natural Gas_Steam Trap Maintenance_A_Achievable Technical Potential | F2 | Industrial | Primary Metals | New | Space Heating | Natural Gas | Steam Trap Maintenance | A | Original Unit Summer Peak Savings (kW) | Achievable Technical Potential | 0 | 0 | 0 | 0 | 0 | 0 | 0 | 0 | 0 | 0 | 0 | 0 | 0 | 0 | 0 | 0 | 0 | 0 | 0 | 0 | 0 | 0
F3_Industrial_Primary Metals_New_Space Heating_Natural Gas_Steam Trap Maintenance_A_Achievable Technical Potential | F3 | Industrial | Primary Metals | New | Space Heating | Natural Gas | Steam Trap Maintenance | A | Original Unit Winter Peak Savings (kW) | Achievable Technical Potential | 0 | 0 | 0 | 0 | 0 | 0 | 0 | 0 | 0 | 0 | 0 | 0 | 0 | 0 | 0 | 0 | 0 | 0 | 0 | 0 | 0 | 0
F4_Industrial_Primary Metals_New_Space Heating_Natural Gas_Steam Trap Maintenance_A_Achievable Technical Potential | F4 | Industrial | Primary Metals | New | Space Heating | Natural Gas | Steam Trap Maintenance | A | Standalone Impact on Baseline Energy (%) | Achievable Technical Potential | bar: 2019 to 2040
F5_Industrial_Primary Metals_New_Space Heating_Natural Gas_Steam Trap Maintenance_A_Achievable Technical Potential | F5 | Industrial | Primary Metals | New | Space Heating | Natural Gas | Steam Trap Maintenance | A | Standalone Impact on Baseline Summer Peak (%) | Achievable Technical Potential | bar: 2019 to 2040
F6_Industrial_Primary Metals_New_Space Heating_Natural Gas_Steam Trap Maintenance_A_Achievable Technical Potential | F6 | Industrial | Primary Metals | New | Space Heating | Natural Gas | Steam Trap Maintenance | A | Standalone Impact on Baseline Winter Peak (%) | Achievable Technical Potential | bar: 2019 to 2040
F7_Industrial_Primary Metals_New_Space Heating_Natural Gas_Steam Trap Maintenance_A_Achievable Technical Potential | F7 | Industrial | Primary Metals | New | Space Heating | Natural Gas | Steam Trap Maintenance | A | Incremental Energy Savings (MWh or mTherms) | Achievable Technical Potential | 0 | 0 | 0 | 0 | 0 | 0 | 0 | 0 | 0 | 0 | 0 | 0 | 0 | 0 | 0 | 0 | 0 | 0 | 0 | 0 | 0 | 0
F8_Industrial_Primary Metals_New_Space Heating_Natural Gas_Steam Trap Maintenance_A_Achievable Technical Potential | F8 | Industrial | Primary Metals | New | Space Heating | Natural Gas | Steam Trap Maintenance | A | Incremental Summer Peak Savings (MW) | Achievable Technical Potential | 0 | 0 | 0 | 0 | 0 | 0 | 0 | 0 | 0 | 0 | 0 | 0 | 0 | 0 | 0 | 0 | 0 | 0 | 0 | 0 | 0 | 0
F9_Industrial_Primary Metals_New_Space Heating_Natural Gas_Steam Trap Maintenance_A_Achievable Technical Potential | F9 | Industrial | Primary Metals | New | Space Heating | Natural Gas | Steam Trap Maintenance | A | Incremental Winter Peak Savings (MW) | Achievable Technical Potential | 0 | 0 | 0 | 0 | 0 | 0 | 0 | 0 | 0 | 0 | 0 | 0 | 0 | 0 | 0 | 0 | 0 | 0 | 0 | 0 | 0 | 0
F10_Industrial_Primary Metals_New_Space Heating_Natural Gas_Steam Trap Maintenance_A_Achievable Technical Potential | F10 | Industrial | Primary Metals | New | Space Heating | Natural Gas | Steam Trap Maintenance | A | Cumulative Energy Savings (MWh or mTherms) | Achievable Technical Potential | 0 | 0 | 0 | 0 | 0 | 0 | 0 | 0 | 0 | 0 | 0 | 0 | 0 | 0 | 0 | 0 | 0 | 0 | 0 | 0 | 0 | 0
F11_Industrial_Primary Metals_New_Space Heating_Natural Gas_Steam Trap Maintenance_A_Achievable Technical Potential | F11 | Industrial | Primary Metals | New | Space Heating | Natural Gas | Steam Trap Maintenance | A | Cumulative Summer Peak Savings (MW) | Achievable Technical Potential | 0 | 0 | 0 | 0 | 0 | 0 | 0 | 0 | 0 | 0 | 0 | 0 | 0 | 0 | 0 | 0 | 0 | 0 | 0 | 0 | 0 | 0
F12_Industrial_Primary Metals_New_Space Heating_Natural Gas_Steam Trap Maintenance_A_Achievable Technical Potential | F12 | Industrial | Primary Metals | New | Space Heating | Natural Gas | Steam Trap Maintenance | A | Cumulative Winter Peak Savings (MW) | Achievable Technical Potential | 0 | 0 | 0 | 0 | 0 | 0 | 0 | 0 | 0 | 0 | 0 | 0 | 0 | 0 | 0 | 0 | 0 | 0 | 0 | 0 | 0 | 0
F13_Industrial_Primary Metals_New_Space Heating_Natural Gas_Steam Trap Maintenance_A_Achievable Technical Potential | F13 | Industrial | Primary Metals | New | Space Heating | Natural Gas | Steam Trap Maintenance | A | Purchases (Incremental) | Achievable Technical Potential | 0 | 0 | 0 | 0 | 0 | 0 | 0 | 0 | 0 | 0 | 0 | 0 | 0 | 0 | 0 | 0 | 0 | 0 | 0 | 0 | 0 | 0
F14_Industrial_Primary Metals_New_Space Heating_Natural Gas_Steam Trap Maintenance_A_Achievable Technical Potential | F14 | Industrial | Primary Metals | New | Space Heating | Natural Gas | Steam Trap Maintenance | A | Purchases (Cumulative) | Achievable Technical Potential | 0 | 0 | 0 | 0 | 0 | 0 | 0 | 0 | 0 | 0 | 0 | 0 | 0 | 0 | 0 | 0 | 0 | 0 | 0 | 0 | 0 | 0
F1_Industrial_Primary Metals_New_Process_Natural Gas_Steam Trap Maintenance_A_Achievable Technical Potential | F1 | Industrial | Primary Metals | New | Process | Natural Gas | Steam Trap Maintenance | A | Original Unit Energy Savings (kWh or therms) | Achievable Technical Potential | 0 | 0 | 36.0109 | 36.0109 | 36.0109 | 36.0109 | 36.0109 | 36.0109 | 36.0109 | 36.0109 | 36.0109 | 36.0109 | 36.0109 | 36.0109 | 36.0109 | 36.0109 | 36.0109 | 36.0109 | 36.0109 | 36.0109 | 36.0109 | 36.0109
F2_Industrial_Primary Metals_New_Process_Natural Gas_Steam Trap Maintenance_A_Achievable Technical Potential | F2 | Industrial | Primary Metals | New | Process | Natural Gas | Steam Trap Maintenance | A | Original Unit Summer Peak Savings (kW) | Achievable Technical Potential | 0 | 0 | 0 | 0 | 0 | 0 | 0 | 0 | 0 | 0 | 0 | 0 | 0 | 0 | 0 | 0 | 0 | 0 | 0 | 0 | 0 | 0
F3_Industrial_Primary Metals_New_Process_Natural Gas_Steam Trap Maintenance_A_Achievable Technical Potential | F3 | Industrial | Primary Metals | New | Process | Natural Gas | Steam Trap Maintenance | A | Original Unit Winter Peak Savings (kW) | Achievable Technical Potential | 0 | 0 | 0 | 0 | 0 | 0 | 0 | 0 | 0 | 0 | 0 | 0 | 0 | 0 | 0 | 0 | 0 | 0 | 0 | 0 | 0 | 0
F4_Industrial_Primary Metals_New_Process_Natural Gas_Steam Trap Maintenance_A_Achievable Technical Potential | F4 | Industrial | Primary Metals | New | Process | Natural Gas | Steam Trap Maintenance | A | Standalone Impact on Baseline Energy (%) | Achievable Technical Potential | bar: 2019 to 2040
F5_Industrial_Primary Metals_New_Process_Natural Gas_Steam Trap Maintenance_A_Achievable Technical Potential | F5 | Industrial | Primary Metals | New | Process | Natural Gas | Steam Trap Maintenance | A | Standalone Impact on Baseline Summer Peak (%) | Achievable Technical Potential | bar: 2019 to 2040
F6_Industrial_Primary Metals_New_Process_Natural Gas_Steam Trap Maintenance_A_Achievable Technical Potential | F6 | Industrial | Primary Metals | New | Process | Natural Gas | Steam Trap Maintenance | A | Standalone Impact on Baseline Winter Peak (%) | Achievable Technical Potential | bar: 2019 to 2040
F7_Industrial_Primary Metals_New_Process_Natural Gas_Steam Trap Maintenance_A_Achievable Technical Potential | F7 | Industrial | Primary Metals | New | Process | Natural Gas | Steam Trap Maintenance | A | Incremental Energy Savings (MWh or mTherms) | Achievable Technical Potential | 0 | 0 | 0 | 0 | 0 | 0 | 0 | 0 | 0 | 0 | 0 | 0 | 0 | 0 | 0 | 0 | 0 | 0 | 0 | 0 | 0 | 0
F8_Industrial_Primary Metals_New_Process_Natural Gas_Steam Trap Maintenance_A_Achievable Technical Potential | F8 | Industrial | Primary Metals | New | Process | Natural Gas | Steam Trap Maintenance | A | Incremental Summer Peak Savings (MW) | Achievable Technical Potential | 0 | 0 | 0 | 0 | 0 | 0 | 0 | 0 | 0 | 0 | 0 | 0 | 0 | 0 | 0 | 0 | 0 | 0 | 0 | 0 | 0 | 0
F9_Industrial_Primary Metals_New_Process_Natural Gas_Steam Trap Maintenance_A_Achievable Technical Potential | F9 | Industrial | Primary Metals | New | Process | Natural Gas | Steam Trap Maintenance | A | Incremental Winter Peak Savings (MW) | Achievable Technical Potential | 0 | 0 | 0 | 0 | 0 | 0 | 0 | 0 | 0 | 0 | 0 | 0 | 0 | 0 | 0 | 0 | 0 | 0 | 0 | 0 | 0 | 0
F10_Industrial_Primary Metals_New_Process_Natural Gas_Steam Trap Maintenance_A_Achievable Technical Potential | F10 | Industrial | Primary Metals | New | Process | Natural Gas | Steam Trap Maintenance | A | Cumulative Energy Savings (MWh or mTherms) | Achievable Technical Potential | 0 | 0 | 0 | 0 | 0 | 0 | 0 | 0 | 0 | 0 | 0 | 0 | 0 | 0 | 0 | 0 | 0 | 0 | 0 | 0 | 0 | 0
F11_Industrial_Primary Metals_New_Process_Natural Gas_Steam Trap Maintenance_A_Achievable Technical Potential | F11 | Industrial | Primary Metals | New | Process | Natural Gas | Steam Trap Maintenance | A | Cumulative Summer Peak Savings (MW) | Achievable Technical Potential | 0 | 0 | 0 | 0 | 0 | 0 | 0 | 0 | 0 | 0 | 0 | 0 | 0 | 0 | 0 | 0 | 0 | 0 | 0 | 0 | 0 | 0
F12_Industrial_Primary Metals_New_Process_Natural Gas_Steam Trap Maintenance_A_Achievable Technical Potential | F12 | Industrial | Primary Metals | New | Process | Natural Gas | Steam Trap Maintenance | A | Cumulative Winter Peak Savings (MW) | Achievable Technical Potential | 0 | 0 | 0 | 0 | 0 | 0 | 0 | 0 | 0 | 0 | 0 | 0 | 0 | 0 | 0 | 0 | 0 | 0 | 0 | 0 | 0 | 0
F13_Industrial_Primary Metals_New_Process_Natural Gas_Steam Trap Maintenance_A_Achievable Technical Potential | F13 | Industrial | Primary Metals | New | Process | Natural Gas | Steam Trap Maintenance | A | Purchases (Incremental) | Achievable Technical Potential | 0 | 0 | 0 | 0 | 0 | 0 | 0 | 0 | 0 | 0 | 0 | 0 | 0 | 0 | 0 | 0 | 0 | 0 | 0 | 0 | 0 | 0
F14_Industrial_Primary Metals_New_Process_Natural Gas_Steam Trap Maintenance_A_Achievable Technical Potential | F14 | Industrial | Primary Metals | New | Process | Natural Gas | Steam Trap Maintenance | A | Purchases (Cumulative) | Achievable Technical Potential | 0 | 0 | 0 | 0 | 0 | 0 | 0 | 0 | 0 | 0 | 0 | 0 | 0 | 0 | 0 | 0 | 0 | 0 | 0 | 0 | 0 | 0
F1_Industrial_Primary Metals_New_Space Heating_Natural Gas_Gas Boiler - High Turndown_A_Achievable Technical Potential | F1 | Industrial | Primary Metals | New | Space Heating | Natural Gas | Gas Boiler - High Turndown | A | Original Unit Energy Savings (kWh or therms) | Achievable Technical Potential | 0 | 0 | 37.9968 | 37.9968 | 37.9968 | 37.9968 | 37.9968 | 37.9968 | 37.9968 | 37.9968 | 37.9968 | 37.9968 | 37.9968 | 37.9968 | 37.9968 | 37.9968 | 37.9968 | 37.9968 | 37.9968 | 37.9968 | 37.9968 | 37.9968
F2_Industrial_Primary Metals_New_Space Heating_Natural Gas_Gas Boiler - High Turndown_A_Achievable Technical Potential | F2 | Industrial | Primary Metals | New | Space Heating | Natural Gas | Gas Boiler - High Turndown | A | Original Unit Summer Peak Savings (kW) | Achievable Technical Potential | 0 | 0 | 0 | 0 | 0 | 0 | 0 | 0 | 0 | 0 | 0 | 0 | 0 | 0 | 0 | 0 | 0 | 0 | 0 | 0 | 0 | 0
F3_Industrial_Primary Metals_New_Space Heating_Natural Gas_Gas Boiler - High Turndown_A_Achievable Technical Potential | F3 | Industrial | Primary Metals | New | Space Heating | Natural Gas | Gas Boiler - High Turndown | A | Original Unit Winter Peak Savings (kW) | Achievable Technical Potential | 0 | 0 | 0 | 0 | 0 | 0 | 0 | 0 | 0 | 0 | 0 | 0 | 0 | 0 | 0 | 0 | 0 | 0 | 0 | 0 | 0 | 0
F4_Industrial_Primary Metals_New_Space Heating_Natural Gas_Gas Boiler - High Turndown_A_Achievable Technical Potential | F4 | Industrial | Primary Metals | New | Space Heating | Natural Gas | Gas Boiler - High Turndown | A | Standalone Impact on Baseline Energy (%) | Achievable Technical Potential | 0% | 0% | 0.004253% | 0.00669% | 0.008944% | 0.01095% | 0.01377% | 0.01578% | 0.01702% | 0.01751% | 0.01809% | 0.01815% | 0.01803% | 0.01758% | 0.01746% | 0.01707% | 0.01662% | 0.01561% | 0.015% | 0.01431% | 0.0137% | 0.01314%
F5_Industrial_Primary Metals_New_Space Heating_Natural Gas_Gas Boiler - High Turndown_A_Achievable Technical Potential | F5 | Industrial | Primary Metals | New | Space Heating | Natural Gas | Gas Boiler - High Turndown | A | Standalone Impact on Baseline Summer Peak (%) | Achievable Technical Potential | bar: 2019 to 2040
F6_Industrial_Primary Metals_New_Space Heating_Natural Gas_Gas Boiler - High Turndown_A_Achievable Technical Potential | F6 | Industrial | Primary Metals | New | Space Heating | Natural Gas | Gas Boiler - High Turndown | A | Standalone Impact on Baseline Winter Peak (%) | Achievable Technical Potential | bar: 2019 to 2040
F7_Industrial_Primary Metals_New_Space Heating_Natural Gas_Gas Boiler - High Turndown_A_Achievable Technical Potential | F7 | Industrial | Primary Metals | New | Space Heating | Natural Gas | Gas Boiler - High Turndown | A | Incremental Energy Savings (MWh or mTherms) | Achievable Technical Potential | 0 | 0 | 0.00021439 | 0.00037415 | 0.00053352 | 0.00071214 | 0.00081972 | 0.00085014 | 0.00076889 | 0.00069501 | 0.00060361 | 0.00052669 | 0.00045592 | 0.00039682 | 0.00033488 | 0.00028484 | 0.00024142 | 0.00021439 | 0.00037415 | 0.00053352 | 0.00071214 | 0.00081972
F8_Industrial_Primary Metals_New_Space Heating_Natural Gas_Gas Boiler - High Turndown_A_Achievable Technical Potential | F8 | Industrial | Primary Metals | New | Space Heating | Natural Gas | Gas Boiler - High Turndown | A | Incremental Summer Peak Savings (MW) | Achievable Technical Potential | 0 | 0 | 0 | 0 | 0 | 0 | 0 | 0 | 0 | 0 | 0 | 0 | 0 | 0 | 0 | 0 | 0 | 0 | 0 | 0 | 0 | 0
F9_Industrial_Primary Metals_New_Space Heating_Natural Gas_Gas Boiler - High Turndown_A_Achievable Technical Potential | F9 | Industrial | Primary Metals | New | Space Heating | Natural Gas | Gas Boiler - High Turndown | A | Incremental Winter Peak Savings (MW) | Achievable Technical Potential | 0 | 0 | 0 | 0 | 0 | 0 | 0 | 0 | 0 | 0 | 0 | 0 | 0 | 0 | 0 | 0 | 0 | 0 | 0 | 0 | 0 | 0
F10_Industrial_Primary Metals_New_Space Heating_Natural Gas_Gas Boiler - High Turndown_A_Achievable Technical Potential | F10 | Industrial | Primary Metals | New | Space Heating | Natural Gas | Gas Boiler - High Turndown | A | Cumulative Energy Savings (MWh or mTherms) | Achievable Technical Potential | 0 | 0 | 0.00021439 | 0.00058854 | 0.0011221 | 0.0018342 | 0.0026539 | 0.003504 | 0.0042729 | 0.0049679 | 0.0055716 | 0.0060982 | 0.0065542 | 0.006951 | 0.0072859 | 0.0075707 | 0.0078121 | 0.0078121 | 0.0078121 | 0.0078121 | 0.0078121 | 0.0078121
F11_Industrial_Primary Metals_New_Space Heating_Natural Gas_Gas Boiler - High Turndown_A_Achievable Technical Potential | F11 | Industrial | Primary Metals | New | Space Heating | Natural Gas | Gas Boiler - High Turndown | A | Cumulative Summer Peak Savings (MW) | Achievable Technical Potential | 0 | 0 | 0 | 0 | 0 | 0 | 0 | 0 | 0 | 0 | 0 | 0 | 0 | 0 | 0 | 0 | 0 | 0 | 0 | 0 | 0 | 0
F12_Industrial_Primary Metals_New_Space Heating_Natural Gas_Gas Boiler - High Turndown_A_Achievable Technical Potential | F12 | Industrial | Primary Metals | New | Space Heating | Natural Gas | Gas Boiler - High Turndown | A | Cumulative Winter Peak Savings (MW) | Achievable Technical Potential | 0 | 0 | 0 | 0 | 0 | 0 | 0 | 0 | 0 | 0 | 0 | 0 | 0 | 0 | 0 | 0 | 0 | 0 | 0 | 0 | 0 | 0
F13_Industrial_Primary Metals_New_Space Heating_Natural Gas_Gas Boiler - High Turndown_A_Achievable Technical Potential | F13 | Industrial | Primary Metals | New | Space Heating | Natural Gas | Gas Boiler - High Turndown | A | Purchases (Incremental) | Achievable Technical Potential | 0 | 0 | 0.0056423 | 0.0098468 | 0.014041 | 0.018742 | 0.021573 | 0.022374 | 0.020236 | 0.018291 | 0.015886 | 0.013861 | 0.011999 | 0.010444 | 0.0088134 | 0.0074965 | 0.0063536 | 0.0056423 | 0.0098468 | 0.014041 | 0.018742 | 0.021573
F14_Industrial_Primary Metals_New_Space Heating_Natural Gas_Gas Boiler - High Turndown_A_Achievable Technical Potential | F14 | Industrial | Primary Metals | New | Space Heating | Natural Gas | Gas Boiler - High Turndown | A | Purchases (Cumulative) | Achievable Technical Potential | 0 | 0 | 0.0056423 | 0.015489 | 0.02953 | 0.048272 | 0.069846 | 0.09222 | 0.11246 | 0.13075 | 0.14663 | 0.16049 | 0.17249 | 0.18294 | 0.19175 | 0.19925 | 0.2056 | 0.2056 | 0.2056 | 0.2056 | 0.2056 | 0.2056
F1_Industrial_Primary Metals_New_Process_Natural Gas_Gas Boiler - High Turndown_A_Achievable Technical Potential | F1 | Industrial | Primary Metals | New | Process | Natural Gas | Gas Boiler - High Turndown | A | Original Unit Energy Savings (kWh or therms) | Achievable Technical Potential | 0 | 0 | 38.225 | 38.225 | 38.225 | 38.225 | 38.225 | 38.225 | 38.225 | 38.225 | 38.225 | 38.225 | 38.225 | 38.225 | 38.225 | 38.225 | 38.225 | 38.225 | 38.225 | 38.225 | 38.225 | 38.225
F2_Industrial_Primary Metals_New_Process_Natural Gas_Gas Boiler - High Turndown_A_Achievable Technical Potential | F2 | Industrial | Primary Metals | New | Process | Natural Gas | Gas Boiler - High Turndown | A | Original Unit Summer Peak Savings (kW) | Achievable Technical Potential | 0 | 0 | 0 | 0 | 0 | 0 | 0 | 0 | 0 | 0 | 0 | 0 | 0 | 0 | 0 | 0 | 0 | 0 | 0 | 0 | 0 | 0
F3_Industrial_Primary Metals_New_Process_Natural Gas_Gas Boiler - High Turndown_A_Achievable Technical Potential | F3 | Industrial | Primary Metals | New | Process | Natural Gas | Gas Boiler - High Turndown | A | Original Unit Winter Peak Savings (kW) | Achievable Technical Potential | 0 | 0 | 0 | 0 | 0 | 0 | 0 | 0 | 0 | 0 | 0 | 0 | 0 | 0 | 0 | 0 | 0 | 0 | 0 | 0 | 0 | 0
F4_Industrial_Primary Metals_New_Process_Natural Gas_Gas Boiler - High Turndown_A_Achievable Technical Potential | F4 | Industrial | Primary Metals | New | Process | Natural Gas | Gas Boiler - High Turndown | A | Standalone Impact on Baseline Energy (%) | Achievable Technical Potential | 0% | 0% | 0.005686% | 0.008943% | 0.01196% | 0.01464% | 0.01841% | 0.02109% | 0.02275% | 0.02341% | 0.02418% | 0.02427% | 0.0241% | 0.0235% | 0.02335% | 0.02282% | 0.02222% | 0.02086% | 0.02005% | 0.01913% | 0.01832% | 0.01757%
F5_Industrial_Primary Metals_New_Process_Natural Gas_Gas Boiler - High Turndown_A_Achievable Technical Potential | F5 | Industrial | Primary Metals | New | Process | Natural Gas | Gas Boiler - High Turndown | A | Standalone Impact on Baseline Summer Peak (%) | Achievable Technical Potential | bar: 2019 to 2040
F6_Industrial_Primary Metals_New_Process_Natural Gas_Gas Boiler - High Turndown_A_Achievable Technical Potential | F6 | Industrial | Primary Metals | New | Process | Natural Gas | Gas Boiler - High Turndown | A | Standalone Impact on Baseline Winter Peak (%) | Achievable Technical Potential | bar: 2019 to 2040
F7_Industrial_Primary Metals_New_Process_Natural Gas_Gas Boiler - High Turndown_A_Achievable Technical Potential | F7 | Industrial | Primary Metals | New | Process | Natural Gas | Gas Boiler - High Turndown | A | Incremental Energy Savings (MWh or mTherms) | Achievable Technical Potential | 0 | 0 | 0.0078116 | 0.013633 | 0.01944 | 0.025948 | 0.029868 | 0.030976 | 0.028016 | 0.025324 | 0.021994 | 0.019191 | 0.016612 | 0.014459 | 0.012202 | 0.010379 | 0.0087964 | 0.0078116 | 0.013633 | 0.01944 | 0.025948 | 0.029868
F8_Industrial_Primary Metals_New_Process_Natural Gas_Gas Boiler - High Turndown_A_Achievable Technical Potential | F8 | Industrial | Primary Metals | New | Process | Natural Gas | Gas Boiler - High Turndown | A | Incremental Summer Peak Savings (MW) | Achievable Technical Potential | 0 | 0 | 0 | 0 | 0 | 0 | 0 | 0 | 0 | 0 | 0 | 0 | 0 | 0 | 0 | 0 | 0 | 0 | 0 | 0 | 0 | 0
F9_Industrial_Primary Metals_New_Process_Natural Gas_Gas Boiler - High Turndown_A_Achievable Technical Potential | F9 | Industrial | Primary Metals | New | Process | Natural Gas | Gas Boiler - High Turndown | A | Incremental Winter Peak Savings (MW) | Achievable Technical Potential | 0 | 0 | 0 | 0 | 0 | 0 | 0 | 0 | 0 | 0 | 0 | 0 | 0 | 0 | 0 | 0 | 0 | 0 | 0 | 0 | 0 | 0
F10_Industrial_Primary Metals_New_Process_Natural Gas_Gas Boiler - High Turndown_A_Achievable Technical Potential | F10 | Industrial | Primary Metals | New | Process | Natural Gas | Gas Boiler - High Turndown | A | Cumulative Energy Savings (MWh or mTherms) | Achievable Technical Potential | 0 | 0 | 0.0078116 | 0.021444 | 0.040884 | 0.066832 | 0.0967 | 0.12768 | 0.15569 | 0.18102 | 0.20301 | 0.2222 | 0.23881 | 0.25327 | 0.26547 | 0.27585 | 0.28465 | 0.28465 | 0.28465 | 0.28465 | 0.28465 | 0.28465
F11_Industrial_Primary Metals_New_Process_Natural Gas_Gas Boiler - High Turndown_A_Achievable Technical Potential | F11 | Industrial | Primary Metals | New | Process | Natural Gas | Gas Boiler - High Turndown | A | Cumulative Summer Peak Savings (MW) | Achievable Technical Potential | 0 | 0 | 0 | 0 | 0 | 0 | 0 | 0 | 0 | 0 | 0 | 0 | 0 | 0 | 0 | 0 | 0 | 0 | 0 | 0 | 0 | 0
F12_Industrial_Primary Metals_New_Process_Natural Gas_Gas Boiler - High Turndown_A_Achievable Technical Potential | F12 | Industrial | Primary Metals | New | Process | Natural Gas | Gas Boiler - High Turndown | A | Cumulative Winter Peak Savings (MW) | Achievable Technical Potential | 0 | 0 | 0 | 0 | 0 | 0 | 0 | 0 | 0 | 0 | 0 | 0 | 0 | 0 | 0 | 0 | 0 | 0 | 0 | 0 | 0 | 0
F13_Industrial_Primary Metals_New_Process_Natural Gas_Gas Boiler - High Turndown_A_Achievable Technical Potential | F13 | Industrial | Primary Metals | New | Process | Natural Gas | Gas Boiler - High Turndown | A | Purchases (Incremental) | Achievable Technical Potential | 0 | 0 | 0.20436 | 0.35664 | 0.50856 | 0.67883 | 0.78137 | 0.81037 | 0.73292 | 0.66249 | 0.57537 | 0.50205 | 0.43459 | 0.37826 | 0.31922 | 0.27152 | 0.23012 | 0.20436 | 0.35664 | 0.50856 | 0.67883 | 0.78137
F14_Industrial_Primary Metals_New_Process_Natural Gas_Gas Boiler - High Turndown_A_Achievable Technical Potential | F14 | Industrial | Primary Metals | New | Process | Natural Gas | Gas Boiler - High Turndown | A | Purchases (Cumulative) | Achievable Technical Potential | 0 | 0 | 0.20436 | 0.561 | 1.0696 | 1.7484 | 2.5298 | 3.3401 | 4.073 | 4.7355 | 5.3109 | 5.813 | 6.2476 | 6.6258 | 6.945 | 7.2165 | 7.4467 | 7.4467 | 7.4467 | 7.4467 | 7.4467 | 7.4467
F1_Industrial_Primary Metals_New_Space Heating_Natural Gas_Gas Boiler - Burner Control Optimization_A_Achievable Technical Potential | F1 | Industrial | Primary Metals | New | Space Heating | Natural Gas | Gas Boiler - Burner Control Optimization | A | Original Unit Energy Savings (kWh or therms) | Achievable Technical Potential | 0 | 0 | 11.0191 | 11.0191 | 11.0191 | 11.0191 | 11.0191 | 11.0191 | 11.0191 | 11.0191 | 11.0191 | 11.0191 | 11.0191 | 11.0191 | 11.0191 | 11.0191 | 11.0191 | 11.0191 | 11.0191 | 11.0191 | 11.0191 | 11.0191
F2_Industrial_Primary Metals_New_Space Heating_Natural Gas_Gas Boiler - Burner Control Optimization_A_Achievable Technical Potential | F2 | Industrial | Primary Metals | New | Space Heating | Natural Gas | Gas Boiler - Burner Control Optimization | A | Original Unit Summer Peak Savings (kW) | Achievable Technical Potential | 0 | 0 | 0 | 0 | 0 | 0 | 0 | 0 | 0 | 0 | 0 | 0 | 0 | 0 | 0 | 0 | 0 | 0 | 0 | 0 | 0 | 0
F3_Industrial_Primary Metals_New_Space Heating_Natural Gas_Gas Boiler - Burner Control Optimization_A_Achievable Technical Potential | F3 | Industrial | Primary Metals | New | Space Heating | Natural Gas | Gas Boiler - Burner Control Optimization | A | Original Unit Winter Peak Savings (kW) | Achievable Technical Potential | 0 | 0 | 0 | 0 | 0 | 0 | 0 | 0 | 0 | 0 | 0 | 0 | 0 | 0 | 0 | 0 | 0 | 0 | 0 | 0 | 0 | 0
F4_Industrial_Primary Metals_New_Space Heating_Natural Gas_Gas Boiler - Burner Control Optimization_A_Achievable Technical Potential | F4 | Industrial | Primary Metals | New | Space Heating | Natural Gas | Gas Boiler - Burner Control Optimization | A | Standalone Impact on Baseline Energy (%) | Achievable Technical Potential | 0% | 0% | 0.0003327% | 0.0007136% | 0.001546% | 0.002989% | 0.005444% | 0.00871% | 0.01278% | 0.01723% | 0.02224% | 0.02677% | 0.03069% | 0.03341% | 0.03596% | 0.03716% | 0.03753% | 0.03695% | 0.03666% | 0.03571% | 0.0346% | 0.03342%
F5_Industrial_Primary Metals_New_Space Heating_Natural Gas_Gas Boiler - Burner Control Optimization_A_Achievable Technical Potential | F5 | Industrial | Primary Metals | New | Space Heating | Natural Gas | Gas Boiler - Burner Control Optimization | A | Standalone Impact on Baseline Summer Peak (%) | Achievable Technical Potential | bar: 2019 to 2040
F6_Industrial_Primary Metals_New_Space Heating_Natural Gas_Gas Boiler - Burner Control Optimization_A_Achievable Technical Potential | F6 | Industrial | Primary Metals | New | Space Heating | Natural Gas | Gas Boiler - Burner Control Optimization | A | Standalone Impact on Baseline Winter Peak (%) | Achievable Technical Potential | bar: 2019 to 2040
F7_Industrial_Primary Metals_New_Space Heating_Natural Gas_Gas Boiler - Burner Control Optimization_A_Achievable Technical Potential | F7 | Industrial | Primary Metals | New | Space Heating | Natural Gas | Gas Boiler - Burner Control Optimization | A | Incremental Energy Savings (MWh or mTherms) | Achievable Technical Potential | 0 | 0 | 1.6771e-05 | 4.6008e-05 | 0.00013121 | 0.0003065 | 0.0005488 | 0.00088536 | 0.0012739 | 0.0016793 | 0.0019633 | 0.0021414 | 0.0021626 | 0.0020587 | 0.0017885 | 0.001479 | 0.0011545 | 0.00086095 | 0.0005972 | 0.00039826 | 0.00025321 | 0.00017873
F8_Industrial_Primary Metals_New_Space Heating_Natural Gas_Gas Boiler - Burner Control Optimization_A_Achievable Technical Potential | F8 | Industrial | Primary Metals | New | Space Heating | Natural Gas | Gas Boiler - Burner Control Optimization | A | Incremental Summer Peak Savings (MW) | Achievable Technical Potential | 0 | 0 | 0 | 0 | 0 | 0 | 0 | 0 | 0 | 0 | 0 | 0 | 0 | 0 | 0 | 0 | 0 | 0 | 0 | 0 | 0 | 0
F9_Industrial_Primary Metals_New_Space Heating_Natural Gas_Gas Boiler - Burner Control Optimization_A_Achievable Technical Potential | F9 | Industrial | Primary Metals | New | Space Heating | Natural Gas | Gas Boiler - Burner Control Optimization | A | Incremental Winter Peak Savings (MW) | Achievable Technical Potential | 0 | 0 | 0 | 0 | 0 | 0 | 0 | 0 | 0 | 0 | 0 | 0 | 0 | 0 | 0 | 0 | 0 | 0 | 0 | 0 | 0 | 0
F10_Industrial_Primary Metals_New_Space Heating_Natural Gas_Gas Boiler - Burner Control Optimization_A_Achievable Technical Potential | F10 | Industrial | Primary Metals | New | Space Heating | Natural Gas | Gas Boiler - Burner Control Optimization | A | Cumulative Energy Savings (MWh or mTherms) | Achievable Technical Potential | 0 | 0 | 1.6771e-05 | 6.278e-05 | 0.00019399 | 0.00050049 | 0.0010493 | 0.0019346 | 0.0032086 | 0.0048879 | 0.0068511 | 0.0089925 | 0.011155 | 0.013214 | 0.015002 | 0.016481 | 0.017636 | 0.018497 | 0.019094 | 0.019492 | 0.019729 | 0.019861
F11_Industrial_Primary Metals_New_Space Heating_Natural Gas_Gas Boiler - Burner Control Optimization_A_Achievable Technical Potential | F11 | Industrial | Primary Metals | New | Space Heating | Natural Gas | Gas Boiler - Burner Control Optimization | A | Cumulative Summer Peak Savings (MW) | Achievable Technical Potential | 0 | 0 | 0 | 0 | 0 | 0 | 0 | 0 | 0 | 0 | 0 | 0 | 0 | 0 | 0 | 0 | 0 | 0 | 0 | 0 | 0 | 0
F12_Industrial_Primary Metals_New_Space Heating_Natural Gas_Gas Boiler - Burner Control Optimization_A_Achievable Technical Potential | F12 | Industrial | Primary Metals | New | Space Heating | Natural Gas | Gas Boiler - Burner Control Optimization | A | Cumulative Winter Peak Savings (MW) | Achievable Technical Potential | 0 | 0 | 0 | 0 | 0 | 0 | 0 | 0 | 0 | 0 | 0 | 0 | 0 | 0 | 0 | 0 | 0 | 0 | 0 | 0 | 0 | 0
F13_Industrial_Primary Metals_New_Space Heating_Natural Gas_Gas Boiler - Burner Control Optimization_A_Achievable Technical Potential | F13 | Industrial | Primary Metals | New | Space Heating | Natural Gas | Gas Boiler - Burner Control Optimization | A | Purchases (Incremental) | Achievable Technical Potential | 0 | 0 | 0.001522 | 0.0041753 | 0.011908 | 0.027815 | 0.049804 | 0.080348 | 0.11561 | 0.1524 | 0.17817 | 0.19433 | 0.19626 | 0.18684 | 0.16231 | 0.13422 | 0.10478 | 0.078133 | 0.054197 | 0.036143 | 0.022979 | 0.01622
F14_Industrial_Primary Metals_New_Space Heating_Natural Gas_Gas Boiler - Burner Control Optimization_A_Achievable Technical Potential | F14 | Industrial | Primary Metals | New | Space Heating | Natural Gas | Gas Boiler - Burner Control Optimization | A | Purchases (Cumulative) | Achievable Technical Potential | 0 | 0 | 0.001522 | 0.0056974 | 0.017605 | 0.04542 | 0.095224 | 0.17557 | 0.29118 | 0.44358 | 0.62175 | 0.81609 | 1.0123 | 1.1992 | 1.3615 | 1.4957 | 1.6005 | 1.6786 | 1.7328 | 1.769 | 1.7904 | 1.8025
F1_Industrial_Primary Metals_New_Process_Natural Gas_Gas Boiler - Burner Control Optimization_A_Achievable Technical Potential | F1 | Industrial | Primary Metals | New | Process | Natural Gas | Gas Boiler - Burner Control Optimization | A | Original Unit Energy Savings (kWh or therms) | Achievable Technical Potential | 0 | 0 | 11.0853 | 11.0853 | 11.0853 | 11.0853 | 11.0853 | 11.0853 | 11.0853 | 11.0853 | 11.0853 | 11.0853 | 11.0853 | 11.0853 | 11.0853 | 11.0853 | 11.0853 | 11.0853 | 11.0853 | 11.0853 | 11.0853 | 11.0853
F2_Industrial_Primary Metals_New_Process_Natural Gas_Gas Boiler - Burner Control Optimization_A_Achievable Technical Potential | F2 | Industrial | Primary Metals | New | Process | Natural Gas | Gas Boiler - Burner Control Optimization | A | Original Unit Summer Peak Savings (kW) | Achievable Technical Potential | 0 | 0 | 0 | 0 | 0 | 0 | 0 | 0 | 0 | 0 | 0 | 0 | 0 | 0 | 0 | 0 | 0 | 0 | 0 | 0 | 0 | 0
F3_Industrial_Primary Metals_New_Process_Natural Gas_Gas Boiler - Burner Control Optimization_A_Achievable Technical Potential | F3 | Industrial | Primary Metals | New | Process | Natural Gas | Gas Boiler - Burner Control Optimization | A | Original Unit Winter Peak Savings (kW) | Achievable Technical Potential | 0 | 0 | 0 | 0 | 0 | 0 | 0 | 0 | 0 | 0 | 0 | 0 | 0 | 0 | 0 | 0 | 0 | 0 | 0 | 0 | 0 | 0
F4_Industrial_Primary Metals_New_Process_Natural Gas_Gas Boiler - Burner Control Optimization_A_Achievable Technical Potential | F4 | Industrial | Primary Metals | New | Process | Natural Gas | Gas Boiler - Burner Control Optimization | A | Standalone Impact on Baseline Energy (%) | Achievable Technical Potential | 0% | 0% | 0.0004448% | 0.000954% | 0.002067% | 0.003996% | 0.007278% | 0.01164% | 0.01708% | 0.02303% | 0.02974% | 0.03579% | 0.04102% | 0.04467% | 0.04807% | 0.04967% | 0.05017% | 0.04939% | 0.04901% | 0.04774% | 0.04626% | 0.04467%
F5_Industrial_Primary Metals_New_Process_Natural Gas_Gas Boiler - Burner Control Optimization_A_Achievable Technical Potential | F5 | Industrial | Primary Metals | New | Process | Natural Gas | Gas Boiler - Burner Control Optimization | A | Standalone Impact on Baseline Summer Peak (%) | Achievable Technical Potential | bar: 2019 to 2040
F6_Industrial_Primary Metals_New_Process_Natural Gas_Gas Boiler - Burner Control Optimization_A_Achievable Technical Potential | F6 | Industrial | Primary Metals | New | Process | Natural Gas | Gas Boiler - Burner Control Optimization | A | Standalone Impact on Baseline Winter Peak (%) | Achievable Technical Potential | bar: 2019 to 2040
F7_Industrial_Primary Metals_New_Process_Natural Gas_Gas Boiler - Burner Control Optimization_A_Achievable Technical Potential | F7 | Industrial | Primary Metals | New | Process | Natural Gas | Gas Boiler - Burner Control Optimization | A | Incremental Energy Savings (MWh or mTherms) | Achievable Technical Potential | 0 | 0 | 0.00061109 | 0.0016764 | 0.0047809 | 0.011168 | 0.019996 | 0.03226 | 0.046418 | 0.061188 | 0.071536 | 0.078025 | 0.078799 | 0.075014 | 0.065167 | 0.05389 | 0.042068 | 0.03137 | 0.02176 | 0.014511 | 0.0092261 | 0.0065123
F8_Industrial_Primary Metals_New_Process_Natural Gas_Gas Boiler - Burner Control Optimization_A_Achievable Technical Potential | F8 | Industrial | Primary Metals | New | Process | Natural Gas | Gas Boiler - Burner Control Optimization | A | Incremental Summer Peak Savings (MW) | Achievable Technical Potential | 0 | 0 | 0 | 0 | 0 | 0 | 0 | 0 | 0 | 0 | 0 | 0 | 0 | 0 | 0 | 0 | 0 | 0 | 0 | 0 | 0 | 0
F9_Industrial_Primary Metals_New_Process_Natural Gas_Gas Boiler - Burner Control Optimization_A_Achievable Technical Potential | F9 | Industrial | Primary Metals | New | Process | Natural Gas | Gas Boiler - Burner Control Optimization | A | Incremental Winter Peak Savings (MW) | Achievable Technical Potential | 0 | 0 | 0 | 0 | 0 | 0 | 0 | 0 | 0 | 0 | 0 | 0 | 0 | 0 | 0 | 0 | 0 | 0 | 0 | 0 | 0 | 0
F10_Industrial_Primary Metals_New_Process_Natural Gas_Gas Boiler - Burner Control Optimization_A_Achievable Technical Potential | F10 | Industrial | Primary Metals | New | Process | Natural Gas | Gas Boiler - Burner Control Optimization | A | Cumulative Energy Savings (MWh or mTherms) | Achievable Technical Potential | 0 | 0 | 0.00061109 | 0.0022875 | 0.0070684 | 0.018236 | 0.038233 | 0.070492 | 0.11691 | 0.1781 | 0.24963 | 0.32766 | 0.40646 | 0.48147 | 0.54664 | 0.60053 | 0.6426 | 0.67397 | 0.69573 | 0.71024 | 0.71885 | 0.72369
F11_Industrial_Primary Metals_New_Process_Natural Gas_Gas Boiler - Burner Control Optimization_A_Achievable Technical Potential | F11 | Industrial | Primary Metals | New | Process | Natural Gas | Gas Boiler - Burner Control Optimization | A | Cumulative Summer Peak Savings (MW) | Achievable Technical Potential | 0 | 0 | 0 | 0 | 0 | 0 | 0 | 0 | 0 | 0 | 0 | 0 | 0 | 0 | 0 | 0 | 0 | 0 | 0 | 0 | 0 | 0
F12_Industrial_Primary Metals_New_Process_Natural Gas_Gas Boiler - Burner Control Optimization_A_Achievable Technical Potential | F12 | Industrial | Primary Metals | New | Process | Natural Gas | Gas Boiler - Burner Control Optimization | A | Cumulative Winter Peak Savings (MW) | Achievable Technical Potential | 0 | 0 | 0 | 0 | 0 | 0 | 0 | 0 | 0 | 0 | 0 | 0 | 0 | 0 | 0 | 0 | 0 | 0 | 0 | 0 | 0 | 0
F13_Industrial_Primary Metals_New_Process_Natural Gas_Gas Boiler - Burner Control Optimization_A_Achievable Technical Potential | F13 | Industrial | Primary Metals | New | Process | Natural Gas | Gas Boiler - Burner Control Optimization | A | Purchases (Incremental) | Achievable Technical Potential | 0 | 0 | 0.055127 | 0.15123 | 0.43129 | 1.0074 | 1.8039 | 2.9102 | 4.1873 | 5.5197 | 6.4532 | 7.0386 | 7.1084 | 6.767 | 5.8787 | 4.8614 | 3.7949 | 2.8299 | 1.963 | 1.3091 | 0.83229 | 0.58747
F14_Industrial_Primary Metals_New_Process_Natural Gas_Gas Boiler - Burner Control Optimization_A_Achievable Technical Potential | F14 | Industrial | Primary Metals | New | Process | Natural Gas | Gas Boiler - Burner Control Optimization | A | Purchases (Cumulative) | Achievable Technical Potential | 0 | 0 | 0.055127 | 0.20635 | 0.63764 | 1.6451 | 3.449 | 6.3591 | 10.5465 | 16.0662 | 22.5194 | 29.558 | 36.6664 | 43.4334 | 49.3121 | 54.1735 | 57.9684 | 60.7984 | 62.7613 | 64.0704 | 64.8476 | 65.2838
F1_Industrial_Primary Metals_New_Space Heating_Natural Gas_HVAC - Demand Controlled Ventilation_A_Achievable Technical Potential | F1 | Industrial | Primary Metals | New | Space Heating | Natural Gas | HVAC - Demand Controlled Ventilation | A | Original Unit Energy Savings (kWh or therms) | Achievable Technical Potential | 0 | 0 | 0.067787 | 0.067787 | 0.067787 | 0.067787 | 0.067787 | 0.067787 | 0.067787 | 0.067787 | 0.067787 | 0.067787 | 0.067787 | 0.067787 | 0.067787 | 0.067787 | 0.067787 | 0.067787 | 0.067787 | 0.067787 | 0.067787 | 0.067787
F2_Industrial_Primary Metals_New_Space Heating_Natural Gas_HVAC - Demand Controlled Ventilation_A_Achievable Technical Potential | F2 | Industrial | Primary Metals | New | Space Heating | Natural Gas | HVAC - Demand Controlled Ventilation | A | Original Unit Summer Peak Savings (kW) | Achievable Technical Potential | 0 | 0 | 0 | 0 | 0 | 0 | 0 | 0 | 0 | 0 | 0 | 0 | 0 | 0 | 0 | 0 | 0 | 0 | 0 | 0 | 0 | 0
F3_Industrial_Primary Metals_New_Space Heating_Natural Gas_HVAC - Demand Controlled Ventilation_A_Achievable Technical Potential | F3 | Industrial | Primary Metals | New | Space Heating | Natural Gas | HVAC - Demand Controlled Ventilation | A | Original Unit Winter Peak Savings (kW) | Achievable Technical Potential | 0 | 0 | 0 | 0 | 0 | 0 | 0 | 0 | 0 | 0 | 0 | 0 | 0 | 0 | 0 | 0 | 0 | 0 | 0 | 0 | 0 | 0
F4_Industrial_Primary Metals_New_Space Heating_Natural Gas_HVAC - Demand Controlled Ventilation_A_Achievable Technical Potential | F4 | Industrial | Primary Metals | New | Space Heating | Natural Gas | HVAC - Demand Controlled Ventilation | A | Standalone Impact on Baseline Energy (%) | Achievable Technical Potential | 0% | 0% | 0.0396% | 0.06229% | 0.08329% | 0.102% | 0.1282% | 0.1509% | 0.173% | 0.1928% | 0.2172% | 0.2387% | 0.2602% | 0.2788% | 0.3039% | 0.3254% | 0.3467% | 0.3611% | 0.38% | 0.3931% | 0.4043% | 0.4146%
F5_Industrial_Primary Metals_New_Space Heating_Natural Gas_HVAC - Demand Controlled Ventilation_A_Achievable Technical Potential | F5 | Industrial | Primary Metals | New | Space Heating | Natural Gas | HVAC - Demand Controlled Ventilation | A | Standalone Impact on Baseline Summer Peak (%) | Achievable Technical Potential | bar: 2019 to 2040
F6_Industrial_Primary Metals_New_Space Heating_Natural Gas_HVAC - Demand Controlled Ventilation_A_Achievable Technical Potential | F6 | Industrial | Primary Metals | New | Space Heating | Natural Gas | HVAC - Demand Controlled Ventilation | A | Standalone Impact on Baseline Winter Peak (%) | Achievable Technical Potential | bar: 2019 to 2040
F7_Industrial_Primary Metals_New_Space Heating_Natural Gas_HVAC - Demand Controlled Ventilation_A_Achievable Technical Potential | F7 | Industrial | Primary Metals | New | Space Heating | Natural Gas | HVAC - Demand Controlled Ventilation | A | Incremental Energy Savings (MWh or mTherms) | Achievable Technical Potential | 0 | 0 | 0.0019963 | 0.0034839 | 0.0049679 | 0.0066312 | 0.0076329 | 0.0087958 | 0.009944 | 0.011236 | 0.012197 | 0.013304 | 0.014395 | 0.015662 | 0.016521 | 0.017566 | 0.01861 | 0.019825 | 0.020628 | 0.021617 | 0.022579 | 0.023538
F8_Industrial_Primary Metals_New_Space Heating_Natural Gas_HVAC - Demand Controlled Ventilation_A_Achievable Technical Potential | F8 | Industrial | Primary Metals | New | Space Heating | Natural Gas | HVAC - Demand Controlled Ventilation | A | Incremental Summer Peak Savings (MW) | Achievable Technical Potential | 0 | 0 | 0 | 0 | 0 | 0 | 0 | 0 | 0 | 0 | 0 | 0 | 0 | 0 | 0 | 0 | 0 | 0 | 0 | 0 | 0 | 0
F9_Industrial_Primary Metals_New_Space Heating_Natural Gas_HVAC - Demand Controlled Ventilation_A_Achievable Technical Potential | F9 | Industrial | Primary Metals | New | Space Heating | Natural Gas | HVAC - Demand Controlled Ventilation | A | Incremental Winter Peak Savings (MW) | Achievable Technical Potential | 0 | 0 | 0 | 0 | 0 | 0 | 0 | 0 | 0 | 0 | 0 | 0 | 0 | 0 | 0 | 0 | 0 | 0 | 0 | 0 | 0 | 0
F10_Industrial_Primary Metals_New_Space Heating_Natural Gas_HVAC - Demand Controlled Ventilation_A_Achievable Technical Potential | F10 | Industrial | Primary Metals | New | Space Heating | Natural Gas | HVAC - Demand Controlled Ventilation | A | Cumulative Energy Savings (MWh or mTherms) | Achievable Technical Potential | 0 | 0 | 0.0019963 | 0.0054802 | 0.010448 | 0.017079 | 0.024712 | 0.033508 | 0.043452 | 0.054688 | 0.066885 | 0.080189 | 0.094584 | 0.11025 | 0.12677 | 0.14433 | 0.16294 | 0.18077 | 0.19792 | 0.21456 | 0.23051 | 0.24642
F11_Industrial_Primary Metals_New_Space Heating_Natural Gas_HVAC - Demand Controlled Ventilation_A_Achievable Technical Potential | F11 | Industrial | Primary Metals | New | Space Heating | Natural Gas | HVAC - Demand Controlled Ventilation | A | Cumulative Summer Peak Savings (MW) | Achievable Technical Potential | 0 | 0 | 0 | 0 | 0 | 0 | 0 | 0 | 0 | 0 | 0 | 0 | 0 | 0 | 0 | 0 | 0 | 0 | 0 | 0 | 0 | 0
F12_Industrial_Primary Metals_New_Space Heating_Natural Gas_HVAC - Demand Controlled Ventilation_A_Achievable Technical Potential | F12 | Industrial | Primary Metals | New | Space Heating | Natural Gas | HVAC - Demand Controlled Ventilation | A | Cumulative Winter Peak Savings (MW) | Achievable Technical Potential | 0 | 0 | 0 | 0 | 0 | 0 | 0 | 0 | 0 | 0 | 0 | 0 | 0 | 0 | 0 | 0 | 0 | 0 | 0 | 0 | 0 | 0
F13_Industrial_Primary Metals_New_Space Heating_Natural Gas_HVAC - Demand Controlled Ventilation_A_Achievable Technical Potential | F13 | Industrial | Primary Metals | New | Space Heating | Natural Gas | HVAC - Demand Controlled Ventilation | A | Purchases (Incremental) | Achievable Technical Potential | 0 | 0 | 29.4497 | 51.3954 | 73.2871 | 97.8243 | 112.6016 | 129.7561 | 146.6944 | 165.7473 | 179.9379 | 196.2589 | 212.3635 | 231.0453 | 243.7247 | 259.1347 | 274.5331 | 292.4589 | 304.2994 | 318.8897 | 333.0827 | 347.2337
F14_Industrial_Primary Metals_New_Space Heating_Natural Gas_HVAC - Demand Controlled Ventilation_A_Achievable Technical Potential | F14 | Industrial | Primary Metals | New | Space Heating | Natural Gas | HVAC - Demand Controlled Ventilation | A | Purchases (Cumulative) | Achievable Technical Potential | 0 | 0 | 29.4497 | 80.8451 | 154.1322 | 251.9565 | 364.5581 | 494.3142 | 641.0085 | 806.7559 | 986.6937 | 1182.9526 | 1395.3161 | 1626.3614 | 1870.0861 | 2129.2209 | 2403.754 | 2666.7631 | 2919.6672 | 3165.2698 | 3400.5282 | 3635.1603
F1_Industrial_Primary Metals_New_Space Heating_Natural Gas_Gas Boiler - Stack Economizer_A_Achievable Technical Potential | F1 | Industrial | Primary Metals | New | Space Heating | Natural Gas | Gas Boiler - Stack Economizer | A | Original Unit Energy Savings (kWh or therms) | Achievable Technical Potential | 0 | 0 | 27.7376 | 27.7376 | 27.7376 | 27.7376 | 27.7376 | 27.7376 | 27.7376 | 27.7376 | 27.7376 | 27.7376 | 27.7376 | 27.7376 | 27.7376 | 27.7376 | 27.7376 | 27.7376 | 27.7376 | 27.7376 | 27.7376 | 27.7376
F2_Industrial_Primary Metals_New_Space Heating_Natural Gas_Gas Boiler - Stack Economizer_A_Achievable Technical Potential | F2 | Industrial | Primary Metals | New | Space Heating | Natural Gas | Gas Boiler - Stack Economizer | A | Original Unit Summer Peak Savings (kW) | Achievable Technical Potential | 0 | 0 | 0 | 0 | 0 | 0 | 0 | 0 | 0 | 0 | 0 | 0 | 0 | 0 | 0 | 0 | 0 | 0 | 0 | 0 | 0 | 0
F3_Industrial_Primary Metals_New_Space Heating_Natural Gas_Gas Boiler - Stack Economizer_A_Achievable Technical Potential | F3 | Industrial | Primary Metals | New | Space Heating | Natural Gas | Gas Boiler - Stack Economizer | A | Original Unit Winter Peak Savings (kW) | Achievable Technical Potential | 0 | 0 | 0 | 0 | 0 | 0 | 0 | 0 | 0 | 0 | 0 | 0 | 0 | 0 | 0 | 0 | 0 | 0 | 0 | 0 | 0 | 0
F4_Industrial_Primary Metals_New_Space Heating_Natural Gas_Gas Boiler - Stack Economizer_A_Achievable Technical Potential | F4 | Industrial | Primary Metals | New | Space Heating | Natural Gas | Gas Boiler - Stack Economizer | A | Standalone Impact on Baseline Energy (%) | Achievable Technical Potential | 0% | 0% | 0.008279% | 0.01302% | 0.01741% | 0.02132% | 0.0268% | 0.03071% | 0.03313% | 0.03409% | 0.03521% | 0.03534% | 0.0351% | 0.03421% | 0.034% | 0.03323% | 0.03236% | 0.03038% | 0.0292% | 0.02786% | 0.02667% | 0.02559%
F5_Industrial_Primary Metals_New_Space Heating_Natural Gas_Gas Boiler - Stack Economizer_A_Achievable Technical Potential | F5 | Industrial | Primary Metals | New | Space Heating | Natural Gas | Gas Boiler - Stack Economizer | A | Standalone Impact on Baseline Summer Peak (%) | Achievable Technical Potential | bar: 2019 to 2040
F6_Industrial_Primary Metals_New_Space Heating_Natural Gas_Gas Boiler - Stack Economizer_A_Achievable Technical Potential | F6 | Industrial | Primary Metals | New | Space Heating | Natural Gas | Gas Boiler - Stack Economizer | A | Standalone Impact on Baseline Winter Peak (%) | Achievable Technical Potential | bar: 2019 to 2040
F7_Industrial_Primary Metals_New_Space Heating_Natural Gas_Gas Boiler - Stack Economizer_A_Achievable Technical Potential | F7 | Industrial | Primary Metals | New | Space Heating | Natural Gas | Gas Boiler - Stack Economizer | A | Incremental Energy Savings (MWh or mTherms) | Achievable Technical Potential | 0 | 0 | 0.00041734 | 0.00072834 | 0.0010386 | 0.0013863 | 0.0015957 | 0.0016549 | 0.0014968 | 0.0013529 | 0.001175 | 0.0010253 | 0.00088753 | 0.00077249 | 0.0006519 | 0.0005545 | 0.00046996 | 0.00041734 | 0.00072834 | 0.0010386 | 0.0013863 | 0.0015957
F8_Industrial_Primary Metals_New_Space Heating_Natural Gas_Gas Boiler - Stack Economizer_A_Achievable Technical Potential | F8 | Industrial | Primary Metals | New | Space Heating | Natural Gas | Gas Boiler - Stack Economizer | A | Incremental Summer Peak Savings (MW) | Achievable Technical Potential | 0 | 0 | 0 | 0 | 0 | 0 | 0 | 0 | 0 | 0 | 0 | 0 | 0 | 0 | 0 | 0 | 0 | 0 | 0 | 0 | 0 | 0
F9_Industrial_Primary Metals_New_Space Heating_Natural Gas_Gas Boiler - Stack Economizer_A_Achievable Technical Potential | F9 | Industrial | Primary Metals | New | Space Heating | Natural Gas | Gas Boiler - Stack Economizer | A | Incremental Winter Peak Savings (MW) | Achievable Technical Potential | 0 | 0 | 0 | 0 | 0 | 0 | 0 | 0 | 0 | 0 | 0 | 0 | 0 | 0 | 0 | 0 | 0 | 0 | 0 | 0 | 0 | 0
F10_Industrial_Primary Metals_New_Space Heating_Natural Gas_Gas Boiler - Stack Economizer_A_Achievable Technical Potential | F10 | Industrial | Primary Metals | New | Space Heating | Natural Gas | Gas Boiler - Stack Economizer | A | Cumulative Energy Savings (MWh or mTherms) | Achievable Technical Potential | 0 | 0 | 0.00041734 | 0.0011457 | 0.0021843 | 0.0035706 | 0.0051663 | 0.0068212 | 0.008318 | 0.0096709 | 0.010846 | 0.011871 | 0.012759 | 0.013531 | 0.014183 | 0.014738 | 0.015208 | 0.015208 | 0.015208 | 0.015208 | 0.015208 | 0.015208
F11_Industrial_Primary Metals_New_Space Heating_Natural Gas_Gas Boiler - Stack Economizer_A_Achievable Technical Potential | F11 | Industrial | Primary Metals | New | Space Heating | Natural Gas | Gas Boiler - Stack Economizer | A | Cumulative Summer Peak Savings (MW) | Achievable Technical Potential | 0 | 0 | 0 | 0 | 0 | 0 | 0 | 0 | 0 | 0 | 0 | 0 | 0 | 0 | 0 | 0 | 0 | 0 | 0 | 0 | 0 | 0
F12_Industrial_Primary Metals_New_Space Heating_Natural Gas_Gas Boiler - Stack Economizer_A_Achievable Technical Potential | F12 | Industrial | Primary Metals | New | Space Heating | Natural Gas | Gas Boiler - Stack Economizer | A | Cumulative Winter Peak Savings (MW) | Achievable Technical Potential | 0 | 0 | 0 | 0 | 0 | 0 | 0 | 0 | 0 | 0 | 0 | 0 | 0 | 0 | 0 | 0 | 0 | 0 | 0 | 0 | 0 | 0
F13_Industrial_Primary Metals_New_Space Heating_Natural Gas_Gas Boiler - Stack Economizer_A_Achievable Technical Potential | F13 | Industrial | Primary Metals | New | Space Heating | Natural Gas | Gas Boiler - Stack Economizer | A | Purchases (Incremental) | Achievable Technical Potential | 0 | 0 | 0.015046 | 0.026258 | 0.037443 | 0.049979 | 0.057529 | 0.059664 | 0.053962 | 0.048777 | 0.042362 | 0.036964 | 0.031997 | 0.02785 | 0.023502 | 0.019991 | 0.016943 | 0.015046 | 0.026258 | 0.037443 | 0.049979 | 0.057529
F14_Industrial_Primary Metals_New_Space Heating_Natural Gas_Gas Boiler - Stack Economizer_A_Achievable Technical Potential | F14 | Industrial | Primary Metals | New | Space Heating | Natural Gas | Gas Boiler - Stack Economizer | A | Purchases (Cumulative) | Achievable Technical Potential | 0 | 0 | 0.015046 | 0.041304 | 0.078747 | 0.12873 | 0.18626 | 0.24592 | 0.29988 | 0.34866 | 0.39102 | 0.42798 | 0.45998 | 0.48783 | 0.51133 | 0.53132 | 0.54827 | 0.54827 | 0.54827 | 0.54827 | 0.54827 | 0.54827
F1_Industrial_Primary Metals_New_Process_Natural Gas_Gas Boiler - Stack Economizer_A_Achievable Technical Potential | F1 | Industrial | Primary Metals | New | Process | Natural Gas | Gas Boiler - Stack Economizer | A | Original Unit Energy Savings (kWh or therms) | Achievable Technical Potential | 0 | 0 | 36.696 | 36.696 | 36.696 | 36.696 | 36.696 | 36.696 | 36.696 | 36.696 | 36.696 | 36.696 | 36.696 | 36.696 | 36.696 | 36.696 | 36.696 | 36.696 | 36.696 | 36.696 | 36.696 | 36.696
F2_Industrial_Primary Metals_New_Process_Natural Gas_Gas Boiler - Stack Economizer_A_Achievable Technical Potential | F2 | Industrial | Primary Metals | New | Process | Natural Gas | Gas Boiler - Stack Economizer | A | Original Unit Summer Peak Savings (kW) | Achievable Technical Potential | 0 | 0 | 0 | 0 | 0 | 0 | 0 | 0 | 0 | 0 | 0 | 0 | 0 | 0 | 0 | 0 | 0 | 0 | 0 | 0 | 0 | 0
F3_Industrial_Primary Metals_New_Process_Natural Gas_Gas Boiler - Stack Economizer_A_Achievable Technical Potential | F3 | Industrial | Primary Metals | New | Process | Natural Gas | Gas Boiler - Stack Economizer | A | Original Unit Winter Peak Savings (kW) | Achievable Technical Potential | 0 | 0 | 0 | 0 | 0 | 0 | 0 | 0 | 0 | 0 | 0 | 0 | 0 | 0 | 0 | 0 | 0 | 0 | 0 | 0 | 0 | 0
F4_Industrial_Primary Metals_New_Process_Natural Gas_Gas Boiler - Stack Economizer_A_Achievable Technical Potential | F4 | Industrial | Primary Metals | New | Process | Natural Gas | Gas Boiler - Stack Economizer | A | Standalone Impact on Baseline Energy (%) | Achievable Technical Potential | 0% | 0% | 0.01455% | 0.02289% | 0.03061% | 0.03749% | 0.04712% | 0.05399% | 0.05824% | 0.05993% | 0.06191% | 0.06212% | 0.06171% | 0.06015% | 0.05977% | 0.05841% | 0.05689% | 0.05341% | 0.05133% | 0.04898% | 0.04689% | 0.04498%
F5_Industrial_Primary Metals_New_Process_Natural Gas_Gas Boiler - Stack Economizer_A_Achievable Technical Potential | F5 | Industrial | Primary Metals | New | Process | Natural Gas | Gas Boiler - Stack Economizer | A | Standalone Impact on Baseline Summer Peak (%) | Achievable Technical Potential | bar: 2019 to 2040
F6_Industrial_Primary Metals_New_Process_Natural Gas_Gas Boiler - Stack Economizer_A_Achievable Technical Potential | F6 | Industrial | Primary Metals | New | Process | Natural Gas | Gas Boiler - Stack Economizer | A | Standalone Impact on Baseline Winter Peak (%) | Achievable Technical Potential | bar: 2019 to 2040
F7_Industrial_Primary Metals_New_Process_Natural Gas_Gas Boiler - Stack Economizer_A_Achievable Technical Potential | F7 | Industrial | Primary Metals | New | Process | Natural Gas | Gas Boiler - Stack Economizer | A | Incremental Energy Savings (MWh or mTherms) | Achievable Technical Potential | 0 | 0 | 0.019998 | 0.0349 | 0.049765 | 0.066427 | 0.076462 | 0.079299 | 0.071721 | 0.064829 | 0.056303 | 0.049128 | 0.042528 | 0.037015 | 0.031237 | 0.02657 | 0.022519 | 0.019998 | 0.0349 | 0.049765 | 0.066427 | 0.076462
F8_Industrial_Primary Metals_New_Process_Natural Gas_Gas Boiler - Stack Economizer_A_Achievable Technical Potential | F8 | Industrial | Primary Metals | New | Process | Natural Gas | Gas Boiler - Stack Economizer | A | Incremental Summer Peak Savings (MW) | Achievable Technical Potential | 0 | 0 | 0 | 0 | 0 | 0 | 0 | 0 | 0 | 0 | 0 | 0 | 0 | 0 | 0 | 0 | 0 | 0 | 0 | 0 | 0 | 0
F9_Industrial_Primary Metals_New_Process_Natural Gas_Gas Boiler - Stack Economizer_A_Achievable Technical Potential | F9 | Industrial | Primary Metals | New | Process | Natural Gas | Gas Boiler - Stack Economizer | A | Incremental Winter Peak Savings (MW) | Achievable Technical Potential | 0 | 0 | 0 | 0 | 0 | 0 | 0 | 0 | 0 | 0 | 0 | 0 | 0 | 0 | 0 | 0 | 0 | 0 | 0 | 0 | 0 | 0
F10_Industrial_Primary Metals_New_Process_Natural Gas_Gas Boiler - Stack Economizer_A_Achievable Technical Potential | F10 | Industrial | Primary Metals | New | Process | Natural Gas | Gas Boiler - Stack Economizer | A | Cumulative Energy Savings (MWh or mTherms) | Achievable Technical Potential | 0 | 0 | 0.019998 | 0.054898 | 0.10466 | 0.17109 | 0.24755 | 0.32685 | 0.39857 | 0.4634 | 0.51971 | 0.56883 | 0.61136 | 0.64838 | 0.67961 | 0.70618 | 0.7287 | 0.7287 | 0.7287 | 0.7287 | 0.7287 | 0.7287
F11_Industrial_Primary Metals_New_Process_Natural Gas_Gas Boiler - Stack Economizer_A_Achievable Technical Potential | F11 | Industrial | Primary Metals | New | Process | Natural Gas | Gas Boiler - Stack Economizer | A | Cumulative Summer Peak Savings (MW) | Achievable Technical Potential | 0 | 0 | 0 | 0 | 0 | 0 | 0 | 0 | 0 | 0 | 0 | 0 | 0 | 0 | 0 | 0 | 0 | 0 | 0 | 0 | 0 | 0
F12_Industrial_Primary Metals_New_Process_Natural Gas_Gas Boiler - Stack Economizer_A_Achievable Technical Potential | F12 | Industrial | Primary Metals | New | Process | Natural Gas | Gas Boiler - Stack Economizer | A | Cumulative Winter Peak Savings (MW) | Achievable Technical Potential | 0 | 0 | 0 | 0 | 0 | 0 | 0 | 0 | 0 | 0 | 0 | 0 | 0 | 0 | 0 | 0 | 0 | 0 | 0 | 0 | 0 | 0
F13_Industrial_Primary Metals_New_Process_Natural Gas_Gas Boiler - Stack Economizer_A_Achievable Technical Potential | F13 | Industrial | Primary Metals | New | Process | Natural Gas | Gas Boiler - Stack Economizer | A | Purchases (Incremental) | Achievable Technical Potential | 0 | 0 | 0.54496 | 0.95105 | 1.3562 | 1.8102 | 2.0837 | 2.161 | 1.9545 | 1.7666 | 1.5343 | 1.3388 | 1.1589 | 1.0087 | 0.85124 | 0.72405 | 0.61366 | 0.54496 | 0.95105 | 1.3562 | 1.8102 | 2.0837
F14_Industrial_Primary Metals_New_Process_Natural Gas_Gas Boiler - Stack Economizer_A_Achievable Technical Potential | F14 | Industrial | Primary Metals | New | Process | Natural Gas | Gas Boiler - Stack Economizer | A | Purchases (Cumulative) | Achievable Technical Potential | 0 | 0 | 0.54496 | 1.496 | 2.8522 | 4.6624 | 6.746 | 8.907 | 10.8615 | 12.6281 | 14.1624 | 15.5012 | 16.6601 | 17.6688 | 18.5201 | 19.2441 | 19.8578 | 19.8578 | 19.8578 | 19.8578 | 19.8578 | 19.8578
F1_Industrial_Primary Metals_New_Space Heating_Natural Gas_Gas Furnace Tube Inserts_A_Achievable Technical Potential | F1 | Industrial | Primary Metals | New | Space Heating | Natural Gas | Gas Furnace Tube Inserts | A | Original Unit Energy Savings (kWh or therms) | Achievable Technical Potential | 0 | 0 | 0.077933 | 0.077933 | 0.077933 | 0.077933 | 0.077933 | 0.077933 | 0.077933 | 0.077933 | 0.077933 | 0.077933 | 0.077933 | 0.077933 | 0.077933 | 0.077933 | 0.077933 | 0.077933 | 0.077933 | 0.077933 | 0.077933 | 0.077933
F2_Industrial_Primary Metals_New_Space Heating_Natural Gas_Gas Furnace Tube Inserts_A_Achievable Technical Potential | F2 | Industrial | Primary Metals | New | Space Heating | Natural Gas | Gas Furnace Tube Inserts | A | Original Unit Summer Peak Savings (kW) | Achievable Technical Potential | 0 | 0 | 0 | 0 | 0 | 0 | 0 | 0 | 0 | 0 | 0 | 0 | 0 | 0 | 0 | 0 | 0 | 0 | 0 | 0 | 0 | 0
F3_Industrial_Primary Metals_New_Space Heating_Natural Gas_Gas Furnace Tube Inserts_A_Achievable Technical Potential | F3 | Industrial | Primary Metals | New | Space Heating | Natural Gas | Gas Furnace Tube Inserts | A | Original Unit Winter Peak Savings (kW) | Achievable Technical Potential | 0 | 0 | 0 | 0 | 0 | 0 | 0 | 0 | 0 | 0 | 0 | 0 | 0 | 0 | 0 | 0 | 0 | 0 | 0 | 0 | 0 | 0
F4_Industrial_Primary Metals_New_Space Heating_Natural Gas_Gas Furnace Tube Inserts_A_Achievable Technical Potential | F4 | Industrial | Primary Metals | New | Space Heating | Natural Gas | Gas Furnace Tube Inserts | A | Standalone Impact on Baseline Energy (%) | Achievable Technical Potential | bar: 2019 to 2040
F5_Industrial_Primary Metals_New_Space Heating_Natural Gas_Gas Furnace Tube Inserts_A_Achievable Technical Potential | F5 | Industrial | Primary Metals | New | Space Heating | Natural Gas | Gas Furnace Tube Inserts | A | Standalone Impact on Baseline Summer Peak (%) | Achievable Technical Potential | bar: 2019 to 2040
F6_Industrial_Primary Metals_New_Space Heating_Natural Gas_Gas Furnace Tube Inserts_A_Achievable Technical Potential | F6 | Industrial | Primary Metals | New | Space Heating | Natural Gas | Gas Furnace Tube Inserts | A | Standalone Impact on Baseline Winter Peak (%) | Achievable Technical Potential | bar: 2019 to 2040
F7_Industrial_Primary Metals_New_Space Heating_Natural Gas_Gas Furnace Tube Inserts_A_Achievable Technical Potential | F7 | Industrial | Primary Metals | New | Space Heating | Natural Gas | Gas Furnace Tube Inserts | A | Incremental Energy Savings (MWh or mTherms) | Achievable Technical Potential | 0 | 0 | 0 | 0 | 0 | 0 | 0 | 0 | 0 | 0 | 0 | 0 | 0 | 0 | 0 | 0 | 0 | 0 | 0 | 0 | 0 | 0
F8_Industrial_Primary Metals_New_Space Heating_Natural Gas_Gas Furnace Tube Inserts_A_Achievable Technical Potential | F8 | Industrial | Primary Metals | New | Space Heating | Natural Gas | Gas Furnace Tube Inserts | A | Incremental Summer Peak Savings (MW) | Achievable Technical Potential | 0 | 0 | 0 | 0 | 0 | 0 | 0 | 0 | 0 | 0 | 0 | 0 | 0 | 0 | 0 | 0 | 0 | 0 | 0 | 0 | 0 | 0
F9_Industrial_Primary Metals_New_Space Heating_Natural Gas_Gas Furnace Tube Inserts_A_Achievable Technical Potential | F9 | Industrial | Primary Metals | New | Space Heating | Natural Gas | Gas Furnace Tube Inserts | A | Incremental Winter Peak Savings (MW) | Achievable Technical Potential | 0 | 0 | 0 | 0 | 0 | 0 | 0 | 0 | 0 | 0 | 0 | 0 | 0 | 0 | 0 | 0 | 0 | 0 | 0 | 0 | 0 | 0
F10_Industrial_Primary Metals_New_Space Heating_Natural Gas_Gas Furnace Tube Inserts_A_Achievable Technical Potential | F10 | Industrial | Primary Metals | New | Space Heating | Natural Gas | Gas Furnace Tube Inserts | A | Cumulative Energy Savings (MWh or mTherms) | Achievable Technical Potential | 0 | 0 | 0 | 0 | 0 | 0 | 0 | 0 | 0 | 0 | 0 | 0 | 0 | 0 | 0 | 0 | 0 | 0 | 0 | 0 | 0 | 0
F11_Industrial_Primary Metals_New_Space Heating_Natural Gas_Gas Furnace Tube Inserts_A_Achievable Technical Potential | F11 | Industrial | Primary Metals | New | Space Heating | Natural Gas | Gas Furnace Tube Inserts | A | Cumulative Summer Peak Savings (MW) | Achievable Technical Potential | 0 | 0 | 0 | 0 | 0 | 0 | 0 | 0 | 0 | 0 | 0 | 0 | 0 | 0 | 0 | 0 | 0 | 0 | 0 | 0 | 0 | 0
F12_Industrial_Primary Metals_New_Space Heating_Natural Gas_Gas Furnace Tube Inserts_A_Achievable Technical Potential | F12 | Industrial | Primary Metals | New | Space Heating | Natural Gas | Gas Furnace Tube Inserts | A | Cumulative Winter Peak Savings (MW) | Achievable Technical Potential | 0 | 0 | 0 | 0 | 0 | 0 | 0 | 0 | 0 | 0 | 0 | 0 | 0 | 0 | 0 | 0 | 0 | 0 | 0 | 0 | 0 | 0
F13_Industrial_Primary Metals_New_Space Heating_Natural Gas_Gas Furnace Tube Inserts_A_Achievable Technical Potential | F13 | Industrial | Primary Metals | New | Space Heating | Natural Gas | Gas Furnace Tube Inserts | A | Purchases (Incremental) | Achievable Technical Potential | 0 | 0 | 0 | 0 | 0 | 0 | 0 | 0 | 0 | 0 | 0 | 0 | 0 | 0 | 0 | 0 | 0 | 0 | 0 | 0 | 0 | 0
F14_Industrial_Primary Metals_New_Space Heating_Natural Gas_Gas Furnace Tube Inserts_A_Achievable Technical Potential | F14 | Industrial | Primary Metals | New | Space Heating | Natural Gas | Gas Furnace Tube Inserts | A | Purchases (Cumulative) | Achievable Technical Potential | 0 | 0 | 0 | 0 | 0 | 0 | 0 | 0 | 0 | 0 | 0 | 0 | 0 | 0 | 0 | 0 | 0 | 0 | 0 | 0 | 0 | 0
F1_Industrial_Primary Metals_New_Space Heating_Natural Gas_Space Heating - Heat Recovery Ventilator_A_Achievable Technical Potential | F1 | Industrial | Primary Metals | New | Space Heating | Natural Gas | Space Heating - Heat Recovery Ventilator | A | Original Unit Energy Savings (kWh or therms) | Achievable Technical Potential | 0 | 0 | 0.012707 | 0.012707 | 0.012707 | 0.012707 | 0.012707 | 0.012707 | 0.012707 | 0.012707 | 0.012707 | 0.012707 | 0.012707 | 0.012707 | 0.012707 | 0.012707 | 0.012707 | 0.012707 | 0.012707 | 0.012707 | 0.012707 | 0.012707
F2_Industrial_Primary Metals_New_Space Heating_Natural Gas_Space Heating - Heat Recovery Ventilator_A_Achievable Technical Potential | F2 | Industrial | Primary Metals | New | Space Heating | Natural Gas | Space Heating - Heat Recovery Ventilator | A | Original Unit Summer Peak Savings (kW) | Achievable Technical Potential | 0 | 0 | 0 | 0 | 0 | 0 | 0 | 0 | 0 | 0 | 0 | 0 | 0 | 0 | 0 | 0 | 0 | 0 | 0 | 0 | 0 | 0
F3_Industrial_Primary Metals_New_Space Heating_Natural Gas_Space Heating - Heat Recovery Ventilator_A_Achievable Technical Potential | F3 | Industrial | Primary Metals | New | Space Heating | Natural Gas | Space Heating - Heat Recovery Ventilator | A | Original Unit Winter Peak Savings (kW) | Achievable Technical Potential | 0 | 0 | 0 | 0 | 0 | 0 | 0 | 0 | 0 | 0 | 0 | 0 | 0 | 0 | 0 | 0 | 0 | 0 | 0 | 0 | 0 | 0
F4_Industrial_Primary Metals_New_Space Heating_Natural Gas_Space Heating - Heat Recovery Ventilator_A_Achievable Technical Potential | F4 | Industrial | Primary Metals | New | Space Heating | Natural Gas | Space Heating - Heat Recovery Ventilator | A | Standalone Impact on Baseline Energy (%) | Achievable Technical Potential | 0% | 0% | 0.01817% | 0.02858% | 0.03822% | 0.0468% | 0.05883% | 0.06922% | 0.0794% | 0.08845% | 0.09964% | 0.1095% | 0.1194% | 0.1279% | 0.1394% | 0.1493% | 0.1591% | 0.1657% | 0.1743% | 0.1804% | 0.1855% | 0.1902%
F5_Industrial_Primary Metals_New_Space Heating_Natural Gas_Space Heating - Heat Recovery Ventilator_A_Achievable Technical Potential | F5 | Industrial | Primary Metals | New | Space Heating | Natural Gas | Space Heating - Heat Recovery Ventilator | A | Standalone Impact on Baseline Summer Peak (%) | Achievable Technical Potential | bar: 2019 to 2040
F6_Industrial_Primary Metals_New_Space Heating_Natural Gas_Space Heating - Heat Recovery Ventilator_A_Achievable Technical Potential | F6 | Industrial | Primary Metals | New | Space Heating | Natural Gas | Space Heating - Heat Recovery Ventilator | A | Standalone Impact on Baseline Winter Peak (%) | Achievable Technical Potential | bar: 2019 to 2040
F7_Industrial_Primary Metals_New_Space Heating_Natural Gas_Space Heating - Heat Recovery Ventilator_A_Achievable Technical Potential | F7 | Industrial | Primary Metals | New | Space Heating | Natural Gas | Space Heating - Heat Recovery Ventilator | A | Incremental Energy Savings (MWh or mTherms) | Achievable Technical Potential | 0 | 0 | 0.000916 | 0.0015986 | 0.0022795 | 0.0030427 | 0.0035024 | 0.0040359 | 0.0045628 | 0.0051554 | 0.0055968 | 0.0061044 | 0.0066053 | 0.0071864 | 0.0075808 | 0.0080601 | 0.0085391 | 0.0090966 | 0.0094649 | 0.0099187 | 0.01036 | 0.0108
F8_Industrial_Primary Metals_New_Space Heating_Natural Gas_Space Heating - Heat Recovery Ventilator_A_Achievable Technical Potential | F8 | Industrial | Primary Metals | New | Space Heating | Natural Gas | Space Heating - Heat Recovery Ventilator | A | Incremental Summer Peak Savings (MW) | Achievable Technical Potential | 0 | 0 | 0 | 0 | 0 | 0 | 0 | 0 | 0 | 0 | 0 | 0 | 0 | 0 | 0 | 0 | 0 | 0 | 0 | 0 | 0 | 0
F9_Industrial_Primary Metals_New_Space Heating_Natural Gas_Space Heating - Heat Recovery Ventilator_A_Achievable Technical Potential | F9 | Industrial | Primary Metals | New | Space Heating | Natural Gas | Space Heating - Heat Recovery Ventilator | A | Incremental Winter Peak Savings (MW) | Achievable Technical Potential | 0 | 0 | 0 | 0 | 0 | 0 | 0 | 0 | 0 | 0 | 0 | 0 | 0 | 0 | 0 | 0 | 0 | 0 | 0 | 0 | 0 | 0
F10_Industrial_Primary Metals_New_Space Heating_Natural Gas_Space Heating - Heat Recovery Ventilator_A_Achievable Technical Potential | F10 | Industrial | Primary Metals | New | Space Heating | Natural Gas | Space Heating - Heat Recovery Ventilator | A | Cumulative Energy Savings (MWh or mTherms) | Achievable Technical Potential | 0 | 0 | 0.000916 | 0.0025146 | 0.0047941 | 0.0078368 | 0.011339 | 0.015375 | 0.019938 | 0.025093 | 0.03069 | 0.036795 | 0.0434 | 0.050586 | 0.058167 | 0.066227 | 0.074766 | 0.082947 | 0.090813 | 0.098452 | 0.10577 | 0.11307
F11_Industrial_Primary Metals_New_Space Heating_Natural Gas_Space Heating - Heat Recovery Ventilator_A_Achievable Technical Potential | F11 | Industrial | Primary Metals | New | Space Heating | Natural Gas | Space Heating - Heat Recovery Ventilator | A | Cumulative Summer Peak Savings (MW) | Achievable Technical Potential | 0 | 0 | 0 | 0 | 0 | 0 | 0 | 0 | 0 | 0 | 0 | 0 | 0 | 0 | 0 | 0 | 0 | 0 | 0 | 0 | 0 | 0
F12_Industrial_Primary Metals_New_Space Heating_Natural Gas_Space Heating - Heat Recovery Ventilator_A_Achievable Technical Potential | F12 | Industrial | Primary Metals | New | Space Heating | Natural Gas | Space Heating - Heat Recovery Ventilator | A | Cumulative Winter Peak Savings (MW) | Achievable Technical Potential | 0 | 0 | 0 | 0 | 0 | 0 | 0 | 0 | 0 | 0 | 0 | 0 | 0 | 0 | 0 | 0 | 0 | 0 | 0 | 0 | 0 | 0
F13_Industrial_Primary Metals_New_Space Heating_Natural Gas_Space Heating - Heat Recovery Ventilator_A_Achievable Technical Potential | F13 | Industrial | Primary Metals | New | Space Heating | Natural Gas | Space Heating - Heat Recovery Ventilator | A | Purchases (Incremental) | Achievable Technical Potential | 0 | 0 | 72.0849 | 125.8018 | 179.3868 | 239.4471 | 275.6179 | 317.6074 | 359.0677 | 405.7041 | 440.4387 | 480.3882 | 519.8078 | 565.5357 | 596.5714 | 634.291 | 671.982 | 715.8594 | 744.8418 | 780.5549 | 815.2953 | 849.9331
F14_Industrial_Primary Metals_New_Space Heating_Natural Gas_Space Heating - Heat Recovery Ventilator_A_Achievable Technical Potential | F14 | Industrial | Primary Metals | New | Space Heating | Natural Gas | Space Heating - Heat Recovery Ventilator | A | Purchases (Cumulative) | Achievable Technical Potential | 0 | 0 | 72.0849 | 197.8867 | 377.2735 | 616.7206 | 892.3385 | 1209.9459 | 1569.0136 | 1974.7177 | 2415.1564 | 2895.5446 | 3415.3524 | 3980.8881 | 4577.4595 | 5211.7504 | 5883.7324 | 6527.5069 | 7146.5469 | 7747.715 | 8323.5631 | 8897.8783
F1_Industrial_Primary Metals_New_Space Heating_Natural Gas_Thermostat - Programmable_A_Achievable Technical Potential | F1 | Industrial | Primary Metals | New | Space Heating | Natural Gas | Thermostat - Programmable | A | Original Unit Energy Savings (kWh or therms) | Achievable Technical Potential | 0 | 0 | 0.0061474 | 0.0061474 | 0.0061474 | 0.0061474 | 0.0061474 | 0.0061474 | 0.0061474 | 0.0061474 | 0.0061474 | 0.0061474 | 0.0061474 | 0.0061474 | 0.0061474 | 0.0061474 | 0.0061474 | 0.0061474 | 0.0061474 | 0.0061474 | 0.0061474 | 0.0061474
F2_Industrial_Primary Metals_New_Space Heating_Natural Gas_Thermostat - Programmable_A_Achievable Technical Potential | F2 | Industrial | Primary Metals | New | Space Heating | Natural Gas | Thermostat - Programmable | A | Original Unit Summer Peak Savings (kW) | Achievable Technical Potential | 0 | 0 | 0 | 0 | 0 | 0 | 0 | 0 | 0 | 0 | 0 | 0 | 0 | 0 | 0 | 0 | 0 | 0 | 0 | 0 | 0 | 0
F3_Industrial_Primary Metals_New_Space Heating_Natural Gas_Thermostat - Programmable_A_Achievable Technical Potential | F3 | Industrial | Primary Metals | New | Space Heating | Natural Gas | Thermostat - Programmable | A | Original Unit Winter Peak Savings (kW) | Achievable Technical Potential | 0 | 0 | 0 | 0 | 0 | 0 | 0 | 0 | 0 | 0 | 0 | 0 | 0 | 0 | 0 | 0 | 0 | 0 | 0 | 0 | 0 | 0
F4_Industrial_Primary Metals_New_Space Heating_Natural Gas_Thermostat - Programmable_A_Achievable Technical Potential | F4 | Industrial | Primary Metals | New | Space Heating | Natural Gas | Thermostat - Programmable | A | Standalone Impact on Baseline Energy (%) | Achievable Technical Potential | 0% | 0% | 0.02637% | 0.04148% | 0.05546% | 0.06792% | 0.08538% | 0.1005% | 0.1152% | 0.1284% | 0.1446% | 0.159% | 0.1733% | 0.1823% | 0.1936% | 0.201% | 0.2067% | 0.2103% | 0.2172% | 0.2215% | 0.2253% | 0.2288%
F5_Industrial_Primary Metals_New_Space Heating_Natural Gas_Thermostat - Programmable_A_Achievable Technical Potential | F5 | Industrial | Primary Metals | New | Space Heating | Natural Gas | Thermostat - Programmable | A | Standalone Impact on Baseline Summer Peak (%) | Achievable Technical Potential | bar: 2019 to 2040
F6_Industrial_Primary Metals_New_Space Heating_Natural Gas_Thermostat - Programmable_A_Achievable Technical Potential | F6 | Industrial | Primary Metals | New | Space Heating | Natural Gas | Thermostat - Programmable | A | Standalone Impact on Baseline Winter Peak (%) | Achievable Technical Potential | bar: 2019 to 2040
F7_Industrial_Primary Metals_New_Space Heating_Natural Gas_Thermostat - Programmable_A_Achievable Technical Potential | F7 | Industrial | Primary Metals | New | Space Heating | Natural Gas | Thermostat - Programmable | A | Incremental Energy Savings (MWh or mTherms) | Achievable Technical Potential | 0 | 0 | 0.0013294 | 0.0023201 | 0.0033083 | 0.0044159 | 0.005083 | 0.0058574 | 0.006622 | 0.0074821 | 0.0081227 | 0.0088594 | 0.0095864 | 0.01043 | 0.011002 | 0.011698 | 0.012393 | 0.013202 | 0.013737 | 0.014395 | 0.015036 | 0.015675
F8_Industrial_Primary Metals_New_Space Heating_Natural Gas_Thermostat - Programmable_A_Achievable Technical Potential | F8 | Industrial | Primary Metals | New | Space Heating | Natural Gas | Thermostat - Programmable | A | Incremental Summer Peak Savings (MW) | Achievable Technical Potential | 0 | 0 | 0 | 0 | 0 | 0 | 0 | 0 | 0 | 0 | 0 | 0 | 0 | 0 | 0 | 0 | 0 | 0 | 0 | 0 | 0 | 0
F9_Industrial_Primary Metals_New_Space Heating_Natural Gas_Thermostat - Programmable_A_Achievable Technical Potential | F9 | Industrial | Primary Metals | New | Space Heating | Natural Gas | Thermostat - Programmable | A | Incremental Winter Peak Savings (MW) | Achievable Technical Potential | 0 | 0 | 0 | 0 | 0 | 0 | 0 | 0 | 0 | 0 | 0 | 0 | 0 | 0 | 0 | 0 | 0 | 0 | 0 | 0 | 0 | 0
F10_Industrial_Primary Metals_New_Space Heating_Natural Gas_Thermostat - Programmable_A_Achievable Technical Potential | F10 | Industrial | Primary Metals | New | Space Heating | Natural Gas | Thermostat - Programmable | A | Cumulative Energy Savings (MWh or mTherms) | Achievable Technical Potential | 0 | 0 | 0.0013294 | 0.0036495 | 0.0069578 | 0.011374 | 0.016457 | 0.022314 | 0.028936 | 0.036418 | 0.044541 | 0.0534 | 0.062987 | 0.072087 | 0.080769 | 0.089159 | 0.097136 | 0.10525 | 0.11313 | 0.12091 | 0.12846 | 0.13601
F11_Industrial_Primary Metals_New_Space Heating_Natural Gas_Thermostat - Programmable_A_Achievable Technical Potential | F11 | Industrial | Primary Metals | New | Space Heating | Natural Gas | Thermostat - Programmable | A | Cumulative Summer Peak Savings (MW) | Achievable Technical Potential | 0 | 0 | 0 | 0 | 0 | 0 | 0 | 0 | 0 | 0 | 0 | 0 | 0 | 0 | 0 | 0 | 0 | 0 | 0 | 0 | 0 | 0
F12_Industrial_Primary Metals_New_Space Heating_Natural Gas_Thermostat - Programmable_A_Achievable Technical Potential | F12 | Industrial | Primary Metals | New | Space Heating | Natural Gas | Thermostat - Programmable | A | Cumulative Winter Peak Savings (MW) | Achievable Technical Potential | 0 | 0 | 0 | 0 | 0 | 0 | 0 | 0 | 0 | 0 | 0 | 0 | 0 | 0 | 0 | 0 | 0 | 0 | 0 | 0 | 0 | 0
F13_Industrial_Primary Metals_New_Space Heating_Natural Gas_Thermostat - Programmable_A_Achievable Technical Potential | F13 | Industrial | Primary Metals | New | Space Heating | Natural Gas | Thermostat - Programmable | A | Purchases (Incremental) | Achievable Technical Potential | 0 | 0 | 216.2547 | 377.4054 | 538.1603 | 718.3414 | 826.8538 | 952.8222 | 1077.2031 | 1217.1123 | 1321.316 | 1441.1645 | 1559.4234 | 1696.6071 | 1789.7142 | 1902.8729 | 2015.9459 | 2147.5783 | 2234.5253 | 2341.6646 | 2445.8859 | 2549.7993
F14_Industrial_Primary Metals_New_Space Heating_Natural Gas_Thermostat - Programmable_A_Achievable Technical Potential | F14 | Industrial | Primary Metals | New | Space Heating | Natural Gas | Thermostat - Programmable | A | Purchases (Cumulative) | Achievable Technical Potential | 0 | 0 | 216.2547 | 593.6601 | 1131.8204 | 1850.1618 | 2677.0156 | 3629.8378 | 4707.0409 | 5924.1532 | 7245.4692 | 8686.6337 | 10246.0571 | 11726.4095 | 13138.7183 | 14503.4309 | 15801.0355 | 17121.76 | 18403.463 | 19667.9245 | 20896.698 | 22125.1814
F1_Industrial_Primary Metals_New_Space Heating_Natural Gas_ENERGY STAR Connected Thermostat_A_Achievable Technical Potential | F1 | Industrial | Primary Metals | New | Space Heating | Natural Gas | ENERGY STAR Connected Thermostat | A | Original Unit Energy Savings (kWh or therms) | Achievable Technical Potential | 0 | 0 | 0.01486 | 0.01486 | 0.01486 | 0.01486 | 0.01486 | 0.01486 | 0.01486 | 0.01486 | 0.01486 | 0.01486 | 0.01486 | 0.01486 | 0.01486 | 0.01486 | 0.01486 | 0.01486 | 0.01486 | 0.01486 | 0.01486 | 0.01486
F2_Industrial_Primary Metals_New_Space Heating_Natural Gas_ENERGY STAR Connected Thermostat_A_Achievable Technical Potential | F2 | Industrial | Primary Metals | New | Space Heating | Natural Gas | ENERGY STAR Connected Thermostat | A | Original Unit Summer Peak Savings (kW) | Achievable Technical Potential | 0 | 0 | 0 | 0 | 0 | 0 | 0 | 0 | 0 | 0 | 0 | 0 | 0 | 0 | 0 | 0 | 0 | 0 | 0 | 0 | 0 | 0
F3_Industrial_Primary Metals_New_Space Heating_Natural Gas_ENERGY STAR Connected Thermostat_A_Achievable Technical Potential | F3 | Industrial | Primary Metals | New | Space Heating | Natural Gas | ENERGY STAR Connected Thermostat | A | Original Unit Winter Peak Savings (kW) | Achievable Technical Potential | 0 | 0 | 0 | 0 | 0 | 0 | 0 | 0 | 0 | 0 | 0 | 0 | 0 | 0 | 0 | 0 | 0 | 0 | 0 | 0 | 0 | 0
F4_Industrial_Primary Metals_New_Space Heating_Natural Gas_ENERGY STAR Connected Thermostat_A_Achievable Technical Potential | F4 | Industrial | Primary Metals | New | Space Heating | Natural Gas | ENERGY STAR Connected Thermostat | A | Standalone Impact on Baseline Energy (%) | Achievable Technical Potential | 0% | 0% | 0.06375% | 0.1003% | 0.1341% | 0.1642% | 0.2064% | 0.2284% | 0.2434% | 0.251% | 0.2603% | 0.2658% | 0.2705% | 0.2719% | 0.2781% | 0.2811% | 0.2835% | 0.2771% | 0.2709% | 0.2589% | 0.2479% | 0.2378%
F5_Industrial_Primary Metals_New_Space Heating_Natural Gas_ENERGY STAR Connected Thermostat_A_Achievable Technical Potential | F5 | Industrial | Primary Metals | New | Space Heating | Natural Gas | ENERGY STAR Connected Thermostat | A | Standalone Impact on Baseline Summer Peak (%) | Achievable Technical Potential | bar: 2019 to 2040
F6_Industrial_Primary Metals_New_Space Heating_Natural Gas_ENERGY STAR Connected Thermostat_A_Achievable Technical Potential | F6 | Industrial | Primary Metals | New | Space Heating | Natural Gas | ENERGY STAR Connected Thermostat | A | Standalone Impact on Baseline Winter Peak (%) | Achievable Technical Potential | bar: 2019 to 2040
F7_Industrial_Primary Metals_New_Space Heating_Natural Gas_ENERGY STAR Connected Thermostat_A_Achievable Technical Potential | F7 | Industrial | Primary Metals | New | Space Heating | Natural Gas | ENERGY STAR Connected Thermostat | A | Incremental Energy Savings (MWh or mTherms) | Achievable Technical Potential | 0 | 0 | 0.0032136 | 0.0056084 | 0.0079973 | 0.010675 | 0.012287 | 0.014159 | 0.016008 | 0.018087 | 0.019635 | 0.021416 | 0.023174 | 0.025212 | 0.026596 | 0.028278 | 0.029958 | 0.031914 | 0.033206 | 0.034798 | 0.038952 | 0.042245
F8_Industrial_Primary Metals_New_Space Heating_Natural Gas_ENERGY STAR Connected Thermostat_A_Achievable Technical Potential | F8 | Industrial | Primary Metals | New | Space Heating | Natural Gas | ENERGY STAR Connected Thermostat | A | Incremental Summer Peak Savings (MW) | Achievable Technical Potential | 0 | 0 | 0 | 0 | 0 | 0 | 0 | 0 | 0 | 0 | 0 | 0 | 0 | 0 | 0 | 0 | 0 | 0 | 0 | 0 | 0 | 0
F9_Industrial_Primary Metals_New_Space Heating_Natural Gas_ENERGY STAR Connected Thermostat_A_Achievable Technical Potential | F9 | Industrial | Primary Metals | New | Space Heating | Natural Gas | ENERGY STAR Connected Thermostat | A | Incremental Winter Peak Savings (MW) | Achievable Technical Potential | 0 | 0 | 0 | 0 | 0 | 0 | 0 | 0 | 0 | 0 | 0 | 0 | 0 | 0 | 0 | 0 | 0 | 0 | 0 | 0 | 0 | 0
F10_Industrial_Primary Metals_New_Space Heating_Natural Gas_ENERGY STAR Connected Thermostat_A_Achievable Technical Potential | F10 | Industrial | Primary Metals | New | Space Heating | Natural Gas | ENERGY STAR Connected Thermostat | A | Cumulative Energy Savings (MWh or mTherms) | Achievable Technical Potential | 0 | 0 | 0.0032136 | 0.0088221 | 0.016819 | 0.027494 | 0.039782 | 0.050727 | 0.061127 | 0.071216 | 0.080177 | 0.089306 | 0.09832 | 0.10752 | 0.11603 | 0.12468 | 0.13322 | 0.13874 | 0.14113 | 0.14133 | 0.14133 | 0.14133
F11_Industrial_Primary Metals_New_Space Heating_Natural Gas_ENERGY STAR Connected Thermostat_A_Achievable Technical Potential | F11 | Industrial | Primary Metals | New | Space Heating | Natural Gas | ENERGY STAR Connected Thermostat | A | Cumulative Summer Peak Savings (MW) | Achievable Technical Potential | 0 | 0 | 0 | 0 | 0 | 0 | 0 | 0 | 0 | 0 | 0 | 0 | 0 | 0 | 0 | 0 | 0 | 0 | 0 | 0 | 0 | 0
F12_Industrial_Primary Metals_New_Space Heating_Natural Gas_ENERGY STAR Connected Thermostat_A_Achievable Technical Potential | F12 | Industrial | Primary Metals | New | Space Heating | Natural Gas | ENERGY STAR Connected Thermostat | A | Cumulative Winter Peak Savings (MW) | Achievable Technical Potential | 0 | 0 | 0 | 0 | 0 | 0 | 0 | 0 | 0 | 0 | 0 | 0 | 0 | 0 | 0 | 0 | 0 | 0 | 0 | 0 | 0 | 0
F13_Industrial_Primary Metals_New_Space Heating_Natural Gas_ENERGY STAR Connected Thermostat_A_Achievable Technical Potential | F13 | Industrial | Primary Metals | New | Space Heating | Natural Gas | ENERGY STAR Connected Thermostat | A | Purchases (Incremental) | Achievable Technical Potential | 0 | 0 | 216.2547 | 377.4054 | 538.1603 | 718.3414 | 826.8538 | 952.8222 | 1077.2031 | 1217.1123 | 1321.316 | 1441.1645 | 1559.4234 | 1696.6071 | 1789.7142 | 1902.8729 | 2015.9459 | 2147.5783 | 2234.5253 | 2341.6646 | 2621.2143 | 2842.7997
F14_Industrial_Primary Metals_New_Space Heating_Natural Gas_ENERGY STAR Connected Thermostat_A_Achievable Technical Potential | F14 | Industrial | Primary Metals | New | Space Heating | Natural Gas | ENERGY STAR Connected Thermostat | A | Purchases (Cumulative) | Achievable Technical Potential | 0 | 0 | 216.2547 | 593.6601 | 1131.8204 | 1850.1618 | 2677.0156 | 3413.5831 | 4113.3807 | 4792.3328 | 5395.3074 | 6009.6181 | 6616.2193 | 7235.6234 | 7808.2252 | 8389.7822 | 8964.5636 | 9336.4637 | 9496.9765 | 9510.7666 | 9510.7666 | 9510.7666
F1_Industrial_Primary Metals_New_Space Heating_Natural Gas_Destratification Fans (HVLS)_A_Achievable Technical Potential | F1 | Industrial | Primary Metals | New | Space Heating | Natural Gas | Destratification Fans (HVLS) | A | Original Unit Energy Savings (kWh or therms) | Achievable Technical Potential | 0 | 0 | 0.01486 | 0.01486 | 0.01486 | 0.01486 | 0.01486 | 0.01486 | 0.01486 | 0.01486 | 0.01486 | 0.01486 | 0.01486 | 0.01486 | 0.01486 | 0.01486 | 0.01486 | 0.01486 | 0.01486 | 0.01486 | 0.01486 | 0.01486
F2_Industrial_Primary Metals_New_Space Heating_Natural Gas_Destratification Fans (HVLS)_A_Achievable Technical Potential | F2 | Industrial | Primary Metals | New | Space Heating | Natural Gas | Destratification Fans (HVLS) | A | Original Unit Summer Peak Savings (kW) | Achievable Technical Potential | 0 | 0 | 0 | 0 | 0 | 0 | 0 | 0 | 0 | 0 | 0 | 0 | 0 | 0 | 0 | 0 | 0 | 0 | 0 | 0 | 0 | 0
F3_Industrial_Primary Metals_New_Space Heating_Natural Gas_Destratification Fans (HVLS)_A_Achievable Technical Potential | F3 | Industrial | Primary Metals | New | Space Heating | Natural Gas | Destratification Fans (HVLS) | A | Original Unit Winter Peak Savings (kW) | Achievable Technical Potential | 0 | 0 | 0 | 0 | 0 | 0 | 0 | 0 | 0 | 0 | 0 | 0 | 0 | 0 | 0 | 0 | 0 | 0 | 0 | 0 | 0 | 0
F4_Industrial_Primary Metals_New_Space Heating_Natural Gas_Destratification Fans (HVLS)_A_Achievable Technical Potential | F4 | Industrial | Primary Metals | New | Space Heating | Natural Gas | Destratification Fans (HVLS) | A | Standalone Impact on Baseline Energy (%) | Achievable Technical Potential | 0% | 0% | 0.06375% | 0.1003% | 0.1341% | 0.1642% | 0.2064% | 0.2429% | 0.2786% | 0.3103% | 0.3496% | 0.3843% | 0.41% | 0.4264% | 0.4488% | 0.4618% | 0.4735% | 0.48% | 0.4943% | 0.5023% | 0.5102% | 0.5171%
F5_Industrial_Primary Metals_New_Space Heating_Natural Gas_Destratification Fans (HVLS)_A_Achievable Technical Potential | F5 | Industrial | Primary Metals | New | Space Heating | Natural Gas | Destratification Fans (HVLS) | A | Standalone Impact on Baseline Summer Peak (%) | Achievable Technical Potential | bar: 2019 to 2040
F6_Industrial_Primary Metals_New_Space Heating_Natural Gas_Destratification Fans (HVLS)_A_Achievable Technical Potential | F6 | Industrial | Primary Metals | New | Space Heating | Natural Gas | Destratification Fans (HVLS) | A | Standalone Impact on Baseline Winter Peak (%) | Achievable Technical Potential | bar: 2019 to 2040
F7_Industrial_Primary Metals_New_Space Heating_Natural Gas_Destratification Fans (HVLS)_A_Achievable Technical Potential | F7 | Industrial | Primary Metals | New | Space Heating | Natural Gas | Destratification Fans (HVLS) | A | Incremental Energy Savings (MWh or mTherms) | Achievable Technical Potential | 0 | 0 | 0.0032136 | 0.0056084 | 0.0079973 | 0.010675 | 0.012287 | 0.014159 | 0.016008 | 0.018087 | 0.019635 | 0.021416 | 0.023174 | 0.025212 | 0.026596 | 0.028278 | 0.029958 | 0.031914 | 0.033206 | 0.034798 | 0.036347 | 0.037891
F8_Industrial_Primary Metals_New_Space Heating_Natural Gas_Destratification Fans (HVLS)_A_Achievable Technical Potential | F8 | Industrial | Primary Metals | New | Space Heating | Natural Gas | Destratification Fans (HVLS) | A | Incremental Summer Peak Savings (MW) | Achievable Technical Potential | 0 | 0 | 0 | 0 | 0 | 0 | 0 | 0 | 0 | 0 | 0 | 0 | 0 | 0 | 0 | 0 | 0 | 0 | 0 | 0 | 0 | 0
F9_Industrial_Primary Metals_New_Space Heating_Natural Gas_Destratification Fans (HVLS)_A_Achievable Technical Potential | F9 | Industrial | Primary Metals | New | Space Heating | Natural Gas | Destratification Fans (HVLS) | A | Incremental Winter Peak Savings (MW) | Achievable Technical Potential | 0 | 0 | 0 | 0 | 0 | 0 | 0 | 0 | 0 | 0 | 0 | 0 | 0 | 0 | 0 | 0 | 0 | 0 | 0 | 0 | 0 | 0
F10_Industrial_Primary Metals_New_Space Heating_Natural Gas_Destratification Fans (HVLS)_A_Achievable Technical Potential | F10 | Industrial | Primary Metals | New | Space Heating | Natural Gas | Destratification Fans (HVLS) | A | Cumulative Energy Savings (MWh or mTherms) | Achievable Technical Potential | 0 | 0 | 0.0032136 | 0.0088221 | 0.016819 | 0.027494 | 0.039782 | 0.053941 | 0.069949 | 0.088036 | 0.10767 | 0.12909 | 0.14905 | 0.16865 | 0.18725 | 0.20485 | 0.22252 | 0.24028 | 0.25748 | 0.27419 | 0.2909 | 0.30737
F11_Industrial_Primary Metals_New_Space Heating_Natural Gas_Destratification Fans (HVLS)_A_Achievable Technical Potential | F11 | Industrial | Primary Metals | New | Space Heating | Natural Gas | Destratification Fans (HVLS) | A | Cumulative Summer Peak Savings (MW) | Achievable Technical Potential | 0 | 0 | 0 | 0 | 0 | 0 | 0 | 0 | 0 | 0 | 0 | 0 | 0 | 0 | 0 | 0 | 0 | 0 | 0 | 0 | 0 | 0
F12_Industrial_Primary Metals_New_Space Heating_Natural Gas_Destratification Fans (HVLS)_A_Achievable Technical Potential | F12 | Industrial | Primary Metals | New | Space Heating | Natural Gas | Destratification Fans (HVLS) | A | Cumulative Winter Peak Savings (MW) | Achievable Technical Potential | 0 | 0 | 0 | 0 | 0 | 0 | 0 | 0 | 0 | 0 | 0 | 0 | 0 | 0 | 0 | 0 | 0 | 0 | 0 | 0 | 0 | 0
F13_Industrial_Primary Metals_New_Space Heating_Natural Gas_Destratification Fans (HVLS)_A_Achievable Technical Potential | F13 | Industrial | Primary Metals | New | Space Heating | Natural Gas | Destratification Fans (HVLS) | A | Purchases (Incremental) | Achievable Technical Potential | 0 | 0 | 216.2547 | 377.4054 | 538.1603 | 718.3414 | 826.8538 | 952.8222 | 1077.2031 | 1217.1123 | 1321.316 | 1441.1645 | 1559.4234 | 1696.6071 | 1789.7142 | 1902.8729 | 2015.9459 | 2147.5783 | 2234.5253 | 2341.6646 | 2445.8859 | 2549.7993
F14_Industrial_Primary Metals_New_Space Heating_Natural Gas_Destratification Fans (HVLS)_A_Achievable Technical Potential | F14 | Industrial | Primary Metals | New | Space Heating | Natural Gas | Destratification Fans (HVLS) | A | Purchases (Cumulative) | Achievable Technical Potential | 0 | 0 | 216.2547 | 593.6601 | 1131.8204 | 1850.1618 | 2677.0156 | 3629.8378 | 4707.0409 | 5924.1532 | 7245.4692 | 8686.6337 | 10029.8024 | 11349.0041 | 12600.558 | 13785.0895 | 14974.1817 | 16168.9378 | 17326.26 | 18450.8122 | 19575.3821 | 20684.0169
F1_Industrial_Primary Metals_New_Space Heating_Natural Gas_Gas Boiler - Insulate Steam Lines/Condensate Tank_A_Achievable Technical Potential | F1 | Industrial | Primary Metals | New | Space Heating | Natural Gas | Gas Boiler - Insulate Steam Lines/Condensate Tank | A | Original Unit Energy Savings (kWh or therms) | Achievable Technical Potential | 0 | 0 | 301.7662 | 301.7662 | 301.7662 | 301.7662 | 301.7662 | 301.7662 | 301.7662 | 301.7662 | 301.7662 | 301.7662 | 301.7662 | 301.7662 | 301.7662 | 301.7662 | 301.7662 | 301.7662 | 301.7662 | 301.7662 | 301.7662 | 301.7662
F2_Industrial_Primary Metals_New_Space Heating_Natural Gas_Gas Boiler - Insulate Steam Lines/Condensate Tank_A_Achievable Technical Potential | F2 | Industrial | Primary Metals | New | Space Heating | Natural Gas | Gas Boiler - Insulate Steam Lines/Condensate Tank | A | Original Unit Summer Peak Savings (kW) | Achievable Technical Potential | 0 | 0 | 0 | 0 | 0 | 0 | 0 | 0 | 0 | 0 | 0 | 0 | 0 | 0 | 0 | 0 | 0 | 0 | 0 | 0 | 0 | 0
F3_Industrial_Primary Metals_New_Space Heating_Natural Gas_Gas Boiler - Insulate Steam Lines/Condensate Tank_A_Achievable Technical Potential | F3 | Industrial | Primary Metals | New | Space Heating | Natural Gas | Gas Boiler - Insulate Steam Lines/Condensate Tank | A | Original Unit Winter Peak Savings (kW) | Achievable Technical Potential | 0 | 0 | 0 | 0 | 0 | 0 | 0 | 0 | 0 | 0 | 0 | 0 | 0 | 0 | 0 | 0 | 0 | 0 | 0 | 0 | 0 | 0
F4_Industrial_Primary Metals_New_Space Heating_Natural Gas_Gas Boiler - Insulate Steam Lines/Condensate Tank_A_Achievable Technical Potential | F4 | Industrial | Primary Metals | New | Space Heating | Natural Gas | Gas Boiler - Insulate Steam Lines/Condensate Tank | A | Standalone Impact on Baseline Energy (%) | Achievable Technical Potential | 0% | 0% | 0.005147% | 0.008096% | 0.01082% | 0.01326% | 0.01666% | 0.01961% | 0.02249% | 0.02505% | 0.02822% | 0.03102% | 0.03382% | 0.03623% | 0.03949% | 0.04229% | 0.04506% | 0.04745% | 0.05075% | 0.05357% | 0.05644% | 0.05929%
F5_Industrial_Primary Metals_New_Space Heating_Natural Gas_Gas Boiler - Insulate Steam Lines/Condensate Tank_A_Achievable Technical Potential | F5 | Industrial | Primary Metals | New | Space Heating | Natural Gas | Gas Boiler - Insulate Steam Lines/Condensate Tank | A | Standalone Impact on Baseline Summer Peak (%) | Achievable Technical Potential | bar: 2019 to 2040
F6_Industrial_Primary Metals_New_Space Heating_Natural Gas_Gas Boiler - Insulate Steam Lines/Condensate Tank_A_Achievable Technical Potential | F6 | Industrial | Primary Metals | New | Space Heating | Natural Gas | Gas Boiler - Insulate Steam Lines/Condensate Tank | A | Standalone Impact on Baseline Winter Peak (%) | Achievable Technical Potential | bar: 2019 to 2040
F7_Industrial_Primary Metals_New_Space Heating_Natural Gas_Gas Boiler - Insulate Steam Lines/Condensate Tank_A_Achievable Technical Potential | F7 | Industrial | Primary Metals | New | Space Heating | Natural Gas | Gas Boiler - Insulate Steam Lines/Condensate Tank | A | Incremental Energy Savings (MWh or mTherms) | Achievable Technical Potential | 0 | 0 | 0.00025945 | 0.00045279 | 0.00064566 | 0.00086183 | 0.00099202 | 0.0011432 | 0.0012924 | 0.0014602 | 0.0015853 | 0.001729 | 0.0018709 | 0.0020355 | 0.0021472 | 0.002283 | 0.0024186 | 0.0025766 | 0.0026809 | 0.0028094 | 0.0029345 | 0.0030591
F8_Industrial_Primary Metals_New_Space Heating_Natural Gas_Gas Boiler - Insulate Steam Lines/Condensate Tank_A_Achievable Technical Potential | F8 | Industrial | Primary Metals | New | Space Heating | Natural Gas | Gas Boiler - Insulate Steam Lines/Condensate Tank | A | Incremental Summer Peak Savings (MW) | Achievable Technical Potential | 0 | 0 | 0 | 0 | 0 | 0 | 0 | 0 | 0 | 0 | 0 | 0 | 0 | 0 | 0 | 0 | 0 | 0 | 0 | 0 | 0 | 0
F9_Industrial_Primary Metals_New_Space Heating_Natural Gas_Gas Boiler - Insulate Steam Lines/Condensate Tank_A_Achievable Technical Potential | F9 | Industrial | Primary Metals | New | Space Heating | Natural Gas | Gas Boiler - Insulate Steam Lines/Condensate Tank | A | Incremental Winter Peak Savings (MW) | Achievable Technical Potential | 0 | 0 | 0 | 0 | 0 | 0 | 0 | 0 | 0 | 0 | 0 | 0 | 0 | 0 | 0 | 0 | 0 | 0 | 0 | 0 | 0 | 0
F10_Industrial_Primary Metals_New_Space Heating_Natural Gas_Gas Boiler - Insulate Steam Lines/Condensate Tank_A_Achievable Technical Potential | F10 | Industrial | Primary Metals | New | Space Heating | Natural Gas | Gas Boiler - Insulate Steam Lines/Condensate Tank | A | Cumulative Energy Savings (MWh or mTherms) | Achievable Technical Potential | 0 | 0 | 0.00025945 | 0.00071225 | 0.0013579 | 0.0022197 | 0.0032118 | 0.0043549 | 0.0056473 | 0.0071075 | 0.0086928 | 0.010422 | 0.012293 | 0.014328 | 0.016475 | 0.018758 | 0.021177 | 0.023754 | 0.026435 | 0.029244 | 0.032178 | 0.035238
F11_Industrial_Primary Metals_New_Space Heating_Natural Gas_Gas Boiler - Insulate Steam Lines/Condensate Tank_A_Achievable Technical Potential | F11 | Industrial | Primary Metals | New | Space Heating | Natural Gas | Gas Boiler - Insulate Steam Lines/Condensate Tank | A | Cumulative Summer Peak Savings (MW) | Achievable Technical Potential | 0 | 0 | 0 | 0 | 0 | 0 | 0 | 0 | 0 | 0 | 0 | 0 | 0 | 0 | 0 | 0 | 0 | 0 | 0 | 0 | 0 | 0
F12_Industrial_Primary Metals_New_Space Heating_Natural Gas_Gas Boiler - Insulate Steam Lines/Condensate Tank_A_Achievable Technical Potential | F12 | Industrial | Primary Metals | New | Space Heating | Natural Gas | Gas Boiler - Insulate Steam Lines/Condensate Tank | A | Cumulative Winter Peak Savings (MW) | Achievable Technical Potential | 0 | 0 | 0 | 0 | 0 | 0 | 0 | 0 | 0 | 0 | 0 | 0 | 0 | 0 | 0 | 0 | 0 | 0 | 0 | 0 | 0 | 0
F13_Industrial_Primary Metals_New_Space Heating_Natural Gas_Gas Boiler - Insulate Steam Lines/Condensate Tank_A_Achievable Technical Potential | F13 | Industrial | Primary Metals | New | Space Heating | Natural Gas | Gas Boiler - Insulate Steam Lines/Condensate Tank | A | Purchases (Incremental) | Achievable Technical Potential | 0 | 0 | 0.00085978 | 0.0015005 | 0.0021396 | 0.002856 | 0.0032874 | 0.0037882 | 0.0042827 | 0.004839 | 0.0052532 | 0.0057297 | 0.0061999 | 0.0067453 | 0.0071155 | 0.0075654 | 0.0080149 | 0.0085383 | 0.008884 | 0.0093099 | 0.0097243 | 0.010137
F14_Industrial_Primary Metals_New_Space Heating_Natural Gas_Gas Boiler - Insulate Steam Lines/Condensate Tank_A_Achievable Technical Potential | F14 | Industrial | Primary Metals | New | Space Heating | Natural Gas | Gas Boiler - Insulate Steam Lines/Condensate Tank | A | Purchases (Cumulative) | Achievable Technical Potential | 0 | 0 | 0.00085978 | 0.0023603 | 0.0044999 | 0.0073558 | 0.010643 | 0.014431 | 0.018714 | 0.023553 | 0.028806 | 0.034536 | 0.040736 | 0.047481 | 0.054597 | 0.062162 | 0.070177 | 0.078715 | 0.087599 | 0.096909 | 0.10663 | 0.11677
F1_Industrial_Primary Metals_New_Process_Natural Gas_Gas Boiler - Insulate Steam Lines/Condensate Tank_A_Achievable Technical Potential | F1 | Industrial | Primary Metals | New | Process | Natural Gas | Gas Boiler - Insulate Steam Lines/Condensate Tank | A | Original Unit Energy Savings (kWh or therms) | Achievable Technical Potential | 0 | 0 | 303.5793 | 303.5793 | 303.5793 | 303.5793 | 303.5793 | 303.5793 | 303.5793 | 303.5793 | 303.5793 | 303.5793 | 303.5793 | 303.5793 | 303.5793 | 303.5793 | 303.5793 | 303.5793 | 303.5793 | 303.5793 | 303.5793 | 303.5793
F2_Industrial_Primary Metals_New_Process_Natural Gas_Gas Boiler - Insulate Steam Lines/Condensate Tank_A_Achievable Technical Potential | F2 | Industrial | Primary Metals | New | Process | Natural Gas | Gas Boiler - Insulate Steam Lines/Condensate Tank | A | Original Unit Summer Peak Savings (kW) | Achievable Technical Potential | 0 | 0 | 0 | 0 | 0 | 0 | 0 | 0 | 0 | 0 | 0 | 0 | 0 | 0 | 0 | 0 | 0 | 0 | 0 | 0 | 0 | 0
F3_Industrial_Primary Metals_New_Process_Natural Gas_Gas Boiler - Insulate Steam Lines/Condensate Tank_A_Achievable Technical Potential | F3 | Industrial | Primary Metals | New | Process | Natural Gas | Gas Boiler - Insulate Steam Lines/Condensate Tank | A | Original Unit Winter Peak Savings (kW) | Achievable Technical Potential | 0 | 0 | 0 | 0 | 0 | 0 | 0 | 0 | 0 | 0 | 0 | 0 | 0 | 0 | 0 | 0 | 0 | 0 | 0 | 0 | 0 | 0
F4_Industrial_Primary Metals_New_Process_Natural Gas_Gas Boiler - Insulate Steam Lines/Condensate Tank_A_Achievable Technical Potential | F4 | Industrial | Primary Metals | New | Process | Natural Gas | Gas Boiler - Insulate Steam Lines/Condensate Tank | A | Standalone Impact on Baseline Energy (%) | Achievable Technical Potential | 0% | 0% | 0.006881% | 0.01082% | 0.01447% | 0.01772% | 0.02228% | 0.02621% | 0.03007% | 0.03349% | 0.03773% | 0.04147% | 0.04521% | 0.04843% | 0.05279% | 0.05654% | 0.06025% | 0.06343% | 0.06785% | 0.07162% | 0.07545% | 0.07926%
F5_Industrial_Primary Metals_New_Process_Natural Gas_Gas Boiler - Insulate Steam Lines/Condensate Tank_A_Achievable Technical Potential | F5 | Industrial | Primary Metals | New | Process | Natural Gas | Gas Boiler - Insulate Steam Lines/Condensate Tank | A | Standalone Impact on Baseline Summer Peak (%) | Achievable Technical Potential | bar: 2019 to 2040
F6_Industrial_Primary Metals_New_Process_Natural Gas_Gas Boiler - Insulate Steam Lines/Condensate Tank_A_Achievable Technical Potential | F6 | Industrial | Primary Metals | New | Process | Natural Gas | Gas Boiler - Insulate Steam Lines/Condensate Tank | A | Standalone Impact on Baseline Winter Peak (%) | Achievable Technical Potential | bar: 2019 to 2040
F7_Industrial_Primary Metals_New_Process_Natural Gas_Gas Boiler - Insulate Steam Lines/Condensate Tank_A_Achievable Technical Potential | F7 | Industrial | Primary Metals | New | Process | Natural Gas | Gas Boiler - Insulate Steam Lines/Condensate Tank | A | Incremental Energy Savings (MWh or mTherms) | Achievable Technical Potential | 0 | 0 | 0.0094536 | 0.016498 | 0.023526 | 0.031402 | 0.036146 | 0.041653 | 0.04709 | 0.053206 | 0.057762 | 0.063001 | 0.06817 | 0.074167 | 0.078238 | 0.083184 | 0.088127 | 0.093882 | 0.097683 | 0.10237 | 0.10692 | 0.11146
F8_Industrial_Primary Metals_New_Process_Natural Gas_Gas Boiler - Insulate Steam Lines/Condensate Tank_A_Achievable Technical Potential | F8 | Industrial | Primary Metals | New | Process | Natural Gas | Gas Boiler - Insulate Steam Lines/Condensate Tank | A | Incremental Summer Peak Savings (MW) | Achievable Technical Potential | 0 | 0 | 0 | 0 | 0 | 0 | 0 | 0 | 0 | 0 | 0 | 0 | 0 | 0 | 0 | 0 | 0 | 0 | 0 | 0 | 0 | 0
F9_Industrial_Primary Metals_New_Process_Natural Gas_Gas Boiler - Insulate Steam Lines/Condensate Tank_A_Achievable Technical Potential | F9 | Industrial | Primary Metals | New | Process | Natural Gas | Gas Boiler - Insulate Steam Lines/Condensate Tank | A | Incremental Winter Peak Savings (MW) | Achievable Technical Potential | 0 | 0 | 0 | 0 | 0 | 0 | 0 | 0 | 0 | 0 | 0 | 0 | 0 | 0 | 0 | 0 | 0 | 0 | 0 | 0 | 0 | 0
F10_Industrial_Primary Metals_New_Process_Natural Gas_Gas Boiler - Insulate Steam Lines/Condensate Tank_A_Achievable Technical Potential | F10 | Industrial | Primary Metals | New | Process | Natural Gas | Gas Boiler - Insulate Steam Lines/Condensate Tank | A | Cumulative Energy Savings (MWh or mTherms) | Achievable Technical Potential | 0 | 0 | 0.0094536 | 0.025952 | 0.049478 | 0.08088 | 0.11703 | 0.15868 | 0.20577 | 0.25898 | 0.31674 | 0.37974 | 0.44791 | 0.52208 | 0.60031 | 0.6835 | 0.77163 | 0.86551 | 0.96319 | 1.0656 | 1.1725 | 1.2839
F11_Industrial_Primary Metals_New_Process_Natural Gas_Gas Boiler - Insulate Steam Lines/Condensate Tank_A_Achievable Technical Potential | F11 | Industrial | Primary Metals | New | Process | Natural Gas | Gas Boiler - Insulate Steam Lines/Condensate Tank | A | Cumulative Summer Peak Savings (MW) | Achievable Technical Potential | 0 | 0 | 0 | 0 | 0 | 0 | 0 | 0 | 0 | 0 | 0 | 0 | 0 | 0 | 0 | 0 | 0 | 0 | 0 | 0 | 0 | 0
F12_Industrial_Primary Metals_New_Process_Natural Gas_Gas Boiler - Insulate Steam Lines/Condensate Tank_A_Achievable Technical Potential | F12 | Industrial | Primary Metals | New | Process | Natural Gas | Gas Boiler - Insulate Steam Lines/Condensate Tank | A | Cumulative Winter Peak Savings (MW) | Achievable Technical Potential | 0 | 0 | 0 | 0 | 0 | 0 | 0 | 0 | 0 | 0 | 0 | 0 | 0 | 0 | 0 | 0 | 0 | 0 | 0 | 0 | 0 | 0
F13_Industrial_Primary Metals_New_Process_Natural Gas_Gas Boiler - Insulate Steam Lines/Condensate Tank_A_Achievable Technical Potential | F13 | Industrial | Primary Metals | New | Process | Natural Gas | Gas Boiler - Insulate Steam Lines/Condensate Tank | A | Purchases (Incremental) | Achievable Technical Potential | 0 | 0 | 0.031141 | 0.054346 | 0.077495 | 0.10344 | 0.11907 | 0.13721 | 0.15512 | 0.17526 | 0.19027 | 0.20753 | 0.22456 | 0.24431 | 0.25772 | 0.27401 | 0.29029 | 0.30925 | 0.32177 | 0.3372 | 0.35221 | 0.36717
F14_Industrial_Primary Metals_New_Process_Natural Gas_Gas Boiler - Insulate Steam Lines/Condensate Tank_A_Achievable Technical Potential | F14 | Industrial | Primary Metals | New | Process | Natural Gas | Gas Boiler - Insulate Steam Lines/Condensate Tank | A | Purchases (Cumulative) | Achievable Technical Potential | 0 | 0 | 0.031141 | 0.085487 | 0.16298 | 0.26642 | 0.38549 | 0.52269 | 0.67781 | 0.85307 | 1.0433 | 1.2509 | 1.4754 | 1.7197 | 1.9775 | 2.2515 | 2.5418 | 2.851 | 3.1728 | 3.51 | 3.8622 | 4.2294
F1_Industrial_Primary Metals_New_Space Heating_Natural Gas_Gas Boiler - Insulate Hot Water Lines_A_Achievable Technical Potential | F1 | Industrial | Primary Metals | New | Space Heating | Natural Gas | Gas Boiler - Insulate Hot Water Lines | A | Original Unit Energy Savings (kWh or therms) | Achievable Technical Potential | 0 | 0 | 341.0907 | 341.0907 | 341.0907 | 341.0907 | 341.0907 | 341.0907 | 341.0907 | 341.0907 | 341.0907 | 341.0907 | 341.0907 | 341.0907 | 341.0907 | 341.0907 | 341.0907 | 341.0907 | 341.0907 | 341.0907 | 341.0907 | 341.0907
F2_Industrial_Primary Metals_New_Space Heating_Natural Gas_Gas Boiler - Insulate Hot Water Lines_A_Achievable Technical Potential | F2 | Industrial | Primary Metals | New | Space Heating | Natural Gas | Gas Boiler - Insulate Hot Water Lines | A | Original Unit Summer Peak Savings (kW) | Achievable Technical Potential | 0 | 0 | 0 | 0 | 0 | 0 | 0 | 0 | 0 | 0 | 0 | 0 | 0 | 0 | 0 | 0 | 0 | 0 | 0 | 0 | 0 | 0
F3_Industrial_Primary Metals_New_Space Heating_Natural Gas_Gas Boiler - Insulate Hot Water Lines_A_Achievable Technical Potential | F3 | Industrial | Primary Metals | New | Space Heating | Natural Gas | Gas Boiler - Insulate Hot Water Lines | A | Original Unit Winter Peak Savings (kW) | Achievable Technical Potential | 0 | 0 | 0 | 0 | 0 | 0 | 0 | 0 | 0 | 0 | 0 | 0 | 0 | 0 | 0 | 0 | 0 | 0 | 0 | 0 | 0 | 0
F4_Industrial_Primary Metals_New_Space Heating_Natural Gas_Gas Boiler - Insulate Hot Water Lines_A_Achievable Technical Potential | F4 | Industrial | Primary Metals | New | Space Heating | Natural Gas | Gas Boiler - Insulate Hot Water Lines | A | Standalone Impact on Baseline Energy (%) | Achievable Technical Potential | 0% | 0% | 0.005818% | 0.009151% | 0.01224% | 0.01498% | 0.01883% | 0.02216% | 0.02542% | 0.02832% | 0.0319% | 0.03507% | 0.03822% | 0.04095% | 0.04464% | 0.0478% | 0.05094% | 0.05363% | 0.05736% | 0.06056% | 0.06379% | 0.06701%
F5_Industrial_Primary Metals_New_Space Heating_Natural Gas_Gas Boiler - Insulate Hot Water Lines_A_Achievable Technical Potential | F5 | Industrial | Primary Metals | New | Space Heating | Natural Gas | Gas Boiler - Insulate Hot Water Lines | A | Standalone Impact on Baseline Summer Peak (%) | Achievable Technical Potential | bar: 2019 to 2040
F6_Industrial_Primary Metals_New_Space Heating_Natural Gas_Gas Boiler - Insulate Hot Water Lines_A_Achievable Technical Potential | F6 | Industrial | Primary Metals | New | Space Heating | Natural Gas | Gas Boiler - Insulate Hot Water Lines | A | Standalone Impact on Baseline Winter Peak (%) | Achievable Technical Potential | bar: 2019 to 2040
F7_Industrial_Primary Metals_New_Space Heating_Natural Gas_Gas Boiler - Insulate Hot Water Lines_A_Achievable Technical Potential | F7 | Industrial | Primary Metals | New | Space Heating | Natural Gas | Gas Boiler - Insulate Hot Water Lines | A | Incremental Energy Savings (MWh or mTherms) | Achievable Technical Potential | 0 | 0 | 0.00029326 | 0.0005118 | 0.0007298 | 0.00097414 | 0.0011213 | 0.0012921 | 0.0014608 | 0.0016505 | 0.0017918 | 0.0019544 | 0.0021147 | 0.0023008 | 0.002427 | 0.0025805 | 0.0027338 | 0.0029123 | 0.0030302 | 0.0031755 | 0.0033169 | 0.0034578
F8_Industrial_Primary Metals_New_Space Heating_Natural Gas_Gas Boiler - Insulate Hot Water Lines_A_Achievable Technical Potential | F8 | Industrial | Primary Metals | New | Space Heating | Natural Gas | Gas Boiler - Insulate Hot Water Lines | A | Incremental Summer Peak Savings (MW) | Achievable Technical Potential | 0 | 0 | 0 | 0 | 0 | 0 | 0 | 0 | 0 | 0 | 0 | 0 | 0 | 0 | 0 | 0 | 0 | 0 | 0 | 0 | 0 | 0
F9_Industrial_Primary Metals_New_Space Heating_Natural Gas_Gas Boiler - Insulate Hot Water Lines_A_Achievable Technical Potential | F9 | Industrial | Primary Metals | New | Space Heating | Natural Gas | Gas Boiler - Insulate Hot Water Lines | A | Incremental Winter Peak Savings (MW) | Achievable Technical Potential | 0 | 0 | 0 | 0 | 0 | 0 | 0 | 0 | 0 | 0 | 0 | 0 | 0 | 0 | 0 | 0 | 0 | 0 | 0 | 0 | 0 | 0
F10_Industrial_Primary Metals_New_Space Heating_Natural Gas_Gas Boiler - Insulate Hot Water Lines_A_Achievable Technical Potential | F10 | Industrial | Primary Metals | New | Space Heating | Natural Gas | Gas Boiler - Insulate Hot Water Lines | A | Cumulative Energy Savings (MWh or mTherms) | Achievable Technical Potential | 0 | 0 | 0.00029326 | 0.00080506 | 0.0015349 | 0.002509 | 0.0036303 | 0.0049224 | 0.0063832 | 0.0080337 | 0.0098256 | 0.01178 | 0.013895 | 0.016195 | 0.018622 | 0.021203 | 0.023937 | 0.026849 | 0.029879 | 0.033055 | 0.036372 | 0.039829
F11_Industrial_Primary Metals_New_Space Heating_Natural Gas_Gas Boiler - Insulate Hot Water Lines_A_Achievable Technical Potential | F11 | Industrial | Primary Metals | New | Space Heating | Natural Gas | Gas Boiler - Insulate Hot Water Lines | A | Cumulative Summer Peak Savings (MW) | Achievable Technical Potential | 0 | 0 | 0 | 0 | 0 | 0 | 0 | 0 | 0 | 0 | 0 | 0 | 0 | 0 | 0 | 0 | 0 | 0 | 0 | 0 | 0 | 0
F12_Industrial_Primary Metals_New_Space Heating_Natural Gas_Gas Boiler - Insulate Hot Water Lines_A_Achievable Technical Potential | F12 | Industrial | Primary Metals | New | Space Heating | Natural Gas | Gas Boiler - Insulate Hot Water Lines | A | Cumulative Winter Peak Savings (MW) | Achievable Technical Potential | 0 | 0 | 0 | 0 | 0 | 0 | 0 | 0 | 0 | 0 | 0 | 0 | 0 | 0 | 0 | 0 | 0 | 0 | 0 | 0 | 0 | 0
F13_Industrial_Primary Metals_New_Space Heating_Natural Gas_Gas Boiler - Insulate Hot Water Lines_A_Achievable Technical Potential | F13 | Industrial | Primary Metals | New | Space Heating | Natural Gas | Gas Boiler - Insulate Hot Water Lines | A | Purchases (Incremental) | Achievable Technical Potential | 0 | 0 | 0.00085978 | 0.0015005 | 0.0021396 | 0.002856 | 0.0032874 | 0.0037882 | 0.0042827 | 0.004839 | 0.0052532 | 0.0057297 | 0.0061999 | 0.0067453 | 0.0071155 | 0.0075654 | 0.0080149 | 0.0085383 | 0.008884 | 0.0093099 | 0.0097243 | 0.010137
F14_Industrial_Primary Metals_New_Space Heating_Natural Gas_Gas Boiler - Insulate Hot Water Lines_A_Achievable Technical Potential | F14 | Industrial | Primary Metals | New | Space Heating | Natural Gas | Gas Boiler - Insulate Hot Water Lines | A | Purchases (Cumulative) | Achievable Technical Potential | 0 | 0 | 0.00085978 | 0.0023603 | 0.0044999 | 0.0073558 | 0.010643 | 0.014431 | 0.018714 | 0.023553 | 0.028806 | 0.034536 | 0.040736 | 0.047481 | 0.054597 | 0.062162 | 0.070177 | 0.078715 | 0.087599 | 0.096909 | 0.10663 | 0.11677
F1_Industrial_Primary Metals_New_Process_Natural Gas_Gas Boiler - Insulate Hot Water Lines_A_Achievable Technical Potential | F1 | Industrial | Primary Metals | New | Process | Natural Gas | Gas Boiler - Insulate Hot Water Lines | A | Original Unit Energy Savings (kWh or therms) | Achievable Technical Potential | 0 | 0 | 343.1401 | 343.1401 | 343.1401 | 343.1401 | 343.1401 | 343.1401 | 343.1401 | 343.1401 | 343.1401 | 343.1401 | 343.1401 | 343.1401 | 343.1401 | 343.1401 | 343.1401 | 343.1401 | 343.1401 | 343.1401 | 343.1401 | 343.1401
F2_Industrial_Primary Metals_New_Process_Natural Gas_Gas Boiler - Insulate Hot Water Lines_A_Achievable Technical Potential | F2 | Industrial | Primary Metals | New | Process | Natural Gas | Gas Boiler - Insulate Hot Water Lines | A | Original Unit Summer Peak Savings (kW) | Achievable Technical Potential | 0 | 0 | 0 | 0 | 0 | 0 | 0 | 0 | 0 | 0 | 0 | 0 | 0 | 0 | 0 | 0 | 0 | 0 | 0 | 0 | 0 | 0
F3_Industrial_Primary Metals_New_Process_Natural Gas_Gas Boiler - Insulate Hot Water Lines_A_Achievable Technical Potential | F3 | Industrial | Primary Metals | New | Process | Natural Gas | Gas Boiler - Insulate Hot Water Lines | A | Original Unit Winter Peak Savings (kW) | Achievable Technical Potential | 0 | 0 | 0 | 0 | 0 | 0 | 0 | 0 | 0 | 0 | 0 | 0 | 0 | 0 | 0 | 0 | 0 | 0 | 0 | 0 | 0 | 0
F4_Industrial_Primary Metals_New_Process_Natural Gas_Gas Boiler - Insulate Hot Water Lines_A_Achievable Technical Potential | F4 | Industrial | Primary Metals | New | Process | Natural Gas | Gas Boiler - Insulate Hot Water Lines | A | Standalone Impact on Baseline Energy (%) | Achievable Technical Potential | 0% | 0% | 0.007777% | 0.01223% | 0.01636% | 0.02003% | 0.02518% | 0.02963% | 0.03398% | 0.03785% | 0.04265% | 0.04688% | 0.0511% | 0.05475% | 0.05967% | 0.0639% | 0.0681% | 0.0717% | 0.07669% | 0.08096% | 0.08528% | 0.08958%
F5_Industrial_Primary Metals_New_Process_Natural Gas_Gas Boiler - Insulate Hot Water Lines_A_Achievable Technical Potential | F5 | Industrial | Primary Metals | New | Process | Natural Gas | Gas Boiler - Insulate Hot Water Lines | A | Standalone Impact on Baseline Summer Peak (%) | Achievable Technical Potential | bar: 2019 to 2040
F6_Industrial_Primary Metals_New_Process_Natural Gas_Gas Boiler - Insulate Hot Water Lines_A_Achievable Technical Potential | F6 | Industrial | Primary Metals | New | Process | Natural Gas | Gas Boiler - Insulate Hot Water Lines | A | Standalone Impact on Baseline Winter Peak (%) | Achievable Technical Potential | bar: 2019 to 2040
F7_Industrial_Primary Metals_New_Process_Natural Gas_Gas Boiler - Insulate Hot Water Lines_A_Achievable Technical Potential | F7 | Industrial | Primary Metals | New | Process | Natural Gas | Gas Boiler - Insulate Hot Water Lines | A | Incremental Energy Savings (MWh or mTherms) | Achievable Technical Potential | 0 | 0 | 0.010686 | 0.018648 | 0.026592 | 0.035495 | 0.040856 | 0.047081 | 0.053227 | 0.06014 | 0.065289 | 0.071211 | 0.077054 | 0.083833 | 0.088433 | 0.094025 | 0.099612 | 0.10612 | 0.11041 | 0.11571 | 0.12086 | 0.12599
F8_Industrial_Primary Metals_New_Process_Natural Gas_Gas Boiler - Insulate Hot Water Lines_A_Achievable Technical Potential | F8 | Industrial | Primary Metals | New | Process | Natural Gas | Gas Boiler - Insulate Hot Water Lines | A | Incremental Summer Peak Savings (MW) | Achievable Technical Potential | 0 | 0 | 0 | 0 | 0 | 0 | 0 | 0 | 0 | 0 | 0 | 0 | 0 | 0 | 0 | 0 | 0 | 0 | 0 | 0 | 0 | 0
F9_Industrial_Primary Metals_New_Process_Natural Gas_Gas Boiler - Insulate Hot Water Lines_A_Achievable Technical Potential | F9 | Industrial | Primary Metals | New | Process | Natural Gas | Gas Boiler - Insulate Hot Water Lines | A | Incremental Winter Peak Savings (MW) | Achievable Technical Potential | 0 | 0 | 0 | 0 | 0 | 0 | 0 | 0 | 0 | 0 | 0 | 0 | 0 | 0 | 0 | 0 | 0 | 0 | 0 | 0 | 0 | 0
F10_Industrial_Primary Metals_New_Process_Natural Gas_Gas Boiler - Insulate Hot Water Lines_A_Achievable Technical Potential | F10 | Industrial | Primary Metals | New | Process | Natural Gas | Gas Boiler - Insulate Hot Water Lines | A | Cumulative Energy Savings (MWh or mTherms) | Achievable Technical Potential | 0 | 0 | 0.010686 | 0.029334 | 0.055925 | 0.09142 | 0.13228 | 0.17936 | 0.23258 | 0.29272 | 0.35801 | 0.42922 | 0.50628 | 0.59011 | 0.67854 | 0.77257 | 0.87218 | 0.9783 | 1.0887 | 1.2044 | 1.3253 | 1.4513
F11_Industrial_Primary Metals_New_Process_Natural Gas_Gas Boiler - Insulate Hot Water Lines_A_Achievable Technical Potential | F11 | Industrial | Primary Metals | New | Process | Natural Gas | Gas Boiler - Insulate Hot Water Lines | A | Cumulative Summer Peak Savings (MW) | Achievable Technical Potential | 0 | 0 | 0 | 0 | 0 | 0 | 0 | 0 | 0 | 0 | 0 | 0 | 0 | 0 | 0 | 0 | 0 | 0 | 0 | 0 | 0 | 0
F12_Industrial_Primary Metals_New_Process_Natural Gas_Gas Boiler - Insulate Hot Water Lines_A_Achievable Technical Potential | F12 | Industrial | Primary Metals | New | Process | Natural Gas | Gas Boiler - Insulate Hot Water Lines | A | Cumulative Winter Peak Savings (MW) | Achievable Technical Potential | 0 | 0 | 0 | 0 | 0 | 0 | 0 | 0 | 0 | 0 | 0 | 0 | 0 | 0 | 0 | 0 | 0 | 0 | 0 | 0 | 0 | 0
F13_Industrial_Primary Metals_New_Process_Natural Gas_Gas Boiler - Insulate Hot Water Lines_A_Achievable Technical Potential | F13 | Industrial | Primary Metals | New | Process | Natural Gas | Gas Boiler - Insulate Hot Water Lines | A | Purchases (Incremental) | Achievable Technical Potential | 0 | 0 | 0.031141 | 0.054346 | 0.077495 | 0.10344 | 0.11907 | 0.13721 | 0.15512 | 0.17526 | 0.19027 | 0.20753 | 0.22456 | 0.24431 | 0.25772 | 0.27401 | 0.29029 | 0.30925 | 0.32177 | 0.3372 | 0.35221 | 0.36717
F14_Industrial_Primary Metals_New_Process_Natural Gas_Gas Boiler - Insulate Hot Water Lines_A_Achievable Technical Potential | F14 | Industrial | Primary Metals | New | Process | Natural Gas | Gas Boiler - Insulate Hot Water Lines | A | Purchases (Cumulative) | Achievable Technical Potential | 0 | 0 | 0.031141 | 0.085487 | 0.16298 | 0.26642 | 0.38549 | 0.52269 | 0.67781 | 0.85307 | 1.0433 | 1.2509 | 1.4754 | 1.7197 | 1.9775 | 2.2515 | 2.5418 | 2.851 | 3.1728 | 3.51 | 3.8622 | 4.2294
F1_Industrial_Primary Metals_New_Process_Natural Gas_Process - Insulate Heated Process Fluids_A_Achievable Technical Potential | F1 | Industrial | Primary Metals | New | Process | Natural Gas | Process - Insulate Heated Process Fluids | A | Original Unit Energy Savings (kWh or therms) | Achievable Technical Potential | 0 | 0 | 1904.8967 | 1904.8967 | 1904.8967 | 1904.8967 | 1904.8967 | 1904.8967 | 1904.8967 | 1904.8967 | 1904.8967 | 1904.8967 | 1904.8967 | 1904.8967 | 1904.8967 | 1904.8967 | 1904.8967 | 1904.8967 | 1904.8967 | 1904.8967 | 1904.8967 | 1904.8967
F2_Industrial_Primary Metals_New_Process_Natural Gas_Process - Insulate Heated Process Fluids_A_Achievable Technical Potential | F2 | Industrial | Primary Metals | New | Process | Natural Gas | Process - Insulate Heated Process Fluids | A | Original Unit Summer Peak Savings (kW) | Achievable Technical Potential | 0 | 0 | 0 | 0 | 0 | 0 | 0 | 0 | 0 | 0 | 0 | 0 | 0 | 0 | 0 | 0 | 0 | 0 | 0 | 0 | 0 | 0
F3_Industrial_Primary Metals_New_Process_Natural Gas_Process - Insulate Heated Process Fluids_A_Achievable Technical Potential | F3 | Industrial | Primary Metals | New | Process | Natural Gas | Process - Insulate Heated Process Fluids | A | Original Unit Winter Peak Savings (kW) | Achievable Technical Potential | 0 | 0 | 0 | 0 | 0 | 0 | 0 | 0 | 0 | 0 | 0 | 0 | 0 | 0 | 0 | 0 | 0 | 0 | 0 | 0 | 0 | 0
F4_Industrial_Primary Metals_New_Process_Natural Gas_Process - Insulate Heated Process Fluids_A_Achievable Technical Potential | F4 | Industrial | Primary Metals | New | Process | Natural Gas | Process - Insulate Heated Process Fluids | A | Standalone Impact on Baseline Energy (%) | Achievable Technical Potential | 0% | 0% | 0.09444% | 0.1486% | 0.1986% | 0.2432% | 0.3058% | 0.3503% | 0.3779% | 0.3889% | 0.4017% | 0.4031% | 0.4004% | 0.3903% | 0.3878% | 0.379% | 0.3692% | 0.3557% | 0.3419% | 0.3263% | 0.3124% | 0.2996%
F5_Industrial_Primary Metals_New_Process_Natural Gas_Process - Insulate Heated Process Fluids_A_Achievable Technical Potential | F5 | Industrial | Primary Metals | New | Process | Natural Gas | Process - Insulate Heated Process Fluids | A | Standalone Impact on Baseline Summer Peak (%) | Achievable Technical Potential | bar: 2019 to 2040
F6_Industrial_Primary Metals_New_Process_Natural Gas_Process - Insulate Heated Process Fluids_A_Achievable Technical Potential | F6 | Industrial | Primary Metals | New | Process | Natural Gas | Process - Insulate Heated Process Fluids | A | Standalone Impact on Baseline Winter Peak (%) | Achievable Technical Potential | bar: 2019 to 2040
F7_Industrial_Primary Metals_New_Process_Natural Gas_Process - Insulate Heated Process Fluids_A_Achievable Technical Potential | F7 | Industrial | Primary Metals | New | Process | Natural Gas | Process - Insulate Heated Process Fluids | A | Incremental Energy Savings (MWh or mTherms) | Achievable Technical Potential | 0 | 0 | 0.12976 | 0.22646 | 0.32292 | 0.43103 | 0.49614 | 0.51456 | 0.46538 | 0.42066 | 0.36534 | 0.31878 | 0.27595 | 0.24018 | 0.20269 | 0.17241 | 0.14612 | 0.12453 | 0.00088377 | 0.00033077 | 0.00011778 | 4.0038e-05
F8_Industrial_Primary Metals_New_Process_Natural Gas_Process - Insulate Heated Process Fluids_A_Achievable Technical Potential | F8 | Industrial | Primary Metals | New | Process | Natural Gas | Process - Insulate Heated Process Fluids | A | Incremental Summer Peak Savings (MW) | Achievable Technical Potential | 0 | 0 | 0 | 0 | 0 | 0 | 0 | 0 | 0 | 0 | 0 | 0 | 0 | 0 | 0 | 0 | 0 | 0 | 0 | 0 | 0 | 0
F9_Industrial_Primary Metals_New_Process_Natural Gas_Process - Insulate Heated Process Fluids_A_Achievable Technical Potential | F9 | Industrial | Primary Metals | New | Process | Natural Gas | Process - Insulate Heated Process Fluids | A | Incremental Winter Peak Savings (MW) | Achievable Technical Potential | 0 | 0 | 0 | 0 | 0 | 0 | 0 | 0 | 0 | 0 | 0 | 0 | 0 | 0 | 0 | 0 | 0 | 0 | 0 | 0 | 0 | 0
F10_Industrial_Primary Metals_New_Process_Natural Gas_Process - Insulate Heated Process Fluids_A_Achievable Technical Potential | F10 | Industrial | Primary Metals | New | Process | Natural Gas | Process - Insulate Heated Process Fluids | A | Cumulative Energy Savings (MWh or mTherms) | Achievable Technical Potential | 0 | 0 | 0.12976 | 0.35622 | 0.67913 | 1.1102 | 1.6063 | 2.1209 | 2.5862 | 3.0069 | 3.3722 | 3.691 | 3.967 | 4.2072 | 4.4099 | 4.5823 | 4.7284 | 4.8529 | 4.8538 | 4.8541 | 4.8542 | 4.8543
F11_Industrial_Primary Metals_New_Process_Natural Gas_Process - Insulate Heated Process Fluids_A_Achievable Technical Potential | F11 | Industrial | Primary Metals | New | Process | Natural Gas | Process - Insulate Heated Process Fluids | A | Cumulative Summer Peak Savings (MW) | Achievable Technical Potential | 0 | 0 | 0 | 0 | 0 | 0 | 0 | 0 | 0 | 0 | 0 | 0 | 0 | 0 | 0 | 0 | 0 | 0 | 0 | 0 | 0 | 0
F12_Industrial_Primary Metals_New_Process_Natural Gas_Process - Insulate Heated Process Fluids_A_Achievable Technical Potential | F12 | Industrial | Primary Metals | New | Process | Natural Gas | Process - Insulate Heated Process Fluids | A | Cumulative Winter Peak Savings (MW) | Achievable Technical Potential | 0 | 0 | 0 | 0 | 0 | 0 | 0 | 0 | 0 | 0 | 0 | 0 | 0 | 0 | 0 | 0 | 0 | 0 | 0 | 0 | 0 | 0
F13_Industrial_Primary Metals_New_Process_Natural Gas_Process - Insulate Heated Process Fluids_A_Achievable Technical Potential | F13 | Industrial | Primary Metals | New | Process | Natural Gas | Process - Insulate Heated Process Fluids | A | Purchases (Incremental) | Achievable Technical Potential | 0 | 0 | 0.06812 | 0.11888 | 0.16952 | 0.22628 | 0.26046 | 0.27012 | 0.24431 | 0.22083 | 0.19179 | 0.16735 | 0.14486 | 0.12609 | 0.10641 | 0.090506 | 0.076708 | 0.065373 | 0.00046395 | 0.00017364 | 6.183e-05 | 2.1019e-05
F14_Industrial_Primary Metals_New_Process_Natural Gas_Process - Insulate Heated Process Fluids_A_Achievable Technical Potential | F14 | Industrial | Primary Metals | New | Process | Natural Gas | Process - Insulate Heated Process Fluids | A | Purchases (Cumulative) | Achievable Technical Potential | 0 | 0 | 0.06812 | 0.187 | 0.35652 | 0.5828 | 0.84325 | 1.1134 | 1.3577 | 1.5785 | 1.7703 | 1.9377 | 2.0825 | 2.2086 | 2.315 | 2.4055 | 2.4822 | 2.5476 | 2.5481 | 2.5482 | 2.5483 | 2.5483
F1_Industrial_Primary Metals_New_Process_Natural Gas_Process Heat Recovery_A_Achievable Technical Potential | F1 | Industrial | Primary Metals | New | Process | Natural Gas | Process Heat Recovery | A | Original Unit Energy Savings (kWh or therms) | Achievable Technical Potential | 0 | 0 | 3.7787 | 3.7787 | 3.7787 | 3.7787 | 3.7787 | 3.7787 | 3.7787 | 3.7787 | 3.7787 | 3.7787 | 3.7787 | 3.7787 | 3.7787 | 3.7787 | 3.7787 | 3.7787 | 3.7787 | 3.7787 | 3.7787 | 3.7787
F2_Industrial_Primary Metals_New_Process_Natural Gas_Process Heat Recovery_A_Achievable Technical Potential | F2 | Industrial | Primary Metals | New | Process | Natural Gas | Process Heat Recovery | A | Original Unit Summer Peak Savings (kW) | Achievable Technical Potential | 0 | 0 | 0 | 0 | 0 | 0 | 0 | 0 | 0 | 0 | 0 | 0 | 0 | 0 | 0 | 0 | 0 | 0 | 0 | 0 | 0 | 0
F3_Industrial_Primary Metals_New_Process_Natural Gas_Process Heat Recovery_A_Achievable Technical Potential | F3 | Industrial | Primary Metals | New | Process | Natural Gas | Process Heat Recovery | A | Original Unit Winter Peak Savings (kW) | Achievable Technical Potential | 0 | 0 | 0 | 0 | 0 | 0 | 0 | 0 | 0 | 0 | 0 | 0 | 0 | 0 | 0 | 0 | 0 | 0 | 0 | 0 | 0 | 0
F4_Industrial_Primary Metals_New_Process_Natural Gas_Process Heat Recovery_A_Achievable Technical Potential | F4 | Industrial | Primary Metals | New | Process | Natural Gas | Process Heat Recovery | A | Standalone Impact on Baseline Energy (%) | Achievable Technical Potential | 0% | 0% | 0.006744% | 0.01061% | 0.01418% | 0.01737% | 0.02184% | 0.02502% | 0.02699% | 0.02777% | 0.02869% | 0.02879% | 0.02859% | 0.02787% | 0.0277% | 0.02707% | 0.02636% | 0.02475% | 0.02378% | 0.0227% | 0.02173% | 0.02084%
F5_Industrial_Primary Metals_New_Process_Natural Gas_Process Heat Recovery_A_Achievable Technical Potential | F5 | Industrial | Primary Metals | New | Process | Natural Gas | Process Heat Recovery | A | Standalone Impact on Baseline Summer Peak (%) | Achievable Technical Potential | bar: 2019 to 2040
F6_Industrial_Primary Metals_New_Process_Natural Gas_Process Heat Recovery_A_Achievable Technical Potential | F6 | Industrial | Primary Metals | New | Process | Natural Gas | Process Heat Recovery | A | Standalone Impact on Baseline Winter Peak (%) | Achievable Technical Potential | bar: 2019 to 2040
F7_Industrial_Primary Metals_New_Process_Natural Gas_Process Heat Recovery_A_Achievable Technical Potential | F7 | Industrial | Primary Metals | New | Process | Natural Gas | Process Heat Recovery | A | Incremental Energy Savings (MWh or mTherms) | Achievable Technical Potential | 0 | 0 | 0.0092665 | 0.016172 | 0.02306 | 0.030781 | 0.035431 | 0.036746 | 0.033234 | 0.03004 | 0.02609 | 0.022765 | 0.019706 | 0.017152 | 0.014475 | 0.012312 | 0.010435 | 0.0092665 | 0.016172 | 0.02306 | 0.030781 | 0.035431
F8_Industrial_Primary Metals_New_Process_Natural Gas_Process Heat Recovery_A_Achievable Technical Potential | F8 | Industrial | Primary Metals | New | Process | Natural Gas | Process Heat Recovery | A | Incremental Summer Peak Savings (MW) | Achievable Technical Potential | 0 | 0 | 0 | 0 | 0 | 0 | 0 | 0 | 0 | 0 | 0 | 0 | 0 | 0 | 0 | 0 | 0 | 0 | 0 | 0 | 0 | 0
F9_Industrial_Primary Metals_New_Process_Natural Gas_Process Heat Recovery_A_Achievable Technical Potential | F9 | Industrial | Primary Metals | New | Process | Natural Gas | Process Heat Recovery | A | Incremental Winter Peak Savings (MW) | Achievable Technical Potential | 0 | 0 | 0 | 0 | 0 | 0 | 0 | 0 | 0 | 0 | 0 | 0 | 0 | 0 | 0 | 0 | 0 | 0 | 0 | 0 | 0 | 0
F10_Industrial_Primary Metals_New_Process_Natural Gas_Process Heat Recovery_A_Achievable Technical Potential | F10 | Industrial | Primary Metals | New | Process | Natural Gas | Process Heat Recovery | A | Cumulative Energy Savings (MWh or mTherms) | Achievable Technical Potential | 0 | 0 | 0.0092665 | 0.025438 | 0.048499 | 0.07928 | 0.11471 | 0.15146 | 0.18469 | 0.21473 | 0.24082 | 0.26359 | 0.28329 | 0.30044 | 0.31492 | 0.32723 | 0.33767 | 0.33767 | 0.33767 | 0.33767 | 0.33767 | 0.33767
F11_Industrial_Primary Metals_New_Process_Natural Gas_Process Heat Recovery_A_Achievable Technical Potential | F11 | Industrial | Primary Metals | New | Process | Natural Gas | Process Heat Recovery | A | Cumulative Summer Peak Savings (MW) | Achievable Technical Potential | 0 | 0 | 0 | 0 | 0 | 0 | 0 | 0 | 0 | 0 | 0 | 0 | 0 | 0 | 0 | 0 | 0 | 0 | 0 | 0 | 0 | 0
F12_Industrial_Primary Metals_New_Process_Natural Gas_Process Heat Recovery_A_Achievable Technical Potential | F12 | Industrial | Primary Metals | New | Process | Natural Gas | Process Heat Recovery | A | Cumulative Winter Peak Savings (MW) | Achievable Technical Potential | 0 | 0 | 0 | 0 | 0 | 0 | 0 | 0 | 0 | 0 | 0 | 0 | 0 | 0 | 0 | 0 | 0 | 0 | 0 | 0 | 0 | 0
F13_Industrial_Primary Metals_New_Process_Natural Gas_Process Heat Recovery_A_Achievable Technical Potential | F13 | Industrial | Primary Metals | New | Process | Natural Gas | Process Heat Recovery | A | Purchases (Incremental) | Achievable Technical Potential | 0 | 0 | 2.4523 | 4.2797 | 6.1027 | 8.1459 | 9.3764 | 9.7244 | 8.7951 | 7.9499 | 6.9044 | 6.0246 | 5.2151 | 4.5391 | 3.8306 | 3.2582 | 2.7615 | 2.4523 | 4.2797 | 6.1027 | 8.1459 | 9.3764
F14_Industrial_Primary Metals_New_Process_Natural Gas_Process Heat Recovery_A_Achievable Technical Potential | F14 | Industrial | Primary Metals | New | Process | Natural Gas | Process Heat Recovery | A | Purchases (Cumulative) | Achievable Technical Potential | 0 | 0 | 2.4523 | 6.732 | 12.8347 | 20.9806 | 30.3571 | 40.0815 | 48.8766 | 56.8265 | 63.7309 | 69.7555 | 74.9706 | 79.5097 | 83.3403 | 86.5986 | 89.36 | 89.36 | 89.36 | 89.36 | 89.36 | 89.36
F1_Industrial_Primary Metals_New_Space Heating_Natural Gas_Building Automation System_A_Achievable Technical Potential | F1 | Industrial | Primary Metals | New | Space Heating | Natural Gas | Building Automation System | A | Original Unit Energy Savings (kWh or therms) | Achievable Technical Potential | 0 | 0 | 0.01486 | 0.01486 | 0.01486 | 0.01486 | 0.01486 | 0.01486 | 0.01486 | 0.01486 | 0.01486 | 0.01486 | 0.01486 | 0.01486 | 0.01486 | 0.01486 | 0.01486 | 0.01486 | 0.01486 | 0.01486 | 0.01486 | 0.01486
F2_Industrial_Primary Metals_New_Space Heating_Natural Gas_Building Automation System_A_Achievable Technical Potential | F2 | Industrial | Primary Metals | New | Space Heating | Natural Gas | Building Automation System | A | Original Unit Summer Peak Savings (kW) | Achievable Technical Potential | 0 | 0 | 0 | 0 | 0 | 0 | 0 | 0 | 0 | 0 | 0 | 0 | 0 | 0 | 0 | 0 | 0 | 0 | 0 | 0 | 0 | 0
F3_Industrial_Primary Metals_New_Space Heating_Natural Gas_Building Automation System_A_Achievable Technical Potential | F3 | Industrial | Primary Metals | New | Space Heating | Natural Gas | Building Automation System | A | Original Unit Winter Peak Savings (kW) | Achievable Technical Potential | 0 | 0 | 0 | 0 | 0 | 0 | 0 | 0 | 0 | 0 | 0 | 0 | 0 | 0 | 0 | 0 | 0 | 0 | 0 | 0 | 0 | 0
F4_Industrial_Primary Metals_New_Space Heating_Natural Gas_Building Automation System_A_Achievable Technical Potential | F4 | Industrial | Primary Metals | New | Space Heating | Natural Gas | Building Automation System | A | Standalone Impact on Baseline Energy (%) | Achievable Technical Potential | 0% | 0% | 0.01308% | 0.03364% | 0.07001% | 0.128% | 0.2258% | 0.3601% | 0.5418% | 0.7689% | 1.066% | 1.4% | 1.767% | 2.128% | 2.523% | 2.85% | 3.11% | 3.265% | 3.398% | 3.416% | 3.365% | 3.268%
F5_Industrial_Primary Metals_New_Space Heating_Natural Gas_Building Automation System_A_Achievable Technical Potential | F5 | Industrial | Primary Metals | New | Space Heating | Natural Gas | Building Automation System | A | Standalone Impact on Baseline Summer Peak (%) | Achievable Technical Potential | bar: 2019 to 2040
F6_Industrial_Primary Metals_New_Space Heating_Natural Gas_Building Automation System_A_Achievable Technical Potential | F6 | Industrial | Primary Metals | New | Space Heating | Natural Gas | Building Automation System | A | Standalone Impact on Baseline Winter Peak (%) | Achievable Technical Potential | bar: 2019 to 2040
F7_Industrial_Primary Metals_New_Space Heating_Natural Gas_Building Automation System_A_Achievable Technical Potential | F7 | Industrial | Primary Metals | New | Space Heating | Natural Gas | Building Automation System | A | Incremental Energy Savings (MWh or mTherms) | Achievable Technical Potential | 0 | 0 | 0.00065928 | 0.0022999 | 0.005823 | 0.012643 | 0.02209 | 0.036457 | 0.056065 | 0.08212 | 0.11026 | 0.14182 | 0.17217 | 0.19927 | 0.21108 | 0.21156 | 0.19707 | 0.17361 | 0.13814 | 0.10022 | 0.066878 | 0.045469
F8_Industrial_Primary Metals_New_Space Heating_Natural Gas_Building Automation System_A_Achievable Technical Potential | F8 | Industrial | Primary Metals | New | Space Heating | Natural Gas | Building Automation System | A | Incremental Summer Peak Savings (MW) | Achievable Technical Potential | 0 | 0 | 0 | 0 | 0 | 0 | 0 | 0 | 0 | 0 | 0 | 0 | 0 | 0 | 0 | 0 | 0 | 0 | 0 | 0 | 0 | 0
F9_Industrial_Primary Metals_New_Space Heating_Natural Gas_Building Automation System_A_Achievable Technical Potential | F9 | Industrial | Primary Metals | New | Space Heating | Natural Gas | Building Automation System | A | Incremental Winter Peak Savings (MW) | Achievable Technical Potential | 0 | 0 | 0 | 0 | 0 | 0 | 0 | 0 | 0 | 0 | 0 | 0 | 0 | 0 | 0 | 0 | 0 | 0 | 0 | 0 | 0 | 0
F10_Industrial_Primary Metals_New_Space Heating_Natural Gas_Building Automation System_A_Achievable Technical Potential | F10 | Industrial | Primary Metals | New | Space Heating | Natural Gas | Building Automation System | A | Cumulative Energy Savings (MWh or mTherms) | Achievable Technical Potential | 0 | 0 | 0.00065928 | 0.0029592 | 0.0087822 | 0.021426 | 0.043515 | 0.079972 | 0.13604 | 0.21816 | 0.32842 | 0.47024 | 0.64242 | 0.84169 | 1.0528 | 1.2643 | 1.4614 | 1.6344 | 1.7702 | 1.8646 | 1.9188 | 1.9422
F11_Industrial_Primary Metals_New_Space Heating_Natural Gas_Building Automation System_A_Achievable Technical Potential | F11 | Industrial | Primary Metals | New | Space Heating | Natural Gas | Building Automation System | A | Cumulative Summer Peak Savings (MW) | Achievable Technical Potential | 0 | 0 | 0 | 0 | 0 | 0 | 0 | 0 | 0 | 0 | 0 | 0 | 0 | 0 | 0 | 0 | 0 | 0 | 0 | 0 | 0 | 0
F12_Industrial_Primary Metals_New_Space Heating_Natural Gas_Building Automation System_A_Achievable Technical Potential | F12 | Industrial | Primary Metals | New | Space Heating | Natural Gas | Building Automation System | A | Cumulative Winter Peak Savings (MW) | Achievable Technical Potential | 0 | 0 | 0 | 0 | 0 | 0 | 0 | 0 | 0 | 0 | 0 | 0 | 0 | 0 | 0 | 0 | 0 | 0 | 0 | 0 | 0 | 0
F13_Industrial_Primary Metals_New_Space Heating_Natural Gas_Building Automation System_A_Achievable Technical Potential | F13 | Industrial | Primary Metals | New | Space Heating | Natural Gas | Building Automation System | A | Purchases (Incremental) | Achievable Technical Potential | 0 | 0 | 44.365 | 154.7683 | 391.8476 | 850.7993 | 1486.4721 | 2453.2833 | 3772.7674 | 5526.1049 | 7420.0073 | 9543.6059 | 11585.9247 | 13409.5036 | 14204.4509 | 14236.7092 | 13261.0549 | 11682.8258 | 9295.6252 | 6743.9939 | 4500.43 | 3059.7592
F14_Industrial_Primary Metals_New_Space Heating_Natural Gas_Building Automation System_A_Achievable Technical Potential | F14 | Industrial | Primary Metals | New | Space Heating | Natural Gas | Building Automation System | A | Purchases (Cumulative) | Achievable Technical Potential | 0 | 0 | 44.365 | 199.1333 | 590.9809 | 1441.7802 | 2928.2523 | 5381.5356 | 9154.303 | 14680.4078 | 22100.4152 | 31644.021 | 43229.9457 | 56639.4493 | 70843.9002 | 85080.6094 | 98341.6644 | 109980.1251 | 119120.982 | 125473.1283 | 129122.759 | 130696.0461
F1_Industrial_Primary Metals_New_Space Heating_Natural Gas_Steam System Efficiency Improvements_A_Achievable Technical Potential | F1 | Industrial | Primary Metals | New | Space Heating | Natural Gas | Steam System Efficiency Improvements | A | Original Unit Energy Savings (kWh or therms) | Achievable Technical Potential | 0 | 0 | 0.13322 | 0.13322 | 0.13322 | 0.13322 | 0.13322 | 0.13322 | 0.13322 | 0.13322 | 0.13322 | 0.13322 | 0.13322 | 0.13322 | 0.13322 | 0.13322 | 0.13322 | 0.13322 | 0.13322 | 0.13322 | 0.13322 | 0.13322
F2_Industrial_Primary Metals_New_Space Heating_Natural Gas_Steam System Efficiency Improvements_A_Achievable Technical Potential | F2 | Industrial | Primary Metals | New | Space Heating | Natural Gas | Steam System Efficiency Improvements | A | Original Unit Summer Peak Savings (kW) | Achievable Technical Potential | 0 | 0 | 0 | 0 | 0 | 0 | 0 | 0 | 0 | 0 | 0 | 0 | 0 | 0 | 0 | 0 | 0 | 0 | 0 | 0 | 0 | 0
F3_Industrial_Primary Metals_New_Space Heating_Natural Gas_Steam System Efficiency Improvements_A_Achievable Technical Potential | F3 | Industrial | Primary Metals | New | Space Heating | Natural Gas | Steam System Efficiency Improvements | A | Original Unit Winter Peak Savings (kW) | Achievable Technical Potential | 0 | 0 | 0 | 0 | 0 | 0 | 0 | 0 | 0 | 0 | 0 | 0 | 0 | 0 | 0 | 0 | 0 | 0 | 0 | 0 | 0 | 0
F4_Industrial_Primary Metals_New_Space Heating_Natural Gas_Steam System Efficiency Improvements_A_Achievable Technical Potential | F4 | Industrial | Primary Metals | New | Space Heating | Natural Gas | Steam System Efficiency Improvements | A | Standalone Impact on Baseline Energy (%) | Achievable Technical Potential | 0% | 0% | 0.0008309% | 0.002137% | 0.004448% | 0.008129% | 0.01434% | 0.02269% | 0.03367% | 0.04689% | 0.06333% | 0.08071% | 0.09831% | 0.1134% | 0.1271% | 0.1341% | 0.134% | 0.1259% | 0.121% | 0.1155% | 0.1105% | 0.106%
F5_Industrial_Primary Metals_New_Space Heating_Natural Gas_Steam System Efficiency Improvements_A_Achievable Technical Potential | F5 | Industrial | Primary Metals | New | Space Heating | Natural Gas | Steam System Efficiency Improvements | A | Standalone Impact on Baseline Summer Peak (%) | Achievable Technical Potential | bar: 2019 to 2040
F6_Industrial_Primary Metals_New_Space Heating_Natural Gas_Steam System Efficiency Improvements_A_Achievable Technical Potential | F6 | Industrial | Primary Metals | New | Space Heating | Natural Gas | Steam System Efficiency Improvements | A | Standalone Impact on Baseline Winter Peak (%) | Achievable Technical Potential | bar: 2019 to 2040
F7_Industrial_Primary Metals_New_Space Heating_Natural Gas_Steam System Efficiency Improvements_A_Achievable Technical Potential | F7 | Industrial | Primary Metals | New | Space Heating | Natural Gas | Steam System Efficiency Improvements | A | Incremental Energy Savings (MWh or mTherms) | Achievable Technical Potential | 0 | 0 | 4.1888e-05 | 0.00014613 | 0.00036997 | 0.00080329 | 0.0014035 | 0.0023163 | 0.0035621 | 0.0052176 | 0.0070057 | 0.0090107 | 0.010939 | 0.012661 | 0.013411 | 0.013442 | 0.012521 | 0.011031 | 0.012807 | 0.013781 | 0.014245 | 0.013924
F8_Industrial_Primary Metals_New_Space Heating_Natural Gas_Steam System Efficiency Improvements_A_Achievable Technical Potential | F8 | Industrial | Primary Metals | New | Space Heating | Natural Gas | Steam System Efficiency Improvements | A | Incremental Summer Peak Savings (MW) | Achievable Technical Potential | 0 | 0 | 0 | 0 | 0 | 0 | 0 | 0 | 0 | 0 | 0 | 0 | 0 | 0 | 0 | 0 | 0 | 0 | 0 | 0 | 0 | 0
F9_Industrial_Primary Metals_New_Space Heating_Natural Gas_Steam System Efficiency Improvements_A_Achievable Technical Potential | F9 | Industrial | Primary Metals | New | Space Heating | Natural Gas | Steam System Efficiency Improvements | A | Incremental Winter Peak Savings (MW) | Achievable Technical Potential | 0 | 0 | 0 | 0 | 0 | 0 | 0 | 0 | 0 | 0 | 0 | 0 | 0 | 0 | 0 | 0 | 0 | 0 | 0 | 0 | 0 | 0
F10_Industrial_Primary Metals_New_Space Heating_Natural Gas_Steam System Efficiency Improvements_A_Achievable Technical Potential | F10 | Industrial | Primary Metals | New | Space Heating | Natural Gas | Steam System Efficiency Improvements | A | Cumulative Energy Savings (MWh or mTherms) | Achievable Technical Potential | 0 | 0 | 4.1888e-05 | 0.00018801 | 0.00055798 | 0.0013613 | 0.0027648 | 0.0050392 | 0.0084552 | 0.013303 | 0.019505 | 0.027112 | 0.035735 | 0.044834 | 0.053028 | 0.059464 | 0.062974 | 0.063023 | 0.063023 | 0.063023 | 0.063023 | 0.063023
F11_Industrial_Primary Metals_New_Space Heating_Natural Gas_Steam System Efficiency Improvements_A_Achievable Technical Potential | F11 | Industrial | Primary Metals | New | Space Heating | Natural Gas | Steam System Efficiency Improvements | A | Cumulative Summer Peak Savings (MW) | Achievable Technical Potential | 0 | 0 | 0 | 0 | 0 | 0 | 0 | 0 | 0 | 0 | 0 | 0 | 0 | 0 | 0 | 0 | 0 | 0 | 0 | 0 | 0 | 0
F12_Industrial_Primary Metals_New_Space Heating_Natural Gas_Steam System Efficiency Improvements_A_Achievable Technical Potential | F12 | Industrial | Primary Metals | New | Space Heating | Natural Gas | Steam System Efficiency Improvements | A | Cumulative Winter Peak Savings (MW) | Achievable Technical Potential | 0 | 0 | 0 | 0 | 0 | 0 | 0 | 0 | 0 | 0 | 0 | 0 | 0 | 0 | 0 | 0 | 0 | 0 | 0 | 0 | 0 | 0
F13_Industrial_Primary Metals_New_Space Heating_Natural Gas_Steam System Efficiency Improvements_A_Achievable Technical Potential | F13 | Industrial | Primary Metals | New | Space Heating | Natural Gas | Steam System Efficiency Improvements | A | Purchases (Incremental) | Achievable Technical Potential | 0 | 0 | 0.31442 | 1.0969 | 2.7771 | 6.0297 | 10.5348 | 17.3867 | 26.7381 | 39.1642 | 52.5865 | 67.6367 | 82.1109 | 95.0348 | 100.6687 | 100.8973 | 93.9827 | 82.7976 | 96.1317 | 103.4458 | 106.927 | 104.5175
F14_Industrial_Primary Metals_New_Space Heating_Natural Gas_Steam System Efficiency Improvements_A_Achievable Technical Potential | F14 | Industrial | Primary Metals | New | Space Heating | Natural Gas | Steam System Efficiency Improvements | A | Purchases (Cumulative) | Achievable Technical Potential | 0 | 0 | 0.31442 | 1.4113 | 4.1884 | 10.2181 | 20.7529 | 37.8252 | 63.4664 | 99.8535 | 146.4103 | 203.5122 | 268.2363 | 336.533 | 398.0375 | 446.3483 | 472.6944 | 473.0667 | 473.0667 | 473.0667 | 473.0667 | 473.0667
F1_Industrial_Primary Metals_New_Process_Natural Gas_Steam System Efficiency Improvements_A_Achievable Technical Potential | F1 | Industrial | Primary Metals | New | Process | Natural Gas | Steam System Efficiency Improvements | A | Original Unit Energy Savings (kWh or therms) | Achievable Technical Potential | 0 | 0 | 0.13402 | 0.13402 | 0.13402 | 0.13402 | 0.13402 | 0.13402 | 0.13402 | 0.13402 | 0.13402 | 0.13402 | 0.13402 | 0.13402 | 0.13402 | 0.13402 | 0.13402 | 0.13402 | 0.13402 | 0.13402 | 0.13402 | 0.13402
F2_Industrial_Primary Metals_New_Process_Natural Gas_Steam System Efficiency Improvements_A_Achievable Technical Potential | F2 | Industrial | Primary Metals | New | Process | Natural Gas | Steam System Efficiency Improvements | A | Original Unit Summer Peak Savings (kW) | Achievable Technical Potential | 0 | 0 | 0 | 0 | 0 | 0 | 0 | 0 | 0 | 0 | 0 | 0 | 0 | 0 | 0 | 0 | 0 | 0 | 0 | 0 | 0 | 0
F3_Industrial_Primary Metals_New_Process_Natural Gas_Steam System Efficiency Improvements_A_Achievable Technical Potential | F3 | Industrial | Primary Metals | New | Process | Natural Gas | Steam System Efficiency Improvements | A | Original Unit Winter Peak Savings (kW) | Achievable Technical Potential | 0 | 0 | 0 | 0 | 0 | 0 | 0 | 0 | 0 | 0 | 0 | 0 | 0 | 0 | 0 | 0 | 0 | 0 | 0 | 0 | 0 | 0
F4_Industrial_Primary Metals_New_Process_Natural Gas_Steam System Efficiency Improvements_A_Achievable Technical Potential | F4 | Industrial | Primary Metals | New | Process | Natural Gas | Steam System Efficiency Improvements | A | Standalone Impact on Baseline Energy (%) | Achievable Technical Potential | 0% | 0% | 9.348e-07% | 2.404e-06% | 5.004e-06% | 9.145e-06% | 1.614e-05% | 2.552e-05% | 3.788e-05% | 5.275e-05% | 7.124e-05% | 9.079e-05% | 0.0001106% | 0.0001275% | 0.000143% | 0.0001508% | 0.0001507% | 0.0001416% | 0.0001361% | 0.0001299% | 0.0001243% | 0.0001193%
F5_Industrial_Primary Metals_New_Process_Natural Gas_Steam System Efficiency Improvements_A_Achievable Technical Potential | F5 | Industrial | Primary Metals | New | Process | Natural Gas | Steam System Efficiency Improvements | A | Standalone Impact on Baseline Summer Peak (%) | Achievable Technical Potential | bar: 2019 to 2040
F6_Industrial_Primary Metals_New_Process_Natural Gas_Steam System Efficiency Improvements_A_Achievable Technical Potential | F6 | Industrial | Primary Metals | New | Process | Natural Gas | Steam System Efficiency Improvements | A | Standalone Impact on Baseline Winter Peak (%) | Achievable Technical Potential | bar: 2019 to 2040
F7_Industrial_Primary Metals_New_Process_Natural Gas_Steam System Efficiency Improvements_A_Achievable Technical Potential | F7 | Industrial | Primary Metals | New | Process | Natural Gas | Steam System Efficiency Improvements | A | Incremental Energy Savings (MWh or mTherms) | Achievable Technical Potential | 0 | 0 | 1.2843e-06 | 4.4804e-06 | 1.1344e-05 | 2.463e-05 | 4.3032e-05 | 7.102e-05 | 0.00010922 | 0.00015997 | 0.0002148 | 0.00027628 | 0.0003354 | 0.00038819 | 0.0004112 | 0.00041214 | 0.00038389 | 0.0003382 | 0.00039267 | 0.00042255 | 0.00043677 | 0.00042692
F8_Industrial_Primary Metals_New_Process_Natural Gas_Steam System Efficiency Improvements_A_Achievable Technical Potential | F8 | Industrial | Primary Metals | New | Process | Natural Gas | Steam System Efficiency Improvements | A | Incremental Summer Peak Savings (MW) | Achievable Technical Potential | 0 | 0 | 0 | 0 | 0 | 0 | 0 | 0 | 0 | 0 | 0 | 0 | 0 | 0 | 0 | 0 | 0 | 0 | 0 | 0 | 0 | 0
F9_Industrial_Primary Metals_New_Process_Natural Gas_Steam System Efficiency Improvements_A_Achievable Technical Potential | F9 | Industrial | Primary Metals | New | Process | Natural Gas | Steam System Efficiency Improvements | A | Incremental Winter Peak Savings (MW) | Achievable Technical Potential | 0 | 0 | 0 | 0 | 0 | 0 | 0 | 0 | 0 | 0 | 0 | 0 | 0 | 0 | 0 | 0 | 0 | 0 | 0 | 0 | 0 | 0
F10_Industrial_Primary Metals_New_Process_Natural Gas_Steam System Efficiency Improvements_A_Achievable Technical Potential | F10 | Industrial | Primary Metals | New | Process | Natural Gas | Steam System Efficiency Improvements | A | Cumulative Energy Savings (MWh or mTherms) | Achievable Technical Potential | 0 | 0 | 1.2843e-06 | 5.7647e-06 | 1.7108e-05 | 4.1738e-05 | 8.4769e-05 | 0.0001545 | 0.00025924 | 0.00040787 | 0.00059804 | 0.00083129 | 0.0010957 | 0.0013746 | 0.0016259 | 0.0018232 | 0.0019308 | 0.0019323 | 0.0019323 | 0.0019323 | 0.0019323 | 0.0019323
F11_Industrial_Primary Metals_New_Process_Natural Gas_Steam System Efficiency Improvements_A_Achievable Technical Potential | F11 | Industrial | Primary Metals | New | Process | Natural Gas | Steam System Efficiency Improvements | A | Cumulative Summer Peak Savings (MW) | Achievable Technical Potential | 0 | 0 | 0 | 0 | 0 | 0 | 0 | 0 | 0 | 0 | 0 | 0 | 0 | 0 | 0 | 0 | 0 | 0 | 0 | 0 | 0 | 0
F12_Industrial_Primary Metals_New_Process_Natural Gas_Steam System Efficiency Improvements_A_Achievable Technical Potential | F12 | Industrial | Primary Metals | New | Process | Natural Gas | Steam System Efficiency Improvements | A | Cumulative Winter Peak Savings (MW) | Achievable Technical Potential | 0 | 0 | 0 | 0 | 0 | 0 | 0 | 0 | 0 | 0 | 0 | 0 | 0 | 0 | 0 | 0 | 0 | 0 | 0 | 0 | 0 | 0
F13_Industrial_Primary Metals_New_Process_Natural Gas_Steam System Efficiency Improvements_A_Achievable Technical Potential | F13 | Industrial | Primary Metals | New | Process | Natural Gas | Steam System Efficiency Improvements | A | Purchases (Incremental) | Achievable Technical Potential | 0 | 0 | 0.0095828 | 0.03343 | 0.084639 | 0.18377 | 0.32108 | 0.52991 | 0.81491 | 1.1936 | 1.6027 | 2.0614 | 2.5025 | 2.8964 | 3.0681 | 3.0751 | 2.8644 | 2.5235 | 2.9299 | 3.1528 | 3.2589 | 3.1854
F14_Industrial_Primary Metals_New_Process_Natural Gas_Steam System Efficiency Improvements_A_Achievable Technical Potential | F14 | Industrial | Primary Metals | New | Process | Natural Gas | Steam System Efficiency Improvements | A | Purchases (Cumulative) | Achievable Technical Potential | 0 | 0 | 0.0095828 | 0.043013 | 0.12765 | 0.31142 | 0.6325 | 1.1528 | 1.9343 | 3.0433 | 4.4622 | 6.2026 | 8.1752 | 10.2567 | 12.1313 | 13.6037 | 14.4066 | 14.418 | 14.418 | 14.418 | 14.418 | 14.418
F1_Industrial_Primary Metals_New_Space Heating_Natural Gas_Strategic Energy Management_A_Achievable Technical Potential | F1 | Industrial | Primary Metals | New | Space Heating | Natural Gas | Strategic Energy Management | A | Original Unit Energy Savings (kWh or therms) | Achievable Technical Potential | 0 | 0 | 15.6701 | 15.6701 | 15.6701 | 15.6701 | 15.6701 | 15.6701 | 15.6701 | 15.6701 | 15.6701 | 15.6701 | 15.6701 | 15.6701 | 15.6701 | 15.6701 | 15.6701 | 15.6701 | 15.6701 | 15.6701 | 15.6701 | 15.6701
F2_Industrial_Primary Metals_New_Space Heating_Natural Gas_Strategic Energy Management_A_Achievable Technical Potential | F2 | Industrial | Primary Metals | New | Space Heating | Natural Gas | Strategic Energy Management | A | Original Unit Summer Peak Savings (kW) | Achievable Technical Potential | 0 | 0 | 0 | 0 | 0 | 0 | 0 | 0 | 0 | 0 | 0 | 0 | 0 | 0 | 0 | 0 | 0 | 0 | 0 | 0 | 0 | 0
F3_Industrial_Primary Metals_New_Space Heating_Natural Gas_Strategic Energy Management_A_Achievable Technical Potential | F3 | Industrial | Primary Metals | New | Space Heating | Natural Gas | Strategic Energy Management | A | Original Unit Winter Peak Savings (kW) | Achievable Technical Potential | 0 | 0 | 0 | 0 | 0 | 0 | 0 | 0 | 0 | 0 | 0 | 0 | 0 | 0 | 0 | 0 | 0 | 0 | 0 | 0 | 0 | 0
F4_Industrial_Primary Metals_New_Space Heating_Natural Gas_Strategic Energy Management_A_Achievable Technical Potential | F4 | Industrial | Primary Metals | New | Space Heating | Natural Gas | Strategic Energy Management | A | Standalone Impact on Baseline Energy (%) | Achievable Technical Potential | 0% | 0% | 0.08224% | 0.1294% | 0.173% | 0.2118% | 0.2663% | 0.2946% | 0.314% | 0.3238% | 0.3358% | 0.3429% | 0.3489% | 0.3507% | 0.3588% | 0.3626% | 0.3657% | 0.3575% | 0.3495% | 0.334% | 0.3198% | 0.3067%
F5_Industrial_Primary Metals_New_Space Heating_Natural Gas_Strategic Energy Management_A_Achievable Technical Potential | F5 | Industrial | Primary Metals | New | Space Heating | Natural Gas | Strategic Energy Management | A | Standalone Impact on Baseline Summer Peak (%) | Achievable Technical Potential | bar: 2019 to 2040
F6_Industrial_Primary Metals_New_Space Heating_Natural Gas_Strategic Energy Management_A_Achievable Technical Potential | F6 | Industrial | Primary Metals | New | Space Heating | Natural Gas | Strategic Energy Management | A | Standalone Impact on Baseline Winter Peak (%) | Achievable Technical Potential | bar: 2019 to 2040
F7_Industrial_Primary Metals_New_Space Heating_Natural Gas_Strategic Energy Management_A_Achievable Technical Potential | F7 | Industrial | Primary Metals | New | Space Heating | Natural Gas | Strategic Energy Management | A | Incremental Energy Savings (MWh or mTherms) | Achievable Technical Potential | 0 | 0 | 0.0041456 | 0.0072349 | 0.010317 | 0.013771 | 0.015851 | 0.018266 | 0.02065 | 0.023332 | 0.02533 | 0.027627 | 0.029894 | 0.032524 | 0.034309 | 0.036478 | 0.038646 | 0.041169 | 0.042836 | 0.04489 | 0.050249 | 0.054496
F8_Industrial_Primary Metals_New_Space Heating_Natural Gas_Strategic Energy Management_A_Achievable Technical Potential | F8 | Industrial | Primary Metals | New | Space Heating | Natural Gas | Strategic Energy Management | A | Incremental Summer Peak Savings (MW) | Achievable Technical Potential | 0 | 0 | 0 | 0 | 0 | 0 | 0 | 0 | 0 | 0 | 0 | 0 | 0 | 0 | 0 | 0 | 0 | 0 | 0 | 0 | 0 | 0
F9_Industrial_Primary Metals_New_Space Heating_Natural Gas_Strategic Energy Management_A_Achievable Technical Potential | F9 | Industrial | Primary Metals | New | Space Heating | Natural Gas | Strategic Energy Management | A | Incremental Winter Peak Savings (MW) | Achievable Technical Potential | 0 | 0 | 0 | 0 | 0 | 0 | 0 | 0 | 0 | 0 | 0 | 0 | 0 | 0 | 0 | 0 | 0 | 0 | 0 | 0 | 0 | 0
F10_Industrial_Primary Metals_New_Space Heating_Natural Gas_Strategic Energy Management_A_Achievable Technical Potential | F10 | Industrial | Primary Metals | New | Space Heating | Natural Gas | Strategic Energy Management | A | Cumulative Energy Savings (MWh or mTherms) | Achievable Technical Potential | 0 | 0 | 0.0041456 | 0.01138 | 0.021697 | 0.035468 | 0.051318 | 0.065438 | 0.078853 | 0.091869 | 0.10343 | 0.1152 | 0.12683 | 0.13871 | 0.14968 | 0.16083 | 0.17185 | 0.17898 | 0.18206 | 0.18232 | 0.18232 | 0.18232
F11_Industrial_Primary Metals_New_Space Heating_Natural Gas_Strategic Energy Management_A_Achievable Technical Potential | F11 | Industrial | Primary Metals | New | Space Heating | Natural Gas | Strategic Energy Management | A | Cumulative Summer Peak Savings (MW) | Achievable Technical Potential | 0 | 0 | 0 | 0 | 0 | 0 | 0 | 0 | 0 | 0 | 0 | 0 | 0 | 0 | 0 | 0 | 0 | 0 | 0 | 0 | 0 | 0
F12_Industrial_Primary Metals_New_Space Heating_Natural Gas_Strategic Energy Management_A_Achievable Technical Potential | F12 | Industrial | Primary Metals | New | Space Heating | Natural Gas | Strategic Energy Management | A | Cumulative Winter Peak Savings (MW) | Achievable Technical Potential | 0 | 0 | 0 | 0 | 0 | 0 | 0 | 0 | 0 | 0 | 0 | 0 | 0 | 0 | 0 | 0 | 0 | 0 | 0 | 0 | 0 | 0
F13_Industrial_Primary Metals_New_Space Heating_Natural Gas_Strategic Energy Management_A_Achievable Technical Potential | F13 | Industrial | Primary Metals | New | Space Heating | Natural Gas | Strategic Energy Management | A | Purchases (Incremental) | Achievable Technical Potential | 0 | 0 | 0.26456 | 0.4617 | 0.65836 | 0.87878 | 1.0115 | 1.1656 | 1.3178 | 1.489 | 1.6164 | 1.763 | 1.9077 | 2.0755 | 2.1894 | 2.3279 | 2.4662 | 2.6272 | 2.7336 | 2.8647 | 3.2067 | 3.4777
F14_Industrial_Primary Metals_New_Space Heating_Natural Gas_Strategic Energy Management_A_Achievable Technical Potential | F14 | Industrial | Primary Metals | New | Space Heating | Natural Gas | Strategic Energy Management | A | Purchases (Cumulative) | Achievable Technical Potential | 0 | 0 | 0.26456 | 0.72625 | 1.3846 | 2.2634 | 3.2749 | 4.176 | 5.0321 | 5.8627 | 6.6003 | 7.3519 | 8.0939 | 8.8517 | 9.5522 | 10.2636 | 10.9668 | 11.4218 | 11.6181 | 11.635 | 11.635 | 11.635
F1_Industrial_Primary Metals_New_Process_Natural Gas_Strategic Energy Management_A_Achievable Technical Potential | F1 | Industrial | Primary Metals | New | Process | Natural Gas | Strategic Energy Management | A | Original Unit Energy Savings (kWh or therms) | Achievable Technical Potential | 0 | 0 | 100.7891 | 100.7891 | 100.7891 | 100.7891 | 100.7891 | 100.7891 | 100.7891 | 100.7891 | 100.7891 | 100.7891 | 100.7891 | 100.7891 | 100.7891 | 100.7891 | 100.7891 | 100.7891 | 100.7891 | 100.7891 | 100.7891 | 100.7891
F2_Industrial_Primary Metals_New_Process_Natural Gas_Strategic Energy Management_A_Achievable Technical Potential | F2 | Industrial | Primary Metals | New | Process | Natural Gas | Strategic Energy Management | A | Original Unit Summer Peak Savings (kW) | Achievable Technical Potential | 0 | 0 | 0 | 0 | 0 | 0 | 0 | 0 | 0 | 0 | 0 | 0 | 0 | 0 | 0 | 0 | 0 | 0 | 0 | 0 | 0 | 0
F3_Industrial_Primary Metals_New_Process_Natural Gas_Strategic Energy Management_A_Achievable Technical Potential | F3 | Industrial | Primary Metals | New | Process | Natural Gas | Strategic Energy Management | A | Original Unit Winter Peak Savings (kW) | Achievable Technical Potential | 0 | 0 | 0 | 0 | 0 | 0 | 0 | 0 | 0 | 0 | 0 | 0 | 0 | 0 | 0 | 0 | 0 | 0 | 0 | 0 | 0 | 0
F4_Industrial_Primary Metals_New_Process_Natural Gas_Strategic Energy Management_A_Achievable Technical Potential | F4 | Industrial | Primary Metals | New | Process | Natural Gas | Strategic Energy Management | A | Standalone Impact on Baseline Energy (%) | Achievable Technical Potential | 0% | 0% | 0.08224% | 0.1294% | 0.173% | 0.2118% | 0.2663% | 0.2946% | 0.314% | 0.3238% | 0.3358% | 0.3429% | 0.3489% | 0.3507% | 0.3588% | 0.3626% | 0.3657% | 0.3575% | 0.3495% | 0.334% | 0.3198% | 0.3067%
F5_Industrial_Primary Metals_New_Process_Natural Gas_Strategic Energy Management_A_Achievable Technical Potential | F5 | Industrial | Primary Metals | New | Process | Natural Gas | Strategic Energy Management | A | Standalone Impact on Baseline Summer Peak (%) | Achievable Technical Potential | bar: 2019 to 2040
F6_Industrial_Primary Metals_New_Process_Natural Gas_Strategic Energy Management_A_Achievable Technical Potential | F6 | Industrial | Primary Metals | New | Process | Natural Gas | Strategic Energy Management | A | Standalone Impact on Baseline Winter Peak (%) | Achievable Technical Potential | bar: 2019 to 2040
F7_Industrial_Primary Metals_New_Process_Natural Gas_Strategic Energy Management_A_Achievable Technical Potential | F7 | Industrial | Primary Metals | New | Process | Natural Gas | Strategic Energy Management | A | Incremental Energy Savings (MWh or mTherms) | Achievable Technical Potential | 0 | 0 | 0.11299 | 0.19719 | 0.28118 | 0.37532 | 0.43202 | 0.49784 | 0.56283 | 0.63593 | 0.69037 | 0.75299 | 0.81478 | 0.88646 | 0.9351 | 0.99423 | 1.0533 | 1.1221 | 1.1675 | 1.2235 | 1.3696 | 1.4853
F8_Industrial_Primary Metals_New_Process_Natural Gas_Strategic Energy Management_A_Achievable Technical Potential | F8 | Industrial | Primary Metals | New | Process | Natural Gas | Strategic Energy Management | A | Incremental Summer Peak Savings (MW) | Achievable Technical Potential | 0 | 0 | 0 | 0 | 0 | 0 | 0 | 0 | 0 | 0 | 0 | 0 | 0 | 0 | 0 | 0 | 0 | 0 | 0 | 0 | 0 | 0
F9_Industrial_Primary Metals_New_Process_Natural Gas_Strategic Energy Management_A_Achievable Technical Potential | F9 | Industrial | Primary Metals | New | Process | Natural Gas | Strategic Energy Management | A | Incremental Winter Peak Savings (MW) | Achievable Technical Potential | 0 | 0 | 0 | 0 | 0 | 0 | 0 | 0 | 0 | 0 | 0 | 0 | 0 | 0 | 0 | 0 | 0 | 0 | 0 | 0 | 0 | 0
F10_Industrial_Primary Metals_New_Process_Natural Gas_Strategic Energy Management_A_Achievable Technical Potential | F10 | Industrial | Primary Metals | New | Process | Natural Gas | Strategic Energy Management | A | Cumulative Energy Savings (MWh or mTherms) | Achievable Technical Potential | 0 | 0 | 0.11299 | 0.31018 | 0.59136 | 0.96669 | 1.3987 | 1.7836 | 2.1492 | 2.5039 | 2.819 | 3.14 | 3.4569 | 3.7805 | 4.0797 | 4.3836 | 4.6839 | 4.8782 | 4.9621 | 4.9693 | 4.9693 | 4.9693
F11_Industrial_Primary Metals_New_Process_Natural Gas_Strategic Energy Management_A_Achievable Technical Potential | F11 | Industrial | Primary Metals | New | Process | Natural Gas | Strategic Energy Management | A | Cumulative Summer Peak Savings (MW) | Achievable Technical Potential | 0 | 0 | 0 | 0 | 0 | 0 | 0 | 0 | 0 | 0 | 0 | 0 | 0 | 0 | 0 | 0 | 0 | 0 | 0 | 0 | 0 | 0
F12_Industrial_Primary Metals_New_Process_Natural Gas_Strategic Energy Management_A_Achievable Technical Potential | F12 | Industrial | Primary Metals | New | Process | Natural Gas | Strategic Energy Management | A | Cumulative Winter Peak Savings (MW) | Achievable Technical Potential | 0 | 0 | 0 | 0 | 0 | 0 | 0 | 0 | 0 | 0 | 0 | 0 | 0 | 0 | 0 | 0 | 0 | 0 | 0 | 0 | 0 | 0
F13_Industrial_Primary Metals_New_Process_Natural Gas_Strategic Energy Management_A_Achievable Technical Potential | F13 | Industrial | Primary Metals | New | Process | Natural Gas | Strategic Energy Management | A | Purchases (Incremental) | Achievable Technical Potential | 0 | 0 | 1.1211 | 1.9565 | 2.7898 | 3.7239 | 4.2864 | 4.9394 | 5.5842 | 6.3095 | 6.8497 | 7.471 | 8.084 | 8.7952 | 9.2778 | 9.8644 | 10.4506 | 11.133 | 11.5837 | 12.1391 | 13.5883 | 14.737
F14_Industrial_Primary Metals_New_Process_Natural Gas_Strategic Energy Management_A_Achievable Technical Potential | F14 | Industrial | Primary Metals | New | Process | Natural Gas | Strategic Energy Management | A | Purchases (Cumulative) | Achievable Technical Potential | 0 | 0 | 1.1211 | 3.0775 | 5.8673 | 9.5912 | 13.8776 | 17.6959 | 21.3237 | 24.8433 | 27.9691 | 31.1537 | 34.2983 | 37.5093 | 40.4776 | 43.4924 | 46.4721 | 48.4 | 49.2321 | 49.3036 | 49.3036 | 49.3036
F1_Industrial_Primary Metals_New_Miscellaneous_Natural Gas_Strategic Energy Management_A_Achievable Technical Potential | F1 | Industrial | Primary Metals | New | Miscellaneous | Natural Gas | Strategic Energy Management | A | Original Unit Energy Savings (kWh or therms) | Achievable Technical Potential | 0 | 0 | 17.014 | 17.014 | 17.014 | 17.014 | 17.014 | 17.014 | 17.014 | 17.014 | 17.014 | 17.014 | 17.014 | 17.014 | 17.014 | 17.014 | 17.014 | 17.014 | 17.014 | 17.014 | 17.014 | 17.014
F2_Industrial_Primary Metals_New_Miscellaneous_Natural Gas_Strategic Energy Management_A_Achievable Technical Potential | F2 | Industrial | Primary Metals | New | Miscellaneous | Natural Gas | Strategic Energy Management | A | Original Unit Summer Peak Savings (kW) | Achievable Technical Potential | 0 | 0 | 0 | 0 | 0 | 0 | 0 | 0 | 0 | 0 | 0 | 0 | 0 | 0 | 0 | 0 | 0 | 0 | 0 | 0 | 0 | 0
F3_Industrial_Primary Metals_New_Miscellaneous_Natural Gas_Strategic Energy Management_A_Achievable Technical Potential | F3 | Industrial | Primary Metals | New | Miscellaneous | Natural Gas | Strategic Energy Management | A | Original Unit Winter Peak Savings (kW) | Achievable Technical Potential | 0 | 0 | 0 | 0 | 0 | 0 | 0 | 0 | 0 | 0 | 0 | 0 | 0 | 0 | 0 | 0 | 0 | 0 | 0 | 0 | 0 | 0
F4_Industrial_Primary Metals_New_Miscellaneous_Natural Gas_Strategic Energy Management_A_Achievable Technical Potential | F4 | Industrial | Primary Metals | New | Miscellaneous | Natural Gas | Strategic Energy Management | A | Standalone Impact on Baseline Energy (%) | Achievable Technical Potential | 0% | 0% | 0.08224% | 0.1294% | 0.173% | 0.2118% | 0.2663% | 0.2946% | 0.314% | 0.3238% | 0.3358% | 0.3429% | 0.3489% | 0.3507% | 0.3588% | 0.3626% | 0.3657% | 0.3575% | 0.3495% | 0.334% | 0.3198% | 0.3067%
F5_Industrial_Primary Metals_New_Miscellaneous_Natural Gas_Strategic Energy Management_A_Achievable Technical Potential | F5 | Industrial | Primary Metals | New | Miscellaneous | Natural Gas | Strategic Energy Management | A | Standalone Impact on Baseline Summer Peak (%) | Achievable Technical Potential | bar: 2019 to 2040
F6_Industrial_Primary Metals_New_Miscellaneous_Natural Gas_Strategic Energy Management_A_Achievable Technical Potential | F6 | Industrial | Primary Metals | New | Miscellaneous | Natural Gas | Strategic Energy Management | A | Standalone Impact on Baseline Winter Peak (%) | Achievable Technical Potential | bar: 2019 to 2040
F7_Industrial_Primary Metals_New_Miscellaneous_Natural Gas_Strategic Energy Management_A_Achievable Technical Potential | F7 | Industrial | Primary Metals | New | Miscellaneous | Natural Gas | Strategic Energy Management | A | Incremental Energy Savings (MWh or mTherms) | Achievable Technical Potential | 0 | 0 | 0.0047684 | 0.0083218 | 0.011866 | 0.015839 | 0.018232 | 0.02101 | 0.023752 | 0.026837 | 0.029135 | 0.031778 | 0.034385 | 0.03741 | 0.039463 | 0.041958 | 0.044452 | 0.047354 | 0.049271 | 0.051634 | 0.057798 | 0.062684
F8_Industrial_Primary Metals_New_Miscellaneous_Natural Gas_Strategic Energy Management_A_Achievable Technical Potential | F8 | Industrial | Primary Metals | New | Miscellaneous | Natural Gas | Strategic Energy Management | A | Incremental Summer Peak Savings (MW) | Achievable Technical Potential | 0 | 0 | 0 | 0 | 0 | 0 | 0 | 0 | 0 | 0 | 0 | 0 | 0 | 0 | 0 | 0 | 0 | 0 | 0 | 0 | 0 | 0
F9_Industrial_Primary Metals_New_Miscellaneous_Natural Gas_Strategic Energy Management_A_Achievable Technical Potential | F9 | Industrial | Primary Metals | New | Miscellaneous | Natural Gas | Strategic Energy Management | A | Incremental Winter Peak Savings (MW) | Achievable Technical Potential | 0 | 0 | 0 | 0 | 0 | 0 | 0 | 0 | 0 | 0 | 0 | 0 | 0 | 0 | 0 | 0 | 0 | 0 | 0 | 0 | 0 | 0
F10_Industrial_Primary Metals_New_Miscellaneous_Natural Gas_Strategic Energy Management_A_Achievable Technical Potential | F10 | Industrial | Primary Metals | New | Miscellaneous | Natural Gas | Strategic Energy Management | A | Cumulative Energy Savings (MWh or mTherms) | Achievable Technical Potential | 0 | 0 | 0.0047684 | 0.01309 | 0.024957 | 0.040796 | 0.059028 | 0.07527 | 0.0907 | 0.10567 | 0.11897 | 0.13251 | 0.14589 | 0.15955 | 0.17217 | 0.185 | 0.19767 | 0.20587 | 0.20941 | 0.20971 | 0.20971 | 0.20971
F11_Industrial_Primary Metals_New_Miscellaneous_Natural Gas_Strategic Energy Management_A_Achievable Technical Potential | F11 | Industrial | Primary Metals | New | Miscellaneous | Natural Gas | Strategic Energy Management | A | Cumulative Summer Peak Savings (MW) | Achievable Technical Potential | 0 | 0 | 0 | 0 | 0 | 0 | 0 | 0 | 0 | 0 | 0 | 0 | 0 | 0 | 0 | 0 | 0 | 0 | 0 | 0 | 0 | 0
F12_Industrial_Primary Metals_New_Miscellaneous_Natural Gas_Strategic Energy Management_A_Achievable Technical Potential | F12 | Industrial | Primary Metals | New | Miscellaneous | Natural Gas | Strategic Energy Management | A | Cumulative Winter Peak Savings (MW) | Achievable Technical Potential | 0 | 0 | 0 | 0 | 0 | 0 | 0 | 0 | 0 | 0 | 0 | 0 | 0 | 0 | 0 | 0 | 0 | 0 | 0 | 0 | 0 | 0
F13_Industrial_Primary Metals_New_Miscellaneous_Natural Gas_Strategic Energy Management_A_Achievable Technical Potential | F13 | Industrial | Primary Metals | New | Miscellaneous | Natural Gas | Strategic Energy Management | A | Purchases (Incremental) | Achievable Technical Potential | 0 | 0 | 0.28026 | 0.48911 | 0.69745 | 0.93097 | 1.0716 | 1.2349 | 1.396 | 1.5774 | 1.7124 | 1.8677 | 2.021 | 2.1988 | 2.3195 | 2.4661 | 2.6127 | 2.7832 | 2.8959 | 3.0348 | 3.3971 | 3.6842
F14_Industrial_Primary Metals_New_Miscellaneous_Natural Gas_Strategic Energy Management_A_Achievable Technical Potential | F14 | Industrial | Primary Metals | New | Miscellaneous | Natural Gas | Strategic Energy Management | A | Purchases (Cumulative) | Achievable Technical Potential | 0 | 0 | 0.28026 | 0.76938 | 1.4668 | 2.3978 | 3.4694 | 4.424 | 5.3309 | 6.2108 | 6.9923 | 7.7884 | 8.5746 | 9.3773 | 10.1194 | 10.8731 | 11.618 | 12.1 | 12.308 | 12.3259 | 12.3259 | 12.3259
F1_Industrial_Primary Metals_New_Space Heating_Natural Gas_Commissioning_A_Achievable Technical Potential | F1 | Industrial | Primary Metals | New | Space Heating | Natural Gas | Commissioning | A | Original Unit Energy Savings (kWh or therms) | Achievable Technical Potential | 0 | 0 | 20.6396 | 20.6396 | 20.6396 | 20.6396 | 20.6396 | 20.6396 | 20.6396 | 20.6396 | 20.6396 | 20.6396 | 20.6396 | 20.6396 | 20.6396 | 20.6396 | 20.6396 | 20.6396 | 20.6396 | 20.6396 | 20.6396 | 20.6396
F2_Industrial_Primary Metals_New_Space Heating_Natural Gas_Commissioning_A_Achievable Technical Potential | F2 | Industrial | Primary Metals | New | Space Heating | Natural Gas | Commissioning | A | Original Unit Summer Peak Savings (kW) | Achievable Technical Potential | 0 | 0 | 0 | 0 | 0 | 0 | 0 | 0 | 0 | 0 | 0 | 0 | 0 | 0 | 0 | 0 | 0 | 0 | 0 | 0 | 0 | 0
F3_Industrial_Primary Metals_New_Space Heating_Natural Gas_Commissioning_A_Achievable Technical Potential | F3 | Industrial | Primary Metals | New | Space Heating | Natural Gas | Commissioning | A | Original Unit Winter Peak Savings (kW) | Achievable Technical Potential | 0 | 0 | 0 | 0 | 0 | 0 | 0 | 0 | 0 | 0 | 0 | 0 | 0 | 0 | 0 | 0 | 0 | 0 | 0 | 0 | 0 | 0
F4_Industrial_Primary Metals_New_Space Heating_Natural Gas_Commissioning_A_Achievable Technical Potential | F4 | Industrial | Primary Metals | New | Space Heating | Natural Gas | Commissioning | A | Standalone Impact on Baseline Energy (%) | Achievable Technical Potential | bar: 2019 to 2040
F5_Industrial_Primary Metals_New_Space Heating_Natural Gas_Commissioning_A_Achievable Technical Potential | F5 | Industrial | Primary Metals | New | Space Heating | Natural Gas | Commissioning | A | Standalone Impact on Baseline Summer Peak (%) | Achievable Technical Potential | bar: 2019 to 2040
F6_Industrial_Primary Metals_New_Space Heating_Natural Gas_Commissioning_A_Achievable Technical Potential | F6 | Industrial | Primary Metals | New | Space Heating | Natural Gas | Commissioning | A | Standalone Impact on Baseline Winter Peak (%) | Achievable Technical Potential | bar: 2019 to 2040
F7_Industrial_Primary Metals_New_Space Heating_Natural Gas_Commissioning_A_Achievable Technical Potential | F7 | Industrial | Primary Metals | New | Space Heating | Natural Gas | Commissioning | A | Incremental Energy Savings (MWh or mTherms) | Achievable Technical Potential | 0 | 0 | 0 | 0 | 0 | 0 | 0 | 0 | 0 | 0 | 0 | 0 | 0 | 0 | 0 | 0 | 0 | 0 | 0 | 0 | 0 | 0
F8_Industrial_Primary Metals_New_Space Heating_Natural Gas_Commissioning_A_Achievable Technical Potential | F8 | Industrial | Primary Metals | New | Space Heating | Natural Gas | Commissioning | A | Incremental Summer Peak Savings (MW) | Achievable Technical Potential | 0 | 0 | 0 | 0 | 0 | 0 | 0 | 0 | 0 | 0 | 0 | 0 | 0 | 0 | 0 | 0 | 0 | 0 | 0 | 0 | 0 | 0
F9_Industrial_Primary Metals_New_Space Heating_Natural Gas_Commissioning_A_Achievable Technical Potential | F9 | Industrial | Primary Metals | New | Space Heating | Natural Gas | Commissioning | A | Incremental Winter Peak Savings (MW) | Achievable Technical Potential | 0 | 0 | 0 | 0 | 0 | 0 | 0 | 0 | 0 | 0 | 0 | 0 | 0 | 0 | 0 | 0 | 0 | 0 | 0 | 0 | 0 | 0
F10_Industrial_Primary Metals_New_Space Heating_Natural Gas_Commissioning_A_Achievable Technical Potential | F10 | Industrial | Primary Metals | New | Space Heating | Natural Gas | Commissioning | A | Cumulative Energy Savings (MWh or mTherms) | Achievable Technical Potential | 0 | 0 | 0 | 0 | 0 | 0 | 0 | 0 | 0 | 0 | 0 | 0 | 0 | 0 | 0 | 0 | 0 | 0 | 0 | 0 | 0 | 0
F11_Industrial_Primary Metals_New_Space Heating_Natural Gas_Commissioning_A_Achievable Technical Potential | F11 | Industrial | Primary Metals | New | Space Heating | Natural Gas | Commissioning | A | Cumulative Summer Peak Savings (MW) | Achievable Technical Potential | 0 | 0 | 0 | 0 | 0 | 0 | 0 | 0 | 0 | 0 | 0 | 0 | 0 | 0 | 0 | 0 | 0 | 0 | 0 | 0 | 0 | 0
F12_Industrial_Primary Metals_New_Space Heating_Natural Gas_Commissioning_A_Achievable Technical Potential | F12 | Industrial | Primary Metals | New | Space Heating | Natural Gas | Commissioning | A | Cumulative Winter Peak Savings (MW) | Achievable Technical Potential | 0 | 0 | 0 | 0 | 0 | 0 | 0 | 0 | 0 | 0 | 0 | 0 | 0 | 0 | 0 | 0 | 0 | 0 | 0 | 0 | 0 | 0
F13_Industrial_Primary Metals_New_Space Heating_Natural Gas_Commissioning_A_Achievable Technical Potential | F13 | Industrial | Primary Metals | New | Space Heating | Natural Gas | Commissioning | A | Purchases (Incremental) | Achievable Technical Potential | 0 | 0 | 0 | 0 | 0 | 0 | 0 | 0 | 0 | 0 | 0 | 0 | 0 | 0 | 0 | 0 | 0 | 0 | 0 | 0 | 0 | 0
F14_Industrial_Primary Metals_New_Space Heating_Natural Gas_Commissioning_A_Achievable Technical Potential | F14 | Industrial | Primary Metals | New | Space Heating | Natural Gas | Commissioning | A | Purchases (Cumulative) | Achievable Technical Potential | 0 | 0 | 0 | 0 | 0 | 0 | 0 | 0 | 0 | 0 | 0 | 0 | 0 | 0 | 0 | 0 | 0 | 0 | 0 | 0 | 0 | 0
F1_Industrial_Primary Metals_New_Process_Natural Gas_Commissioning_A_Achievable Technical Potential | F1 | Industrial | Primary Metals | New | Process | Natural Gas | Commissioning | A | Original Unit Energy Savings (kWh or therms) | Achievable Technical Potential | 0 | 0 | 562.5435 | 562.5435 | 562.5435 | 562.5435 | 562.5435 | 562.5435 | 562.5435 | 562.5435 | 562.5435 | 562.5435 | 562.5435 | 562.5435 | 562.5435 | 562.5435 | 562.5435 | 562.5435 | 562.5435 | 562.5435 | 562.5435 | 562.5435
F2_Industrial_Primary Metals_New_Process_Natural Gas_Commissioning_A_Achievable Technical Potential | F2 | Industrial | Primary Metals | New | Process | Natural Gas | Commissioning | A | Original Unit Summer Peak Savings (kW) | Achievable Technical Potential | 0 | 0 | 0 | 0 | 0 | 0 | 0 | 0 | 0 | 0 | 0 | 0 | 0 | 0 | 0 | 0 | 0 | 0 | 0 | 0 | 0 | 0
F3_Industrial_Primary Metals_New_Process_Natural Gas_Commissioning_A_Achievable Technical Potential | F3 | Industrial | Primary Metals | New | Process | Natural Gas | Commissioning | A | Original Unit Winter Peak Savings (kW) | Achievable Technical Potential | 0 | 0 | 0 | 0 | 0 | 0 | 0 | 0 | 0 | 0 | 0 | 0 | 0 | 0 | 0 | 0 | 0 | 0 | 0 | 0 | 0 | 0
F4_Industrial_Primary Metals_New_Process_Natural Gas_Commissioning_A_Achievable Technical Potential | F4 | Industrial | Primary Metals | New | Process | Natural Gas | Commissioning | A | Standalone Impact on Baseline Energy (%) | Achievable Technical Potential | bar: 2019 to 2040
F5_Industrial_Primary Metals_New_Process_Natural Gas_Commissioning_A_Achievable Technical Potential | F5 | Industrial | Primary Metals | New | Process | Natural Gas | Commissioning | A | Standalone Impact on Baseline Summer Peak (%) | Achievable Technical Potential | bar: 2019 to 2040
F6_Industrial_Primary Metals_New_Process_Natural Gas_Commissioning_A_Achievable Technical Potential | F6 | Industrial | Primary Metals | New | Process | Natural Gas | Commissioning | A | Standalone Impact on Baseline Winter Peak (%) | Achievable Technical Potential | bar: 2019 to 2040
F7_Industrial_Primary Metals_New_Process_Natural Gas_Commissioning_A_Achievable Technical Potential | F7 | Industrial | Primary Metals | New | Process | Natural Gas | Commissioning | A | Incremental Energy Savings (MWh or mTherms) | Achievable Technical Potential | 0 | 0 | 0 | 0 | 0 | 0 | 0 | 0 | 0 | 0 | 0 | 0 | 0 | 0 | 0 | 0 | 0 | 0 | 0 | 0 | 0 | 0
F8_Industrial_Primary Metals_New_Process_Natural Gas_Commissioning_A_Achievable Technical Potential | F8 | Industrial | Primary Metals | New | Process | Natural Gas | Commissioning | A | Incremental Summer Peak Savings (MW) | Achievable Technical Potential | 0 | 0 | 0 | 0 | 0 | 0 | 0 | 0 | 0 | 0 | 0 | 0 | 0 | 0 | 0 | 0 | 0 | 0 | 0 | 0 | 0 | 0
F9_Industrial_Primary Metals_New_Process_Natural Gas_Commissioning_A_Achievable Technical Potential | F9 | Industrial | Primary Metals | New | Process | Natural Gas | Commissioning | A | Incremental Winter Peak Savings (MW) | Achievable Technical Potential | 0 | 0 | 0 | 0 | 0 | 0 | 0 | 0 | 0 | 0 | 0 | 0 | 0 | 0 | 0 | 0 | 0 | 0 | 0 | 0 | 0 | 0
F10_Industrial_Primary Metals_New_Process_Natural Gas_Commissioning_A_Achievable Technical Potential | F10 | Industrial | Primary Metals | New | Process | Natural Gas | Commissioning | A | Cumulative Energy Savings (MWh or mTherms) | Achievable Technical Potential | 0 | 0 | 0 | 0 | 0 | 0 | 0 | 0 | 0 | 0 | 0 | 0 | 0 | 0 | 0 | 0 | 0 | 0 | 0 | 0 | 0 | 0
F11_Industrial_Primary Metals_New_Process_Natural Gas_Commissioning_A_Achievable Technical Potential | F11 | Industrial | Primary Metals | New | Process | Natural Gas | Commissioning | A | Cumulative Summer Peak Savings (MW) | Achievable Technical Potential | 0 | 0 | 0 | 0 | 0 | 0 | 0 | 0 | 0 | 0 | 0 | 0 | 0 | 0 | 0 | 0 | 0 | 0 | 0 | 0 | 0 | 0
F12_Industrial_Primary Metals_New_Process_Natural Gas_Commissioning_A_Achievable Technical Potential | F12 | Industrial | Primary Metals | New | Process | Natural Gas | Commissioning | A | Cumulative Winter Peak Savings (MW) | Achievable Technical Potential | 0 | 0 | 0 | 0 | 0 | 0 | 0 | 0 | 0 | 0 | 0 | 0 | 0 | 0 | 0 | 0 | 0 | 0 | 0 | 0 | 0 | 0
F13_Industrial_Primary Metals_New_Process_Natural Gas_Commissioning_A_Achievable Technical Potential | F13 | Industrial | Primary Metals | New | Process | Natural Gas | Commissioning | A | Purchases (Incremental) | Achievable Technical Potential | 0 | 0 | 0 | 0 | 0 | 0 | 0 | 0 | 0 | 0 | 0 | 0 | 0 | 0 | 0 | 0 | 0 | 0 | 0 | 0 | 0 | 0
F14_Industrial_Primary Metals_New_Process_Natural Gas_Commissioning_A_Achievable Technical Potential | F14 | Industrial | Primary Metals | New | Process | Natural Gas | Commissioning | A | Purchases (Cumulative) | Achievable Technical Potential | 0 | 0 | 0 | 0 | 0 | 0 | 0 | 0 | 0 | 0 | 0 | 0 | 0 | 0 | 0 | 0 | 0 | 0 | 0 | 0 | 0 | 0
F1_Industrial_Primary Metals_New_Space Heating_Natural Gas_Retrocommissioning_A_Achievable Technical Potential | F1 | Industrial | Primary Metals | New | Space Heating | Natural Gas | Retrocommissioning | A | Original Unit Energy Savings (kWh or therms) | Achievable Technical Potential | 0 | 0 | 0 | 0 | 0 | 0 | 0 | 0 | 0 | 0 | 0 | 0 | 0 | 0 | 0 | 0 | 0 | 0 | 0 | 0 | 0 | 0
F2_Industrial_Primary Metals_New_Space Heating_Natural Gas_Retrocommissioning_A_Achievable Technical Potential | F2 | Industrial | Primary Metals | New | Space Heating | Natural Gas | Retrocommissioning | A | Original Unit Summer Peak Savings (kW) | Achievable Technical Potential | 0 | 0 | 0 | 0 | 0 | 0 | 0 | 0 | 0 | 0 | 0 | 0 | 0 | 0 | 0 | 0 | 0 | 0 | 0 | 0 | 0 | 0
F3_Industrial_Primary Metals_New_Space Heating_Natural Gas_Retrocommissioning_A_Achievable Technical Potential | F3 | Industrial | Primary Metals | New | Space Heating | Natural Gas | Retrocommissioning | A | Original Unit Winter Peak Savings (kW) | Achievable Technical Potential | 0 | 0 | 0 | 0 | 0 | 0 | 0 | 0 | 0 | 0 | 0 | 0 | 0 | 0 | 0 | 0 | 0 | 0 | 0 | 0 | 0 | 0
F4_Industrial_Primary Metals_New_Space Heating_Natural Gas_Retrocommissioning_A_Achievable Technical Potential | F4 | Industrial | Primary Metals | New | Space Heating | Natural Gas | Retrocommissioning | A | Standalone Impact on Baseline Energy (%) | Achievable Technical Potential | bar: 2019 to 2040
F5_Industrial_Primary Metals_New_Space Heating_Natural Gas_Retrocommissioning_A_Achievable Technical Potential | F5 | Industrial | Primary Metals | New | Space Heating | Natural Gas | Retrocommissioning | A | Standalone Impact on Baseline Summer Peak (%) | Achievable Technical Potential | bar: 2019 to 2040
F6_Industrial_Primary Metals_New_Space Heating_Natural Gas_Retrocommissioning_A_Achievable Technical Potential | F6 | Industrial | Primary Metals | New | Space Heating | Natural Gas | Retrocommissioning | A | Standalone Impact on Baseline Winter Peak (%) | Achievable Technical Potential | bar: 2019 to 2040
F7_Industrial_Primary Metals_New_Space Heating_Natural Gas_Retrocommissioning_A_Achievable Technical Potential | F7 | Industrial | Primary Metals | New | Space Heating | Natural Gas | Retrocommissioning | A | Incremental Energy Savings (MWh or mTherms) | Achievable Technical Potential | 0 | 0 | 0 | 0 | 0 | 0 | 0 | 0 | 0 | 0 | 0 | 0 | 0 | 0 | 0 | 0 | 0 | 0 | 0 | 0 | 0 | 0
F8_Industrial_Primary Metals_New_Space Heating_Natural Gas_Retrocommissioning_A_Achievable Technical Potential | F8 | Industrial | Primary Metals | New | Space Heating | Natural Gas | Retrocommissioning | A | Incremental Summer Peak Savings (MW) | Achievable Technical Potential | 0 | 0 | 0 | 0 | 0 | 0 | 0 | 0 | 0 | 0 | 0 | 0 | 0 | 0 | 0 | 0 | 0 | 0 | 0 | 0 | 0 | 0
F9_Industrial_Primary Metals_New_Space Heating_Natural Gas_Retrocommissioning_A_Achievable Technical Potential | F9 | Industrial | Primary Metals | New | Space Heating | Natural Gas | Retrocommissioning | A | Incremental Winter Peak Savings (MW) | Achievable Technical Potential | 0 | 0 | 0 | 0 | 0 | 0 | 0 | 0 | 0 | 0 | 0 | 0 | 0 | 0 | 0 | 0 | 0 | 0 | 0 | 0 | 0 | 0
F10_Industrial_Primary Metals_New_Space Heating_Natural Gas_Retrocommissioning_A_Achievable Technical Potential | F10 | Industrial | Primary Metals | New | Space Heating | Natural Gas | Retrocommissioning | A | Cumulative Energy Savings (MWh or mTherms) | Achievable Technical Potential | 0 | 0 | 0 | 0 | 0 | 0 | 0 | 0 | 0 | 0 | 0 | 0 | 0 | 0 | 0 | 0 | 0 | 0 | 0 | 0 | 0 | 0
F11_Industrial_Primary Metals_New_Space Heating_Natural Gas_Retrocommissioning_A_Achievable Technical Potential | F11 | Industrial | Primary Metals | New | Space Heating | Natural Gas | Retrocommissioning | A | Cumulative Summer Peak Savings (MW) | Achievable Technical Potential | 0 | 0 | 0 | 0 | 0 | 0 | 0 | 0 | 0 | 0 | 0 | 0 | 0 | 0 | 0 | 0 | 0 | 0 | 0 | 0 | 0 | 0
F12_Industrial_Primary Metals_New_Space Heating_Natural Gas_Retrocommissioning_A_Achievable Technical Potential | F12 | Industrial | Primary Metals | New | Space Heating | Natural Gas | Retrocommissioning | A | Cumulative Winter Peak Savings (MW) | Achievable Technical Potential | 0 | 0 | 0 | 0 | 0 | 0 | 0 | 0 | 0 | 0 | 0 | 0 | 0 | 0 | 0 | 0 | 0 | 0 | 0 | 0 | 0 | 0
F13_Industrial_Primary Metals_New_Space Heating_Natural Gas_Retrocommissioning_A_Achievable Technical Potential | F13 | Industrial | Primary Metals | New | Space Heating | Natural Gas | Retrocommissioning | A | Purchases (Incremental) | Achievable Technical Potential | 0 | 0 | 0 | 0 | 0 | 0 | 0 | 0 | 0 | 0 | 0 | 0 | 0 | 0 | 0 | 0 | 0 | 0 | 0 | 0 | 0 | 0
F14_Industrial_Primary Metals_New_Space Heating_Natural Gas_Retrocommissioning_A_Achievable Technical Potential | F14 | Industrial | Primary Metals | New | Space Heating | Natural Gas | Retrocommissioning | A | Purchases (Cumulative) | Achievable Technical Potential | 0 | 0 | 0 | 0 | 0 | 0 | 0 | 0 | 0 | 0 | 0 | 0 | 0 | 0 | 0 | 0 | 0 | 0 | 0 | 0 | 0 | 0
F1_Industrial_Primary Metals_New_Process_Natural Gas_Retrocommissioning_A_Achievable Technical Potential | F1 | Industrial | Primary Metals | New | Process | Natural Gas | Retrocommissioning | A | Original Unit Energy Savings (kWh or therms) | Achievable Technical Potential | 0 | 0 | 0 | 0 | 0 | 0 | 0 | 0 | 0 | 0 | 0 | 0 | 0 | 0 | 0 | 0 | 0 | 0 | 0 | 0 | 0 | 0
F2_Industrial_Primary Metals_New_Process_Natural Gas_Retrocommissioning_A_Achievable Technical Potential | F2 | Industrial | Primary Metals | New | Process | Natural Gas | Retrocommissioning | A | Original Unit Summer Peak Savings (kW) | Achievable Technical Potential | 0 | 0 | 0 | 0 | 0 | 0 | 0 | 0 | 0 | 0 | 0 | 0 | 0 | 0 | 0 | 0 | 0 | 0 | 0 | 0 | 0 | 0
F3_Industrial_Primary Metals_New_Process_Natural Gas_Retrocommissioning_A_Achievable Technical Potential | F3 | Industrial | Primary Metals | New | Process | Natural Gas | Retrocommissioning | A | Original Unit Winter Peak Savings (kW) | Achievable Technical Potential | 0 | 0 | 0 | 0 | 0 | 0 | 0 | 0 | 0 | 0 | 0 | 0 | 0 | 0 | 0 | 0 | 0 | 0 | 0 | 0 | 0 | 0
F4_Industrial_Primary Metals_New_Process_Natural Gas_Retrocommissioning_A_Achievable Technical Potential | F4 | Industrial | Primary Metals | New | Process | Natural Gas | Retrocommissioning | A | Standalone Impact on Baseline Energy (%) | Achievable Technical Potential | bar: 2019 to 2040
F5_Industrial_Primary Metals_New_Process_Natural Gas_Retrocommissioning_A_Achievable Technical Potential | F5 | Industrial | Primary Metals | New | Process | Natural Gas | Retrocommissioning | A | Standalone Impact on Baseline Summer Peak (%) | Achievable Technical Potential | bar: 2019 to 2040
F6_Industrial_Primary Metals_New_Process_Natural Gas_Retrocommissioning_A_Achievable Technical Potential | F6 | Industrial | Primary Metals | New | Process | Natural Gas | Retrocommissioning | A | Standalone Impact on Baseline Winter Peak (%) | Achievable Technical Potential | bar: 2019 to 2040
F7_Industrial_Primary Metals_New_Process_Natural Gas_Retrocommissioning_A_Achievable Technical Potential | F7 | Industrial | Primary Metals | New | Process | Natural Gas | Retrocommissioning | A | Incremental Energy Savings (MWh or mTherms) | Achievable Technical Potential | 0 | 0 | 0 | 0 | 0 | 0 | 0 | 0 | 0 | 0 | 0 | 0 | 0 | 0 | 0 | 0 | 0 | 0 | 0 | 0 | 0 | 0
F8_Industrial_Primary Metals_New_Process_Natural Gas_Retrocommissioning_A_Achievable Technical Potential | F8 | Industrial | Primary Metals | New | Process | Natural Gas | Retrocommissioning | A | Incremental Summer Peak Savings (MW) | Achievable Technical Potential | 0 | 0 | 0 | 0 | 0 | 0 | 0 | 0 | 0 | 0 | 0 | 0 | 0 | 0 | 0 | 0 | 0 | 0 | 0 | 0 | 0 | 0
F9_Industrial_Primary Metals_New_Process_Natural Gas_Retrocommissioning_A_Achievable Technical Potential | F9 | Industrial | Primary Metals | New | Process | Natural Gas | Retrocommissioning | A | Incremental Winter Peak Savings (MW) | Achievable Technical Potential | 0 | 0 | 0 | 0 | 0 | 0 | 0 | 0 | 0 | 0 | 0 | 0 | 0 | 0 | 0 | 0 | 0 | 0 | 0 | 0 | 0 | 0
F10_Industrial_Primary Metals_New_Process_Natural Gas_Retrocommissioning_A_Achievable Technical Potential | F10 | Industrial | Primary Metals | New | Process | Natural Gas | Retrocommissioning | A | Cumulative Energy Savings (MWh or mTherms) | Achievable Technical Potential | 0 | 0 | 0 | 0 | 0 | 0 | 0 | 0 | 0 | 0 | 0 | 0 | 0 | 0 | 0 | 0 | 0 | 0 | 0 | 0 | 0 | 0
F11_Industrial_Primary Metals_New_Process_Natural Gas_Retrocommissioning_A_Achievable Technical Potential | F11 | Industrial | Primary Metals | New | Process | Natural Gas | Retrocommissioning | A | Cumulative Summer Peak Savings (MW) | Achievable Technical Potential | 0 | 0 | 0 | 0 | 0 | 0 | 0 | 0 | 0 | 0 | 0 | 0 | 0 | 0 | 0 | 0 | 0 | 0 | 0 | 0 | 0 | 0
F12_Industrial_Primary Metals_New_Process_Natural Gas_Retrocommissioning_A_Achievable Technical Potential | F12 | Industrial | Primary Metals | New | Process | Natural Gas | Retrocommissioning | A | Cumulative Winter Peak Savings (MW) | Achievable Technical Potential | 0 | 0 | 0 | 0 | 0 | 0 | 0 | 0 | 0 | 0 | 0 | 0 | 0 | 0 | 0 | 0 | 0 | 0 | 0 | 0 | 0 | 0
F13_Industrial_Primary Metals_New_Process_Natural Gas_Retrocommissioning_A_Achievable Technical Potential | F13 | Industrial | Primary Metals | New | Process | Natural Gas | Retrocommissioning | A | Purchases (Incremental) | Achievable Technical Potential | 0 | 0 | 0 | 0 | 0 | 0 | 0 | 0 | 0 | 0 | 0 | 0 | 0 | 0 | 0 | 0 | 0 | 0 | 0 | 0 | 0 | 0
F14_Industrial_Primary Metals_New_Process_Natural Gas_Retrocommissioning_A_Achievable Technical Potential | F14 | Industrial | Primary Metals | New | Process | Natural Gas | Retrocommissioning | A | Purchases (Cumulative) | Achievable Technical Potential | 0 | 0 | 0 | 0 | 0 | 0 | 0 | 0 | 0 | 0 | 0 | 0 | 0 | 0 | 0 | 0 | 0 | 0 | 0 | 0 | 0 | 0
F1_Industrial_Stone, Clay, and Glass_Existing_Space Heating_Natural Gas_Insulation - Roof/Ceiling_A_Achievable Technical Potential | F1 | Industrial | Stone, Clay, and Glass | Existing | Space Heating | Natural Gas | Insulation - Roof/Ceiling | A | Original Unit Energy Savings (kWh or therms) | Achievable Technical Potential | 0 | 0 | 0.083035 | 0.082838 | 0.082641 | 0.082447 | 0.082256 | 0.08207 | 0.08189 | 0.081718 | 0.081553 | 0.081398 | 0.081252 | 0.081115 | 0.080985 | 0.080863 | 0.080748 | 0.08064 | 0.080538 | 0.080442 | 0.080353 | 0.080269
F2_Industrial_Stone, Clay, and Glass_Existing_Space Heating_Natural Gas_Insulation - Roof/Ceiling_A_Achievable Technical Potential | F2 | Industrial | Stone, Clay, and Glass | Existing | Space Heating | Natural Gas | Insulation - Roof/Ceiling | A | Original Unit Summer Peak Savings (kW) | Achievable Technical Potential | 0 | 0 | 0 | 0 | 0 | 0 | 0 | 0 | 0 | 0 | 0 | 0 | 0 | 0 | 0 | 0 | 0 | 0 | 0 | 0 | 0 | 0
F3_Industrial_Stone, Clay, and Glass_Existing_Space Heating_Natural Gas_Insulation - Roof/Ceiling_A_Achievable Technical Potential | F3 | Industrial | Stone, Clay, and Glass | Existing | Space Heating | Natural Gas | Insulation - Roof/Ceiling | A | Original Unit Winter Peak Savings (kW) | Achievable Technical Potential | 0 | 0 | 0 | 0 | 0 | 0 | 0 | 0 | 0 | 0 | 0 | 0 | 0 | 0 | 0 | 0 | 0 | 0 | 0 | 0 | 0 | 0
F4_Industrial_Stone, Clay, and Glass_Existing_Space Heating_Natural Gas_Insulation - Roof/Ceiling_A_Achievable Technical Potential | F4 | Industrial | Stone, Clay, and Glass | Existing | Space Heating | Natural Gas | Insulation - Roof/Ceiling | A | Standalone Impact on Baseline Energy (%) | Achievable Technical Potential | 0% | 0% | 0.3143% | 0.8697% | 1.74% | 2.969% | 4.545% | 6.403% | 8.431% | 10.49% | 12.47% | 14.25% | 15.79% | 17.06% | 18.1% | 18.94% | 19.61% | 20.18% | 20.66% | 21.12% | 21.49% | 21.86%
F5_Industrial_Stone, Clay, and Glass_Existing_Space Heating_Natural Gas_Insulation - Roof/Ceiling_A_Achievable Technical Potential | F5 | Industrial | Stone, Clay, and Glass | Existing | Space Heating | Natural Gas | Insulation - Roof/Ceiling | A | Standalone Impact on Baseline Summer Peak (%) | Achievable Technical Potential | bar: 2019 to 2040
F6_Industrial_Stone, Clay, and Glass_Existing_Space Heating_Natural Gas_Insulation - Roof/Ceiling_A_Achievable Technical Potential | F6 | Industrial | Stone, Clay, and Glass | Existing | Space Heating | Natural Gas | Insulation - Roof/Ceiling | A | Standalone Impact on Baseline Winter Peak (%) | Achievable Technical Potential | bar: 2019 to 2040
F7_Industrial_Stone, Clay, and Glass_Existing_Space Heating_Natural Gas_Insulation - Roof/Ceiling_A_Achievable Technical Potential | F7 | Industrial | Stone, Clay, and Glass | Existing | Space Heating | Natural Gas | Insulation - Roof/Ceiling | A | Incremental Energy Savings (MWh or mTherms) | Achievable Technical Potential | 0 | 0 | 0.30812 | 0.52866 | 0.80626 | 1.1067 | 1.381 | 1.5798 | 1.6684 | 1.6361 | 1.4977 | 1.2855 | 1.0385 | 0.79245 | 0.57292 | 0.39354 | 0.25747 | 0.1608 | 0.096071 | 0.063851 | 0 | 0
F8_Industrial_Stone, Clay, and Glass_Existing_Space Heating_Natural Gas_Insulation - Roof/Ceiling_A_Achievable Technical Potential | F8 | Industrial | Stone, Clay, and Glass | Existing | Space Heating | Natural Gas | Insulation - Roof/Ceiling | A | Incremental Summer Peak Savings (MW) | Achievable Technical Potential | 0 | 0 | 0 | 0 | 0 | 0 | 0 | 0 | 0 | 0 | 0 | 0 | 0 | 0 | 0 | 0 | 0 | 0 | 0 | 0 | 0 | 0
F9_Industrial_Stone, Clay, and Glass_Existing_Space Heating_Natural Gas_Insulation - Roof/Ceiling_A_Achievable Technical Potential | F9 | Industrial | Stone, Clay, and Glass | Existing | Space Heating | Natural Gas | Insulation - Roof/Ceiling | A | Incremental Winter Peak Savings (MW) | Achievable Technical Potential | 0 | 0 | 0 | 0 | 0 | 0 | 0 | 0 | 0 | 0 | 0 | 0 | 0 | 0 | 0 | 0 | 0 | 0 | 0 | 0 | 0 | 0
F10_Industrial_Stone, Clay, and Glass_Existing_Space Heating_Natural Gas_Insulation - Roof/Ceiling_A_Achievable Technical Potential | F10 | Industrial | Stone, Clay, and Glass | Existing | Space Heating | Natural Gas | Insulation - Roof/Ceiling | A | Cumulative Energy Savings (MWh or mTherms) | Achievable Technical Potential | 0 | 0 | 0.30812 | 0.83604 | 1.6403 | 2.7431 | 4.1178 | 5.6883 | 7.3442 | 8.9649 | 10.4446 | 11.7102 | 12.7277 | 13.4985 | 14.0499 | 14.4222 | 14.6592 | 14.8004 | 14.8778 | 14.924 | 14.9073 | 14.8917
F11_Industrial_Stone, Clay, and Glass_Existing_Space Heating_Natural Gas_Insulation - Roof/Ceiling_A_Achievable Technical Potential | F11 | Industrial | Stone, Clay, and Glass | Existing | Space Heating | Natural Gas | Insulation - Roof/Ceiling | A | Cumulative Summer Peak Savings (MW) | Achievable Technical Potential | 0 | 0 | 0 | 0 | 0 | 0 | 0 | 0 | 0 | 0 | 0 | 0 | 0 | 0 | 0 | 0 | 0 | 0 | 0 | 0 | 0 | 0
F12_Industrial_Stone, Clay, and Glass_Existing_Space Heating_Natural Gas_Insulation - Roof/Ceiling_A_Achievable Technical Potential | F12 | Industrial | Stone, Clay, and Glass | Existing | Space Heating | Natural Gas | Insulation - Roof/Ceiling | A | Cumulative Winter Peak Savings (MW) | Achievable Technical Potential | 0 | 0 | 0 | 0 | 0 | 0 | 0 | 0 | 0 | 0 | 0 | 0 | 0 | 0 | 0 | 0 | 0 | 0 | 0 | 0 | 0 | 0
F13_Industrial_Stone, Clay, and Glass_Existing_Space Heating_Natural Gas_Insulation - Roof/Ceiling_A_Achievable Technical Potential | F13 | Industrial | Stone, Clay, and Glass | Existing | Space Heating | Natural Gas | Insulation - Roof/Ceiling | A | Purchases (Incremental) | Achievable Technical Potential | 0 | 0 | 3710.717 | 6381.7935 | 9756.0751 | 13423.0137 | 16789.2867 | 19249.7856 | 20373.1153 | 20021.8546 | 18364.8736 | 15792.2081 | 12781.1177 | 9769.475 | 7074.4474 | 4866.7319 | 3188.5485 | 1994.0923 | 1192.8678 | 793.746 | 0 | 0
F14_Industrial_Stone, Clay, and Glass_Existing_Space Heating_Natural Gas_Insulation - Roof/Ceiling_A_Achievable Technical Potential | F14 | Industrial | Stone, Clay, and Glass | Existing | Space Heating | Natural Gas | Insulation - Roof/Ceiling | A | Purchases (Cumulative) | Achievable Technical Potential | 0 | 0 | 3710.717 | 10092.5105 | 19848.5856 | 33271.5992 | 50060.8859 | 69310.6715 | 89683.7868 | 109705.6414 | 128070.515 | 143862.7231 | 156643.8408 | 166413.3158 | 173487.7632 | 178354.4952 | 181543.0437 | 183537.136 | 184730.0037 | 185523.7497 | 185523.7497 | 185523.7497
F1_Industrial_Stone, Clay, and Glass_Existing_Space Heating_Natural Gas_Insulation - Wall Cavity_A_Achievable Technical Potential | F1 | Industrial | Stone, Clay, and Glass | Existing | Space Heating | Natural Gas | Insulation - Wall Cavity | A | Original Unit Energy Savings (kWh or therms) | Achievable Technical Potential | 0 | 0 | 0.018165 | 0.018122 | 0.018079 | 0.018037 | 0.017995 | 0.017954 | 0.017915 | 0.017877 | 0.017841 | 0.017807 | 0.017775 | 0.017745 | 0.017717 | 0.01769 | 0.017665 | 0.017641 | 0.017619 | 0.017598 | 0.017579 | 0.01756
F2_Industrial_Stone, Clay, and Glass_Existing_Space Heating_Natural Gas_Insulation - Wall Cavity_A_Achievable Technical Potential | F2 | Industrial | Stone, Clay, and Glass | Existing | Space Heating | Natural Gas | Insulation - Wall Cavity | A | Original Unit Summer Peak Savings (kW) | Achievable Technical Potential | 0 | 0 | 0 | 0 | 0 | 0 | 0 | 0 | 0 | 0 | 0 | 0 | 0 | 0 | 0 | 0 | 0 | 0 | 0 | 0 | 0 | 0
F3_Industrial_Stone, Clay, and Glass_Existing_Space Heating_Natural Gas_Insulation - Wall Cavity_A_Achievable Technical Potential | F3 | Industrial | Stone, Clay, and Glass | Existing | Space Heating | Natural Gas | Insulation - Wall Cavity | A | Original Unit Winter Peak Savings (kW) | Achievable Technical Potential | 0 | 0 | 0 | 0 | 0 | 0 | 0 | 0 | 0 | 0 | 0 | 0 | 0 | 0 | 0 | 0 | 0 | 0 | 0 | 0 | 0 | 0
F4_Industrial_Stone, Clay, and Glass_Existing_Space Heating_Natural Gas_Insulation - Wall Cavity_A_Achievable Technical Potential | F4 | Industrial | Stone, Clay, and Glass | Existing | Space Heating | Natural Gas | Insulation - Wall Cavity | A | Standalone Impact on Baseline Energy (%) | Achievable Technical Potential | 0% | 0% | 0.06875% | 0.1903% | 0.3808% | 0.6494% | 0.9943% | 1.401% | 1.844% | 2.296% | 2.727% | 3.117% | 3.453% | 3.733% | 3.96% | 4.143% | 4.291% | 4.414% | 4.521% | 4.62% | 4.701% | 4.783%
F5_Industrial_Stone, Clay, and Glass_Existing_Space Heating_Natural Gas_Insulation - Wall Cavity_A_Achievable Technical Potential | F5 | Industrial | Stone, Clay, and Glass | Existing | Space Heating | Natural Gas | Insulation - Wall Cavity | A | Standalone Impact on Baseline Summer Peak (%) | Achievable Technical Potential | bar: 2019 to 2040
F6_Industrial_Stone, Clay, and Glass_Existing_Space Heating_Natural Gas_Insulation - Wall Cavity_A_Achievable Technical Potential | F6 | Industrial | Stone, Clay, and Glass | Existing | Space Heating | Natural Gas | Insulation - Wall Cavity | A | Standalone Impact on Baseline Winter Peak (%) | Achievable Technical Potential | bar: 2019 to 2040
F7_Industrial_Stone, Clay, and Glass_Existing_Space Heating_Natural Gas_Insulation - Wall Cavity_A_Achievable Technical Potential | F7 | Industrial | Stone, Clay, and Glass | Existing | Space Heating | Natural Gas | Insulation - Wall Cavity | A | Incremental Energy Savings (MWh or mTherms) | Achievable Technical Potential | 0 | 0 | 0.067407 | 0.11565 | 0.17638 | 0.24211 | 0.30212 | 0.34561 | 0.36498 | 0.35793 | 0.32765 | 0.28122 | 0.22719 | 0.17336 | 0.12534 | 0.086093 | 0.056325 | 0.035178 | 0.021017 | 0.013968 | 0 | 0
F8_Industrial_Stone, Clay, and Glass_Existing_Space Heating_Natural Gas_Insulation - Wall Cavity_A_Achievable Technical Potential | F8 | Industrial | Stone, Clay, and Glass | Existing | Space Heating | Natural Gas | Insulation - Wall Cavity | A | Incremental Summer Peak Savings (MW) | Achievable Technical Potential | 0 | 0 | 0 | 0 | 0 | 0 | 0 | 0 | 0 | 0 | 0 | 0 | 0 | 0 | 0 | 0 | 0 | 0 | 0 | 0 | 0 | 0
F9_Industrial_Stone, Clay, and Glass_Existing_Space Heating_Natural Gas_Insulation - Wall Cavity_A_Achievable Technical Potential | F9 | Industrial | Stone, Clay, and Glass | Existing | Space Heating | Natural Gas | Insulation - Wall Cavity | A | Incremental Winter Peak Savings (MW) | Achievable Technical Potential | 0 | 0 | 0 | 0 | 0 | 0 | 0 | 0 | 0 | 0 | 0 | 0 | 0 | 0 | 0 | 0 | 0 | 0 | 0 | 0 | 0 | 0
F10_Industrial_Stone, Clay, and Glass_Existing_Space Heating_Natural Gas_Insulation - Wall Cavity_A_Achievable Technical Potential | F10 | Industrial | Stone, Clay, and Glass | Existing | Space Heating | Natural Gas | Insulation - Wall Cavity | A | Cumulative Energy Savings (MWh or mTherms) | Achievable Technical Potential | 0 | 0 | 0.067407 | 0.1829 | 0.35885 | 0.60011 | 0.90084 | 1.2444 | 1.6067 | 1.9612 | 2.2849 | 2.5618 | 2.7844 | 2.953 | 3.0736 | 3.1551 | 3.2069 | 3.2378 | 3.2548 | 3.2649 | 3.2612 | 3.2578
F11_Industrial_Stone, Clay, and Glass_Existing_Space Heating_Natural Gas_Insulation - Wall Cavity_A_Achievable Technical Potential | F11 | Industrial | Stone, Clay, and Glass | Existing | Space Heating | Natural Gas | Insulation - Wall Cavity | A | Cumulative Summer Peak Savings (MW) | Achievable Technical Potential | 0 | 0 | 0 | 0 | 0 | 0 | 0 | 0 | 0 | 0 | 0 | 0 | 0 | 0 | 0 | 0 | 0 | 0 | 0 | 0 | 0 | 0
F12_Industrial_Stone, Clay, and Glass_Existing_Space Heating_Natural Gas_Insulation - Wall Cavity_A_Achievable Technical Potential | F12 | Industrial | Stone, Clay, and Glass | Existing | Space Heating | Natural Gas | Insulation - Wall Cavity | A | Cumulative Winter Peak Savings (MW) | Achievable Technical Potential | 0 | 0 | 0 | 0 | 0 | 0 | 0 | 0 | 0 | 0 | 0 | 0 | 0 | 0 | 0 | 0 | 0 | 0 | 0 | 0 | 0 | 0
F13_Industrial_Stone, Clay, and Glass_Existing_Space Heating_Natural Gas_Insulation - Wall Cavity_A_Achievable Technical Potential | F13 | Industrial | Stone, Clay, and Glass | Existing | Space Heating | Natural Gas | Insulation - Wall Cavity | A | Purchases (Incremental) | Achievable Technical Potential | 0 | 0 | 3710.717 | 6381.7935 | 9756.0751 | 13423.0137 | 16789.2867 | 19249.7856 | 20373.1153 | 20021.8546 | 18364.8736 | 15792.2081 | 12781.1177 | 9769.475 | 7074.4474 | 4866.7319 | 3188.5485 | 1994.0923 | 1192.8678 | 793.746 | 0 | 0
F14_Industrial_Stone, Clay, and Glass_Existing_Space Heating_Natural Gas_Insulation - Wall Cavity_A_Achievable Technical Potential | F14 | Industrial | Stone, Clay, and Glass | Existing | Space Heating | Natural Gas | Insulation - Wall Cavity | A | Purchases (Cumulative) | Achievable Technical Potential | 0 | 0 | 3710.717 | 10092.5105 | 19848.5856 | 33271.5992 | 50060.8859 | 69310.6715 | 89683.7868 | 109705.6414 | 128070.515 | 143862.7231 | 156643.8408 | 166413.3158 | 173487.7632 | 178354.4952 | 181543.0437 | 183537.136 | 184730.0037 | 185523.7497 | 185523.7497 | 185523.7497
F1_Industrial_Stone, Clay, and Glass_Existing_Space Heating_Natural Gas_Insulation - Ducting_A_Achievable Technical Potential | F1 | Industrial | Stone, Clay, and Glass | Existing | Space Heating | Natural Gas | Insulation - Ducting | A | Original Unit Energy Savings (kWh or therms) | Achievable Technical Potential | 0 | 0 | 0.0014398 | 0.0014319 | 0.0014239 | 0.0014161 | 0.0014083 | 0.0014008 | 0.0013935 | 0.0013865 | 0.0013799 | 0.0013736 | 0.0013677 | 0.0013622 | 0.001357 | 0.0013521 | 0.0013475 | 0.0013431 | 0.001339 | 0.0013352 | 0.0013316 | 0.0013281
F2_Industrial_Stone, Clay, and Glass_Existing_Space Heating_Natural Gas_Insulation - Ducting_A_Achievable Technical Potential | F2 | Industrial | Stone, Clay, and Glass | Existing | Space Heating | Natural Gas | Insulation - Ducting | A | Original Unit Summer Peak Savings (kW) | Achievable Technical Potential | 0 | 0 | 0 | 0 | 0 | 0 | 0 | 0 | 0 | 0 | 0 | 0 | 0 | 0 | 0 | 0 | 0 | 0 | 0 | 0 | 0 | 0
F3_Industrial_Stone, Clay, and Glass_Existing_Space Heating_Natural Gas_Insulation - Ducting_A_Achievable Technical Potential | F3 | Industrial | Stone, Clay, and Glass | Existing | Space Heating | Natural Gas | Insulation - Ducting | A | Original Unit Winter Peak Savings (kW) | Achievable Technical Potential | 0 | 0 | 0 | 0 | 0 | 0 | 0 | 0 | 0 | 0 | 0 | 0 | 0 | 0 | 0 | 0 | 0 | 0 | 0 | 0 | 0 | 0
F4_Industrial_Stone, Clay, and Glass_Existing_Space Heating_Natural Gas_Insulation - Ducting_A_Achievable Technical Potential | F4 | Industrial | Stone, Clay, and Glass | Existing | Space Heating | Natural Gas | Insulation - Ducting | A | Standalone Impact on Baseline Energy (%) | Achievable Technical Potential | 0% | 0% | 0.000688% | 0.00154% | 0.002589% | 0.003815% | 0.005221% | 0.006872% | 0.008694% | 0.01058% | 0.01238% | 0.01398% | 0.01528% | 0.01623% | 0.0169% | 0.01736% | 0.01771% | 0.01802% | 0.01831% | 0.0186% | 0.0189% | 0.0192%
F5_Industrial_Stone, Clay, and Glass_Existing_Space Heating_Natural Gas_Insulation - Ducting_A_Achievable Technical Potential | F5 | Industrial | Stone, Clay, and Glass | Existing | Space Heating | Natural Gas | Insulation - Ducting | A | Standalone Impact on Baseline Summer Peak (%) | Achievable Technical Potential | bar: 2019 to 2040
F6_Industrial_Stone, Clay, and Glass_Existing_Space Heating_Natural Gas_Insulation - Ducting_A_Achievable Technical Potential | F6 | Industrial | Stone, Clay, and Glass | Existing | Space Heating | Natural Gas | Insulation - Ducting | A | Standalone Impact on Baseline Winter Peak (%) | Achievable Technical Potential | bar: 2019 to 2040
F7_Industrial_Stone, Clay, and Glass_Existing_Space Heating_Natural Gas_Insulation - Ducting_A_Achievable Technical Potential | F7 | Industrial | Stone, Clay, and Glass | Existing | Space Heating | Natural Gas | Insulation - Ducting | A | Incremental Energy Savings (MWh or mTherms) | Achievable Technical Potential | 0 | 0 | 0.0006746 | 0.00080952 | 0.00096813 | 0.0010984 | 0.0012245 | 0.0013994 | 0.0015008 | 0.0014992 | 0.0013818 | 0.001162 | 0.00087992 | 0.00056999 | 0.00032401 | 0.00015276 | 6.3299e-05 | 2.2548e-05 | 6.9005e-06 | 1.4738e-06 | 2.3743e-07 | 2.7937e-08
F8_Industrial_Stone, Clay, and Glass_Existing_Space Heating_Natural Gas_Insulation - Ducting_A_Achievable Technical Potential | F8 | Industrial | Stone, Clay, and Glass | Existing | Space Heating | Natural Gas | Insulation - Ducting | A | Incremental Summer Peak Savings (MW) | Achievable Technical Potential | 0 | 0 | 0 | 0 | 0 | 0 | 0 | 0 | 0 | 0 | 0 | 0 | 0 | 0 | 0 | 0 | 0 | 0 | 0 | 0 | 0 | 0
F9_Industrial_Stone, Clay, and Glass_Existing_Space Heating_Natural Gas_Insulation - Ducting_A_Achievable Technical Potential | F9 | Industrial | Stone, Clay, and Glass | Existing | Space Heating | Natural Gas | Insulation - Ducting | A | Incremental Winter Peak Savings (MW) | Achievable Technical Potential | 0 | 0 | 0 | 0 | 0 | 0 | 0 | 0 | 0 | 0 | 0 | 0 | 0 | 0 | 0 | 0 | 0 | 0 | 0 | 0 | 0 | 0
F10_Industrial_Stone, Clay, and Glass_Existing_Space Heating_Natural Gas_Insulation - Ducting_A_Achievable Technical Potential | F10 | Industrial | Stone, Clay, and Glass | Existing | Space Heating | Natural Gas | Insulation - Ducting | A | Cumulative Energy Savings (MWh or mTherms) | Achievable Technical Potential | 0 | 0 | 0.0006746 | 0.0014804 | 0.0024403 | 0.0035252 | 0.0047304 | 0.0061045 | 0.0075735 | 0.0090347 | 0.010373 | 0.011488 | 0.012319 | 0.012839 | 0.013114 | 0.013219 | 0.013237 | 0.013217 | 0.013184 | 0.013148 | 0.013112 | 0.013079
F11_Industrial_Stone, Clay, and Glass_Existing_Space Heating_Natural Gas_Insulation - Ducting_A_Achievable Technical Potential | F11 | Industrial | Stone, Clay, and Glass | Existing | Space Heating | Natural Gas | Insulation - Ducting | A | Cumulative Summer Peak Savings (MW) | Achievable Technical Potential | 0 | 0 | 0 | 0 | 0 | 0 | 0 | 0 | 0 | 0 | 0 | 0 | 0 | 0 | 0 | 0 | 0 | 0 | 0 | 0 | 0 | 0
F12_Industrial_Stone, Clay, and Glass_Existing_Space Heating_Natural Gas_Insulation - Ducting_A_Achievable Technical Potential | F12 | Industrial | Stone, Clay, and Glass | Existing | Space Heating | Natural Gas | Insulation - Ducting | A | Cumulative Winter Peak Savings (MW) | Achievable Technical Potential | 0 | 0 | 0 | 0 | 0 | 0 | 0 | 0 | 0 | 0 | 0 | 0 | 0 | 0 | 0 | 0 | 0 | 0 | 0 | 0 | 0 | 0
F13_Industrial_Stone, Clay, and Glass_Existing_Space Heating_Natural Gas_Insulation - Ducting_A_Achievable Technical Potential | F13 | Industrial | Stone, Clay, and Glass | Existing | Space Heating | Natural Gas | Insulation - Ducting | A | Purchases (Incremental) | Achievable Technical Potential | 0 | 0 | 468.5225 | 565.3524 | 679.8979 | 775.6465 | 869.4692 | 998.9879 | 1077.0103 | 1081.2724 | 1001.4011 | 845.9478 | 643.3434 | 418.4373 | 238.7746 | 112.9834 | 46.9765 | 16.7878 | 5.1534 | 1.1038 | 0.17831 | 0.021034
F14_Industrial_Stone, Clay, and Glass_Existing_Space Heating_Natural Gas_Insulation - Ducting_A_Achievable Technical Potential | F14 | Industrial | Stone, Clay, and Glass | Existing | Space Heating | Natural Gas | Insulation - Ducting | A | Purchases (Cumulative) | Achievable Technical Potential | 0 | 0 | 468.5225 | 1033.8749 | 1713.7728 | 2489.4193 | 3358.8885 | 4357.8764 | 5434.8867 | 6516.1592 | 7517.5602 | 8363.5081 | 9006.8515 | 9425.2888 | 9664.0634 | 9777.0468 | 9824.0233 | 9840.8111 | 9845.9645 | 9847.0683 | 9847.2466 | 9847.2677
F1_Industrial_Stone, Clay, and Glass_Existing_Space Heating_Natural Gas_HVAC - Duct Repair and Sealing_A_Achievable Technical Potential | F1 | Industrial | Stone, Clay, and Glass | Existing | Space Heating | Natural Gas | HVAC - Duct Repair and Sealing | A | Original Unit Energy Savings (kWh or therms) | Achievable Technical Potential | 0 | 0 | 0.0040723 | 0.0040498 | 0.0040273 | 0.004005 | 0.0039832 | 0.0039618 | 0.0039412 | 0.0039215 | 0.0039027 | 0.003885 | 0.0038683 | 0.0038527 | 0.0038379 | 0.0038241 | 0.003811 | 0.0037987 | 0.0037871 | 0.0037763 | 0.003766 | 0.0037564
F2_Industrial_Stone, Clay, and Glass_Existing_Space Heating_Natural Gas_HVAC - Duct Repair and Sealing_A_Achievable Technical Potential | F2 | Industrial | Stone, Clay, and Glass | Existing | Space Heating | Natural Gas | HVAC - Duct Repair and Sealing | A | Original Unit Summer Peak Savings (kW) | Achievable Technical Potential | 0 | 0 | 0 | 0 | 0 | 0 | 0 | 0 | 0 | 0 | 0 | 0 | 0 | 0 | 0 | 0 | 0 | 0 | 0 | 0 | 0 | 0
F3_Industrial_Stone, Clay, and Glass_Existing_Space Heating_Natural Gas_HVAC - Duct Repair and Sealing_A_Achievable Technical Potential | F3 | Industrial | Stone, Clay, and Glass | Existing | Space Heating | Natural Gas | HVAC - Duct Repair and Sealing | A | Original Unit Winter Peak Savings (kW) | Achievable Technical Potential | 0 | 0 | 0 | 0 | 0 | 0 | 0 | 0 | 0 | 0 | 0 | 0 | 0 | 0 | 0 | 0 | 0 | 0 | 0 | 0 | 0 | 0
F4_Industrial_Stone, Clay, and Glass_Existing_Space Heating_Natural Gas_HVAC - Duct Repair and Sealing_A_Achievable Technical Potential | F4 | Industrial | Stone, Clay, and Glass | Existing | Space Heating | Natural Gas | HVAC - Duct Repair and Sealing | A | Standalone Impact on Baseline Energy (%) | Achievable Technical Potential | 0% | 0% | 0.00396% | 0.007964% | 0.01201% | 0.01611% | 0.02025% | 0.02444% | 0.02868% | 0.03297% | 0.03732% | 0.04173% | 0.0462% | 0.05073% | 0.05533% | 0.06% | 0.06474% | 0.06956% | 0.07445% | 0.07942% | 0.08447% | 0.0896%
F5_Industrial_Stone, Clay, and Glass_Existing_Space Heating_Natural Gas_HVAC - Duct Repair and Sealing_A_Achievable Technical Potential | F5 | Industrial | Stone, Clay, and Glass | Existing | Space Heating | Natural Gas | HVAC - Duct Repair and Sealing | A | Standalone Impact on Baseline Summer Peak (%) | Achievable Technical Potential | bar: 2019 to 2040
F6_Industrial_Stone, Clay, and Glass_Existing_Space Heating_Natural Gas_HVAC - Duct Repair and Sealing_A_Achievable Technical Potential | F6 | Industrial | Stone, Clay, and Glass | Existing | Space Heating | Natural Gas | HVAC - Duct Repair and Sealing | A | Standalone Impact on Baseline Winter Peak (%) | Achievable Technical Potential | bar: 2019 to 2040
F7_Industrial_Stone, Clay, and Glass_Existing_Space Heating_Natural Gas_HVAC - Duct Repair and Sealing_A_Achievable Technical Potential | F7 | Industrial | Stone, Clay, and Glass | Existing | Space Heating | Natural Gas | HVAC - Duct Repair and Sealing | A | Incremental Energy Savings (MWh or mTherms) | Achievable Technical Potential | 0 | 0 | 0.0038825 | 0.0037944 | 0.0037083 | 0.0036242 | 0.0035423 | 0.0034626 | 0.0033852 | 0.0033101 | 0.0032375 | 0.0031672 | 0.0030993 | 0.0030335 | 0.0029698 | 0.0029081 | 0.0028482 | 0.00279 | 0.0027336 | 0.0026787 | 0.0026254 | 0.0025735
F8_Industrial_Stone, Clay, and Glass_Existing_Space Heating_Natural Gas_HVAC - Duct Repair and Sealing_A_Achievable Technical Potential | F8 | Industrial | Stone, Clay, and Glass | Existing | Space Heating | Natural Gas | HVAC - Duct Repair and Sealing | A | Incremental Summer Peak Savings (MW) | Achievable Technical Potential | 0 | 0 | 0 | 0 | 0 | 0 | 0 | 0 | 0 | 0 | 0 | 0 | 0 | 0 | 0 | 0 | 0 | 0 | 0 | 0 | 0 | 0
F9_Industrial_Stone, Clay, and Glass_Existing_Space Heating_Natural Gas_HVAC - Duct Repair and Sealing_A_Achievable Technical Potential | F9 | Industrial | Stone, Clay, and Glass | Existing | Space Heating | Natural Gas | HVAC - Duct Repair and Sealing | A | Incremental Winter Peak Savings (MW) | Achievable Technical Potential | 0 | 0 | 0 | 0 | 0 | 0 | 0 | 0 | 0 | 0 | 0 | 0 | 0 | 0 | 0 | 0 | 0 | 0 | 0 | 0 | 0 | 0
F10_Industrial_Stone, Clay, and Glass_Existing_Space Heating_Natural Gas_HVAC - Duct Repair and Sealing_A_Achievable Technical Potential | F10 | Industrial | Stone, Clay, and Glass | Existing | Space Heating | Natural Gas | HVAC - Duct Repair and Sealing | A | Cumulative Energy Savings (MWh or mTherms) | Achievable Technical Potential | 0 | 0 | 0.0038825 | 0.0076554 | 0.011321 | 0.014883 | 0.018344 | 0.021708 | 0.024981 | 0.028165 | 0.031268 | 0.034294 | 0.037246 | 0.040129 | 0.042945 | 0.045698 | 0.04839 | 0.051024 | 0.053602 | 0.056127 | 0.0586 | 0.061023
F11_Industrial_Stone, Clay, and Glass_Existing_Space Heating_Natural Gas_HVAC - Duct Repair and Sealing_A_Achievable Technical Potential | F11 | Industrial | Stone, Clay, and Glass | Existing | Space Heating | Natural Gas | HVAC - Duct Repair and Sealing | A | Cumulative Summer Peak Savings (MW) | Achievable Technical Potential | 0 | 0 | 0 | 0 | 0 | 0 | 0 | 0 | 0 | 0 | 0 | 0 | 0 | 0 | 0 | 0 | 0 | 0 | 0 | 0 | 0 | 0
F12_Industrial_Stone, Clay, and Glass_Existing_Space Heating_Natural Gas_HVAC - Duct Repair and Sealing_A_Achievable Technical Potential | F12 | Industrial | Stone, Clay, and Glass | Existing | Space Heating | Natural Gas | HVAC - Duct Repair and Sealing | A | Cumulative Winter Peak Savings (MW) | Achievable Technical Potential | 0 | 0 | 0 | 0 | 0 | 0 | 0 | 0 | 0 | 0 | 0 | 0 | 0 | 0 | 0 | 0 | 0 | 0 | 0 | 0 | 0 | 0
F13_Industrial_Stone, Clay, and Glass_Existing_Space Heating_Natural Gas_HVAC - Duct Repair and Sealing_A_Achievable Technical Potential | F13 | Industrial | Stone, Clay, and Glass | Existing | Space Heating | Natural Gas | HVAC - Duct Repair and Sealing | A | Purchases (Incremental) | Achievable Technical Potential | 0 | 0 | 953.3888 | 936.951 | 920.7967 | 904.9209 | 889.3188 | 873.9857 | 858.917 | 844.1081 | 829.5545 | 815.2519 | 801.1958 | 787.3821 | 773.8065 | 760.465 | 747.3536 | 734.4681 | 721.8049 | 709.36 | 697.1296 | 685.1102
F14_Industrial_Stone, Clay, and Glass_Existing_Space Heating_Natural Gas_HVAC - Duct Repair and Sealing_A_Achievable Technical Potential | F14 | Industrial | Stone, Clay, and Glass | Existing | Space Heating | Natural Gas | HVAC - Duct Repair and Sealing | A | Purchases (Cumulative) | Achievable Technical Potential | 0 | 0 | 953.3888 | 1890.3398 | 2811.1365 | 3716.0574 | 4605.3763 | 5479.362 | 6338.279 | 7182.3871 | 8011.9416 | 8827.1935 | 9628.3893 | 10415.7713 | 11189.5779 | 11950.0429 | 12697.3964 | 13431.8646 | 14153.6695 | 14863.0295 | 15560.1591 | 16245.2693
F1_Industrial_Stone, Clay, and Glass_Existing_Space Heating_Natural Gas_Windows - High Efficiency_A_Achievable Technical Potential | F1 | Industrial | Stone, Clay, and Glass | Existing | Space Heating | Natural Gas | Windows - High Efficiency | A | Original Unit Energy Savings (kWh or therms) | Achievable Technical Potential | 0 | 0 | 0.0077675 | 0.0077491 | 0.0077307 | 0.0077125 | 0.0076946 | 0.0076772 | 0.0076604 | 0.0076442 | 0.0076289 | 0.0076144 | 0.0076007 | 0.0075878 | 0.0075757 | 0.0075643 | 0.0075535 | 0.0075434 | 0.0075339 | 0.007525 | 0.0075166 | 0.0075087
F2_Industrial_Stone, Clay, and Glass_Existing_Space Heating_Natural Gas_Windows - High Efficiency_A_Achievable Technical Potential | F2 | Industrial | Stone, Clay, and Glass | Existing | Space Heating | Natural Gas | Windows - High Efficiency | A | Original Unit Summer Peak Savings (kW) | Achievable Technical Potential | 0 | 0 | 0 | 0 | 0 | 0 | 0 | 0 | 0 | 0 | 0 | 0 | 0 | 0 | 0 | 0 | 0 | 0 | 0 | 0 | 0 | 0
F3_Industrial_Stone, Clay, and Glass_Existing_Space Heating_Natural Gas_Windows - High Efficiency_A_Achievable Technical Potential | F3 | Industrial | Stone, Clay, and Glass | Existing | Space Heating | Natural Gas | Windows - High Efficiency | A | Original Unit Winter Peak Savings (kW) | Achievable Technical Potential | 0 | 0 | 0 | 0 | 0 | 0 | 0 | 0 | 0 | 0 | 0 | 0 | 0 | 0 | 0 | 0 | 0 | 0 | 0 | 0 | 0 | 0
F4_Industrial_Stone, Clay, and Glass_Existing_Space Heating_Natural Gas_Windows - High Efficiency_A_Achievable Technical Potential | F4 | Industrial | Stone, Clay, and Glass | Existing | Space Heating | Natural Gas | Windows - High Efficiency | A | Standalone Impact on Baseline Energy (%) | Achievable Technical Potential | 0% | 0% | 0.00596% | 0.01798% | 0.03945% | 0.07455% | 0.1281% | 0.2051% | 0.3105% | 0.4478% | 0.6188% | 0.8221% | 1.052% | 1.3% | 1.554% | 1.798% | 2.021% | 2.215% | 2.374% | 2.5% | 2.597% | 2.677%
F5_Industrial_Stone, Clay, and Glass_Existing_Space Heating_Natural Gas_Windows - High Efficiency_A_Achievable Technical Potential | F5 | Industrial | Stone, Clay, and Glass | Existing | Space Heating | Natural Gas | Windows - High Efficiency | A | Standalone Impact on Baseline Summer Peak (%) | Achievable Technical Potential | bar: 2019 to 2040
F6_Industrial_Stone, Clay, and Glass_Existing_Space Heating_Natural Gas_Windows - High Efficiency_A_Achievable Technical Potential | F6 | Industrial | Stone, Clay, and Glass | Existing | Space Heating | Natural Gas | Windows - High Efficiency | A | Standalone Impact on Baseline Winter Peak (%) | Achievable Technical Potential | bar: 2019 to 2040
F7_Industrial_Stone, Clay, and Glass_Existing_Space Heating_Natural Gas_Windows - High Efficiency_A_Achievable Technical Potential | F7 | Industrial | Stone, Clay, and Glass | Existing | Space Heating | Natural Gas | Windows - High Efficiency | A | Incremental Energy Savings (MWh or mTherms) | Achievable Technical Potential | 0 | 0 | 0.0058437 | 0.011452 | 0.019936 | 0.031795 | 0.047318 | 0.066451 | 0.088638 | 0.11269 | 0.1367 | 0.15812 | 0.17403 | 0.18163 | 0.17896 | 0.16554 | 0.14283 | 0.11593 | 0.087014 | 0.059132 | 0.037086 | 0.023745
F8_Industrial_Stone, Clay, and Glass_Existing_Space Heating_Natural Gas_Windows - High Efficiency_A_Achievable Technical Potential | F8 | Industrial | Stone, Clay, and Glass | Existing | Space Heating | Natural Gas | Windows - High Efficiency | A | Incremental Summer Peak Savings (MW) | Achievable Technical Potential | 0 | 0 | 0 | 0 | 0 | 0 | 0 | 0 | 0 | 0 | 0 | 0 | 0 | 0 | 0 | 0 | 0 | 0 | 0 | 0 | 0 | 0
F9_Industrial_Stone, Clay, and Glass_Existing_Space Heating_Natural Gas_Windows - High Efficiency_A_Achievable Technical Potential | F9 | Industrial | Stone, Clay, and Glass | Existing | Space Heating | Natural Gas | Windows - High Efficiency | A | Incremental Winter Peak Savings (MW) | Achievable Technical Potential | 0 | 0 | 0 | 0 | 0 | 0 | 0 | 0 | 0 | 0 | 0 | 0 | 0 | 0 | 0 | 0 | 0 | 0 | 0 | 0 | 0 | 0
F10_Industrial_Stone, Clay, and Glass_Existing_Space Heating_Natural Gas_Windows - High Efficiency_A_Achievable Technical Potential | F10 | Industrial | Stone, Clay, and Glass | Existing | Space Heating | Natural Gas | Windows - High Efficiency | A | Cumulative Energy Savings (MWh or mTherms) | Achievable Technical Potential | 0 | 0 | 0.0058437 | 0.017282 | 0.037177 | 0.068885 | 0.11604 | 0.18223 | 0.27047 | 0.38259 | 0.51852 | 0.67565 | 0.84847 | 1.0287 | 1.206 | 1.3697 | 1.5106 | 1.6245 | 1.7095 | 1.7666 | 1.8017 | 1.8235
F11_Industrial_Stone, Clay, and Glass_Existing_Space Heating_Natural Gas_Windows - High Efficiency_A_Achievable Technical Potential | F11 | Industrial | Stone, Clay, and Glass | Existing | Space Heating | Natural Gas | Windows - High Efficiency | A | Cumulative Summer Peak Savings (MW) | Achievable Technical Potential | 0 | 0 | 0 | 0 | 0 | 0 | 0 | 0 | 0 | 0 | 0 | 0 | 0 | 0 | 0 | 0 | 0 | 0 | 0 | 0 | 0 | 0
F12_Industrial_Stone, Clay, and Glass_Existing_Space Heating_Natural Gas_Windows - High Efficiency_A_Achievable Technical Potential | F12 | Industrial | Stone, Clay, and Glass | Existing | Space Heating | Natural Gas | Windows - High Efficiency | A | Cumulative Winter Peak Savings (MW) | Achievable Technical Potential | 0 | 0 | 0 | 0 | 0 | 0 | 0 | 0 | 0 | 0 | 0 | 0 | 0 | 0 | 0 | 0 | 0 | 0 | 0 | 0 | 0 | 0
F13_Industrial_Stone, Clay, and Glass_Existing_Space Heating_Natural Gas_Windows - High Efficiency_A_Achievable Technical Potential | F13 | Industrial | Stone, Clay, and Glass | Existing | Space Heating | Natural Gas | Windows - High Efficiency | A | Purchases (Incremental) | Achievable Technical Potential | 0 | 0 | 752.3204 | 1477.9109 | 2578.8546 | 4122.5353 | 6149.5461 | 8655.6111 | 11571.008 | 14741.5813 | 17918.4369 | 20765.7817 | 22896.1703 | 23937.2624 | 23622.7629 | 21884.4993 | 18909.6218 | 15368.4267 | 11549.7 | 7858.085 | 4933.8838 | 3162.2719
F14_Industrial_Stone, Clay, and Glass_Existing_Space Heating_Natural Gas_Windows - High Efficiency_A_Achievable Technical Potential | F14 | Industrial | Stone, Clay, and Glass | Existing | Space Heating | Natural Gas | Windows - High Efficiency | A | Purchases (Cumulative) | Achievable Technical Potential | 0 | 0 | 752.3204 | 2230.2313 | 4809.0859 | 8931.6212 | 15081.1673 | 23736.7784 | 35307.7865 | 50049.3678 | 67967.8047 | 88733.5863 | 111629.7567 | 135567.0191 | 159189.7819 | 181074.2812 | 199983.903 | 215352.3297 | 226902.0297 | 234760.1148 | 239693.9986 | 242856.2705
F1_Industrial_Stone, Clay, and Glass_Existing_Space Heating_Natural Gas_Gas Boiler - Maintenance_A_Achievable Technical Potential | F1 | Industrial | Stone, Clay, and Glass | Existing | Space Heating | Natural Gas | Gas Boiler - Maintenance | A | Original Unit Energy Savings (kWh or therms) | Achievable Technical Potential | 0 | 0 | 7.104 | 7.0861 | 7.0687 | 7.0516 | 7.035 | 7.0189 | 7.0032 | 6.9881 | 6.9736 | 6.9597 | 6.9463 | 6.9336 | 6.9215 | 6.9101 | 6.8994 | 6.8893 | 6.8799 | 6.8712 | 6.8633 | 6.8561
F2_Industrial_Stone, Clay, and Glass_Existing_Space Heating_Natural Gas_Gas Boiler - Maintenance_A_Achievable Technical Potential | F2 | Industrial | Stone, Clay, and Glass | Existing | Space Heating | Natural Gas | Gas Boiler - Maintenance | A | Original Unit Summer Peak Savings (kW) | Achievable Technical Potential | 0 | 0 | 0 | 0 | 0 | 0 | 0 | 0 | 0 | 0 | 0 | 0 | 0 | 0 | 0 | 0 | 0 | 0 | 0 | 0 | 0 | 0
F3_Industrial_Stone, Clay, and Glass_Existing_Space Heating_Natural Gas_Gas Boiler - Maintenance_A_Achievable Technical Potential | F3 | Industrial | Stone, Clay, and Glass | Existing | Space Heating | Natural Gas | Gas Boiler - Maintenance | A | Original Unit Winter Peak Savings (kW) | Achievable Technical Potential | 0 | 0 | 0 | 0 | 0 | 0 | 0 | 0 | 0 | 0 | 0 | 0 | 0 | 0 | 0 | 0 | 0 | 0 | 0 | 0 | 0 | 0
F4_Industrial_Stone, Clay, and Glass_Existing_Space Heating_Natural Gas_Gas Boiler - Maintenance_A_Achievable Technical Potential | F4 | Industrial | Stone, Clay, and Glass | Existing | Space Heating | Natural Gas | Gas Boiler - Maintenance | A | Standalone Impact on Baseline Energy (%) | Achievable Technical Potential | 0% | 0% | 0.004189% | 0.007197% | 0.009355% | 0.0111% | 0.01268% | 0.0141% | 0.01538% | 0.01652% | 0.01754% | 0.01847% | 0.01931% | 0.02004% | 0.0207% | 0.02131% | 0.02187% | 0.02242% | 0.02295% | 0.02347% | 0.02398% | 0.02448%
F5_Industrial_Stone, Clay, and Glass_Existing_Space Heating_Natural Gas_Gas Boiler - Maintenance_A_Achievable Technical Potential | F5 | Industrial | Stone, Clay, and Glass | Existing | Space Heating | Natural Gas | Gas Boiler - Maintenance | A | Standalone Impact on Baseline Summer Peak (%) | Achievable Technical Potential | bar: 2019 to 2040
F6_Industrial_Stone, Clay, and Glass_Existing_Space Heating_Natural Gas_Gas Boiler - Maintenance_A_Achievable Technical Potential | F6 | Industrial | Stone, Clay, and Glass | Existing | Space Heating | Natural Gas | Gas Boiler - Maintenance | A | Standalone Impact on Baseline Winter Peak (%) | Achievable Technical Potential | bar: 2019 to 2040
F7_Industrial_Stone, Clay, and Glass_Existing_Space Heating_Natural Gas_Gas Boiler - Maintenance_A_Achievable Technical Potential | F7 | Industrial | Stone, Clay, and Glass | Existing | Space Heating | Natural Gas | Gas Boiler - Maintenance | A | Incremental Energy Savings (MWh or mTherms) | Achievable Technical Potential | 0 | 0 | 0.0041068 | 0.0028218 | 0.001915 | 0.0014622 | 0.001256 | 0.0010657 | 0.00089523 | 0.00074586 | 0.00061715 | 0.00050767 | 0.00041551 | 0.00031744 | 0.00024254 | 0.00018532 | 0.00014162 | 0.00012761 | 9.8013e-05 | 8.2841e-05 | 6.8202e-05 | 5.408e-05
F8_Industrial_Stone, Clay, and Glass_Existing_Space Heating_Natural Gas_Gas Boiler - Maintenance_A_Achievable Technical Potential | F8 | Industrial | Stone, Clay, and Glass | Existing | Space Heating | Natural Gas | Gas Boiler - Maintenance | A | Incremental Summer Peak Savings (MW) | Achievable Technical Potential | 0 | 0 | 0 | 0 | 0 | 0 | 0 | 0 | 0 | 0 | 0 | 0 | 0 | 0 | 0 | 0 | 0 | 0 | 0 | 0 | 0 | 0
F9_Industrial_Stone, Clay, and Glass_Existing_Space Heating_Natural Gas_Gas Boiler - Maintenance_A_Achievable Technical Potential | F9 | Industrial | Stone, Clay, and Glass | Existing | Space Heating | Natural Gas | Gas Boiler - Maintenance | A | Incremental Winter Peak Savings (MW) | Achievable Technical Potential | 0 | 0 | 0 | 0 | 0 | 0 | 0 | 0 | 0 | 0 | 0 | 0 | 0 | 0 | 0 | 0 | 0 | 0 | 0 | 0 | 0 | 0
F10_Industrial_Stone, Clay, and Glass_Existing_Space Heating_Natural Gas_Gas Boiler - Maintenance_A_Achievable Technical Potential | F10 | Industrial | Stone, Clay, and Glass | Existing | Space Heating | Natural Gas | Gas Boiler - Maintenance | A | Cumulative Energy Savings (MWh or mTherms) | Achievable Technical Potential | 0 | 0 | 0.0041068 | 0.0069183 | 0.0088163 | 0.010257 | 0.011489 | 0.012528 | 0.013396 | 0.014113 | 0.014701 | 0.015179 | 0.015565 | 0.015854 | 0.016069 | 0.016228 | 0.016344 | 0.016448 | 0.016524 | 0.016586 | 0.016635 | 0.016671
F11_Industrial_Stone, Clay, and Glass_Existing_Space Heating_Natural Gas_Gas Boiler - Maintenance_A_Achievable Technical Potential | F11 | Industrial | Stone, Clay, and Glass | Existing | Space Heating | Natural Gas | Gas Boiler - Maintenance | A | Cumulative Summer Peak Savings (MW) | Achievable Technical Potential | 0 | 0 | 0 | 0 | 0 | 0 | 0 | 0 | 0 | 0 | 0 | 0 | 0 | 0 | 0 | 0 | 0 | 0 | 0 | 0 | 0 | 0
F12_Industrial_Stone, Clay, and Glass_Existing_Space Heating_Natural Gas_Gas Boiler - Maintenance_A_Achievable Technical Potential | F12 | Industrial | Stone, Clay, and Glass | Existing | Space Heating | Natural Gas | Gas Boiler - Maintenance | A | Cumulative Winter Peak Savings (MW) | Achievable Technical Potential | 0 | 0 | 0 | 0 | 0 | 0 | 0 | 0 | 0 | 0 | 0 | 0 | 0 | 0 | 0 | 0 | 0 | 0 | 0 | 0 | 0 | 0
F13_Industrial_Stone, Clay, and Glass_Existing_Space Heating_Natural Gas_Gas Boiler - Maintenance_A_Achievable Technical Potential | F13 | Industrial | Stone, Clay, and Glass | Existing | Space Heating | Natural Gas | Gas Boiler - Maintenance | A | Purchases (Incremental) | Achievable Technical Potential | 0 | 0 | 0.5781 | 0.39822 | 0.27092 | 0.20735 | 0.17854 | 0.15183 | 0.12783 | 0.10673 | 0.088498 | 0.072944 | 0.059817 | 0.045783 | 0.035041 | 0.026819 | 0.020527 | 0.018523 | 0.014246 | 0.012056 | 0.0099372 | 0.0078879
F14_Industrial_Stone, Clay, and Glass_Existing_Space Heating_Natural Gas_Gas Boiler - Maintenance_A_Achievable Technical Potential | F14 | Industrial | Stone, Clay, and Glass | Existing | Space Heating | Natural Gas | Gas Boiler - Maintenance | A | Purchases (Cumulative) | Achievable Technical Potential | 0 | 0 | 0.5781 | 0.97632 | 1.2472 | 1.4546 | 1.6331 | 1.785 | 1.9128 | 2.0195 | 2.108 | 2.181 | 2.2408 | 2.2866 | 2.3216 | 2.3484 | 2.369 | 2.3875 | 2.4017 | 2.4138 | 2.4237 | 2.4316
F1_Industrial_Stone, Clay, and Glass_Existing_Process_Natural Gas_Gas Boiler - Maintenance_A_Achievable Technical Potential | F1 | Industrial | Stone, Clay, and Glass | Existing | Process | Natural Gas | Gas Boiler - Maintenance | A | Original Unit Energy Savings (kWh or therms) | Achievable Technical Potential | 0 | 0 | 4.2096 | 4.2096 | 4.2096 | 4.2096 | 4.2096 | 4.2096 | 4.2096 | 4.2096 | 4.2096 | 4.2096 | 4.2096 | 4.2096 | 4.2096 | 4.2096 | 4.2096 | 4.2096 | 4.2096 | 4.2096 | 4.2096 | 4.2096
F2_Industrial_Stone, Clay, and Glass_Existing_Process_Natural Gas_Gas Boiler - Maintenance_A_Achievable Technical Potential | F2 | Industrial | Stone, Clay, and Glass | Existing | Process | Natural Gas | Gas Boiler - Maintenance | A | Original Unit Summer Peak Savings (kW) | Achievable Technical Potential | 0 | 0 | 0 | 0 | 0 | 0 | 0 | 0 | 0 | 0 | 0 | 0 | 0 | 0 | 0 | 0 | 0 | 0 | 0 | 0 | 0 | 0
F3_Industrial_Stone, Clay, and Glass_Existing_Process_Natural Gas_Gas Boiler - Maintenance_A_Achievable Technical Potential | F3 | Industrial | Stone, Clay, and Glass | Existing | Process | Natural Gas | Gas Boiler - Maintenance | A | Original Unit Winter Peak Savings (kW) | Achievable Technical Potential | 0 | 0 | 0 | 0 | 0 | 0 | 0 | 0 | 0 | 0 | 0 | 0 | 0 | 0 | 0 | 0 | 0 | 0 | 0 | 0 | 0 | 0
F4_Industrial_Stone, Clay, and Glass_Existing_Process_Natural Gas_Gas Boiler - Maintenance_A_Achievable Technical Potential | F4 | Industrial | Stone, Clay, and Glass | Existing | Process | Natural Gas | Gas Boiler - Maintenance | A | Standalone Impact on Baseline Energy (%) | Achievable Technical Potential | 0% | 0% | 0.001406% | 0.002415% | 0.00314% | 0.003726% | 0.004257% | 0.004734% | 0.005162% | 0.005546% | 0.00589% | 0.006201% | 0.006483% | 0.006732% | 0.006955% | 0.007158% | 0.007348% | 0.007535% | 0.007713% | 0.007888% | 0.008059% | 0.008227%
F5_Industrial_Stone, Clay, and Glass_Existing_Process_Natural Gas_Gas Boiler - Maintenance_A_Achievable Technical Potential | F5 | Industrial | Stone, Clay, and Glass | Existing | Process | Natural Gas | Gas Boiler - Maintenance | A | Standalone Impact on Baseline Summer Peak (%) | Achievable Technical Potential | bar: 2019 to 2040
F6_Industrial_Stone, Clay, and Glass_Existing_Process_Natural Gas_Gas Boiler - Maintenance_A_Achievable Technical Potential | F6 | Industrial | Stone, Clay, and Glass | Existing | Process | Natural Gas | Gas Boiler - Maintenance | A | Standalone Impact on Baseline Winter Peak (%) | Achievable Technical Potential | bar: 2019 to 2040
F7_Industrial_Stone, Clay, and Glass_Existing_Process_Natural Gas_Gas Boiler - Maintenance_A_Achievable Technical Potential | F7 | Industrial | Stone, Clay, and Glass | Existing | Process | Natural Gas | Gas Boiler - Maintenance | A | Incremental Energy Savings (MWh or mTherms) | Achievable Technical Potential | 0 | 0 | 0.026981 | 0.018586 | 0.012644 | 0.0096777 | 0.0083329 | 0.0070864 | 0.0059661 | 0.0049814 | 0.0041304 | 0.0034045 | 0.0027918 | 0.0021368 | 0.0016354 | 0.0012517 | 0.00095803 | 0.0008645 | 0.0006649 | 0.00056268 | 0.00046379 | 0.00036814
F8_Industrial_Stone, Clay, and Glass_Existing_Process_Natural Gas_Gas Boiler - Maintenance_A_Achievable Technical Potential | F8 | Industrial | Stone, Clay, and Glass | Existing | Process | Natural Gas | Gas Boiler - Maintenance | A | Incremental Summer Peak Savings (MW) | Achievable Technical Potential | 0 | 0 | 0 | 0 | 0 | 0 | 0 | 0 | 0 | 0 | 0 | 0 | 0 | 0 | 0 | 0 | 0 | 0 | 0 | 0 | 0 | 0
F9_Industrial_Stone, Clay, and Glass_Existing_Process_Natural Gas_Gas Boiler - Maintenance_A_Achievable Technical Potential | F9 | Industrial | Stone, Clay, and Glass | Existing | Process | Natural Gas | Gas Boiler - Maintenance | A | Incremental Winter Peak Savings (MW) | Achievable Technical Potential | 0 | 0 | 0 | 0 | 0 | 0 | 0 | 0 | 0 | 0 | 0 | 0 | 0 | 0 | 0 | 0 | 0 | 0 | 0 | 0 | 0 | 0
F10_Industrial_Stone, Clay, and Glass_Existing_Process_Natural Gas_Gas Boiler - Maintenance_A_Achievable Technical Potential | F10 | Industrial | Stone, Clay, and Glass | Existing | Process | Natural Gas | Gas Boiler - Maintenance | A | Cumulative Energy Savings (MWh or mTherms) | Achievable Technical Potential | 0 | 0 | 0.026981 | 0.045567 | 0.058211 | 0.067889 | 0.076222 | 0.083308 | 0.089274 | 0.094256 | 0.098386 | 0.10179 | 0.10458 | 0.10672 | 0.10835 | 0.10961 | 0.11056 | 0.11143 | 0.11209 | 0.11266 | 0.11312 | 0.11349
F11_Industrial_Stone, Clay, and Glass_Existing_Process_Natural Gas_Gas Boiler - Maintenance_A_Achievable Technical Potential | F11 | Industrial | Stone, Clay, and Glass | Existing | Process | Natural Gas | Gas Boiler - Maintenance | A | Cumulative Summer Peak Savings (MW) | Achievable Technical Potential | 0 | 0 | 0 | 0 | 0 | 0 | 0 | 0 | 0 | 0 | 0 | 0 | 0 | 0 | 0 | 0 | 0 | 0 | 0 | 0 | 0 | 0
F12_Industrial_Stone, Clay, and Glass_Existing_Process_Natural Gas_Gas Boiler - Maintenance_A_Achievable Technical Potential | F12 | Industrial | Stone, Clay, and Glass | Existing | Process | Natural Gas | Gas Boiler - Maintenance | A | Cumulative Winter Peak Savings (MW) | Achievable Technical Potential | 0 | 0 | 0 | 0 | 0 | 0 | 0 | 0 | 0 | 0 | 0 | 0 | 0 | 0 | 0 | 0 | 0 | 0 | 0 | 0 | 0 | 0
F13_Industrial_Stone, Clay, and Glass_Existing_Process_Natural Gas_Gas Boiler - Maintenance_A_Achievable Technical Potential | F13 | Industrial | Stone, Clay, and Glass | Existing | Process | Natural Gas | Gas Boiler - Maintenance | A | Purchases (Incremental) | Achievable Technical Potential | 0 | 0 | 6.4094 | 4.415 | 3.0037 | 2.2989 | 1.9795 | 1.6834 | 1.4173 | 1.1833 | 0.98118 | 0.80874 | 0.6632 | 0.50759 | 0.3885 | 0.29735 | 0.22758 | 0.20536 | 0.15795 | 0.13367 | 0.11017 | 0.087453
F14_Industrial_Stone, Clay, and Glass_Existing_Process_Natural Gas_Gas Boiler - Maintenance_A_Achievable Technical Potential | F14 | Industrial | Stone, Clay, and Glass | Existing | Process | Natural Gas | Gas Boiler - Maintenance | A | Purchases (Cumulative) | Achievable Technical Potential | 0 | 0 | 6.4094 | 10.8245 | 13.8282 | 16.1271 | 18.1066 | 19.79 | 21.2073 | 22.3906 | 23.3718 | 24.1805 | 24.8437 | 25.3513 | 25.7398 | 26.0372 | 26.2647 | 26.4701 | 26.6281 | 26.7617 | 26.8719 | 26.9594
F1_Industrial_Stone, Clay, and Glass_Existing_Space Heating_Natural Gas_Gas Furnace - Maintenance_A_Achievable Technical Potential | F1 | Industrial | Stone, Clay, and Glass | Existing | Space Heating | Natural Gas | Gas Furnace - Maintenance | A | Original Unit Energy Savings (kWh or therms) | Achievable Technical Potential | 0 | 0 | 0.0093975 | 0.0093456 | 0.0092937 | 0.0092423 | 0.0091918 | 0.0091426 | 0.0090951 | 0.0090495 | 0.0090061 | 0.0089653 | 0.0089269 | 0.0088907 | 0.0088567 | 0.0088247 | 0.0087946 | 0.0087662 | 0.0087395 | 0.0087144 | 0.0086907 | 0.0086685
F2_Industrial_Stone, Clay, and Glass_Existing_Space Heating_Natural Gas_Gas Furnace - Maintenance_A_Achievable Technical Potential | F2 | Industrial | Stone, Clay, and Glass | Existing | Space Heating | Natural Gas | Gas Furnace - Maintenance | A | Original Unit Summer Peak Savings (kW) | Achievable Technical Potential | 0 | 0 | 0 | 0 | 0 | 0 | 0 | 0 | 0 | 0 | 0 | 0 | 0 | 0 | 0 | 0 | 0 | 0 | 0 | 0 | 0 | 0
F3_Industrial_Stone, Clay, and Glass_Existing_Space Heating_Natural Gas_Gas Furnace - Maintenance_A_Achievable Technical Potential | F3 | Industrial | Stone, Clay, and Glass | Existing | Space Heating | Natural Gas | Gas Furnace - Maintenance | A | Original Unit Winter Peak Savings (kW) | Achievable Technical Potential | 0 | 0 | 0 | 0 | 0 | 0 | 0 | 0 | 0 | 0 | 0 | 0 | 0 | 0 | 0 | 0 | 0 | 0 | 0 | 0 | 0 | 0
F4_Industrial_Stone, Clay, and Glass_Existing_Space Heating_Natural Gas_Gas Furnace - Maintenance_A_Achievable Technical Potential | F4 | Industrial | Stone, Clay, and Glass | Existing | Space Heating | Natural Gas | Gas Furnace - Maintenance | A | Standalone Impact on Baseline Energy (%) | Achievable Technical Potential | 0% | 0% | 1.768e-05% | 3.028e-05% | 3.924e-05% | 4.642e-05% | 5.287e-05% | 5.861e-05% | 6.372e-05% | 6.825e-05% | 7.229e-05% | 7.591e-05% | 7.916e-05% | 8.2e-05% | 8.453e-05% | 8.682e-05% | 8.894e-05% | 9.103e-05% | 9.302e-05% | 9.496e-05% | 9.687e-05% | 9.874e-05%
F5_Industrial_Stone, Clay, and Glass_Existing_Space Heating_Natural Gas_Gas Furnace - Maintenance_A_Achievable Technical Potential | F5 | Industrial | Stone, Clay, and Glass | Existing | Space Heating | Natural Gas | Gas Furnace - Maintenance | A | Standalone Impact on Baseline Summer Peak (%) | Achievable Technical Potential | bar: 2019 to 2040
F6_Industrial_Stone, Clay, and Glass_Existing_Space Heating_Natural Gas_Gas Furnace - Maintenance_A_Achievable Technical Potential | F6 | Industrial | Stone, Clay, and Glass | Existing | Space Heating | Natural Gas | Gas Furnace - Maintenance | A | Standalone Impact on Baseline Winter Peak (%) | Achievable Technical Potential | bar: 2019 to 2040
F7_Industrial_Stone, Clay, and Glass_Existing_Space Heating_Natural Gas_Gas Furnace - Maintenance_A_Achievable Technical Potential | F7 | Industrial | Stone, Clay, and Glass | Existing | Space Heating | Natural Gas | Gas Furnace - Maintenance | A | Incremental Energy Savings (MWh or mTherms) | Achievable Technical Potential | 0 | 0 | 1.7334e-05 | 1.1874e-05 | 8.0334e-06 | 6.1146e-06 | 5.2362e-06 | 4.4291e-06 | 3.7095e-06 | 3.0817e-06 | 2.543e-06 | 2.0866e-06 | 1.7037e-06 | 1.2987e-06 | 9.9019e-07 | 7.5513e-07 | 5.7598e-07 | 5.1808e-07 | 3.9725e-07 | 3.3521e-07 | 2.7555e-07 | 2.1816e-07
F8_Industrial_Stone, Clay, and Glass_Existing_Space Heating_Natural Gas_Gas Furnace - Maintenance_A_Achievable Technical Potential | F8 | Industrial | Stone, Clay, and Glass | Existing | Space Heating | Natural Gas | Gas Furnace - Maintenance | A | Incremental Summer Peak Savings (MW) | Achievable Technical Potential | 0 | 0 | 0 | 0 | 0 | 0 | 0 | 0 | 0 | 0 | 0 | 0 | 0 | 0 | 0 | 0 | 0 | 0 | 0 | 0 | 0 | 0
F9_Industrial_Stone, Clay, and Glass_Existing_Space Heating_Natural Gas_Gas Furnace - Maintenance_A_Achievable Technical Potential | F9 | Industrial | Stone, Clay, and Glass | Existing | Space Heating | Natural Gas | Gas Furnace - Maintenance | A | Incremental Winter Peak Savings (MW) | Achievable Technical Potential | 0 | 0 | 0 | 0 | 0 | 0 | 0 | 0 | 0 | 0 | 0 | 0 | 0 | 0 | 0 | 0 | 0 | 0 | 0 | 0 | 0 | 0
F10_Industrial_Stone, Clay, and Glass_Existing_Space Heating_Natural Gas_Gas Furnace - Maintenance_A_Achievable Technical Potential | F10 | Industrial | Stone, Clay, and Glass | Existing | Space Heating | Natural Gas | Gas Furnace - Maintenance | A | Cumulative Energy Savings (MWh or mTherms) | Achievable Technical Potential | 0 | 0 | 1.7334e-05 | 2.9112e-05 | 3.6984e-05 | 4.2894e-05 | 4.7896e-05 | 5.2069e-05 | 5.5507e-05 | 5.831e-05 | 6.0574e-05 | 6.2386e-05 | 6.3823e-05 | 6.4863e-05 | 6.5605e-05 | 6.6123e-05 | 6.6473e-05 | 6.6777e-05 | 6.6971e-05 | 6.7113e-05 | 6.7207e-05 | 6.7253e-05
F11_Industrial_Stone, Clay, and Glass_Existing_Space Heating_Natural Gas_Gas Furnace - Maintenance_A_Achievable Technical Potential | F11 | Industrial | Stone, Clay, and Glass | Existing | Space Heating | Natural Gas | Gas Furnace - Maintenance | A | Cumulative Summer Peak Savings (MW) | Achievable Technical Potential | 0 | 0 | 0 | 0 | 0 | 0 | 0 | 0 | 0 | 0 | 0 | 0 | 0 | 0 | 0 | 0 | 0 | 0 | 0 | 0 | 0 | 0
F12_Industrial_Stone, Clay, and Glass_Existing_Space Heating_Natural Gas_Gas Furnace - Maintenance_A_Achievable Technical Potential | F12 | Industrial | Stone, Clay, and Glass | Existing | Space Heating | Natural Gas | Gas Furnace - Maintenance | A | Cumulative Winter Peak Savings (MW) | Achievable Technical Potential | 0 | 0 | 0 | 0 | 0 | 0 | 0 | 0 | 0 | 0 | 0 | 0 | 0 | 0 | 0 | 0 | 0 | 0 | 0 | 0 | 0 | 0
F13_Industrial_Stone, Clay, and Glass_Existing_Space Heating_Natural Gas_Gas Furnace - Maintenance_A_Achievable Technical Potential | F13 | Industrial | Stone, Clay, and Glass | Existing | Space Heating | Natural Gas | Gas Furnace - Maintenance | A | Purchases (Incremental) | Achievable Technical Potential | 0 | 0 | 1.8445 | 1.2706 | 0.8644 | 0.66159 | 0.56966 | 0.48444 | 0.40786 | 0.34054 | 0.28236 | 0.23274 | 0.19085 | 0.14607 | 0.1118 | 0.08557 | 0.065493 | 0.0591 | 0.045454 | 0.038466 | 0.031706 | 0.025167
F14_Industrial_Stone, Clay, and Glass_Existing_Space Heating_Natural Gas_Gas Furnace - Maintenance_A_Achievable Technical Potential | F14 | Industrial | Stone, Clay, and Glass | Existing | Space Heating | Natural Gas | Gas Furnace - Maintenance | A | Purchases (Cumulative) | Achievable Technical Potential | 0 | 0 | 1.8445 | 3.115 | 3.9794 | 4.641 | 5.2107 | 5.6951 | 6.103 | 6.4435 | 6.7259 | 6.9586 | 7.1495 | 7.2956 | 7.4074 | 7.4929 | 7.5584 | 7.6175 | 7.663 | 7.7014 | 7.7332 | 7.7583
F1_Industrial_Stone, Clay, and Glass_Existing_Space Heating_Natural Gas_Gas Boiler - Hot Water Reset_A_Achievable Technical Potential | F1 | Industrial | Stone, Clay, and Glass | Existing | Space Heating | Natural Gas | Gas Boiler - Hot Water Reset | A | Original Unit Energy Savings (kWh or therms) | Achievable Technical Potential | 0 | 0 | 25.8326 | 25.7677 | 25.7042 | 25.6422 | 25.5818 | 25.5231 | 25.4663 | 25.4114 | 25.3586 | 25.3079 | 25.2594 | 25.2131 | 25.1692 | 25.1277 | 25.0886 | 25.052 | 25.0179 | 24.9863 | 24.9574 | 24.9311
F2_Industrial_Stone, Clay, and Glass_Existing_Space Heating_Natural Gas_Gas Boiler - Hot Water Reset_A_Achievable Technical Potential | F2 | Industrial | Stone, Clay, and Glass | Existing | Space Heating | Natural Gas | Gas Boiler - Hot Water Reset | A | Original Unit Summer Peak Savings (kW) | Achievable Technical Potential | 0 | 0 | 0 | 0 | 0 | 0 | 0 | 0 | 0 | 0 | 0 | 0 | 0 | 0 | 0 | 0 | 0 | 0 | 0 | 0 | 0 | 0
F3_Industrial_Stone, Clay, and Glass_Existing_Space Heating_Natural Gas_Gas Boiler - Hot Water Reset_A_Achievable Technical Potential | F3 | Industrial | Stone, Clay, and Glass | Existing | Space Heating | Natural Gas | Gas Boiler - Hot Water Reset | A | Original Unit Winter Peak Savings (kW) | Achievable Technical Potential | 0 | 0 | 0 | 0 | 0 | 0 | 0 | 0 | 0 | 0 | 0 | 0 | 0 | 0 | 0 | 0 | 0 | 0 | 0 | 0 | 0 | 0
F4_Industrial_Stone, Clay, and Glass_Existing_Space Heating_Natural Gas_Gas Boiler - Hot Water Reset_A_Achievable Technical Potential | F4 | Industrial | Stone, Clay, and Glass | Existing | Space Heating | Natural Gas | Gas Boiler - Hot Water Reset | A | Standalone Impact on Baseline Energy (%) | Achievable Technical Potential | 0% | 0% | 0.007402% | 0.01662% | 0.02803% | 0.04143% | 0.05687% | 0.07508% | 0.09527% | 0.1162% | 0.1364% | 0.1544% | 0.1692% | 0.1801% | 0.1879% | 0.1934% | 0.1977% | 0.2015% | 0.2052% | 0.2088% | 0.2124% | 0.2161%
F5_Industrial_Stone, Clay, and Glass_Existing_Space Heating_Natural Gas_Gas Boiler - Hot Water Reset_A_Achievable Technical Potential | F5 | Industrial | Stone, Clay, and Glass | Existing | Space Heating | Natural Gas | Gas Boiler - Hot Water Reset | A | Standalone Impact on Baseline Summer Peak (%) | Achievable Technical Potential | bar: 2019 to 2040
F6_Industrial_Stone, Clay, and Glass_Existing_Space Heating_Natural Gas_Gas Boiler - Hot Water Reset_A_Achievable Technical Potential | F6 | Industrial | Stone, Clay, and Glass | Existing | Space Heating | Natural Gas | Gas Boiler - Hot Water Reset | A | Standalone Impact on Baseline Winter Peak (%) | Achievable Technical Potential | bar: 2019 to 2040
F7_Industrial_Stone, Clay, and Glass_Existing_Space Heating_Natural Gas_Gas Boiler - Hot Water Reset_A_Achievable Technical Potential | F7 | Industrial | Stone, Clay, and Glass | Existing | Space Heating | Natural Gas | Gas Boiler - Hot Water Reset | A | Incremental Energy Savings (MWh or mTherms) | Achievable Technical Potential | 0 | 0 | 0.0072576 | 0.0087356 | 0.01048 | 0.011927 | 0.013338 | 0.015289 | 0.016447 | 0.016476 | 0.015228 | 0.012838 | 0.0097446 | 0.0063264 | 0.0036038 | 0.0017024 | 0.00070673 | 0.00025219 | 7.731e-05 | 1.6539e-05 | 2.6685e-06 | 3.1446e-07
F8_Industrial_Stone, Clay, and Glass_Existing_Space Heating_Natural Gas_Gas Boiler - Hot Water Reset_A_Achievable Technical Potential | F8 | Industrial | Stone, Clay, and Glass | Existing | Space Heating | Natural Gas | Gas Boiler - Hot Water Reset | A | Incremental Summer Peak Savings (MW) | Achievable Technical Potential | 0 | 0 | 0 | 0 | 0 | 0 | 0 | 0 | 0 | 0 | 0 | 0 | 0 | 0 | 0 | 0 | 0 | 0 | 0 | 0 | 0 | 0
F9_Industrial_Stone, Clay, and Glass_Existing_Space Heating_Natural Gas_Gas Boiler - Hot Water Reset_A_Achievable Technical Potential | F9 | Industrial | Stone, Clay, and Glass | Existing | Space Heating | Natural Gas | Gas Boiler - Hot Water Reset | A | Incremental Winter Peak Savings (MW) | Achievable Technical Potential | 0 | 0 | 0 | 0 | 0 | 0 | 0 | 0 | 0 | 0 | 0 | 0 | 0 | 0 | 0 | 0 | 0 | 0 | 0 | 0 | 0 | 0
F10_Industrial_Stone, Clay, and Glass_Existing_Space Heating_Natural Gas_Gas Boiler - Hot Water Reset_A_Achievable Technical Potential | F10 | Industrial | Stone, Clay, and Glass | Existing | Space Heating | Natural Gas | Gas Boiler - Hot Water Reset | A | Cumulative Energy Savings (MWh or mTherms) | Achievable Technical Potential | 0 | 0 | 0.0072576 | 0.015975 | 0.026415 | 0.038278 | 0.051526 | 0.066697 | 0.082995 | 0.099293 | 0.11431 | 0.12692 | 0.13642 | 0.1425 | 0.14586 | 0.14732 | 0.1478 | 0.14783 | 0.14771 | 0.14754 | 0.14737 | 0.14722
F11_Industrial_Stone, Clay, and Glass_Existing_Space Heating_Natural Gas_Gas Boiler - Hot Water Reset_A_Achievable Technical Potential | F11 | Industrial | Stone, Clay, and Glass | Existing | Space Heating | Natural Gas | Gas Boiler - Hot Water Reset | A | Cumulative Summer Peak Savings (MW) | Achievable Technical Potential | 0 | 0 | 0 | 0 | 0 | 0 | 0 | 0 | 0 | 0 | 0 | 0 | 0 | 0 | 0 | 0 | 0 | 0 | 0 | 0 | 0 | 0
F12_Industrial_Stone, Clay, and Glass_Existing_Space Heating_Natural Gas_Gas Boiler - Hot Water Reset_A_Achievable Technical Potential | F12 | Industrial | Stone, Clay, and Glass | Existing | Space Heating | Natural Gas | Gas Boiler - Hot Water Reset | A | Cumulative Winter Peak Savings (MW) | Achievable Technical Potential | 0 | 0 | 0 | 0 | 0 | 0 | 0 | 0 | 0 | 0 | 0 | 0 | 0 | 0 | 0 | 0 | 0 | 0 | 0 | 0 | 0 | 0
F13_Industrial_Stone, Clay, and Glass_Existing_Space Heating_Natural Gas_Gas Boiler - Hot Water Reset_A_Achievable Technical Potential | F13 | Industrial | Stone, Clay, and Glass | Existing | Space Heating | Natural Gas | Gas Boiler - Hot Water Reset | A | Purchases (Incremental) | Achievable Technical Potential | 0 | 0 | 0.28095 | 0.33901 | 0.4077 | 0.46512 | 0.52138 | 0.59904 | 0.64583 | 0.64838 | 0.60049 | 0.50727 | 0.38578 | 0.25092 | 0.14318 | 0.06775 | 0.028169 | 0.010067 | 0.0030902 | 0.00066191 | 0.00010692 | 1.2613e-05
F14_Industrial_Stone, Clay, and Glass_Existing_Space Heating_Natural Gas_Gas Boiler - Hot Water Reset_A_Achievable Technical Potential | F14 | Industrial | Stone, Clay, and Glass | Existing | Space Heating | Natural Gas | Gas Boiler - Hot Water Reset | A | Purchases (Cumulative) | Achievable Technical Potential | 0 | 0 | 0.28095 | 0.61996 | 1.0277 | 1.4928 | 2.0142 | 2.6132 | 3.259 | 3.9074 | 4.5079 | 5.0152 | 5.401 | 5.6519 | 5.795 | 5.8628 | 5.891 | 5.901 | 5.9041 | 5.9048 | 5.9049 | 5.9049
F1_Industrial_Stone, Clay, and Glass_Existing_Process_Natural Gas_Gas Boiler - Hot Water Reset_A_Achievable Technical Potential | F1 | Industrial | Stone, Clay, and Glass | Existing | Process | Natural Gas | Gas Boiler - Hot Water Reset | A | Original Unit Energy Savings (kWh or therms) | Achievable Technical Potential | 0 | 0 | 7.6538 | 7.6538 | 7.6538 | 7.6538 | 7.6538 | 7.6538 | 7.6538 | 7.6538 | 7.6538 | 7.6538 | 7.6538 | 7.6538 | 7.6538 | 7.6538 | 7.6538 | 7.6538 | 7.6538 | 7.6538 | 7.6538 | 7.6538
F2_Industrial_Stone, Clay, and Glass_Existing_Process_Natural Gas_Gas Boiler - Hot Water Reset_A_Achievable Technical Potential | F2 | Industrial | Stone, Clay, and Glass | Existing | Process | Natural Gas | Gas Boiler - Hot Water Reset | A | Original Unit Summer Peak Savings (kW) | Achievable Technical Potential | 0 | 0 | 0 | 0 | 0 | 0 | 0 | 0 | 0 | 0 | 0 | 0 | 0 | 0 | 0 | 0 | 0 | 0 | 0 | 0 | 0 | 0
F3_Industrial_Stone, Clay, and Glass_Existing_Process_Natural Gas_Gas Boiler - Hot Water Reset_A_Achievable Technical Potential | F3 | Industrial | Stone, Clay, and Glass | Existing | Process | Natural Gas | Gas Boiler - Hot Water Reset | A | Original Unit Winter Peak Savings (kW) | Achievable Technical Potential | 0 | 0 | 0 | 0 | 0 | 0 | 0 | 0 | 0 | 0 | 0 | 0 | 0 | 0 | 0 | 0 | 0 | 0 | 0 | 0 | 0 | 0
F4_Industrial_Stone, Clay, and Glass_Existing_Process_Natural Gas_Gas Boiler - Hot Water Reset_A_Achievable Technical Potential | F4 | Industrial | Stone, Clay, and Glass | Existing | Process | Natural Gas | Gas Boiler - Hot Water Reset | A | Standalone Impact on Baseline Energy (%) | Achievable Technical Potential | 0% | 0% | 0.001242% | 0.002789% | 0.004704% | 0.006952% | 0.009545% | 0.0126% | 0.01599% | 0.01951% | 0.0229% | 0.02593% | 0.02841% | 0.03025% | 0.03156% | 0.03249% | 0.03322% | 0.03386% | 0.03447% | 0.03508% | 0.0357% | 0.03633%
F5_Industrial_Stone, Clay, and Glass_Existing_Process_Natural Gas_Gas Boiler - Hot Water Reset_A_Achievable Technical Potential | F5 | Industrial | Stone, Clay, and Glass | Existing | Process | Natural Gas | Gas Boiler - Hot Water Reset | A | Standalone Impact on Baseline Summer Peak (%) | Achievable Technical Potential | bar: 2019 to 2040
F6_Industrial_Stone, Clay, and Glass_Existing_Process_Natural Gas_Gas Boiler - Hot Water Reset_A_Achievable Technical Potential | F6 | Industrial | Stone, Clay, and Glass | Existing | Process | Natural Gas | Gas Boiler - Hot Water Reset | A | Standalone Impact on Baseline Winter Peak (%) | Achievable Technical Potential | bar: 2019 to 2040
F7_Industrial_Stone, Clay, and Glass_Existing_Process_Natural Gas_Gas Boiler - Hot Water Reset_A_Achievable Technical Potential | F7 | Industrial | Stone, Clay, and Glass | Existing | Process | Natural Gas | Gas Boiler - Hot Water Reset | A | Incremental Energy Savings (MWh or mTherms) | Achievable Technical Potential | 0 | 0 | 0.023841 | 0.028768 | 0.034597 | 0.039469 | 0.044243 | 0.050834 | 0.054804 | 0.055021 | 0.050957 | 0.043046 | 0.032737 | 0.021292 | 0.01215 | 0.0057492 | 0.0023904 | 0.00085425 | 0.00026223 | 5.6169e-05 | 9.0734e-06 | 1.0703e-06
F8_Industrial_Stone, Clay, and Glass_Existing_Process_Natural Gas_Gas Boiler - Hot Water Reset_A_Achievable Technical Potential | F8 | Industrial | Stone, Clay, and Glass | Existing | Process | Natural Gas | Gas Boiler - Hot Water Reset | A | Incremental Summer Peak Savings (MW) | Achievable Technical Potential | 0 | 0 | 0 | 0 | 0 | 0 | 0 | 0 | 0 | 0 | 0 | 0 | 0 | 0 | 0 | 0 | 0 | 0 | 0 | 0 | 0 | 0
F9_Industrial_Stone, Clay, and Glass_Existing_Process_Natural Gas_Gas Boiler - Hot Water Reset_A_Achievable Technical Potential | F9 | Industrial | Stone, Clay, and Glass | Existing | Process | Natural Gas | Gas Boiler - Hot Water Reset | A | Incremental Winter Peak Savings (MW) | Achievable Technical Potential | 0 | 0 | 0 | 0 | 0 | 0 | 0 | 0 | 0 | 0 | 0 | 0 | 0 | 0 | 0 | 0 | 0 | 0 | 0 | 0 | 0 | 0
F10_Industrial_Stone, Clay, and Glass_Existing_Process_Natural Gas_Gas Boiler - Hot Water Reset_A_Achievable Technical Potential | F10 | Industrial | Stone, Clay, and Glass | Existing | Process | Natural Gas | Gas Boiler - Hot Water Reset | A | Cumulative Energy Savings (MWh or mTherms) | Achievable Technical Potential | 0 | 0 | 0.023841 | 0.052609 | 0.087206 | 0.12667 | 0.17092 | 0.22175 | 0.27656 | 0.33158 | 0.38253 | 0.42558 | 0.45832 | 0.47961 | 0.49176 | 0.49751 | 0.4999 | 0.50075 | 0.50101 | 0.50107 | 0.50108 | 0.50108
F11_Industrial_Stone, Clay, and Glass_Existing_Process_Natural Gas_Gas Boiler - Hot Water Reset_A_Achievable Technical Potential | F11 | Industrial | Stone, Clay, and Glass | Existing | Process | Natural Gas | Gas Boiler - Hot Water Reset | A | Cumulative Summer Peak Savings (MW) | Achievable Technical Potential | 0 | 0 | 0 | 0 | 0 | 0 | 0 | 0 | 0 | 0 | 0 | 0 | 0 | 0 | 0 | 0 | 0 | 0 | 0 | 0 | 0 | 0
F12_Industrial_Stone, Clay, and Glass_Existing_Process_Natural Gas_Gas Boiler - Hot Water Reset_A_Achievable Technical Potential | F12 | Industrial | Stone, Clay, and Glass | Existing | Process | Natural Gas | Gas Boiler - Hot Water Reset | A | Cumulative Winter Peak Savings (MW) | Achievable Technical Potential | 0 | 0 | 0 | 0 | 0 | 0 | 0 | 0 | 0 | 0 | 0 | 0 | 0 | 0 | 0 | 0 | 0 | 0 | 0 | 0 | 0 | 0
F13_Industrial_Stone, Clay, and Glass_Existing_Process_Natural Gas_Gas Boiler - Hot Water Reset_A_Achievable Technical Potential | F13 | Industrial | Stone, Clay, and Glass | Existing | Process | Natural Gas | Gas Boiler - Hot Water Reset | A | Purchases (Incremental) | Achievable Technical Potential | 0 | 0 | 3.1149 | 3.7587 | 4.5202 | 5.1568 | 5.7805 | 6.6416 | 7.1603 | 7.1887 | 6.6577 | 5.6242 | 4.2772 | 2.7819 | 1.5875 | 0.75115 | 0.31232 | 0.11161 | 0.034261 | 0.0073387 | 0.0011855 | 0.00013984
F14_Industrial_Stone, Clay, and Glass_Existing_Process_Natural Gas_Gas Boiler - Hot Water Reset_A_Achievable Technical Potential | F14 | Industrial | Stone, Clay, and Glass | Existing | Process | Natural Gas | Gas Boiler - Hot Water Reset | A | Purchases (Cumulative) | Achievable Technical Potential | 0 | 0 | 3.1149 | 6.8736 | 11.3938 | 16.5505 | 22.3311 | 28.9727 | 36.133 | 43.3217 | 49.9793 | 55.6035 | 59.8807 | 62.6626 | 64.25 | 65.0012 | 65.3135 | 65.4251 | 65.4594 | 65.4667 | 65.4679 | 65.468
F1_Industrial_Stone, Clay, and Glass_Existing_Space Heating_Natural Gas_Steam Trap Maintenance_A_Achievable Technical Potential | F1 | Industrial | Stone, Clay, and Glass | Existing | Space Heating | Natural Gas | Steam Trap Maintenance | A | Original Unit Energy Savings (kWh or therms) | Achievable Technical Potential | 0 | 0 | 9.1261 | 9.1032 | 9.0808 | 9.0589 | 9.0375 | 9.0168 | 8.9967 | 8.9773 | 8.9587 | 8.9407 | 8.9236 | 8.9073 | 8.8918 | 8.8771 | 8.8633 | 8.8503 | 8.8383 | 8.8271 | 8.8169 | 8.8076
F2_Industrial_Stone, Clay, and Glass_Existing_Space Heating_Natural Gas_Steam Trap Maintenance_A_Achievable Technical Potential | F2 | Industrial | Stone, Clay, and Glass | Existing | Space Heating | Natural Gas | Steam Trap Maintenance | A | Original Unit Summer Peak Savings (kW) | Achievable Technical Potential | 0 | 0 | 0 | 0 | 0 | 0 | 0 | 0 | 0 | 0 | 0 | 0 | 0 | 0 | 0 | 0 | 0 | 0 | 0 | 0 | 0 | 0
F3_Industrial_Stone, Clay, and Glass_Existing_Space Heating_Natural Gas_Steam Trap Maintenance_A_Achievable Technical Potential | F3 | Industrial | Stone, Clay, and Glass | Existing | Space Heating | Natural Gas | Steam Trap Maintenance | A | Original Unit Winter Peak Savings (kW) | Achievable Technical Potential | 0 | 0 | 0 | 0 | 0 | 0 | 0 | 0 | 0 | 0 | 0 | 0 | 0 | 0 | 0 | 0 | 0 | 0 | 0 | 0 | 0 | 0
F4_Industrial_Stone, Clay, and Glass_Existing_Space Heating_Natural Gas_Steam Trap Maintenance_A_Achievable Technical Potential | F4 | Industrial | Stone, Clay, and Glass | Existing | Space Heating | Natural Gas | Steam Trap Maintenance | A | Standalone Impact on Baseline Energy (%) | Achievable Technical Potential | 0% | 0% | 0.00146% | 0.002944% | 0.004455% | 0.005992% | 0.007556% | 0.009147% | 0.01077% | 0.01241% | 0.01409% | 0.01579% | 0.01753% | 0.01929% | 0.02108% | 0.02291% | 0.02477% | 0.02665% | 0.02858% | 0.03053% | 0.03252% | 0.03455%
F5_Industrial_Stone, Clay, and Glass_Existing_Space Heating_Natural Gas_Steam Trap Maintenance_A_Achievable Technical Potential | F5 | Industrial | Stone, Clay, and Glass | Existing | Space Heating | Natural Gas | Steam Trap Maintenance | A | Standalone Impact on Baseline Summer Peak (%) | Achievable Technical Potential | bar: 2019 to 2040
F6_Industrial_Stone, Clay, and Glass_Existing_Space Heating_Natural Gas_Steam Trap Maintenance_A_Achievable Technical Potential | F6 | Industrial | Stone, Clay, and Glass | Existing | Space Heating | Natural Gas | Steam Trap Maintenance | A | Standalone Impact on Baseline Winter Peak (%) | Achievable Technical Potential | bar: 2019 to 2040
F7_Industrial_Stone, Clay, and Glass_Existing_Space Heating_Natural Gas_Steam Trap Maintenance_A_Achievable Technical Potential | F7 | Industrial | Stone, Clay, and Glass | Existing | Space Heating | Natural Gas | Steam Trap Maintenance | A | Incremental Energy Savings (MWh or mTherms) | Achievable Technical Potential | 0 | 0 | 0.0014311 | 0.0014029 | 0.0013753 | 0.0013483 | 0.0013219 | 0.0012962 | 0.001271 | 0.0012464 | 0.0012223 | 0.0011989 | 0.0011759 | 0.0011535 | 0.0011317 | 0.0011103 | 0.0010895 | 0.0010691 | 0.0010493 | 0.0010299 | 0.001011 | 0.00099248
F8_Industrial_Stone, Clay, and Glass_Existing_Space Heating_Natural Gas_Steam Trap Maintenance_A_Achievable Technical Potential | F8 | Industrial | Stone, Clay, and Glass | Existing | Space Heating | Natural Gas | Steam Trap Maintenance | A | Incremental Summer Peak Savings (MW) | Achievable Technical Potential | 0 | 0 | 0 | 0 | 0 | 0 | 0 | 0 | 0 | 0 | 0 | 0 | 0 | 0 | 0 | 0 | 0 | 0 | 0 | 0 | 0 | 0
F9_Industrial_Stone, Clay, and Glass_Existing_Space Heating_Natural Gas_Steam Trap Maintenance_A_Achievable Technical Potential | F9 | Industrial | Stone, Clay, and Glass | Existing | Space Heating | Natural Gas | Steam Trap Maintenance | A | Incremental Winter Peak Savings (MW) | Achievable Technical Potential | 0 | 0 | 0 | 0 | 0 | 0 | 0 | 0 | 0 | 0 | 0 | 0 | 0 | 0 | 0 | 0 | 0 | 0 | 0 | 0 | 0 | 0
F10_Industrial_Stone, Clay, and Glass_Existing_Space Heating_Natural Gas_Steam Trap Maintenance_A_Achievable Technical Potential | F10 | Industrial | Stone, Clay, and Glass | Existing | Space Heating | Natural Gas | Steam Trap Maintenance | A | Cumulative Energy Savings (MWh or mTherms) | Achievable Technical Potential | 0 | 0 | 0.0014311 | 0.0028303 | 0.0041986 | 0.0055368 | 0.0068456 | 0.0081261 | 0.009379 | 0.010605 | 0.011805 | 0.012981 | 0.014132 | 0.015259 | 0.016364 | 0.017448 | 0.01851 | 0.019552 | 0.020575 | 0.021579 | 0.022565 | 0.023534
F11_Industrial_Stone, Clay, and Glass_Existing_Space Heating_Natural Gas_Steam Trap Maintenance_A_Achievable Technical Potential | F11 | Industrial | Stone, Clay, and Glass | Existing | Space Heating | Natural Gas | Steam Trap Maintenance | A | Cumulative Summer Peak Savings (MW) | Achievable Technical Potential | 0 | 0 | 0 | 0 | 0 | 0 | 0 | 0 | 0 | 0 | 0 | 0 | 0 | 0 | 0 | 0 | 0 | 0 | 0 | 0 | 0 | 0
F12_Industrial_Stone, Clay, and Glass_Existing_Space Heating_Natural Gas_Steam Trap Maintenance_A_Achievable Technical Potential | F12 | Industrial | Stone, Clay, and Glass | Existing | Space Heating | Natural Gas | Steam Trap Maintenance | A | Cumulative Winter Peak Savings (MW) | Achievable Technical Potential | 0 | 0 | 0 | 0 | 0 | 0 | 0 | 0 | 0 | 0 | 0 | 0 | 0 | 0 | 0 | 0 | 0 | 0 | 0 | 0 | 0 | 0
F13_Industrial_Stone, Clay, and Glass_Existing_Space Heating_Natural Gas_Steam Trap Maintenance_A_Achievable Technical Potential | F13 | Industrial | Stone, Clay, and Glass | Existing | Space Heating | Natural Gas | Steam Trap Maintenance | A | Purchases (Incremental) | Achievable Technical Potential | 0 | 0 | 0.15681 | 0.15411 | 0.15145 | 0.14884 | 0.14627 | 0.14375 | 0.14127 | 0.13883 | 0.13644 | 0.13409 | 0.13178 | 0.1295 | 0.12727 | 0.12508 | 0.12292 | 0.1208 | 0.11872 | 0.11667 | 0.11466 | 0.11268
F14_Industrial_Stone, Clay, and Glass_Existing_Space Heating_Natural Gas_Steam Trap Maintenance_A_Achievable Technical Potential | F14 | Industrial | Stone, Clay, and Glass | Existing | Space Heating | Natural Gas | Steam Trap Maintenance | A | Purchases (Cumulative) | Achievable Technical Potential | 0 | 0 | 0.15681 | 0.31091 | 0.46236 | 0.6112 | 0.75747 | 0.90122 | 1.0425 | 1.1813 | 1.3178 | 1.4519 | 1.5836 | 1.7131 | 1.8404 | 1.9655 | 2.0884 | 2.2092 | 2.3279 | 2.4446 | 2.5593 | 2.6719
F1_Industrial_Stone, Clay, and Glass_Existing_Process_Natural Gas_Steam Trap Maintenance_A_Achievable Technical Potential | F1 | Industrial | Stone, Clay, and Glass | Existing | Process | Natural Gas | Steam Trap Maintenance | A | Original Unit Energy Savings (kWh or therms) | Achievable Technical Potential | 0 | 0 | 5.4079 | 5.4079 | 5.4079 | 5.4079 | 5.4079 | 5.4079 | 5.4079 | 5.4079 | 5.4079 | 5.4079 | 5.4079 | 5.4079 | 5.4079 | 5.4079 | 5.4079 | 5.4079 | 5.4079 | 5.4079 | 5.4079 | 5.4079
F2_Industrial_Stone, Clay, and Glass_Existing_Process_Natural Gas_Steam Trap Maintenance_A_Achievable Technical Potential | F2 | Industrial | Stone, Clay, and Glass | Existing | Process | Natural Gas | Steam Trap Maintenance | A | Original Unit Summer Peak Savings (kW) | Achievable Technical Potential | 0 | 0 | 0 | 0 | 0 | 0 | 0 | 0 | 0 | 0 | 0 | 0 | 0 | 0 | 0 | 0 | 0 | 0 | 0 | 0 | 0 | 0
F3_Industrial_Stone, Clay, and Glass_Existing_Process_Natural Gas_Steam Trap Maintenance_A_Achievable Technical Potential | F3 | Industrial | Stone, Clay, and Glass | Existing | Process | Natural Gas | Steam Trap Maintenance | A | Original Unit Winter Peak Savings (kW) | Achievable Technical Potential | 0 | 0 | 0 | 0 | 0 | 0 | 0 | 0 | 0 | 0 | 0 | 0 | 0 | 0 | 0 | 0 | 0 | 0 | 0 | 0 | 0 | 0
F4_Industrial_Stone, Clay, and Glass_Existing_Process_Natural Gas_Steam Trap Maintenance_A_Achievable Technical Potential | F4 | Industrial | Stone, Clay, and Glass | Existing | Process | Natural Gas | Steam Trap Maintenance | A | Standalone Impact on Baseline Energy (%) | Achievable Technical Potential | 0% | 0% | 0.0004898% | 0.0009882% | 0.001495% | 0.002011% | 0.002536% | 0.003071% | 0.003614% | 0.004167% | 0.00473% | 0.005303% | 0.005886% | 0.006479% | 0.007082% | 0.007697% | 0.008321% | 0.008957% | 0.009604% | 0.01026% | 0.01093% | 0.01161%
F5_Industrial_Stone, Clay, and Glass_Existing_Process_Natural Gas_Steam Trap Maintenance_A_Achievable Technical Potential | F5 | Industrial | Stone, Clay, and Glass | Existing | Process | Natural Gas | Steam Trap Maintenance | A | Standalone Impact on Baseline Summer Peak (%) | Achievable Technical Potential | bar: 2019 to 2040
F6_Industrial_Stone, Clay, and Glass_Existing_Process_Natural Gas_Steam Trap Maintenance_A_Achievable Technical Potential | F6 | Industrial | Stone, Clay, and Glass | Existing | Process | Natural Gas | Steam Trap Maintenance | A | Standalone Impact on Baseline Winter Peak (%) | Achievable Technical Potential | bar: 2019 to 2040
F7_Industrial_Stone, Clay, and Glass_Existing_Process_Natural Gas_Steam Trap Maintenance_A_Achievable Technical Potential | F7 | Industrial | Stone, Clay, and Glass | Existing | Process | Natural Gas | Steam Trap Maintenance | A | Incremental Energy Savings (MWh or mTherms) | Achievable Technical Potential | 0 | 0 | 0.0094018 | 0.0092397 | 0.0090804 | 0.0089239 | 0.00877 | 0.0086188 | 0.0084702 | 0.0083242 | 0.0081807 | 0.0080396 | 0.007901 | 0.0077648 | 0.0076309 | 0.0074993 | 0.00737 | 0.007243 | 0.0071181 | 0.0069954 | 0.0068747 | 0.0067562
F8_Industrial_Stone, Clay, and Glass_Existing_Process_Natural Gas_Steam Trap Maintenance_A_Achievable Technical Potential | F8 | Industrial | Stone, Clay, and Glass | Existing | Process | Natural Gas | Steam Trap Maintenance | A | Incremental Summer Peak Savings (MW) | Achievable Technical Potential | 0 | 0 | 0 | 0 | 0 | 0 | 0 | 0 | 0 | 0 | 0 | 0 | 0 | 0 | 0 | 0 | 0 | 0 | 0 | 0 | 0 | 0
F9_Industrial_Stone, Clay, and Glass_Existing_Process_Natural Gas_Steam Trap Maintenance_A_Achievable Technical Potential | F9 | Industrial | Stone, Clay, and Glass | Existing | Process | Natural Gas | Steam Trap Maintenance | A | Incremental Winter Peak Savings (MW) | Achievable Technical Potential | 0 | 0 | 0 | 0 | 0 | 0 | 0 | 0 | 0 | 0 | 0 | 0 | 0 | 0 | 0 | 0 | 0 | 0 | 0 | 0 | 0 | 0
F10_Industrial_Stone, Clay, and Glass_Existing_Process_Natural Gas_Steam Trap Maintenance_A_Achievable Technical Potential | F10 | Industrial | Stone, Clay, and Glass | Existing | Process | Natural Gas | Steam Trap Maintenance | A | Cumulative Energy Savings (MWh or mTherms) | Achievable Technical Potential | 0 | 0 | 0.0094018 | 0.018642 | 0.027722 | 0.036646 | 0.045416 | 0.054035 | 0.062505 | 0.070829 | 0.07901 | 0.087049 | 0.09495 | 0.10272 | 0.11035 | 0.11785 | 0.12522 | 0.13246 | 0.13958 | 0.14657 | 0.15345 | 0.1602
F11_Industrial_Stone, Clay, and Glass_Existing_Process_Natural Gas_Steam Trap Maintenance_A_Achievable Technical Potential | F11 | Industrial | Stone, Clay, and Glass | Existing | Process | Natural Gas | Steam Trap Maintenance | A | Cumulative Summer Peak Savings (MW) | Achievable Technical Potential | 0 | 0 | 0 | 0 | 0 | 0 | 0 | 0 | 0 | 0 | 0 | 0 | 0 | 0 | 0 | 0 | 0 | 0 | 0 | 0 | 0 | 0
F12_Industrial_Stone, Clay, and Glass_Existing_Process_Natural Gas_Steam Trap Maintenance_A_Achievable Technical Potential | F12 | Industrial | Stone, Clay, and Glass | Existing | Process | Natural Gas | Steam Trap Maintenance | A | Cumulative Winter Peak Savings (MW) | Achievable Technical Potential | 0 | 0 | 0 | 0 | 0 | 0 | 0 | 0 | 0 | 0 | 0 | 0 | 0 | 0 | 0 | 0 | 0 | 0 | 0 | 0 | 0 | 0
F13_Industrial_Stone, Clay, and Glass_Existing_Process_Natural Gas_Steam Trap Maintenance_A_Achievable Technical Potential | F13 | Industrial | Stone, Clay, and Glass | Existing | Process | Natural Gas | Steam Trap Maintenance | A | Purchases (Incremental) | Achievable Technical Potential | 0 | 0 | 1.7385 | 1.7086 | 1.6791 | 1.6502 | 1.6217 | 1.5938 | 1.5663 | 1.5393 | 1.5127 | 1.4866 | 1.461 | 1.4358 | 1.4111 | 1.3867 | 1.3628 | 1.3393 | 1.3162 | 1.2936 | 1.2712 | 1.2493
F14_Industrial_Stone, Clay, and Glass_Existing_Process_Natural Gas_Steam Trap Maintenance_A_Achievable Technical Potential | F14 | Industrial | Stone, Clay, and Glass | Existing | Process | Natural Gas | Steam Trap Maintenance | A | Purchases (Cumulative) | Achievable Technical Potential | 0 | 0 | 1.7385 | 3.4471 | 5.1262 | 6.7764 | 8.3981 | 9.9919 | 11.5581 | 13.0974 | 14.6101 | 16.0968 | 17.5578 | 18.9936 | 20.4047 | 21.7915 | 23.1543 | 24.4936 | 25.8099 | 27.1034 | 28.3747 | 29.624
F1_Industrial_Stone, Clay, and Glass_Existing_Space Heating_Natural Gas_Gas Boiler - High Turndown_A_Achievable Technical Potential | F1 | Industrial | Stone, Clay, and Glass | Existing | Space Heating | Natural Gas | Gas Boiler - High Turndown | A | Original Unit Energy Savings (kWh or therms) | Achievable Technical Potential | 0 | 0 | 9.6872 | 9.6629 | 9.6391 | 9.6158 | 9.5932 | 9.5712 | 9.5499 | 9.5293 | 9.5095 | 9.4905 | 9.4723 | 9.4549 | 9.4385 | 9.4229 | 9.4082 | 9.3945 | 9.3817 | 9.3699 | 9.359 | 9.3492
F2_Industrial_Stone, Clay, and Glass_Existing_Space Heating_Natural Gas_Gas Boiler - High Turndown_A_Achievable Technical Potential | F2 | Industrial | Stone, Clay, and Glass | Existing | Space Heating | Natural Gas | Gas Boiler - High Turndown | A | Original Unit Summer Peak Savings (kW) | Achievable Technical Potential | 0 | 0 | 0 | 0 | 0 | 0 | 0 | 0 | 0 | 0 | 0 | 0 | 0 | 0 | 0 | 0 | 0 | 0 | 0 | 0 | 0 | 0
F3_Industrial_Stone, Clay, and Glass_Existing_Space Heating_Natural Gas_Gas Boiler - High Turndown_A_Achievable Technical Potential | F3 | Industrial | Stone, Clay, and Glass | Existing | Space Heating | Natural Gas | Gas Boiler - High Turndown | A | Original Unit Winter Peak Savings (kW) | Achievable Technical Potential | 0 | 0 | 0 | 0 | 0 | 0 | 0 | 0 | 0 | 0 | 0 | 0 | 0 | 0 | 0 | 0 | 0 | 0 | 0 | 0 | 0 | 0
F4_Industrial_Stone, Clay, and Glass_Existing_Space Heating_Natural Gas_Gas Boiler - High Turndown_A_Achievable Technical Potential | F4 | Industrial | Stone, Clay, and Glass | Existing | Space Heating | Natural Gas | Gas Boiler - High Turndown | A | Standalone Impact on Baseline Energy (%) | Achievable Technical Potential | 0% | 0% | 0.004236% | 0.008546% | 0.01293% | 0.01739% | 0.02193% | 0.02613% | 0.02963% | 0.03259% | 0.03511% | 0.03728% | 0.03918% | 0.04086% | 0.04237% | 0.04375% | 0.04502% | 0.04621% | 0.04702% | 0.04785% | 0.04868% | 0.04954%
F5_Industrial_Stone, Clay, and Glass_Existing_Space Heating_Natural Gas_Gas Boiler - High Turndown_A_Achievable Technical Potential | F5 | Industrial | Stone, Clay, and Glass | Existing | Space Heating | Natural Gas | Gas Boiler - High Turndown | A | Standalone Impact on Baseline Summer Peak (%) | Achievable Technical Potential | bar: 2019 to 2040
F6_Industrial_Stone, Clay, and Glass_Existing_Space Heating_Natural Gas_Gas Boiler - High Turndown_A_Achievable Technical Potential | F6 | Industrial | Stone, Clay, and Glass | Existing | Space Heating | Natural Gas | Gas Boiler - High Turndown | A | Standalone Impact on Baseline Winter Peak (%) | Achievable Technical Potential | bar: 2019 to 2040
F7_Industrial_Stone, Clay, and Glass_Existing_Space Heating_Natural Gas_Gas Boiler - High Turndown_A_Achievable Technical Potential | F7 | Industrial | Stone, Clay, and Glass | Existing | Space Heating | Natural Gas | Gas Boiler - High Turndown | A | Incremental Energy Savings (MWh or mTherms) | Achievable Technical Potential | 0 | 0 | 0.0041536 | 0.0040718 | 0.0039917 | 0.0039134 | 0.0038369 | 0.0033859 | 0.0026561 | 0.0020837 | 0.0016348 | 0.0012827 | 0.0010066 | 0.00078992 | 0.00061996 | 0.00048661 | 0.00038198 | 0.00029988 | 2.0074e-06 | 7.0368e-07 | 2.3548e-07 | 7.5384e-08
F8_Industrial_Stone, Clay, and Glass_Existing_Space Heating_Natural Gas_Gas Boiler - High Turndown_A_Achievable Technical Potential | F8 | Industrial | Stone, Clay, and Glass | Existing | Space Heating | Natural Gas | Gas Boiler - High Turndown | A | Incremental Summer Peak Savings (MW) | Achievable Technical Potential | 0 | 0 | 0 | 0 | 0 | 0 | 0 | 0 | 0 | 0 | 0 | 0 | 0 | 0 | 0 | 0 | 0 | 0 | 0 | 0 | 0 | 0
F9_Industrial_Stone, Clay, and Glass_Existing_Space Heating_Natural Gas_Gas Boiler - High Turndown_A_Achievable Technical Potential | F9 | Industrial | Stone, Clay, and Glass | Existing | Space Heating | Natural Gas | Gas Boiler - High Turndown | A | Incremental Winter Peak Savings (MW) | Achievable Technical Potential | 0 | 0 | 0 | 0 | 0 | 0 | 0 | 0 | 0 | 0 | 0 | 0 | 0 | 0 | 0 | 0 | 0 | 0 | 0 | 0 | 0 | 0
F10_Industrial_Stone, Clay, and Glass_Existing_Space Heating_Natural Gas_Gas Boiler - High Turndown_A_Achievable Technical Potential | F10 | Industrial | Stone, Clay, and Glass | Existing | Space Heating | Natural Gas | Gas Boiler - High Turndown | A | Cumulative Energy Savings (MWh or mTherms) | Achievable Technical Potential | 0 | 0 | 0.0041536 | 0.0082149 | 0.012186 | 0.01607 | 0.019869 | 0.02321 | 0.025814 | 0.027842 | 0.029419 | 0.030643 | 0.031591 | 0.032323 | 0.032887 | 0.033319 | 0.033649 | 0.0339 | 0.033856 | 0.033814 | 0.033775 | 0.033739
F11_Industrial_Stone, Clay, and Glass_Existing_Space Heating_Natural Gas_Gas Boiler - High Turndown_A_Achievable Technical Potential | F11 | Industrial | Stone, Clay, and Glass | Existing | Space Heating | Natural Gas | Gas Boiler - High Turndown | A | Cumulative Summer Peak Savings (MW) | Achievable Technical Potential | 0 | 0 | 0 | 0 | 0 | 0 | 0 | 0 | 0 | 0 | 0 | 0 | 0 | 0 | 0 | 0 | 0 | 0 | 0 | 0 | 0 | 0
F12_Industrial_Stone, Clay, and Glass_Existing_Space Heating_Natural Gas_Gas Boiler - High Turndown_A_Achievable Technical Potential | F12 | Industrial | Stone, Clay, and Glass | Existing | Space Heating | Natural Gas | Gas Boiler - High Turndown | A | Cumulative Winter Peak Savings (MW) | Achievable Technical Potential | 0 | 0 | 0 | 0 | 0 | 0 | 0 | 0 | 0 | 0 | 0 | 0 | 0 | 0 | 0 | 0 | 0 | 0 | 0 | 0 | 0 | 0
F13_Industrial_Stone, Clay, and Glass_Existing_Space Heating_Natural Gas_Gas Boiler - High Turndown_A_Achievable Technical Potential | F13 | Industrial | Stone, Clay, and Glass | Existing | Space Heating | Natural Gas | Gas Boiler - High Turndown | A | Purchases (Incremental) | Achievable Technical Potential | 0 | 0 | 0.42877 | 0.42138 | 0.41411 | 0.40697 | 0.39996 | 0.35376 | 0.27813 | 0.21866 | 0.17192 | 0.13516 | 0.10626 | 0.083546 | 0.065684 | 0.051641 | 0.040601 | 0.031921 | 0.00021397 | 7.51e-05 | 2.5161e-05 | 8.0632e-06
F14_Industrial_Stone, Clay, and Glass_Existing_Space Heating_Natural Gas_Gas Boiler - High Turndown_A_Achievable Technical Potential | F14 | Industrial | Stone, Clay, and Glass | Existing | Space Heating | Natural Gas | Gas Boiler - High Turndown | A | Purchases (Cumulative) | Achievable Technical Potential | 0 | 0 | 0.42877 | 0.85015 | 1.2643 | 1.6712 | 2.0712 | 2.425 | 2.7031 | 2.9217 | 3.0937 | 3.2288 | 3.3351 | 3.4186 | 3.4843 | 3.536 | 3.5766 | 3.6085 | 3.6087 | 3.6088 | 3.6088 | 3.6088
F1_Industrial_Stone, Clay, and Glass_Existing_Process_Natural Gas_Gas Boiler - High Turndown_A_Achievable Technical Potential | F1 | Industrial | Stone, Clay, and Glass | Existing | Process | Natural Gas | Gas Boiler - High Turndown | A | Original Unit Energy Savings (kWh or therms) | Achievable Technical Potential | 0 | 0 | 5.7404 | 5.7404 | 5.7404 | 5.7404 | 5.7404 | 5.7404 | 5.7404 | 5.7404 | 5.7404 | 5.7404 | 5.7404 | 5.7404 | 5.7404 | 5.7404 | 5.7404 | 5.7404 | 5.7404 | 5.7404 | 5.7404 | 5.7404
F2_Industrial_Stone, Clay, and Glass_Existing_Process_Natural Gas_Gas Boiler - High Turndown_A_Achievable Technical Potential | F2 | Industrial | Stone, Clay, and Glass | Existing | Process | Natural Gas | Gas Boiler - High Turndown | A | Original Unit Summer Peak Savings (kW) | Achievable Technical Potential | 0 | 0 | 0 | 0 | 0 | 0 | 0 | 0 | 0 | 0 | 0 | 0 | 0 | 0 | 0 | 0 | 0 | 0 | 0 | 0 | 0 | 0
F3_Industrial_Stone, Clay, and Glass_Existing_Process_Natural Gas_Gas Boiler - High Turndown_A_Achievable Technical Potential | F3 | Industrial | Stone, Clay, and Glass | Existing | Process | Natural Gas | Gas Boiler - High Turndown | A | Original Unit Winter Peak Savings (kW) | Achievable Technical Potential | 0 | 0 | 0 | 0 | 0 | 0 | 0 | 0 | 0 | 0 | 0 | 0 | 0 | 0 | 0 | 0 | 0 | 0 | 0 | 0 | 0 | 0
F4_Industrial_Stone, Clay, and Glass_Existing_Process_Natural Gas_Gas Boiler - High Turndown_A_Achievable Technical Potential | F4 | Industrial | Stone, Clay, and Glass | Existing | Process | Natural Gas | Gas Boiler - High Turndown | A | Standalone Impact on Baseline Energy (%) | Achievable Technical Potential | 0% | 0% | 0.001422% | 0.002868% | 0.00434% | 0.005838% | 0.007362% | 0.00877% | 0.009948% | 0.01094% | 0.01179% | 0.01252% | 0.01316% | 0.01372% | 0.01423% | 0.0147% | 0.01513% | 0.01553% | 0.0158% | 0.01608% | 0.01636% | 0.01665%
F5_Industrial_Stone, Clay, and Glass_Existing_Process_Natural Gas_Gas Boiler - High Turndown_A_Achievable Technical Potential | F5 | Industrial | Stone, Clay, and Glass | Existing | Process | Natural Gas | Gas Boiler - High Turndown | A | Standalone Impact on Baseline Summer Peak (%) | Achievable Technical Potential | bar: 2019 to 2040
F6_Industrial_Stone, Clay, and Glass_Existing_Process_Natural Gas_Gas Boiler - High Turndown_A_Achievable Technical Potential | F6 | Industrial | Stone, Clay, and Glass | Existing | Process | Natural Gas | Gas Boiler - High Turndown | A | Standalone Impact on Baseline Winter Peak (%) | Achievable Technical Potential | bar: 2019 to 2040
F7_Industrial_Stone, Clay, and Glass_Existing_Process_Natural Gas_Gas Boiler - High Turndown_A_Achievable Technical Potential | F7 | Industrial | Stone, Clay, and Glass | Existing | Process | Natural Gas | Gas Boiler - High Turndown | A | Incremental Energy Savings (MWh or mTherms) | Achievable Technical Potential | 0 | 0 | 0.027289 | 0.026818 | 0.026356 | 0.025901 | 0.025455 | 0.022514 | 0.017701 | 0.013917 | 0.010941 | 0.0086022 | 0.0067631 | 0.0053172 | 0.0041804 | 0.0032867 | 0.002584 | 0.0020316 | 1.3618e-05 | 4.7797e-06 | 1.6013e-06 | 5.1317e-07
F8_Industrial_Stone, Clay, and Glass_Existing_Process_Natural Gas_Gas Boiler - High Turndown_A_Achievable Technical Potential | F8 | Industrial | Stone, Clay, and Glass | Existing | Process | Natural Gas | Gas Boiler - High Turndown | A | Incremental Summer Peak Savings (MW) | Achievable Technical Potential | 0 | 0 | 0 | 0 | 0 | 0 | 0 | 0 | 0 | 0 | 0 | 0 | 0 | 0 | 0 | 0 | 0 | 0 | 0 | 0 | 0 | 0
F9_Industrial_Stone, Clay, and Glass_Existing_Process_Natural Gas_Gas Boiler - High Turndown_A_Achievable Technical Potential | F9 | Industrial | Stone, Clay, and Glass | Existing | Process | Natural Gas | Gas Boiler - High Turndown | A | Incremental Winter Peak Savings (MW) | Achievable Technical Potential | 0 | 0 | 0 | 0 | 0 | 0 | 0 | 0 | 0 | 0 | 0 | 0 | 0 | 0 | 0 | 0 | 0 | 0 | 0 | 0 | 0 | 0
F10_Industrial_Stone, Clay, and Glass_Existing_Process_Natural Gas_Gas Boiler - High Turndown_A_Achievable Technical Potential | F10 | Industrial | Stone, Clay, and Glass | Existing | Process | Natural Gas | Gas Boiler - High Turndown | A | Cumulative Energy Savings (MWh or mTherms) | Achievable Technical Potential | 0 | 0 | 0.027289 | 0.054107 | 0.080463 | 0.10636 | 0.13182 | 0.15433 | 0.17203 | 0.18595 | 0.19689 | 0.20549 | 0.21226 | 0.21757 | 0.22176 | 0.22504 | 0.22763 | 0.22966 | 0.22967 | 0.22968 | 0.22968 | 0.22968
F11_Industrial_Stone, Clay, and Glass_Existing_Process_Natural Gas_Gas Boiler - High Turndown_A_Achievable Technical Potential | F11 | Industrial | Stone, Clay, and Glass | Existing | Process | Natural Gas | Gas Boiler - High Turndown | A | Cumulative Summer Peak Savings (MW) | Achievable Technical Potential | 0 | 0 | 0 | 0 | 0 | 0 | 0 | 0 | 0 | 0 | 0 | 0 | 0 | 0 | 0 | 0 | 0 | 0 | 0 | 0 | 0 | 0
F12_Industrial_Stone, Clay, and Glass_Existing_Process_Natural Gas_Gas Boiler - High Turndown_A_Achievable Technical Potential | F12 | Industrial | Stone, Clay, and Glass | Existing | Process | Natural Gas | Gas Boiler - High Turndown | A | Cumulative Winter Peak Savings (MW) | Achievable Technical Potential | 0 | 0 | 0 | 0 | 0 | 0 | 0 | 0 | 0 | 0 | 0 | 0 | 0 | 0 | 0 | 0 | 0 | 0 | 0 | 0 | 0 | 0
F13_Industrial_Stone, Clay, and Glass_Existing_Process_Natural Gas_Gas Boiler - High Turndown_A_Achievable Technical Potential | F13 | Industrial | Stone, Clay, and Glass | Existing | Process | Natural Gas | Gas Boiler - High Turndown | A | Purchases (Incremental) | Achievable Technical Potential | 0 | 0 | 4.7538 | 4.6719 | 4.5913 | 4.5122 | 4.4344 | 3.9221 | 3.0836 | 2.4243 | 1.906 | 1.4985 | 1.1782 | 0.92628 | 0.72825 | 0.57255 | 0.45014 | 0.35391 | 0.0023723 | 0.00083264 | 0.00027896 | 8.9397e-05
F14_Industrial_Stone, Clay, and Glass_Existing_Process_Natural Gas_Gas Boiler - High Turndown_A_Achievable Technical Potential | F14 | Industrial | Stone, Clay, and Glass | Existing | Process | Natural Gas | Gas Boiler - High Turndown | A | Purchases (Cumulative) | Achievable Technical Potential | 0 | 0 | 4.7538 | 9.4257 | 14.017 | 18.5292 | 22.9635 | 26.8856 | 29.9692 | 32.3936 | 34.2996 | 35.7981 | 36.9763 | 37.9026 | 38.6308 | 39.2034 | 39.6535 | 40.0074 | 40.0098 | 40.0106 | 40.0109 | 40.011
F1_Industrial_Stone, Clay, and Glass_Existing_Space Heating_Natural Gas_Gas Boiler - Burner Control Optimization_A_Achievable Technical Potential | F1 | Industrial | Stone, Clay, and Glass | Existing | Space Heating | Natural Gas | Gas Boiler - Burner Control Optimization | A | Original Unit Energy Savings (kWh or therms) | Achievable Technical Potential | 0 | 0 | 2.8093 | 2.8022 | 2.7953 | 2.7886 | 2.782 | 2.7756 | 2.7695 | 2.7635 | 2.7577 | 2.7522 | 2.747 | 2.7419 | 2.7372 | 2.7326 | 2.7284 | 2.7244 | 2.7207 | 2.7173 | 2.7141 | 2.7113
F2_Industrial_Stone, Clay, and Glass_Existing_Space Heating_Natural Gas_Gas Boiler - Burner Control Optimization_A_Achievable Technical Potential | F2 | Industrial | Stone, Clay, and Glass | Existing | Space Heating | Natural Gas | Gas Boiler - Burner Control Optimization | A | Original Unit Summer Peak Savings (kW) | Achievable Technical Potential | 0 | 0 | 0 | 0 | 0 | 0 | 0 | 0 | 0 | 0 | 0 | 0 | 0 | 0 | 0 | 0 | 0 | 0 | 0 | 0 | 0 | 0
F3_Industrial_Stone, Clay, and Glass_Existing_Space Heating_Natural Gas_Gas Boiler - Burner Control Optimization_A_Achievable Technical Potential | F3 | Industrial | Stone, Clay, and Glass | Existing | Space Heating | Natural Gas | Gas Boiler - Burner Control Optimization | A | Original Unit Winter Peak Savings (kW) | Achievable Technical Potential | 0 | 0 | 0 | 0 | 0 | 0 | 0 | 0 | 0 | 0 | 0 | 0 | 0 | 0 | 0 | 0 | 0 | 0 | 0 | 0 | 0 | 0
F4_Industrial_Stone, Clay, and Glass_Existing_Space Heating_Natural Gas_Gas Boiler - Burner Control Optimization_A_Achievable Technical Potential | F4 | Industrial | Stone, Clay, and Glass | Existing | Space Heating | Natural Gas | Gas Boiler - Burner Control Optimization | A | Standalone Impact on Baseline Energy (%) | Achievable Technical Potential | 0% | 0% | 0.0003314% | 0.000858% | 0.001915% | 0.003771% | 0.006672% | 0.01076% | 0.016% | 0.02217% | 0.0289% | 0.03575% | 0.0423% | 0.04822% | 0.05332% | 0.05757% | 0.06101% | 0.06379% | 0.06604% | 0.06792% | 0.06955% | 0.07107%
F5_Industrial_Stone, Clay, and Glass_Existing_Space Heating_Natural Gas_Gas Boiler - Burner Control Optimization_A_Achievable Technical Potential | F5 | Industrial | Stone, Clay, and Glass | Existing | Space Heating | Natural Gas | Gas Boiler - Burner Control Optimization | A | Standalone Impact on Baseline Summer Peak (%) | Achievable Technical Potential | bar: 2019 to 2040
F6_Industrial_Stone, Clay, and Glass_Existing_Space Heating_Natural Gas_Gas Boiler - Burner Control Optimization_A_Achievable Technical Potential | F6 | Industrial | Stone, Clay, and Glass | Existing | Space Heating | Natural Gas | Gas Boiler - Burner Control Optimization | A | Standalone Impact on Baseline Winter Peak (%) | Achievable Technical Potential | bar: 2019 to 2040
F7_Industrial_Stone, Clay, and Glass_Existing_Space Heating_Natural Gas_Gas Boiler - Burner Control Optimization_A_Achievable Technical Potential | F7 | Industrial | Stone, Clay, and Glass | Existing | Space Heating | Natural Gas | Gas Boiler - Burner Control Optimization | A | Incremental Energy Savings (MWh or mTherms) | Achievable Technical Potential | 0 | 0 | 0.00032493 | 0.0005007 | 0.0009817 | 0.0016843 | 0.0025688 | 0.0035262 | 0.0044006 | 0.0050347 | 0.0053174 | 0.0052153 | 0.0047745 | 0.0040981 | 0.003311 | 0.0025266 | 0.0018268 | 0.0012549 | 0.00082103 | 0.00051282 | 0.00030641 | 0.00020368
F8_Industrial_Stone, Clay, and Glass_Existing_Space Heating_Natural Gas_Gas Boiler - Burner Control Optimization_A_Achievable Technical Potential | F8 | Industrial | Stone, Clay, and Glass | Existing | Space Heating | Natural Gas | Gas Boiler - Burner Control Optimization | A | Incremental Summer Peak Savings (MW) | Achievable Technical Potential | 0 | 0 | 0 | 0 | 0 | 0 | 0 | 0 | 0 | 0 | 0 | 0 | 0 | 0 | 0 | 0 | 0 | 0 | 0 | 0 | 0 | 0
F9_Industrial_Stone, Clay, and Glass_Existing_Space Heating_Natural Gas_Gas Boiler - Burner Control Optimization_A_Achievable Technical Potential | F9 | Industrial | Stone, Clay, and Glass | Existing | Space Heating | Natural Gas | Gas Boiler - Burner Control Optimization | A | Incremental Winter Peak Savings (MW) | Achievable Technical Potential | 0 | 0 | 0 | 0 | 0 | 0 | 0 | 0 | 0 | 0 | 0 | 0 | 0 | 0 | 0 | 0 | 0 | 0 | 0 | 0 | 0 | 0
F10_Industrial_Stone, Clay, and Glass_Existing_Space Heating_Natural Gas_Gas Boiler - Burner Control Optimization_A_Achievable Technical Potential | F10 | Industrial | Stone, Clay, and Glass | Existing | Space Heating | Natural Gas | Gas Boiler - Burner Control Optimization | A | Cumulative Energy Savings (MWh or mTherms) | Achievable Technical Potential | 0 | 0 | 0.00032493 | 0.00082481 | 0.0018045 | 0.0034844 | 0.006045 | 0.0095573 | 0.013937 | 0.018941 | 0.024219 | 0.029386 | 0.034104 | 0.03814 | 0.041385 | 0.043843 | 0.045601 | 0.04679 | 0.047547 | 0.048 | 0.048251 | 0.048404
F11_Industrial_Stone, Clay, and Glass_Existing_Space Heating_Natural Gas_Gas Boiler - Burner Control Optimization_A_Achievable Technical Potential | F11 | Industrial | Stone, Clay, and Glass | Existing | Space Heating | Natural Gas | Gas Boiler - Burner Control Optimization | A | Cumulative Summer Peak Savings (MW) | Achievable Technical Potential | 0 | 0 | 0 | 0 | 0 | 0 | 0 | 0 | 0 | 0 | 0 | 0 | 0 | 0 | 0 | 0 | 0 | 0 | 0 | 0 | 0 | 0
F12_Industrial_Stone, Clay, and Glass_Existing_Space Heating_Natural Gas_Gas Boiler - Burner Control Optimization_A_Achievable Technical Potential | F12 | Industrial | Stone, Clay, and Glass | Existing | Space Heating | Natural Gas | Gas Boiler - Burner Control Optimization | A | Cumulative Winter Peak Savings (MW) | Achievable Technical Potential | 0 | 0 | 0 | 0 | 0 | 0 | 0 | 0 | 0 | 0 | 0 | 0 | 0 | 0 | 0 | 0 | 0 | 0 | 0 | 0 | 0 | 0
F13_Industrial_Stone, Clay, and Glass_Existing_Space Heating_Natural Gas_Gas Boiler - Burner Control Optimization_A_Achievable Technical Potential | F13 | Industrial | Stone, Clay, and Glass | Existing | Space Heating | Natural Gas | Gas Boiler - Burner Control Optimization | A | Purchases (Incremental) | Achievable Technical Potential | 0 | 0 | 0.11566 | 0.17868 | 0.35119 | 0.60399 | 0.92334 | 1.2704 | 1.589 | 1.8219 | 1.9282 | 1.8949 | 1.7381 | 1.4946 | 1.2096 | 0.92461 | 0.66955 | 0.4606 | 0.30177 | 0.18873 | 0.1129 | 0.075122
F14_Industrial_Stone, Clay, and Glass_Existing_Space Heating_Natural Gas_Gas Boiler - Burner Control Optimization_A_Achievable Technical Potential | F14 | Industrial | Stone, Clay, and Glass | Existing | Space Heating | Natural Gas | Gas Boiler - Burner Control Optimization | A | Purchases (Cumulative) | Achievable Technical Potential | 0 | 0 | 0.11566 | 0.29434 | 0.64553 | 1.2495 | 2.1729 | 3.4433 | 5.0322 | 6.8541 | 8.7823 | 10.6772 | 12.4153 | 13.9099 | 15.1196 | 16.0442 | 16.7137 | 17.1743 | 17.4761 | 17.6648 | 17.7777 | 17.8528
F1_Industrial_Stone, Clay, and Glass_Existing_Process_Natural Gas_Gas Boiler - Burner Control Optimization_A_Achievable Technical Potential | F1 | Industrial | Stone, Clay, and Glass | Existing | Process | Natural Gas | Gas Boiler - Burner Control Optimization | A | Original Unit Energy Savings (kWh or therms) | Achievable Technical Potential | 0 | 0 | 1.6647 | 1.6647 | 1.6647 | 1.6647 | 1.6647 | 1.6647 | 1.6647 | 1.6647 | 1.6647 | 1.6647 | 1.6647 | 1.6647 | 1.6647 | 1.6647 | 1.6647 | 1.6647 | 1.6647 | 1.6647 | 1.6647 | 1.6647
F2_Industrial_Stone, Clay, and Glass_Existing_Process_Natural Gas_Gas Boiler - Burner Control Optimization_A_Achievable Technical Potential | F2 | Industrial | Stone, Clay, and Glass | Existing | Process | Natural Gas | Gas Boiler - Burner Control Optimization | A | Original Unit Summer Peak Savings (kW) | Achievable Technical Potential | 0 | 0 | 0 | 0 | 0 | 0 | 0 | 0 | 0 | 0 | 0 | 0 | 0 | 0 | 0 | 0 | 0 | 0 | 0 | 0 | 0 | 0
F3_Industrial_Stone, Clay, and Glass_Existing_Process_Natural Gas_Gas Boiler - Burner Control Optimization_A_Achievable Technical Potential | F3 | Industrial | Stone, Clay, and Glass | Existing | Process | Natural Gas | Gas Boiler - Burner Control Optimization | A | Original Unit Winter Peak Savings (kW) | Achievable Technical Potential | 0 | 0 | 0 | 0 | 0 | 0 | 0 | 0 | 0 | 0 | 0 | 0 | 0 | 0 | 0 | 0 | 0 | 0 | 0 | 0 | 0 | 0
F4_Industrial_Stone, Clay, and Glass_Existing_Process_Natural Gas_Gas Boiler - Burner Control Optimization_A_Achievable Technical Potential | F4 | Industrial | Stone, Clay, and Glass | Existing | Process | Natural Gas | Gas Boiler - Burner Control Optimization | A | Standalone Impact on Baseline Energy (%) | Achievable Technical Potential | 0% | 0% | 0.0001112% | 0.000288% | 0.0006426% | 0.001266% | 0.00224% | 0.003611% | 0.005371% | 0.007443% | 0.009705% | 0.01201% | 0.0142% | 0.01619% | 0.01791% | 0.01934% | 0.0205% | 0.02143% | 0.02219% | 0.02283% | 0.02338% | 0.02389%
F5_Industrial_Stone, Clay, and Glass_Existing_Process_Natural Gas_Gas Boiler - Burner Control Optimization_A_Achievable Technical Potential | F5 | Industrial | Stone, Clay, and Glass | Existing | Process | Natural Gas | Gas Boiler - Burner Control Optimization | A | Standalone Impact on Baseline Summer Peak (%) | Achievable Technical Potential | bar: 2019 to 2040
F6_Industrial_Stone, Clay, and Glass_Existing_Process_Natural Gas_Gas Boiler - Burner Control Optimization_A_Achievable Technical Potential | F6 | Industrial | Stone, Clay, and Glass | Existing | Process | Natural Gas | Gas Boiler - Burner Control Optimization | A | Standalone Impact on Baseline Winter Peak (%) | Achievable Technical Potential | bar: 2019 to 2040
F7_Industrial_Stone, Clay, and Glass_Existing_Process_Natural Gas_Gas Boiler - Burner Control Optimization_A_Achievable Technical Potential | F7 | Industrial | Stone, Clay, and Glass | Existing | Process | Natural Gas | Gas Boiler - Burner Control Optimization | A | Incremental Energy Savings (MWh or mTherms) | Achievable Technical Potential | 0 | 0 | 0.0021348 | 0.0032978 | 0.0064819 | 0.011148 | 0.017042 | 0.023447 | 0.029327 | 0.033625 | 0.035588 | 0.034974 | 0.03208 | 0.027586 | 0.022326 | 0.017065 | 0.012358 | 0.0085012 | 0.0055697 | 0.0034833 | 0.0020837 | 0.0013865
F8_Industrial_Stone, Clay, and Glass_Existing_Process_Natural Gas_Gas Boiler - Burner Control Optimization_A_Achievable Technical Potential | F8 | Industrial | Stone, Clay, and Glass | Existing | Process | Natural Gas | Gas Boiler - Burner Control Optimization | A | Incremental Summer Peak Savings (MW) | Achievable Technical Potential | 0 | 0 | 0 | 0 | 0 | 0 | 0 | 0 | 0 | 0 | 0 | 0 | 0 | 0 | 0 | 0 | 0 | 0 | 0 | 0 | 0 | 0
F9_Industrial_Stone, Clay, and Glass_Existing_Process_Natural Gas_Gas Boiler - Burner Control Optimization_A_Achievable Technical Potential | F9 | Industrial | Stone, Clay, and Glass | Existing | Process | Natural Gas | Gas Boiler - Burner Control Optimization | A | Incremental Winter Peak Savings (MW) | Achievable Technical Potential | 0 | 0 | 0 | 0 | 0 | 0 | 0 | 0 | 0 | 0 | 0 | 0 | 0 | 0 | 0 | 0 | 0 | 0 | 0 | 0 | 0 | 0
F10_Industrial_Stone, Clay, and Glass_Existing_Process_Natural Gas_Gas Boiler - Burner Control Optimization_A_Achievable Technical Potential | F10 | Industrial | Stone, Clay, and Glass | Existing | Process | Natural Gas | Gas Boiler - Burner Control Optimization | A | Cumulative Energy Savings (MWh or mTherms) | Achievable Technical Potential | 0 | 0 | 0.0021348 | 0.0054326 | 0.011914 | 0.023062 | 0.040104 | 0.063551 | 0.092879 | 0.1265 | 0.16209 | 0.19707 | 0.22915 | 0.25673 | 0.27906 | 0.29612 | 0.30848 | 0.31698 | 0.32255 | 0.32603 | 0.32812 | 0.3295
F11_Industrial_Stone, Clay, and Glass_Existing_Process_Natural Gas_Gas Boiler - Burner Control Optimization_A_Achievable Technical Potential | F11 | Industrial | Stone, Clay, and Glass | Existing | Process | Natural Gas | Gas Boiler - Burner Control Optimization | A | Cumulative Summer Peak Savings (MW) | Achievable Technical Potential | 0 | 0 | 0 | 0 | 0 | 0 | 0 | 0 | 0 | 0 | 0 | 0 | 0 | 0 | 0 | 0 | 0 | 0 | 0 | 0 | 0 | 0
F12_Industrial_Stone, Clay, and Glass_Existing_Process_Natural Gas_Gas Boiler - Burner Control Optimization_A_Achievable Technical Potential | F12 | Industrial | Stone, Clay, and Glass | Existing | Process | Natural Gas | Gas Boiler - Burner Control Optimization | A | Cumulative Winter Peak Savings (MW) | Achievable Technical Potential | 0 | 0 | 0 | 0 | 0 | 0 | 0 | 0 | 0 | 0 | 0 | 0 | 0 | 0 | 0 | 0 | 0 | 0 | 0 | 0 | 0 | 0
F13_Industrial_Stone, Clay, and Glass_Existing_Process_Natural Gas_Gas Boiler - Burner Control Optimization_A_Achievable Technical Potential | F13 | Industrial | Stone, Clay, and Glass | Existing | Process | Natural Gas | Gas Boiler - Burner Control Optimization | A | Purchases (Incremental) | Achievable Technical Potential | 0 | 0 | 1.2824 | 1.981 | 3.8937 | 6.6965 | 10.2372 | 14.0849 | 17.6172 | 20.199 | 21.3777 | 21.0092 | 19.2705 | 16.5709 | 13.4114 | 10.2512 | 7.4233 | 5.1067 | 3.3458 | 2.0924 | 1.2517 | 0.83289
F14_Industrial_Stone, Clay, and Glass_Existing_Process_Natural Gas_Gas Boiler - Burner Control Optimization_A_Achievable Technical Potential | F14 | Industrial | Stone, Clay, and Glass | Existing | Process | Natural Gas | Gas Boiler - Burner Control Optimization | A | Purchases (Cumulative) | Achievable Technical Potential | 0 | 0 | 1.2824 | 3.2634 | 7.1571 | 13.8536 | 24.0907 | 38.1756 | 55.7928 | 75.9919 | 97.3696 | 118.3788 | 137.6492 | 154.2202 | 167.6316 | 177.8828 | 185.3061 | 190.4128 | 193.7586 | 195.851 | 197.1027 | 197.9356
F1_Industrial_Stone, Clay, and Glass_Existing_Space Heating_Natural Gas_HVAC - Demand Controlled Ventilation_A_Achievable Technical Potential | F1 | Industrial | Stone, Clay, and Glass | Existing | Space Heating | Natural Gas | HVAC - Demand Controlled Ventilation | A | Original Unit Energy Savings (kWh or therms) | Achievable Technical Potential | 0 | 0 | 0.076632 | 0.076208 | 0.075785 | 0.075366 | 0.074954 | 0.074553 | 0.074165 | 0.073793 | 0.07344 | 0.073107 | 0.072794 | 0.072499 | 0.072221 | 0.07196 | 0.071715 | 0.071483 | 0.071266 | 0.071061 | 0.070868 | 0.070686
F2_Industrial_Stone, Clay, and Glass_Existing_Space Heating_Natural Gas_HVAC - Demand Controlled Ventilation_A_Achievable Technical Potential | F2 | Industrial | Stone, Clay, and Glass | Existing | Space Heating | Natural Gas | HVAC - Demand Controlled Ventilation | A | Original Unit Summer Peak Savings (kW) | Achievable Technical Potential | 0 | 0 | 0 | 0 | 0 | 0 | 0 | 0 | 0 | 0 | 0 | 0 | 0 | 0 | 0 | 0 | 0 | 0 | 0 | 0 | 0 | 0
F3_Industrial_Stone, Clay, and Glass_Existing_Space Heating_Natural Gas_HVAC - Demand Controlled Ventilation_A_Achievable Technical Potential | F3 | Industrial | Stone, Clay, and Glass | Existing | Space Heating | Natural Gas | HVAC - Demand Controlled Ventilation | A | Original Unit Winter Peak Savings (kW) | Achievable Technical Potential | 0 | 0 | 0 | 0 | 0 | 0 | 0 | 0 | 0 | 0 | 0 | 0 | 0 | 0 | 0 | 0 | 0 | 0 | 0 | 0 | 0 | 0
F4_Industrial_Stone, Clay, and Glass_Existing_Space Heating_Natural Gas_HVAC - Demand Controlled Ventilation_A_Achievable Technical Potential | F4 | Industrial | Stone, Clay, and Glass | Existing | Space Heating | Natural Gas | HVAC - Demand Controlled Ventilation | A | Standalone Impact on Baseline Energy (%) | Achievable Technical Potential | 0% | 0% | 0.04258% | 0.08564% | 0.1292% | 0.1732% | 0.2177% | 0.2628% | 0.3084% | 0.3545% | 0.4013% | 0.4487% | 0.4967% | 0.5455% | 0.595% | 0.6452% | 0.6962% | 0.748% | 0.8005% | 0.854% | 0.9083% | 0.9634%
F5_Industrial_Stone, Clay, and Glass_Existing_Space Heating_Natural Gas_HVAC - Demand Controlled Ventilation_A_Achievable Technical Potential | F5 | Industrial | Stone, Clay, and Glass | Existing | Space Heating | Natural Gas | HVAC - Demand Controlled Ventilation | A | Standalone Impact on Baseline Summer Peak (%) | Achievable Technical Potential | bar: 2019 to 2040
F6_Industrial_Stone, Clay, and Glass_Existing_Space Heating_Natural Gas_HVAC - Demand Controlled Ventilation_A_Achievable Technical Potential | F6 | Industrial | Stone, Clay, and Glass | Existing | Space Heating | Natural Gas | HVAC - Demand Controlled Ventilation | A | Standalone Impact on Baseline Winter Peak (%) | Achievable Technical Potential | bar: 2019 to 2040
F7_Industrial_Stone, Clay, and Glass_Existing_Space Heating_Natural Gas_HVAC - Demand Controlled Ventilation_A_Achievable Technical Potential | F7 | Industrial | Stone, Clay, and Glass | Existing | Space Heating | Natural Gas | HVAC - Demand Controlled Ventilation | A | Incremental Energy Savings (MWh or mTherms) | Achievable Technical Potential | 0 | 0 | 0.041748 | 0.040802 | 0.039876 | 0.038971 | 0.03809 | 0.037233 | 0.036401 | 0.035594 | 0.034813 | 0.034057 | 0.033327 | 0.03262 | 0.031935 | 0.03127 | 0.030626 | 0.030001 | 0.029394 | 0.028804 | 0.028231 | 0.027673
F8_Industrial_Stone, Clay, and Glass_Existing_Space Heating_Natural Gas_HVAC - Demand Controlled Ventilation_A_Achievable Technical Potential | F8 | Industrial | Stone, Clay, and Glass | Existing | Space Heating | Natural Gas | HVAC - Demand Controlled Ventilation | A | Incremental Summer Peak Savings (MW) | Achievable Technical Potential | 0 | 0 | 0 | 0 | 0 | 0 | 0 | 0 | 0 | 0 | 0 | 0 | 0 | 0 | 0 | 0 | 0 | 0 | 0 | 0 | 0 | 0
F9_Industrial_Stone, Clay, and Glass_Existing_Space Heating_Natural Gas_HVAC - Demand Controlled Ventilation_A_Achievable Technical Potential | F9 | Industrial | Stone, Clay, and Glass | Existing | Space Heating | Natural Gas | HVAC - Demand Controlled Ventilation | A | Incremental Winter Peak Savings (MW) | Achievable Technical Potential | 0 | 0 | 0 | 0 | 0 | 0 | 0 | 0 | 0 | 0 | 0 | 0 | 0 | 0 | 0 | 0 | 0 | 0 | 0 | 0 | 0 | 0
F10_Industrial_Stone, Clay, and Glass_Existing_Space Heating_Natural Gas_HVAC - Demand Controlled Ventilation_A_Achievable Technical Potential | F10 | Industrial | Stone, Clay, and Glass | Existing | Space Heating | Natural Gas | HVAC - Demand Controlled Ventilation | A | Cumulative Energy Savings (MWh or mTherms) | Achievable Technical Potential | 0 | 0 | 0.041748 | 0.082319 | 0.12174 | 0.16004 | 0.19725 | 0.23343 | 0.26862 | 0.30286 | 0.33623 | 0.36876 | 0.40051 | 0.4315 | 0.46179 | 0.49139 | 0.52034 | 0.54866 | 0.57638 | 0.60353 | 0.63012 | 0.65618
F11_Industrial_Stone, Clay, and Glass_Existing_Space Heating_Natural Gas_HVAC - Demand Controlled Ventilation_A_Achievable Technical Potential | F11 | Industrial | Stone, Clay, and Glass | Existing | Space Heating | Natural Gas | HVAC - Demand Controlled Ventilation | A | Cumulative Summer Peak Savings (MW) | Achievable Technical Potential | 0 | 0 | 0 | 0 | 0 | 0 | 0 | 0 | 0 | 0 | 0 | 0 | 0 | 0 | 0 | 0 | 0 | 0 | 0 | 0 | 0 | 0
F12_Industrial_Stone, Clay, and Glass_Existing_Space Heating_Natural Gas_HVAC - Demand Controlled Ventilation_A_Achievable Technical Potential | F12 | Industrial | Stone, Clay, and Glass | Existing | Space Heating | Natural Gas | HVAC - Demand Controlled Ventilation | A | Cumulative Winter Peak Savings (MW) | Achievable Technical Potential | 0 | 0 | 0 | 0 | 0 | 0 | 0 | 0 | 0 | 0 | 0 | 0 | 0 | 0 | 0 | 0 | 0 | 0 | 0 | 0 | 0 | 0
F13_Industrial_Stone, Clay, and Glass_Existing_Space Heating_Natural Gas_HVAC - Demand Controlled Ventilation_A_Achievable Technical Potential | F13 | Industrial | Stone, Clay, and Glass | Existing | Space Heating | Natural Gas | HVAC - Demand Controlled Ventilation | A | Purchases (Incremental) | Achievable Technical Potential | 0 | 0 | 544.7936 | 535.4006 | 526.1695 | 517.0977 | 508.1822 | 499.4204 | 490.8097 | 482.3475 | 474.0312 | 465.8582 | 457.8262 | 449.9326 | 442.1752 | 434.5514 | 427.0592 | 419.6961 | 412.4599 | 405.3486 | 398.3598 | 391.4915
F14_Industrial_Stone, Clay, and Glass_Existing_Space Heating_Natural Gas_HVAC - Demand Controlled Ventilation_A_Achievable Technical Potential | F14 | Industrial | Stone, Clay, and Glass | Existing | Space Heating | Natural Gas | HVAC - Demand Controlled Ventilation | A | Purchases (Cumulative) | Achievable Technical Potential | 0 | 0 | 544.7936 | 1080.1942 | 1606.3637 | 2123.4614 | 2631.6436 | 3131.064 | 3621.8737 | 4104.2212 | 4578.2524 | 5044.1106 | 5501.9367 | 5951.8693 | 6394.0445 | 6828.5959 | 7255.6551 | 7675.3512 | 8087.8111 | 8493.1597 | 8891.5195 | 9283.011
F1_Industrial_Stone, Clay, and Glass_Existing_Space Heating_Natural Gas_Gas Boiler - Stack Economizer_A_Achievable Technical Potential | F1 | Industrial | Stone, Clay, and Glass | Existing | Space Heating | Natural Gas | Gas Boiler - Stack Economizer | A | Original Unit Energy Savings (kWh or therms) | Achievable Technical Potential | 0 | 0 | 7.0717 | 7.0539 | 7.0365 | 7.0196 | 7.003 | 6.987 | 6.9714 | 6.9564 | 6.9419 | 6.928 | 6.9148 | 6.9021 | 6.8901 | 6.8787 | 6.868 | 6.858 | 6.8486 | 6.84 | 6.8321 | 6.8249
F2_Industrial_Stone, Clay, and Glass_Existing_Space Heating_Natural Gas_Gas Boiler - Stack Economizer_A_Achievable Technical Potential | F2 | Industrial | Stone, Clay, and Glass | Existing | Space Heating | Natural Gas | Gas Boiler - Stack Economizer | A | Original Unit Summer Peak Savings (kW) | Achievable Technical Potential | 0 | 0 | 0 | 0 | 0 | 0 | 0 | 0 | 0 | 0 | 0 | 0 | 0 | 0 | 0 | 0 | 0 | 0 | 0 | 0 | 0 | 0
F3_Industrial_Stone, Clay, and Glass_Existing_Space Heating_Natural Gas_Gas Boiler - Stack Economizer_A_Achievable Technical Potential | F3 | Industrial | Stone, Clay, and Glass | Existing | Space Heating | Natural Gas | Gas Boiler - Stack Economizer | A | Original Unit Winter Peak Savings (kW) | Achievable Technical Potential | 0 | 0 | 0 | 0 | 0 | 0 | 0 | 0 | 0 | 0 | 0 | 0 | 0 | 0 | 0 | 0 | 0 | 0 | 0 | 0 | 0 | 0
F4_Industrial_Stone, Clay, and Glass_Existing_Space Heating_Natural Gas_Gas Boiler - Stack Economizer_A_Achievable Technical Potential | F4 | Industrial | Stone, Clay, and Glass | Existing | Space Heating | Natural Gas | Gas Boiler - Stack Economizer | A | Standalone Impact on Baseline Energy (%) | Achievable Technical Potential | 0% | 0% | 0.008247% | 0.01664% | 0.02517% | 0.03386% | 0.04269% | 0.05086% | 0.05768% | 0.06344% | 0.06835% | 0.07258% | 0.07627% | 0.07955% | 0.08248% | 0.08516% | 0.08764% | 0.08996% | 0.09154% | 0.09314% | 0.09477% | 0.09643%
F5_Industrial_Stone, Clay, and Glass_Existing_Space Heating_Natural Gas_Gas Boiler - Stack Economizer_A_Achievable Technical Potential | F5 | Industrial | Stone, Clay, and Glass | Existing | Space Heating | Natural Gas | Gas Boiler - Stack Economizer | A | Standalone Impact on Baseline Summer Peak (%) | Achievable Technical Potential | bar: 2019 to 2040
F6_Industrial_Stone, Clay, and Glass_Existing_Space Heating_Natural Gas_Gas Boiler - Stack Economizer_A_Achievable Technical Potential | F6 | Industrial | Stone, Clay, and Glass | Existing | Space Heating | Natural Gas | Gas Boiler - Stack Economizer | A | Standalone Impact on Baseline Winter Peak (%) | Achievable Technical Potential | bar: 2019 to 2040
F7_Industrial_Stone, Clay, and Glass_Existing_Space Heating_Natural Gas_Gas Boiler - Stack Economizer_A_Achievable Technical Potential | F7 | Industrial | Stone, Clay, and Glass | Existing | Space Heating | Natural Gas | Gas Boiler - Stack Economizer | A | Incremental Energy Savings (MWh or mTherms) | Achievable Technical Potential | 0 | 0 | 0.0080857 | 0.0079263 | 0.0077705 | 0.0076181 | 0.0074691 | 0.0065911 | 0.0051705 | 0.0040563 | 0.0031825 | 0.0024971 | 0.0019594 | 0.0015377 | 0.0012069 | 0.00094727 | 0.00074359 | 0.00058376 | 3.9077e-06 | 1.3698e-06 | 4.584e-07 | 1.4675e-07
F8_Industrial_Stone, Clay, and Glass_Existing_Space Heating_Natural Gas_Gas Boiler - Stack Economizer_A_Achievable Technical Potential | F8 | Industrial | Stone, Clay, and Glass | Existing | Space Heating | Natural Gas | Gas Boiler - Stack Economizer | A | Incremental Summer Peak Savings (MW) | Achievable Technical Potential | 0 | 0 | 0 | 0 | 0 | 0 | 0 | 0 | 0 | 0 | 0 | 0 | 0 | 0 | 0 | 0 | 0 | 0 | 0 | 0 | 0 | 0
F9_Industrial_Stone, Clay, and Glass_Existing_Space Heating_Natural Gas_Gas Boiler - Stack Economizer_A_Achievable Technical Potential | F9 | Industrial | Stone, Clay, and Glass | Existing | Space Heating | Natural Gas | Gas Boiler - Stack Economizer | A | Incremental Winter Peak Savings (MW) | Achievable Technical Potential | 0 | 0 | 0 | 0 | 0 | 0 | 0 | 0 | 0 | 0 | 0 | 0 | 0 | 0 | 0 | 0 | 0 | 0 | 0 | 0 | 0 | 0
F10_Industrial_Stone, Clay, and Glass_Existing_Space Heating_Natural Gas_Gas Boiler - Stack Economizer_A_Achievable Technical Potential | F10 | Industrial | Stone, Clay, and Glass | Existing | Space Heating | Natural Gas | Gas Boiler - Stack Economizer | A | Cumulative Energy Savings (MWh or mTherms) | Achievable Technical Potential | 0 | 0 | 0.0080857 | 0.015992 | 0.023723 | 0.031284 | 0.038679 | 0.045181 | 0.050251 | 0.054199 | 0.057269 | 0.059652 | 0.061497 | 0.062922 | 0.064019 | 0.064861 | 0.065503 | 0.065992 | 0.065906 | 0.065824 | 0.065748 | 0.065679
F11_Industrial_Stone, Clay, and Glass_Existing_Space Heating_Natural Gas_Gas Boiler - Stack Economizer_A_Achievable Technical Potential | F11 | Industrial | Stone, Clay, and Glass | Existing | Space Heating | Natural Gas | Gas Boiler - Stack Economizer | A | Cumulative Summer Peak Savings (MW) | Achievable Technical Potential | 0 | 0 | 0 | 0 | 0 | 0 | 0 | 0 | 0 | 0 | 0 | 0 | 0 | 0 | 0 | 0 | 0 | 0 | 0 | 0 | 0 | 0
F12_Industrial_Stone, Clay, and Glass_Existing_Space Heating_Natural Gas_Gas Boiler - Stack Economizer_A_Achievable Technical Potential | F12 | Industrial | Stone, Clay, and Glass | Existing | Space Heating | Natural Gas | Gas Boiler - Stack Economizer | A | Cumulative Winter Peak Savings (MW) | Achievable Technical Potential | 0 | 0 | 0 | 0 | 0 | 0 | 0 | 0 | 0 | 0 | 0 | 0 | 0 | 0 | 0 | 0 | 0 | 0 | 0 | 0 | 0 | 0
F13_Industrial_Stone, Clay, and Glass_Existing_Space Heating_Natural Gas_Gas Boiler - Stack Economizer_A_Achievable Technical Potential | F13 | Industrial | Stone, Clay, and Glass | Existing | Space Heating | Natural Gas | Gas Boiler - Stack Economizer | A | Purchases (Incremental) | Achievable Technical Potential | 0 | 0 | 1.1434 | 1.1237 | 1.1043 | 1.0853 | 1.0666 | 0.94335 | 0.74167 | 0.5831 | 0.45844 | 0.36043 | 0.28337 | 0.22279 | 0.17516 | 0.13771 | 0.10827 | 0.085122 | 0.00057059 | 0.00020027 | 6.7096e-05 | 2.1502e-05
F14_Industrial_Stone, Clay, and Glass_Existing_Space Heating_Natural Gas_Gas Boiler - Stack Economizer_A_Achievable Technical Potential | F14 | Industrial | Stone, Clay, and Glass | Existing | Space Heating | Natural Gas | Gas Boiler - Stack Economizer | A | Purchases (Cumulative) | Achievable Technical Potential | 0 | 0 | 1.1434 | 2.2671 | 3.3714 | 4.4566 | 5.5232 | 6.4665 | 7.2082 | 7.7913 | 8.2498 | 8.6102 | 8.8936 | 9.1164 | 9.2915 | 9.4292 | 9.5375 | 9.6226 | 9.6232 | 9.6234 | 9.6234 | 9.6235
F1_Industrial_Stone, Clay, and Glass_Existing_Process_Natural Gas_Gas Boiler - Stack Economizer_A_Achievable Technical Potential | F1 | Industrial | Stone, Clay, and Glass | Existing | Process | Natural Gas | Gas Boiler - Stack Economizer | A | Original Unit Energy Savings (kWh or therms) | Achievable Technical Potential | 0 | 0 | 5.5108 | 5.5108 | 5.5108 | 5.5108 | 5.5108 | 5.5108 | 5.5108 | 5.5108 | 5.5108 | 5.5108 | 5.5108 | 5.5108 | 5.5108 | 5.5108 | 5.5108 | 5.5108 | 5.5108 | 5.5108 | 5.5108 | 5.5108
F2_Industrial_Stone, Clay, and Glass_Existing_Process_Natural Gas_Gas Boiler - Stack Economizer_A_Achievable Technical Potential | F2 | Industrial | Stone, Clay, and Glass | Existing | Process | Natural Gas | Gas Boiler - Stack Economizer | A | Original Unit Summer Peak Savings (kW) | Achievable Technical Potential | 0 | 0 | 0 | 0 | 0 | 0 | 0 | 0 | 0 | 0 | 0 | 0 | 0 | 0 | 0 | 0 | 0 | 0 | 0 | 0 | 0 | 0
F3_Industrial_Stone, Clay, and Glass_Existing_Process_Natural Gas_Gas Boiler - Stack Economizer_A_Achievable Technical Potential | F3 | Industrial | Stone, Clay, and Glass | Existing | Process | Natural Gas | Gas Boiler - Stack Economizer | A | Original Unit Winter Peak Savings (kW) | Achievable Technical Potential | 0 | 0 | 0 | 0 | 0 | 0 | 0 | 0 | 0 | 0 | 0 | 0 | 0 | 0 | 0 | 0 | 0 | 0 | 0 | 0 | 0 | 0
F4_Industrial_Stone, Clay, and Glass_Existing_Process_Natural Gas_Gas Boiler - Stack Economizer_A_Achievable Technical Potential | F4 | Industrial | Stone, Clay, and Glass | Existing | Process | Natural Gas | Gas Boiler - Stack Economizer | A | Standalone Impact on Baseline Energy (%) | Achievable Technical Potential | 0% | 0% | 0.003639% | 0.007342% | 0.01111% | 0.01494% | 0.01885% | 0.02245% | 0.02547% | 0.02801% | 0.03018% | 0.03205% | 0.03368% | 0.03513% | 0.03644% | 0.03763% | 0.03873% | 0.03976% | 0.04046% | 0.04117% | 0.04189% | 0.04262%
F5_Industrial_Stone, Clay, and Glass_Existing_Process_Natural Gas_Gas Boiler - Stack Economizer_A_Achievable Technical Potential | F5 | Industrial | Stone, Clay, and Glass | Existing | Process | Natural Gas | Gas Boiler - Stack Economizer | A | Standalone Impact on Baseline Summer Peak (%) | Achievable Technical Potential | bar: 2019 to 2040
F6_Industrial_Stone, Clay, and Glass_Existing_Process_Natural Gas_Gas Boiler - Stack Economizer_A_Achievable Technical Potential | F6 | Industrial | Stone, Clay, and Glass | Existing | Process | Natural Gas | Gas Boiler - Stack Economizer | A | Standalone Impact on Baseline Winter Peak (%) | Achievable Technical Potential | bar: 2019 to 2040
F7_Industrial_Stone, Clay, and Glass_Existing_Process_Natural Gas_Gas Boiler - Stack Economizer_A_Achievable Technical Potential | F7 | Industrial | Stone, Clay, and Glass | Existing | Process | Natural Gas | Gas Boiler - Stack Economizer | A | Incremental Energy Savings (MWh or mTherms) | Achievable Technical Potential | 0 | 0 | 0.069859 | 0.068655 | 0.067471 | 0.066308 | 0.065164 | 0.057637 | 0.045314 | 0.035627 | 0.02801 | 0.022022 | 0.017313 | 0.013612 | 0.010702 | 0.0084138 | 0.006615 | 0.0052008 | 3.4862e-05 | 1.2236e-05 | 4.0994e-06 | 1.3137e-06
F8_Industrial_Stone, Clay, and Glass_Existing_Process_Natural Gas_Gas Boiler - Stack Economizer_A_Achievable Technical Potential | F8 | Industrial | Stone, Clay, and Glass | Existing | Process | Natural Gas | Gas Boiler - Stack Economizer | A | Incremental Summer Peak Savings (MW) | Achievable Technical Potential | 0 | 0 | 0 | 0 | 0 | 0 | 0 | 0 | 0 | 0 | 0 | 0 | 0 | 0 | 0 | 0 | 0 | 0 | 0 | 0 | 0 | 0
F9_Industrial_Stone, Clay, and Glass_Existing_Process_Natural Gas_Gas Boiler - Stack Economizer_A_Achievable Technical Potential | F9 | Industrial | Stone, Clay, and Glass | Existing | Process | Natural Gas | Gas Boiler - Stack Economizer | A | Incremental Winter Peak Savings (MW) | Achievable Technical Potential | 0 | 0 | 0 | 0 | 0 | 0 | 0 | 0 | 0 | 0 | 0 | 0 | 0 | 0 | 0 | 0 | 0 | 0 | 0 | 0 | 0 | 0
F10_Industrial_Stone, Clay, and Glass_Existing_Process_Natural Gas_Gas Boiler - Stack Economizer_A_Achievable Technical Potential | F10 | Industrial | Stone, Clay, and Glass | Existing | Process | Natural Gas | Gas Boiler - Stack Economizer | A | Cumulative Energy Savings (MWh or mTherms) | Achievable Technical Potential | 0 | 0 | 0.069859 | 0.13851 | 0.20598 | 0.27229 | 0.33746 | 0.39509 | 0.44041 | 0.47603 | 0.50404 | 0.52607 | 0.54338 | 0.55699 | 0.56769 | 0.57611 | 0.58272 | 0.58792 | 0.58796 | 0.58797 | 0.58797 | 0.58798
F11_Industrial_Stone, Clay, and Glass_Existing_Process_Natural Gas_Gas Boiler - Stack Economizer_A_Achievable Technical Potential | F11 | Industrial | Stone, Clay, and Glass | Existing | Process | Natural Gas | Gas Boiler - Stack Economizer | A | Cumulative Summer Peak Savings (MW) | Achievable Technical Potential | 0 | 0 | 0 | 0 | 0 | 0 | 0 | 0 | 0 | 0 | 0 | 0 | 0 | 0 | 0 | 0 | 0 | 0 | 0 | 0 | 0 | 0
F12_Industrial_Stone, Clay, and Glass_Existing_Process_Natural Gas_Gas Boiler - Stack Economizer_A_Achievable Technical Potential | F12 | Industrial | Stone, Clay, and Glass | Existing | Process | Natural Gas | Gas Boiler - Stack Economizer | A | Cumulative Winter Peak Savings (MW) | Achievable Technical Potential | 0 | 0 | 0 | 0 | 0 | 0 | 0 | 0 | 0 | 0 | 0 | 0 | 0 | 0 | 0 | 0 | 0 | 0 | 0 | 0 | 0 | 0
F13_Industrial_Stone, Clay, and Glass_Existing_Process_Natural Gas_Gas Boiler - Stack Economizer_A_Achievable Technical Potential | F13 | Industrial | Stone, Clay, and Glass | Existing | Process | Natural Gas | Gas Boiler - Stack Economizer | A | Purchases (Incremental) | Achievable Technical Potential | 0 | 0 | 12.6769 | 12.4583 | 12.2435 | 12.0324 | 11.825 | 10.459 | 8.2229 | 6.4649 | 5.0828 | 3.9961 | 3.1418 | 2.4701 | 1.942 | 1.5268 | 1.2004 | 0.94375 | 0.0063261 | 0.0022204 | 0.0007439 | 0.00023839
F14_Industrial_Stone, Clay, and Glass_Existing_Process_Natural Gas_Gas Boiler - Stack Economizer_A_Achievable Technical Potential | F14 | Industrial | Stone, Clay, and Glass | Existing | Process | Natural Gas | Gas Boiler - Stack Economizer | A | Purchases (Cumulative) | Achievable Technical Potential | 0 | 0 | 12.6769 | 25.1352 | 37.3787 | 49.4111 | 61.236 | 71.695 | 79.9179 | 86.3828 | 91.4656 | 95.4617 | 98.6035 | 101.0735 | 103.0155 | 104.5423 | 105.7427 | 106.6865 | 106.6928 | 106.695 | 106.6958 | 106.696
F1_Industrial_Stone, Clay, and Glass_Existing_Space Heating_Natural Gas_Gas Furnace Tube Inserts_A_Achievable Technical Potential | F1 | Industrial | Stone, Clay, and Glass | Existing | Space Heating | Natural Gas | Gas Furnace Tube Inserts | A | Original Unit Energy Savings (kWh or therms) | Achievable Technical Potential | 0 | 0 | 0.088102 | 0.087615 | 0.087128 | 0.086647 | 0.086173 | 0.085712 | 0.085266 | 0.084839 | 0.084432 | 0.08405 | 0.08369 | 0.083351 | 0.083032 | 0.082732 | 0.082449 | 0.082183 | 0.081933 | 0.081697 | 0.081476 | 0.081267
F2_Industrial_Stone, Clay, and Glass_Existing_Space Heating_Natural Gas_Gas Furnace Tube Inserts_A_Achievable Technical Potential | F2 | Industrial | Stone, Clay, and Glass | Existing | Space Heating | Natural Gas | Gas Furnace Tube Inserts | A | Original Unit Summer Peak Savings (kW) | Achievable Technical Potential | 0 | 0 | 0 | 0 | 0 | 0 | 0 | 0 | 0 | 0 | 0 | 0 | 0 | 0 | 0 | 0 | 0 | 0 | 0 | 0 | 0 | 0
F3_Industrial_Stone, Clay, and Glass_Existing_Space Heating_Natural Gas_Gas Furnace Tube Inserts_A_Achievable Technical Potential | F3 | Industrial | Stone, Clay, and Glass | Existing | Space Heating | Natural Gas | Gas Furnace Tube Inserts | A | Original Unit Winter Peak Savings (kW) | Achievable Technical Potential | 0 | 0 | 0 | 0 | 0 | 0 | 0 | 0 | 0 | 0 | 0 | 0 | 0 | 0 | 0 | 0 | 0 | 0 | 0 | 0 | 0 | 0
F4_Industrial_Stone, Clay, and Glass_Existing_Space Heating_Natural Gas_Gas Furnace Tube Inserts_A_Achievable Technical Potential | F4 | Industrial | Stone, Clay, and Glass | Existing | Space Heating | Natural Gas | Gas Furnace Tube Inserts | A | Standalone Impact on Baseline Energy (%) | Achievable Technical Potential | bar: 2019 to 2040
F5_Industrial_Stone, Clay, and Glass_Existing_Space Heating_Natural Gas_Gas Furnace Tube Inserts_A_Achievable Technical Potential | F5 | Industrial | Stone, Clay, and Glass | Existing | Space Heating | Natural Gas | Gas Furnace Tube Inserts | A | Standalone Impact on Baseline Summer Peak (%) | Achievable Technical Potential | bar: 2019 to 2040
F6_Industrial_Stone, Clay, and Glass_Existing_Space Heating_Natural Gas_Gas Furnace Tube Inserts_A_Achievable Technical Potential | F6 | Industrial | Stone, Clay, and Glass | Existing | Space Heating | Natural Gas | Gas Furnace Tube Inserts | A | Standalone Impact on Baseline Winter Peak (%) | Achievable Technical Potential | bar: 2019 to 2040
F7_Industrial_Stone, Clay, and Glass_Existing_Space Heating_Natural Gas_Gas Furnace Tube Inserts_A_Achievable Technical Potential | F7 | Industrial | Stone, Clay, and Glass | Existing | Space Heating | Natural Gas | Gas Furnace Tube Inserts | A | Incremental Energy Savings (MWh or mTherms) | Achievable Technical Potential | 0 | 0 | 0 | 0 | 0 | 0 | 0 | 0 | 0 | 0 | 0 | 0 | 0 | 0 | 0 | 0 | 0 | 0 | 0 | 0 | 0 | 0
F8_Industrial_Stone, Clay, and Glass_Existing_Space Heating_Natural Gas_Gas Furnace Tube Inserts_A_Achievable Technical Potential | F8 | Industrial | Stone, Clay, and Glass | Existing | Space Heating | Natural Gas | Gas Furnace Tube Inserts | A | Incremental Summer Peak Savings (MW) | Achievable Technical Potential | 0 | 0 | 0 | 0 | 0 | 0 | 0 | 0 | 0 | 0 | 0 | 0 | 0 | 0 | 0 | 0 | 0 | 0 | 0 | 0 | 0 | 0
F9_Industrial_Stone, Clay, and Glass_Existing_Space Heating_Natural Gas_Gas Furnace Tube Inserts_A_Achievable Technical Potential | F9 | Industrial | Stone, Clay, and Glass | Existing | Space Heating | Natural Gas | Gas Furnace Tube Inserts | A | Incremental Winter Peak Savings (MW) | Achievable Technical Potential | 0 | 0 | 0 | 0 | 0 | 0 | 0 | 0 | 0 | 0 | 0 | 0 | 0 | 0 | 0 | 0 | 0 | 0 | 0 | 0 | 0 | 0
F10_Industrial_Stone, Clay, and Glass_Existing_Space Heating_Natural Gas_Gas Furnace Tube Inserts_A_Achievable Technical Potential | F10 | Industrial | Stone, Clay, and Glass | Existing | Space Heating | Natural Gas | Gas Furnace Tube Inserts | A | Cumulative Energy Savings (MWh or mTherms) | Achievable Technical Potential | 0 | 0 | 0 | 0 | 0 | 0 | 0 | 0 | 0 | 0 | 0 | 0 | 0 | 0 | 0 | 0 | 0 | 0 | 0 | 0 | 0 | 0
F11_Industrial_Stone, Clay, and Glass_Existing_Space Heating_Natural Gas_Gas Furnace Tube Inserts_A_Achievable Technical Potential | F11 | Industrial | Stone, Clay, and Glass | Existing | Space Heating | Natural Gas | Gas Furnace Tube Inserts | A | Cumulative Summer Peak Savings (MW) | Achievable Technical Potential | 0 | 0 | 0 | 0 | 0 | 0 | 0 | 0 | 0 | 0 | 0 | 0 | 0 | 0 | 0 | 0 | 0 | 0 | 0 | 0 | 0 | 0
F12_Industrial_Stone, Clay, and Glass_Existing_Space Heating_Natural Gas_Gas Furnace Tube Inserts_A_Achievable Technical Potential | F12 | Industrial | Stone, Clay, and Glass | Existing | Space Heating | Natural Gas | Gas Furnace Tube Inserts | A | Cumulative Winter Peak Savings (MW) | Achievable Technical Potential | 0 | 0 | 0 | 0 | 0 | 0 | 0 | 0 | 0 | 0 | 0 | 0 | 0 | 0 | 0 | 0 | 0 | 0 | 0 | 0 | 0 | 0
F13_Industrial_Stone, Clay, and Glass_Existing_Space Heating_Natural Gas_Gas Furnace Tube Inserts_A_Achievable Technical Potential | F13 | Industrial | Stone, Clay, and Glass | Existing | Space Heating | Natural Gas | Gas Furnace Tube Inserts | A | Purchases (Incremental) | Achievable Technical Potential | 0 | 0 | 0 | 0 | 0 | 0 | 0 | 0 | 0 | 0 | 0 | 0 | 0 | 0 | 0 | 0 | 0 | 0 | 0 | 0 | 0 | 0
F14_Industrial_Stone, Clay, and Glass_Existing_Space Heating_Natural Gas_Gas Furnace Tube Inserts_A_Achievable Technical Potential | F14 | Industrial | Stone, Clay, and Glass | Existing | Space Heating | Natural Gas | Gas Furnace Tube Inserts | A | Purchases (Cumulative) | Achievable Technical Potential | 0 | 0 | 0 | 0 | 0 | 0 | 0 | 0 | 0 | 0 | 0 | 0 | 0 | 0 | 0 | 0 | 0 | 0 | 0 | 0 | 0 | 0
F1_Industrial_Stone, Clay, and Glass_Existing_Space Heating_Natural Gas_Space Heating - Heat Recovery Ventilator_A_Achievable Technical Potential | F1 | Industrial | Stone, Clay, and Glass | Existing | Space Heating | Natural Gas | Space Heating - Heat Recovery Ventilator | A | Original Unit Energy Savings (kWh or therms) | Achievable Technical Potential | 0 | 0 | 0.01336 | 0.013329 | 0.013297 | 0.013266 | 0.013235 | 0.013205 | 0.013176 | 0.013148 | 0.013122 | 0.013097 | 0.013074 | 0.013051 | 0.013031 | 0.013011 | 0.012992 | 0.012975 | 0.012959 | 0.012943 | 0.012929 | 0.012915
F2_Industrial_Stone, Clay, and Glass_Existing_Space Heating_Natural Gas_Space Heating - Heat Recovery Ventilator_A_Achievable Technical Potential | F2 | Industrial | Stone, Clay, and Glass | Existing | Space Heating | Natural Gas | Space Heating - Heat Recovery Ventilator | A | Original Unit Summer Peak Savings (kW) | Achievable Technical Potential | 0 | 0 | 0 | 0 | 0 | 0 | 0 | 0 | 0 | 0 | 0 | 0 | 0 | 0 | 0 | 0 | 0 | 0 | 0 | 0 | 0 | 0
F3_Industrial_Stone, Clay, and Glass_Existing_Space Heating_Natural Gas_Space Heating - Heat Recovery Ventilator_A_Achievable Technical Potential | F3 | Industrial | Stone, Clay, and Glass | Existing | Space Heating | Natural Gas | Space Heating - Heat Recovery Ventilator | A | Original Unit Winter Peak Savings (kW) | Achievable Technical Potential | 0 | 0 | 0 | 0 | 0 | 0 | 0 | 0 | 0 | 0 | 0 | 0 | 0 | 0 | 0 | 0 | 0 | 0 | 0 | 0 | 0 | 0
F4_Industrial_Stone, Clay, and Glass_Existing_Space Heating_Natural Gas_Space Heating - Heat Recovery Ventilator_A_Achievable Technical Potential | F4 | Industrial | Stone, Clay, and Glass | Existing | Space Heating | Natural Gas | Space Heating - Heat Recovery Ventilator | A | Standalone Impact on Baseline Energy (%) | Achievable Technical Potential | 0% | 0% | 0.01817% | 0.03666% | 0.05548% | 0.07462% | 0.0941% | 0.1139% | 0.1341% | 0.1546% | 0.1755% | 0.1967% | 0.2184% | 0.2404% | 0.2628% | 0.2855% | 0.3087% | 0.3323% | 0.3563% | 0.3807% | 0.4056% | 0.4309%
F5_Industrial_Stone, Clay, and Glass_Existing_Space Heating_Natural Gas_Space Heating - Heat Recovery Ventilator_A_Achievable Technical Potential | F5 | Industrial | Stone, Clay, and Glass | Existing | Space Heating | Natural Gas | Space Heating - Heat Recovery Ventilator | A | Standalone Impact on Baseline Summer Peak (%) | Achievable Technical Potential | bar: 2019 to 2040
F6_Industrial_Stone, Clay, and Glass_Existing_Space Heating_Natural Gas_Space Heating - Heat Recovery Ventilator_A_Achievable Technical Potential | F6 | Industrial | Stone, Clay, and Glass | Existing | Space Heating | Natural Gas | Space Heating - Heat Recovery Ventilator | A | Standalone Impact on Baseline Winter Peak (%) | Achievable Technical Potential | bar: 2019 to 2040
F7_Industrial_Stone, Clay, and Glass_Existing_Space Heating_Natural Gas_Space Heating - Heat Recovery Ventilator_A_Achievable Technical Potential | F7 | Industrial | Stone, Clay, and Glass | Existing | Space Heating | Natural Gas | Space Heating - Heat Recovery Ventilator | A | Incremental Energy Savings (MWh or mTherms) | Achievable Technical Potential | 0 | 0 | 0.017816 | 0.017467 | 0.017126 | 0.016791 | 0.016463 | 0.016143 | 0.015829 | 0.015524 | 0.015225 | 0.014934 | 0.014651 | 0.014374 | 0.014103 | 0.013839 | 0.013581 | 0.013329 | 0.013083 | 0.012842 | 0.012607 | 0.012376
F8_Industrial_Stone, Clay, and Glass_Existing_Space Heating_Natural Gas_Space Heating - Heat Recovery Ventilator_A_Achievable Technical Potential | F8 | Industrial | Stone, Clay, and Glass | Existing | Space Heating | Natural Gas | Space Heating - Heat Recovery Ventilator | A | Incremental Summer Peak Savings (MW) | Achievable Technical Potential | 0 | 0 | 0 | 0 | 0 | 0 | 0 | 0 | 0 | 0 | 0 | 0 | 0 | 0 | 0 | 0 | 0 | 0 | 0 | 0 | 0 | 0
F9_Industrial_Stone, Clay, and Glass_Existing_Space Heating_Natural Gas_Space Heating - Heat Recovery Ventilator_A_Achievable Technical Potential | F9 | Industrial | Stone, Clay, and Glass | Existing | Space Heating | Natural Gas | Space Heating - Heat Recovery Ventilator | A | Incremental Winter Peak Savings (MW) | Achievable Technical Potential | 0 | 0 | 0 | 0 | 0 | 0 | 0 | 0 | 0 | 0 | 0 | 0 | 0 | 0 | 0 | 0 | 0 | 0 | 0 | 0 | 0 | 0
F10_Industrial_Stone, Clay, and Glass_Existing_Space Heating_Natural Gas_Space Heating - Heat Recovery Ventilator_A_Achievable Technical Potential | F10 | Industrial | Stone, Clay, and Glass | Existing | Space Heating | Natural Gas | Space Heating - Heat Recovery Ventilator | A | Cumulative Energy Savings (MWh or mTherms) | Achievable Technical Potential | 0 | 0 | 0.017816 | 0.035241 | 0.052283 | 0.068951 | 0.085254 | 0.1012 | 0.11681 | 0.13209 | 0.14705 | 0.1617 | 0.17606 | 0.19014 | 0.20394 | 0.21747 | 0.23074 | 0.24376 | 0.25654 | 0.26908 | 0.28138 | 0.29346
F11_Industrial_Stone, Clay, and Glass_Existing_Space Heating_Natural Gas_Space Heating - Heat Recovery Ventilator_A_Achievable Technical Potential | F11 | Industrial | Stone, Clay, and Glass | Existing | Space Heating | Natural Gas | Space Heating - Heat Recovery Ventilator | A | Cumulative Summer Peak Savings (MW) | Achievable Technical Potential | 0 | 0 | 0 | 0 | 0 | 0 | 0 | 0 | 0 | 0 | 0 | 0 | 0 | 0 | 0 | 0 | 0 | 0 | 0 | 0 | 0 | 0
F12_Industrial_Stone, Clay, and Glass_Existing_Space Heating_Natural Gas_Space Heating - Heat Recovery Ventilator_A_Achievable Technical Potential | F12 | Industrial | Stone, Clay, and Glass | Existing | Space Heating | Natural Gas | Space Heating - Heat Recovery Ventilator | A | Cumulative Winter Peak Savings (MW) | Achievable Technical Potential | 0 | 0 | 0 | 0 | 0 | 0 | 0 | 0 | 0 | 0 | 0 | 0 | 0 | 0 | 0 | 0 | 0 | 0 | 0 | 0 | 0 | 0
F13_Industrial_Stone, Clay, and Glass_Existing_Space Heating_Natural Gas_Space Heating - Heat Recovery Ventilator_A_Achievable Technical Potential | F13 | Industrial | Stone, Clay, and Glass | Existing | Space Heating | Natural Gas | Space Heating - Heat Recovery Ventilator | A | Purchases (Incremental) | Achievable Technical Potential | 0 | 0 | 1333.5057 | 1310.5143 | 1287.9192 | 1265.7137 | 1243.891 | 1222.4446 | 1201.368 | 1180.6548 | 1160.2986 | 1140.2935 | 1120.6333 | 1101.312 | 1082.3239 | 1063.6631 | 1045.3241 | 1027.3013 | 1009.5892 | 992.1825 | 975.0759 | 958.2642
F14_Industrial_Stone, Clay, and Glass_Existing_Space Heating_Natural Gas_Space Heating - Heat Recovery Ventilator_A_Achievable Technical Potential | F14 | Industrial | Stone, Clay, and Glass | Existing | Space Heating | Natural Gas | Space Heating - Heat Recovery Ventilator | A | Purchases (Cumulative) | Achievable Technical Potential | 0 | 0 | 1333.5057 | 2644.02 | 3931.9392 | 5197.6528 | 6441.5439 | 7663.9885 | 8865.3565 | 10046.0112 | 11206.3099 | 12346.6034 | 13467.2366 | 14568.5486 | 15650.8725 | 16714.5356 | 17759.8597 | 18787.1609 | 19796.7501 | 20788.9325 | 21764.0084 | 22722.2726
F1_Industrial_Stone, Clay, and Glass_Existing_Space Heating_Natural Gas_Thermostat - Programmable_A_Achievable Technical Potential | F1 | Industrial | Stone, Clay, and Glass | Existing | Space Heating | Natural Gas | Thermostat - Programmable | A | Original Unit Energy Savings (kWh or therms) | Achievable Technical Potential | 0 | 0 | 0.0064634 | 0.006448 | 0.0064327 | 0.0064176 | 0.0064027 | 0.0063882 | 0.0063742 | 0.0063608 | 0.006348 | 0.006336 | 0.0063246 | 0.0063139 | 0.0063038 | 0.0062943 | 0.0062853 | 0.0062769 | 0.006269 | 0.0062616 | 0.0062546 | 0.006248
F2_Industrial_Stone, Clay, and Glass_Existing_Space Heating_Natural Gas_Thermostat - Programmable_A_Achievable Technical Potential | F2 | Industrial | Stone, Clay, and Glass | Existing | Space Heating | Natural Gas | Thermostat - Programmable | A | Original Unit Summer Peak Savings (kW) | Achievable Technical Potential | 0 | 0 | 0 | 0 | 0 | 0 | 0 | 0 | 0 | 0 | 0 | 0 | 0 | 0 | 0 | 0 | 0 | 0 | 0 | 0 | 0 | 0
F3_Industrial_Stone, Clay, and Glass_Existing_Space Heating_Natural Gas_Thermostat - Programmable_A_Achievable Technical Potential | F3 | Industrial | Stone, Clay, and Glass | Existing | Space Heating | Natural Gas | Thermostat - Programmable | A | Original Unit Winter Peak Savings (kW) | Achievable Technical Potential | 0 | 0 | 0 | 0 | 0 | 0 | 0 | 0 | 0 | 0 | 0 | 0 | 0 | 0 | 0 | 0 | 0 | 0 | 0 | 0 | 0 | 0
F4_Industrial_Stone, Clay, and Glass_Existing_Space Heating_Natural Gas_Thermostat - Programmable_A_Achievable Technical Potential | F4 | Industrial | Stone, Clay, and Glass | Existing | Space Heating | Natural Gas | Thermostat - Programmable | A | Standalone Impact on Baseline Energy (%) | Achievable Technical Potential | 0% | 0% | 0.02637% | 0.05321% | 0.08051% | 0.1083% | 0.1366% | 0.1653% | 0.1946% | 0.2244% | 0.2547% | 0.2855% | 0.3169% | 0.3489% | 0.3813% | 0.4144% | 0.4481% | 0.4823% | 0.5171% | 0.5526% | 0.5886% | 0.6253%
F5_Industrial_Stone, Clay, and Glass_Existing_Space Heating_Natural Gas_Thermostat - Programmable_A_Achievable Technical Potential | F5 | Industrial | Stone, Clay, and Glass | Existing | Space Heating | Natural Gas | Thermostat - Programmable | A | Standalone Impact on Baseline Summer Peak (%) | Achievable Technical Potential | bar: 2019 to 2040
F6_Industrial_Stone, Clay, and Glass_Existing_Space Heating_Natural Gas_Thermostat - Programmable_A_Achievable Technical Potential | F6 | Industrial | Stone, Clay, and Glass | Existing | Space Heating | Natural Gas | Thermostat - Programmable | A | Standalone Impact on Baseline Winter Peak (%) | Achievable Technical Potential | bar: 2019 to 2040
F7_Industrial_Stone, Clay, and Glass_Existing_Space Heating_Natural Gas_Thermostat - Programmable_A_Achievable Technical Potential | F7 | Industrial | Stone, Clay, and Glass | Existing | Space Heating | Natural Gas | Thermostat - Programmable | A | Incremental Energy Savings (MWh or mTherms) | Achievable Technical Potential | 0 | 0 | 0.025857 | 0.025351 | 0.024854 | 0.024368 | 0.023893 | 0.023428 | 0.022973 | 0.02253 | 0.022097 | 0.021675 | 0.021263 | 0.020861 | 0.020468 | 0.020085 | 0.019711 | 0.019345 | 0.018987 | 0.018638 | 0.018296 | 0.017962
F8_Industrial_Stone, Clay, and Glass_Existing_Space Heating_Natural Gas_Thermostat - Programmable_A_Achievable Technical Potential | F8 | Industrial | Stone, Clay, and Glass | Existing | Space Heating | Natural Gas | Thermostat - Programmable | A | Incremental Summer Peak Savings (MW) | Achievable Technical Potential | 0 | 0 | 0 | 0 | 0 | 0 | 0 | 0 | 0 | 0 | 0 | 0 | 0 | 0 | 0 | 0 | 0 | 0 | 0 | 0 | 0 | 0
F9_Industrial_Stone, Clay, and Glass_Existing_Space Heating_Natural Gas_Thermostat - Programmable_A_Achievable Technical Potential | F9 | Industrial | Stone, Clay, and Glass | Existing | Space Heating | Natural Gas | Thermostat - Programmable | A | Incremental Winter Peak Savings (MW) | Achievable Technical Potential | 0 | 0 | 0 | 0 | 0 | 0 | 0 | 0 | 0 | 0 | 0 | 0 | 0 | 0 | 0 | 0 | 0 | 0 | 0 | 0 | 0 | 0
F10_Industrial_Stone, Clay, and Glass_Existing_Space Heating_Natural Gas_Thermostat - Programmable_A_Achievable Technical Potential | F10 | Industrial | Stone, Clay, and Glass | Existing | Space Heating | Natural Gas | Thermostat - Programmable | A | Cumulative Energy Savings (MWh or mTherms) | Achievable Technical Potential | 0 | 0 | 0.025857 | 0.051146 | 0.075879 | 0.10007 | 0.12373 | 0.14688 | 0.16953 | 0.1917 | 0.21341 | 0.23468 | 0.25552 | 0.27595 | 0.29598 | 0.31562 | 0.33488 | 0.35378 | 0.37232 | 0.39051 | 0.40837 | 0.42591
F11_Industrial_Stone, Clay, and Glass_Existing_Space Heating_Natural Gas_Thermostat - Programmable_A_Achievable Technical Potential | F11 | Industrial | Stone, Clay, and Glass | Existing | Space Heating | Natural Gas | Thermostat - Programmable | A | Cumulative Summer Peak Savings (MW) | Achievable Technical Potential | 0 | 0 | 0 | 0 | 0 | 0 | 0 | 0 | 0 | 0 | 0 | 0 | 0 | 0 | 0 | 0 | 0 | 0 | 0 | 0 | 0 | 0
F12_Industrial_Stone, Clay, and Glass_Existing_Space Heating_Natural Gas_Thermostat - Programmable_A_Achievable Technical Potential | F12 | Industrial | Stone, Clay, and Glass | Existing | Space Heating | Natural Gas | Thermostat - Programmable | A | Cumulative Winter Peak Savings (MW) | Achievable Technical Potential | 0 | 0 | 0 | 0 | 0 | 0 | 0 | 0 | 0 | 0 | 0 | 0 | 0 | 0 | 0 | 0 | 0 | 0 | 0 | 0 | 0 | 0
F13_Industrial_Stone, Clay, and Glass_Existing_Space Heating_Natural Gas_Thermostat - Programmable_A_Achievable Technical Potential | F13 | Industrial | Stone, Clay, and Glass | Existing | Space Heating | Natural Gas | Thermostat - Programmable | A | Purchases (Incremental) | Achievable Technical Potential | 0 | 0 | 4000.5172 | 3931.5428 | 3863.7575 | 3797.141 | 3731.6731 | 3667.3339 | 3604.104 | 3541.9643 | 3480.8959 | 3420.8805 | 3361.8998 | 3303.936 | 3246.9716 | 3190.9893 | 3135.9722 | 3081.9038 | 3028.7675 | 2976.5474 | 2925.2276 | 2874.7926
F14_Industrial_Stone, Clay, and Glass_Existing_Space Heating_Natural Gas_Thermostat - Programmable_A_Achievable Technical Potential | F14 | Industrial | Stone, Clay, and Glass | Existing | Space Heating | Natural Gas | Thermostat - Programmable | A | Purchases (Cumulative) | Achievable Technical Potential | 0 | 0 | 4000.5172 | 7932.0599 | 11795.8175 | 15592.9585 | 19324.6316 | 22991.9655 | 26596.0695 | 30138.0337 | 33618.9296 | 37039.8101 | 40401.7099 | 43705.6459 | 46952.6174 | 50143.6067 | 53279.579 | 56361.4827 | 59390.2502 | 62366.7976 | 65292.0252 | 68166.8178
F1_Industrial_Stone, Clay, and Glass_Existing_Space Heating_Natural Gas_ENERGY STAR Connected Thermostat_A_Achievable Technical Potential | F1 | Industrial | Stone, Clay, and Glass | Existing | Space Heating | Natural Gas | ENERGY STAR Connected Thermostat | A | Original Unit Energy Savings (kWh or therms) | Achievable Technical Potential | 0 | 0 | 0.015624 | 0.015587 | 0.01555 | 0.015514 | 0.015478 | 0.015443 | 0.015409 | 0.015376 | 0.015345 | 0.015316 | 0.015289 | 0.015263 | 0.015238 | 0.015215 | 0.015194 | 0.015173 | 0.015154 | 0.015136 | 0.01512 | 0.015104
F2_Industrial_Stone, Clay, and Glass_Existing_Space Heating_Natural Gas_ENERGY STAR Connected Thermostat_A_Achievable Technical Potential | F2 | Industrial | Stone, Clay, and Glass | Existing | Space Heating | Natural Gas | ENERGY STAR Connected Thermostat | A | Original Unit Summer Peak Savings (kW) | Achievable Technical Potential | 0 | 0 | 0 | 0 | 0 | 0 | 0 | 0 | 0 | 0 | 0 | 0 | 0 | 0 | 0 | 0 | 0 | 0 | 0 | 0 | 0 | 0
F3_Industrial_Stone, Clay, and Glass_Existing_Space Heating_Natural Gas_ENERGY STAR Connected Thermostat_A_Achievable Technical Potential | F3 | Industrial | Stone, Clay, and Glass | Existing | Space Heating | Natural Gas | ENERGY STAR Connected Thermostat | A | Original Unit Winter Peak Savings (kW) | Achievable Technical Potential | 0 | 0 | 0 | 0 | 0 | 0 | 0 | 0 | 0 | 0 | 0 | 0 | 0 | 0 | 0 | 0 | 0 | 0 | 0 | 0 | 0 | 0
F4_Industrial_Stone, Clay, and Glass_Existing_Space Heating_Natural Gas_ENERGY STAR Connected Thermostat_A_Achievable Technical Potential | F4 | Industrial | Stone, Clay, and Glass | Existing | Space Heating | Natural Gas | ENERGY STAR Connected Thermostat | A | Standalone Impact on Baseline Energy (%) | Achievable Technical Potential | 0% | 0% | 0.06375% | 0.1286% | 0.1946% | 0.2618% | 0.3301% | 0.3997% | 0.4704% | 0.5424% | 0.6157% | 0.6903% | 0.7661% | 0.8433% | 0.9219% | 1.002% | 1.083% | 1.166% | 1.25% | 1.336% | 1.423% | 1.512%
F5_Industrial_Stone, Clay, and Glass_Existing_Space Heating_Natural Gas_ENERGY STAR Connected Thermostat_A_Achievable Technical Potential | F5 | Industrial | Stone, Clay, and Glass | Existing | Space Heating | Natural Gas | ENERGY STAR Connected Thermostat | A | Standalone Impact on Baseline Summer Peak (%) | Achievable Technical Potential | bar: 2019 to 2040
F6_Industrial_Stone, Clay, and Glass_Existing_Space Heating_Natural Gas_ENERGY STAR Connected Thermostat_A_Achievable Technical Potential | F6 | Industrial | Stone, Clay, and Glass | Existing | Space Heating | Natural Gas | ENERGY STAR Connected Thermostat | A | Standalone Impact on Baseline Winter Peak (%) | Achievable Technical Potential | bar: 2019 to 2040
F7_Industrial_Stone, Clay, and Glass_Existing_Space Heating_Natural Gas_ENERGY STAR Connected Thermostat_A_Achievable Technical Potential | F7 | Industrial | Stone, Clay, and Glass | Existing | Space Heating | Natural Gas | ENERGY STAR Connected Thermostat | A | Incremental Energy Savings (MWh or mTherms) | Achievable Technical Potential | 0 | 0 | 0.062505 | 0.061282 | 0.060082 | 0.058907 | 0.057757 | 0.056633 | 0.055535 | 0.054462 | 0.053416 | 0.052395 | 0.051399 | 0.050427 | 0.049479 | 0.048552 | 0.047647 | 0.046763 | 0.045899 | 0.045054 | 0.044228 | 0.04342
F8_Industrial_Stone, Clay, and Glass_Existing_Space Heating_Natural Gas_ENERGY STAR Connected Thermostat_A_Achievable Technical Potential | F8 | Industrial | Stone, Clay, and Glass | Existing | Space Heating | Natural Gas | ENERGY STAR Connected Thermostat | A | Incremental Summer Peak Savings (MW) | Achievable Technical Potential | 0 | 0 | 0 | 0 | 0 | 0 | 0 | 0 | 0 | 0 | 0 | 0 | 0 | 0 | 0 | 0 | 0 | 0 | 0 | 0 | 0 | 0
F9_Industrial_Stone, Clay, and Glass_Existing_Space Heating_Natural Gas_ENERGY STAR Connected Thermostat_A_Achievable Technical Potential | F9 | Industrial | Stone, Clay, and Glass | Existing | Space Heating | Natural Gas | ENERGY STAR Connected Thermostat | A | Incremental Winter Peak Savings (MW) | Achievable Technical Potential | 0 | 0 | 0 | 0 | 0 | 0 | 0 | 0 | 0 | 0 | 0 | 0 | 0 | 0 | 0 | 0 | 0 | 0 | 0 | 0 | 0 | 0
F10_Industrial_Stone, Clay, and Glass_Existing_Space Heating_Natural Gas_ENERGY STAR Connected Thermostat_A_Achievable Technical Potential | F10 | Industrial | Stone, Clay, and Glass | Existing | Space Heating | Natural Gas | ENERGY STAR Connected Thermostat | A | Cumulative Energy Savings (MWh or mTherms) | Achievable Technical Potential | 0 | 0 | 0.062505 | 0.12364 | 0.18343 | 0.2419 | 0.2991 | 0.35506 | 0.40981 | 0.46341 | 0.5159 | 0.56731 | 0.61769 | 0.66707 | 0.71548 | 0.76296 | 0.80952 | 0.8552 | 0.90002 | 0.94401 | 0.98718 | 1.0296
F11_Industrial_Stone, Clay, and Glass_Existing_Space Heating_Natural Gas_ENERGY STAR Connected Thermostat_A_Achievable Technical Potential | F11 | Industrial | Stone, Clay, and Glass | Existing | Space Heating | Natural Gas | ENERGY STAR Connected Thermostat | A | Cumulative Summer Peak Savings (MW) | Achievable Technical Potential | 0 | 0 | 0 | 0 | 0 | 0 | 0 | 0 | 0 | 0 | 0 | 0 | 0 | 0 | 0 | 0 | 0 | 0 | 0 | 0 | 0 | 0
F12_Industrial_Stone, Clay, and Glass_Existing_Space Heating_Natural Gas_ENERGY STAR Connected Thermostat_A_Achievable Technical Potential | F12 | Industrial | Stone, Clay, and Glass | Existing | Space Heating | Natural Gas | ENERGY STAR Connected Thermostat | A | Cumulative Winter Peak Savings (MW) | Achievable Technical Potential | 0 | 0 | 0 | 0 | 0 | 0 | 0 | 0 | 0 | 0 | 0 | 0 | 0 | 0 | 0 | 0 | 0 | 0 | 0 | 0 | 0 | 0
F13_Industrial_Stone, Clay, and Glass_Existing_Space Heating_Natural Gas_ENERGY STAR Connected Thermostat_A_Achievable Technical Potential | F13 | Industrial | Stone, Clay, and Glass | Existing | Space Heating | Natural Gas | ENERGY STAR Connected Thermostat | A | Purchases (Incremental) | Achievable Technical Potential | 0 | 0 | 4000.5172 | 3931.5428 | 3863.7575 | 3797.141 | 3731.6731 | 3667.3339 | 3604.104 | 3541.9643 | 3480.8959 | 3420.8805 | 3361.8998 | 3303.936 | 3246.9716 | 3190.9893 | 3135.9722 | 3081.9038 | 3028.7675 | 2976.5474 | 2925.2276 | 2874.7926
F14_Industrial_Stone, Clay, and Glass_Existing_Space Heating_Natural Gas_ENERGY STAR Connected Thermostat_A_Achievable Technical Potential | F14 | Industrial | Stone, Clay, and Glass | Existing | Space Heating | Natural Gas | ENERGY STAR Connected Thermostat | A | Purchases (Cumulative) | Achievable Technical Potential | 0 | 0 | 4000.5172 | 7932.0599 | 11795.8175 | 15592.9585 | 19324.6316 | 22991.9655 | 26596.0695 | 30138.0337 | 33618.9296 | 37039.8101 | 40401.7099 | 43705.6459 | 46952.6174 | 50143.6067 | 53279.579 | 56361.4827 | 59390.2502 | 62366.7976 | 65292.0252 | 68166.8178
F1_Industrial_Stone, Clay, and Glass_Existing_Space Heating_Natural Gas_Destratification Fans (HVLS)_A_Achievable Technical Potential | F1 | Industrial | Stone, Clay, and Glass | Existing | Space Heating | Natural Gas | Destratification Fans (HVLS) | A | Original Unit Energy Savings (kWh or therms) | Achievable Technical Potential | 0 | 0 | 0.015624 | 0.015587 | 0.01555 | 0.015514 | 0.015478 | 0.015443 | 0.015409 | 0.015376 | 0.015345 | 0.015316 | 0.015289 | 0.015263 | 0.015238 | 0.015215 | 0.015194 | 0.015173 | 0.015154 | 0.015136 | 0.01512 | 0.015104
F2_Industrial_Stone, Clay, and Glass_Existing_Space Heating_Natural Gas_Destratification Fans (HVLS)_A_Achievable Technical Potential | F2 | Industrial | Stone, Clay, and Glass | Existing | Space Heating | Natural Gas | Destratification Fans (HVLS) | A | Original Unit Summer Peak Savings (kW) | Achievable Technical Potential | 0 | 0 | 0 | 0 | 0 | 0 | 0 | 0 | 0 | 0 | 0 | 0 | 0 | 0 | 0 | 0 | 0 | 0 | 0 | 0 | 0 | 0
F3_Industrial_Stone, Clay, and Glass_Existing_Space Heating_Natural Gas_Destratification Fans (HVLS)_A_Achievable Technical Potential | F3 | Industrial | Stone, Clay, and Glass | Existing | Space Heating | Natural Gas | Destratification Fans (HVLS) | A | Original Unit Winter Peak Savings (kW) | Achievable Technical Potential | 0 | 0 | 0 | 0 | 0 | 0 | 0 | 0 | 0 | 0 | 0 | 0 | 0 | 0 | 0 | 0 | 0 | 0 | 0 | 0 | 0 | 0
F4_Industrial_Stone, Clay, and Glass_Existing_Space Heating_Natural Gas_Destratification Fans (HVLS)_A_Achievable Technical Potential | F4 | Industrial | Stone, Clay, and Glass | Existing | Space Heating | Natural Gas | Destratification Fans (HVLS) | A | Standalone Impact on Baseline Energy (%) | Achievable Technical Potential | 0% | 0% | 0.06375% | 0.1286% | 0.1946% | 0.2618% | 0.3301% | 0.3997% | 0.4704% | 0.5424% | 0.6157% | 0.6903% | 0.7661% | 0.8433% | 0.9219% | 1.002% | 1.083% | 1.166% | 1.25% | 1.336% | 1.423% | 1.512%
F5_Industrial_Stone, Clay, and Glass_Existing_Space Heating_Natural Gas_Destratification Fans (HVLS)_A_Achievable Technical Potential | F5 | Industrial | Stone, Clay, and Glass | Existing | Space Heating | Natural Gas | Destratification Fans (HVLS) | A | Standalone Impact on Baseline Summer Peak (%) | Achievable Technical Potential | bar: 2019 to 2040
F6_Industrial_Stone, Clay, and Glass_Existing_Space Heating_Natural Gas_Destratification Fans (HVLS)_A_Achievable Technical Potential | F6 | Industrial | Stone, Clay, and Glass | Existing | Space Heating | Natural Gas | Destratification Fans (HVLS) | A | Standalone Impact on Baseline Winter Peak (%) | Achievable Technical Potential | bar: 2019 to 2040
F7_Industrial_Stone, Clay, and Glass_Existing_Space Heating_Natural Gas_Destratification Fans (HVLS)_A_Achievable Technical Potential | F7 | Industrial | Stone, Clay, and Glass | Existing | Space Heating | Natural Gas | Destratification Fans (HVLS) | A | Incremental Energy Savings (MWh or mTherms) | Achievable Technical Potential | 0 | 0 | 0.062505 | 0.061282 | 0.060082 | 0.058907 | 0.057757 | 0.056633 | 0.055535 | 0.054462 | 0.053416 | 0.052395 | 0.051399 | 0.050427 | 0.049479 | 0.048552 | 0.047647 | 0.046763 | 0.045899 | 0.045054 | 0.044228 | 0.04342
F8_Industrial_Stone, Clay, and Glass_Existing_Space Heating_Natural Gas_Destratification Fans (HVLS)_A_Achievable Technical Potential | F8 | Industrial | Stone, Clay, and Glass | Existing | Space Heating | Natural Gas | Destratification Fans (HVLS) | A | Incremental Summer Peak Savings (MW) | Achievable Technical Potential | 0 | 0 | 0 | 0 | 0 | 0 | 0 | 0 | 0 | 0 | 0 | 0 | 0 | 0 | 0 | 0 | 0 | 0 | 0 | 0 | 0 | 0
F9_Industrial_Stone, Clay, and Glass_Existing_Space Heating_Natural Gas_Destratification Fans (HVLS)_A_Achievable Technical Potential | F9 | Industrial | Stone, Clay, and Glass | Existing | Space Heating | Natural Gas | Destratification Fans (HVLS) | A | Incremental Winter Peak Savings (MW) | Achievable Technical Potential | 0 | 0 | 0 | 0 | 0 | 0 | 0 | 0 | 0 | 0 | 0 | 0 | 0 | 0 | 0 | 0 | 0 | 0 | 0 | 0 | 0 | 0
F10_Industrial_Stone, Clay, and Glass_Existing_Space Heating_Natural Gas_Destratification Fans (HVLS)_A_Achievable Technical Potential | F10 | Industrial | Stone, Clay, and Glass | Existing | Space Heating | Natural Gas | Destratification Fans (HVLS) | A | Cumulative Energy Savings (MWh or mTherms) | Achievable Technical Potential | 0 | 0 | 0.062505 | 0.12364 | 0.18343 | 0.2419 | 0.2991 | 0.35506 | 0.40981 | 0.46341 | 0.5159 | 0.56731 | 0.61769 | 0.66707 | 0.71548 | 0.76296 | 0.80952 | 0.8552 | 0.90002 | 0.94401 | 0.98718 | 1.0296
F11_Industrial_Stone, Clay, and Glass_Existing_Space Heating_Natural Gas_Destratification Fans (HVLS)_A_Achievable Technical Potential | F11 | Industrial | Stone, Clay, and Glass | Existing | Space Heating | Natural Gas | Destratification Fans (HVLS) | A | Cumulative Summer Peak Savings (MW) | Achievable Technical Potential | 0 | 0 | 0 | 0 | 0 | 0 | 0 | 0 | 0 | 0 | 0 | 0 | 0 | 0 | 0 | 0 | 0 | 0 | 0 | 0 | 0 | 0
F12_Industrial_Stone, Clay, and Glass_Existing_Space Heating_Natural Gas_Destratification Fans (HVLS)_A_Achievable Technical Potential | F12 | Industrial | Stone, Clay, and Glass | Existing | Space Heating | Natural Gas | Destratification Fans (HVLS) | A | Cumulative Winter Peak Savings (MW) | Achievable Technical Potential | 0 | 0 | 0 | 0 | 0 | 0 | 0 | 0 | 0 | 0 | 0 | 0 | 0 | 0 | 0 | 0 | 0 | 0 | 0 | 0 | 0 | 0
F13_Industrial_Stone, Clay, and Glass_Existing_Space Heating_Natural Gas_Destratification Fans (HVLS)_A_Achievable Technical Potential | F13 | Industrial | Stone, Clay, and Glass | Existing | Space Heating | Natural Gas | Destratification Fans (HVLS) | A | Purchases (Incremental) | Achievable Technical Potential | 0 | 0 | 4000.5172 | 3931.5428 | 3863.7575 | 3797.141 | 3731.6731 | 3667.3339 | 3604.104 | 3541.9643 | 3480.8959 | 3420.8805 | 3361.8998 | 3303.936 | 3246.9716 | 3190.9893 | 3135.9722 | 3081.9038 | 3028.7675 | 2976.5474 | 2925.2276 | 2874.7926
F14_Industrial_Stone, Clay, and Glass_Existing_Space Heating_Natural Gas_Destratification Fans (HVLS)_A_Achievable Technical Potential | F14 | Industrial | Stone, Clay, and Glass | Existing | Space Heating | Natural Gas | Destratification Fans (HVLS) | A | Purchases (Cumulative) | Achievable Technical Potential | 0 | 0 | 4000.5172 | 7932.0599 | 11795.8175 | 15592.9585 | 19324.6316 | 22991.9655 | 26596.0695 | 30138.0337 | 33618.9296 | 37039.8101 | 40401.7099 | 43705.6459 | 46952.6174 | 50143.6067 | 53279.579 | 56361.4827 | 59390.2502 | 62366.7976 | 65292.0252 | 68166.8178
F1_Industrial_Stone, Clay, and Glass_Existing_Space Heating_Natural Gas_Gas Boiler - Insulate Steam Lines/Condensate Tank_A_Achievable Technical Potential | F1 | Industrial | Stone, Clay, and Glass | Existing | Space Heating | Natural Gas | Gas Boiler - Insulate Steam Lines/Condensate Tank | A | Original Unit Energy Savings (kWh or therms) | Achievable Technical Potential | 0 | 0 | 76.9349 | 76.7417 | 76.5526 | 76.3679 | 76.188 | 76.0132 | 75.844 | 75.6806 | 75.5233 | 75.3722 | 75.2277 | 75.09 | 74.9592 | 74.8355 | 74.7191 | 74.61 | 74.5085 | 74.4146 | 74.3284 | 74.2501
F2_Industrial_Stone, Clay, and Glass_Existing_Space Heating_Natural Gas_Gas Boiler - Insulate Steam Lines/Condensate Tank_A_Achievable Technical Potential | F2 | Industrial | Stone, Clay, and Glass | Existing | Space Heating | Natural Gas | Gas Boiler - Insulate Steam Lines/Condensate Tank | A | Original Unit Summer Peak Savings (kW) | Achievable Technical Potential | 0 | 0 | 0 | 0 | 0 | 0 | 0 | 0 | 0 | 0 | 0 | 0 | 0 | 0 | 0 | 0 | 0 | 0 | 0 | 0 | 0 | 0
F3_Industrial_Stone, Clay, and Glass_Existing_Space Heating_Natural Gas_Gas Boiler - Insulate Steam Lines/Condensate Tank_A_Achievable Technical Potential | F3 | Industrial | Stone, Clay, and Glass | Existing | Space Heating | Natural Gas | Gas Boiler - Insulate Steam Lines/Condensate Tank | A | Original Unit Winter Peak Savings (kW) | Achievable Technical Potential | 0 | 0 | 0 | 0 | 0 | 0 | 0 | 0 | 0 | 0 | 0 | 0 | 0 | 0 | 0 | 0 | 0 | 0 | 0 | 0 | 0 | 0
F4_Industrial_Stone, Clay, and Glass_Existing_Space Heating_Natural Gas_Gas Boiler - Insulate Steam Lines/Condensate Tank_A_Achievable Technical Potential | F4 | Industrial | Stone, Clay, and Glass | Existing | Space Heating | Natural Gas | Gas Boiler - Insulate Steam Lines/Condensate Tank | A | Standalone Impact on Baseline Energy (%) | Achievable Technical Potential | 0% | 0% | 0.005127% | 0.01034% | 0.01565% | 0.02105% | 0.02654% | 0.03213% | 0.03782% | 0.0436% | 0.04949% | 0.05548% | 0.06157% | 0.06776% | 0.07406% | 0.08047% | 0.08699% | 0.09363% | 0.1004% | 0.1073% | 0.1142% | 0.1214%
F5_Industrial_Stone, Clay, and Glass_Existing_Space Heating_Natural Gas_Gas Boiler - Insulate Steam Lines/Condensate Tank_A_Achievable Technical Potential | F5 | Industrial | Stone, Clay, and Glass | Existing | Space Heating | Natural Gas | Gas Boiler - Insulate Steam Lines/Condensate Tank | A | Standalone Impact on Baseline Summer Peak (%) | Achievable Technical Potential | bar: 2019 to 2040
F6_Industrial_Stone, Clay, and Glass_Existing_Space Heating_Natural Gas_Gas Boiler - Insulate Steam Lines/Condensate Tank_A_Achievable Technical Potential | F6 | Industrial | Stone, Clay, and Glass | Existing | Space Heating | Natural Gas | Gas Boiler - Insulate Steam Lines/Condensate Tank | A | Standalone Impact on Baseline Winter Peak (%) | Achievable Technical Potential | bar: 2019 to 2040
F7_Industrial_Stone, Clay, and Glass_Existing_Space Heating_Natural Gas_Gas Boiler - Insulate Steam Lines/Condensate Tank_A_Achievable Technical Potential | F7 | Industrial | Stone, Clay, and Glass | Existing | Space Heating | Natural Gas | Gas Boiler - Insulate Steam Lines/Condensate Tank | A | Incremental Energy Savings (MWh or mTherms) | Achievable Technical Potential | 0 | 0 | 0.0050267 | 0.0049276 | 0.0048307 | 0.004736 | 0.0046434 | 0.0045528 | 0.0044644 | 0.004378 | 0.0042935 | 0.0042111 | 0.0041305 | 0.0040519 | 0.0039751 | 0.0039001 | 0.0038269 | 0.0037554 | 0.0036857 | 0.0036175 | 0.0035511 | 0.0034862
F8_Industrial_Stone, Clay, and Glass_Existing_Space Heating_Natural Gas_Gas Boiler - Insulate Steam Lines/Condensate Tank_A_Achievable Technical Potential | F8 | Industrial | Stone, Clay, and Glass | Existing | Space Heating | Natural Gas | Gas Boiler - Insulate Steam Lines/Condensate Tank | A | Incremental Summer Peak Savings (MW) | Achievable Technical Potential | 0 | 0 | 0 | 0 | 0 | 0 | 0 | 0 | 0 | 0 | 0 | 0 | 0 | 0 | 0 | 0 | 0 | 0 | 0 | 0 | 0 | 0
F9_Industrial_Stone, Clay, and Glass_Existing_Space Heating_Natural Gas_Gas Boiler - Insulate Steam Lines/Condensate Tank_A_Achievable Technical Potential | F9 | Industrial | Stone, Clay, and Glass | Existing | Space Heating | Natural Gas | Gas Boiler - Insulate Steam Lines/Condensate Tank | A | Incremental Winter Peak Savings (MW) | Achievable Technical Potential | 0 | 0 | 0 | 0 | 0 | 0 | 0 | 0 | 0 | 0 | 0 | 0 | 0 | 0 | 0 | 0 | 0 | 0 | 0 | 0 | 0 | 0
F10_Industrial_Stone, Clay, and Glass_Existing_Space Heating_Natural Gas_Gas Boiler - Insulate Steam Lines/Condensate Tank_A_Achievable Technical Potential | F10 | Industrial | Stone, Clay, and Glass | Existing | Space Heating | Natural Gas | Gas Boiler - Insulate Steam Lines/Condensate Tank | A | Cumulative Energy Savings (MWh or mTherms) | Achievable Technical Potential | 0 | 0 | 0.0050267 | 0.0099417 | 0.014748 | 0.019448 | 0.024046 | 0.028544 | 0.032944 | 0.037251 | 0.041467 | 0.045596 | 0.049639 | 0.0536 | 0.057481 | 0.061287 | 0.065018 | 0.068679 | 0.072271 | 0.075797 | 0.079261 | 0.082663
F11_Industrial_Stone, Clay, and Glass_Existing_Space Heating_Natural Gas_Gas Boiler - Insulate Steam Lines/Condensate Tank_A_Achievable Technical Potential | F11 | Industrial | Stone, Clay, and Glass | Existing | Space Heating | Natural Gas | Gas Boiler - Insulate Steam Lines/Condensate Tank | A | Cumulative Summer Peak Savings (MW) | Achievable Technical Potential | 0 | 0 | 0 | 0 | 0 | 0 | 0 | 0 | 0 | 0 | 0 | 0 | 0 | 0 | 0 | 0 | 0 | 0 | 0 | 0 | 0 | 0
F12_Industrial_Stone, Clay, and Glass_Existing_Space Heating_Natural Gas_Gas Boiler - Insulate Steam Lines/Condensate Tank_A_Achievable Technical Potential | F12 | Industrial | Stone, Clay, and Glass | Existing | Space Heating | Natural Gas | Gas Boiler - Insulate Steam Lines/Condensate Tank | A | Cumulative Winter Peak Savings (MW) | Achievable Technical Potential | 0 | 0 | 0 | 0 | 0 | 0 | 0 | 0 | 0 | 0 | 0 | 0 | 0 | 0 | 0 | 0 | 0 | 0 | 0 | 0 | 0 | 0
F13_Industrial_Stone, Clay, and Glass_Existing_Space Heating_Natural Gas_Gas Boiler - Insulate Steam Lines/Condensate Tank_A_Achievable Technical Potential | F13 | Industrial | Stone, Clay, and Glass | Existing | Space Heating | Natural Gas | Gas Boiler - Insulate Steam Lines/Condensate Tank | A | Purchases (Incremental) | Achievable Technical Potential | 0 | 0 | 0.065337 | 0.064211 | 0.063103 | 0.062015 | 0.060946 | 0.059895 | 0.058863 | 0.057848 | 0.05685 | 0.05587 | 0.054907 | 0.05396 | 0.05303 | 0.052116 | 0.051217 | 0.050334 | 0.049466 | 0.048613 | 0.047775 | 0.046952
F14_Industrial_Stone, Clay, and Glass_Existing_Space Heating_Natural Gas_Gas Boiler - Insulate Steam Lines/Condensate Tank_A_Achievable Technical Potential | F14 | Industrial | Stone, Clay, and Glass | Existing | Space Heating | Natural Gas | Gas Boiler - Insulate Steam Lines/Condensate Tank | A | Purchases (Cumulative) | Achievable Technical Potential | 0 | 0 | 0.065337 | 0.12955 | 0.19265 | 0.25467 | 0.31561 | 0.37551 | 0.43437 | 0.49222 | 0.54907 | 0.60494 | 0.65985 | 0.71381 | 0.76684 | 0.81895 | 0.87017 | 0.9205 | 0.96997 | 1.0186 | 1.0664 | 1.1133
F1_Industrial_Stone, Clay, and Glass_Existing_Process_Natural Gas_Gas Boiler - Insulate Steam Lines/Condensate Tank_A_Achievable Technical Potential | F1 | Industrial | Stone, Clay, and Glass | Existing | Process | Natural Gas | Gas Boiler - Insulate Steam Lines/Condensate Tank | A | Original Unit Energy Savings (kWh or therms) | Achievable Technical Potential | 0 | 0 | 45.5894 | 45.5894 | 45.5894 | 45.5894 | 45.5894 | 45.5894 | 45.5894 | 45.5894 | 45.5894 | 45.5894 | 45.5894 | 45.5894 | 45.5894 | 45.5894 | 45.5894 | 45.5894 | 45.5894 | 45.5894 | 45.5894 | 45.5894
F2_Industrial_Stone, Clay, and Glass_Existing_Process_Natural Gas_Gas Boiler - Insulate Steam Lines/Condensate Tank_A_Achievable Technical Potential | F2 | Industrial | Stone, Clay, and Glass | Existing | Process | Natural Gas | Gas Boiler - Insulate Steam Lines/Condensate Tank | A | Original Unit Summer Peak Savings (kW) | Achievable Technical Potential | 0 | 0 | 0 | 0 | 0 | 0 | 0 | 0 | 0 | 0 | 0 | 0 | 0 | 0 | 0 | 0 | 0 | 0 | 0 | 0 | 0 | 0
F3_Industrial_Stone, Clay, and Glass_Existing_Process_Natural Gas_Gas Boiler - Insulate Steam Lines/Condensate Tank_A_Achievable Technical Potential | F3 | Industrial | Stone, Clay, and Glass | Existing | Process | Natural Gas | Gas Boiler - Insulate Steam Lines/Condensate Tank | A | Original Unit Winter Peak Savings (kW) | Achievable Technical Potential | 0 | 0 | 0 | 0 | 0 | 0 | 0 | 0 | 0 | 0 | 0 | 0 | 0 | 0 | 0 | 0 | 0 | 0 | 0 | 0 | 0 | 0
F4_Industrial_Stone, Clay, and Glass_Existing_Process_Natural Gas_Gas Boiler - Insulate Steam Lines/Condensate Tank_A_Achievable Technical Potential | F4 | Industrial | Stone, Clay, and Glass | Existing | Process | Natural Gas | Gas Boiler - Insulate Steam Lines/Condensate Tank | A | Standalone Impact on Baseline Energy (%) | Achievable Technical Potential | 0% | 0% | 0.00172% | 0.003471% | 0.005252% | 0.007065% | 0.008909% | 0.01079% | 0.0127% | 0.01464% | 0.01662% | 0.01863% | 0.02067% | 0.02276% | 0.02488% | 0.02703% | 0.02923% | 0.03146% | 0.03373% | 0.03605% | 0.0384% | 0.04079%
F5_Industrial_Stone, Clay, and Glass_Existing_Process_Natural Gas_Gas Boiler - Insulate Steam Lines/Condensate Tank_A_Achievable Technical Potential | F5 | Industrial | Stone, Clay, and Glass | Existing | Process | Natural Gas | Gas Boiler - Insulate Steam Lines/Condensate Tank | A | Standalone Impact on Baseline Summer Peak (%) | Achievable Technical Potential | bar: 2019 to 2040
F6_Industrial_Stone, Clay, and Glass_Existing_Process_Natural Gas_Gas Boiler - Insulate Steam Lines/Condensate Tank_A_Achievable Technical Potential | F6 | Industrial | Stone, Clay, and Glass | Existing | Process | Natural Gas | Gas Boiler - Insulate Steam Lines/Condensate Tank | A | Standalone Impact on Baseline Winter Peak (%) | Achievable Technical Potential | bar: 2019 to 2040
F7_Industrial_Stone, Clay, and Glass_Existing_Process_Natural Gas_Gas Boiler - Insulate Steam Lines/Condensate Tank_A_Achievable Technical Potential | F7 | Industrial | Stone, Clay, and Glass | Existing | Process | Natural Gas | Gas Boiler - Insulate Steam Lines/Condensate Tank | A | Incremental Energy Savings (MWh or mTherms) | Achievable Technical Potential | 0 | 0 | 0.033025 | 0.032455 | 0.031896 | 0.031346 | 0.030805 | 0.030274 | 0.029752 | 0.029239 | 0.028735 | 0.02824 | 0.027753 | 0.027274 | 0.026804 | 0.026342 | 0.025888 | 0.025441 | 0.025003 | 0.024572 | 0.024148 | 0.023732
F8_Industrial_Stone, Clay, and Glass_Existing_Process_Natural Gas_Gas Boiler - Insulate Steam Lines/Condensate Tank_A_Achievable Technical Potential | F8 | Industrial | Stone, Clay, and Glass | Existing | Process | Natural Gas | Gas Boiler - Insulate Steam Lines/Condensate Tank | A | Incremental Summer Peak Savings (MW) | Achievable Technical Potential | 0 | 0 | 0 | 0 | 0 | 0 | 0 | 0 | 0 | 0 | 0 | 0 | 0 | 0 | 0 | 0 | 0 | 0 | 0 | 0 | 0 | 0
F9_Industrial_Stone, Clay, and Glass_Existing_Process_Natural Gas_Gas Boiler - Insulate Steam Lines/Condensate Tank_A_Achievable Technical Potential | F9 | Industrial | Stone, Clay, and Glass | Existing | Process | Natural Gas | Gas Boiler - Insulate Steam Lines/Condensate Tank | A | Incremental Winter Peak Savings (MW) | Achievable Technical Potential | 0 | 0 | 0 | 0 | 0 | 0 | 0 | 0 | 0 | 0 | 0 | 0 | 0 | 0 | 0 | 0 | 0 | 0 | 0 | 0 | 0 | 0
F10_Industrial_Stone, Clay, and Glass_Existing_Process_Natural Gas_Gas Boiler - Insulate Steam Lines/Condensate Tank_A_Achievable Technical Potential | F10 | Industrial | Stone, Clay, and Glass | Existing | Process | Natural Gas | Gas Boiler - Insulate Steam Lines/Condensate Tank | A | Cumulative Energy Savings (MWh or mTherms) | Achievable Technical Potential | 0 | 0 | 0.033025 | 0.06548 | 0.097376 | 0.12872 | 0.15953 | 0.1898 | 0.21955 | 0.24879 | 0.27753 | 0.30577 | 0.33352 | 0.3608 | 0.3876 | 0.41394 | 0.43983 | 0.46527 | 0.49027 | 0.51485 | 0.53899 | 0.56273
F11_Industrial_Stone, Clay, and Glass_Existing_Process_Natural Gas_Gas Boiler - Insulate Steam Lines/Condensate Tank_A_Achievable Technical Potential | F11 | Industrial | Stone, Clay, and Glass | Existing | Process | Natural Gas | Gas Boiler - Insulate Steam Lines/Condensate Tank | A | Cumulative Summer Peak Savings (MW) | Achievable Technical Potential | 0 | 0 | 0 | 0 | 0 | 0 | 0 | 0 | 0 | 0 | 0 | 0 | 0 | 0 | 0 | 0 | 0 | 0 | 0 | 0 | 0 | 0
F12_Industrial_Stone, Clay, and Glass_Existing_Process_Natural Gas_Gas Boiler - Insulate Steam Lines/Condensate Tank_A_Achievable Technical Potential | F12 | Industrial | Stone, Clay, and Glass | Existing | Process | Natural Gas | Gas Boiler - Insulate Steam Lines/Condensate Tank | A | Cumulative Winter Peak Savings (MW) | Achievable Technical Potential | 0 | 0 | 0 | 0 | 0 | 0 | 0 | 0 | 0 | 0 | 0 | 0 | 0 | 0 | 0 | 0 | 0 | 0 | 0 | 0 | 0 | 0
F13_Industrial_Stone, Clay, and Glass_Existing_Process_Natural Gas_Gas Boiler - Insulate Steam Lines/Condensate Tank_A_Achievable Technical Potential | F13 | Industrial | Stone, Clay, and Glass | Existing | Process | Natural Gas | Gas Boiler - Insulate Steam Lines/Condensate Tank | A | Purchases (Incremental) | Achievable Technical Potential | 0 | 0 | 0.7244 | 0.71191 | 0.69963 | 0.68757 | 0.67571 | 0.66406 | 0.65261 | 0.64136 | 0.6303 | 0.61944 | 0.60876 | 0.59826 | 0.58795 | 0.57781 | 0.56785 | 0.55806 | 0.54844 | 0.53898 | 0.52969 | 0.52055
F14_Industrial_Stone, Clay, and Glass_Existing_Process_Natural Gas_Gas Boiler - Insulate Steam Lines/Condensate Tank_A_Achievable Technical Potential | F14 | Industrial | Stone, Clay, and Glass | Existing | Process | Natural Gas | Gas Boiler - Insulate Steam Lines/Condensate Tank | A | Purchases (Cumulative) | Achievable Technical Potential | 0 | 0 | 0.7244 | 1.4363 | 2.1359 | 2.8235 | 3.4992 | 4.1633 | 4.8159 | 5.4573 | 6.0876 | 6.707 | 7.3158 | 7.914 | 8.502 | 9.0798 | 9.6476 | 10.2057 | 10.7541 | 11.2931 | 11.8228 | 12.3433
F1_Industrial_Stone, Clay, and Glass_Existing_Space Heating_Natural Gas_Gas Boiler - Insulate Hot Water Lines_A_Achievable Technical Potential | F1 | Industrial | Stone, Clay, and Glass | Existing | Space Heating | Natural Gas | Gas Boiler - Insulate Hot Water Lines | A | Original Unit Energy Savings (kWh or therms) | Achievable Technical Potential | 0 | 0 | 86.9606 | 86.7423 | 86.5285 | 86.3197 | 86.1164 | 85.9189 | 85.7276 | 85.5429 | 85.365 | 85.1943 | 85.031 | 84.8753 | 84.7275 | 84.5877 | 84.456 | 84.3328 | 84.218 | 84.1119 | 84.0145 | 83.9259
F2_Industrial_Stone, Clay, and Glass_Existing_Space Heating_Natural Gas_Gas Boiler - Insulate Hot Water Lines_A_Achievable Technical Potential | F2 | Industrial | Stone, Clay, and Glass | Existing | Space Heating | Natural Gas | Gas Boiler - Insulate Hot Water Lines | A | Original Unit Summer Peak Savings (kW) | Achievable Technical Potential | 0 | 0 | 0 | 0 | 0 | 0 | 0 | 0 | 0 | 0 | 0 | 0 | 0 | 0 | 0 | 0 | 0 | 0 | 0 | 0 | 0 | 0
F3_Industrial_Stone, Clay, and Glass_Existing_Space Heating_Natural Gas_Gas Boiler - Insulate Hot Water Lines_A_Achievable Technical Potential | F3 | Industrial | Stone, Clay, and Glass | Existing | Space Heating | Natural Gas | Gas Boiler - Insulate Hot Water Lines | A | Original Unit Winter Peak Savings (kW) | Achievable Technical Potential | 0 | 0 | 0 | 0 | 0 | 0 | 0 | 0 | 0 | 0 | 0 | 0 | 0 | 0 | 0 | 0 | 0 | 0 | 0 | 0 | 0 | 0
F4_Industrial_Stone, Clay, and Glass_Existing_Space Heating_Natural Gas_Gas Boiler - Insulate Hot Water Lines_A_Achievable Technical Potential | F4 | Industrial | Stone, Clay, and Glass | Existing | Space Heating | Natural Gas | Gas Boiler - Insulate Hot Water Lines | A | Standalone Impact on Baseline Energy (%) | Achievable Technical Potential | 0% | 0% | 0.01159% | 0.02338% | 0.03537% | 0.04758% | 0.06% | 0.07264% | 0.08549% | 0.09857% | 0.1119% | 0.1254% | 0.1392% | 0.1532% | 0.1674% | 0.1819% | 0.1967% | 0.2117% | 0.2269% | 0.2425% | 0.2583% | 0.2744%
F5_Industrial_Stone, Clay, and Glass_Existing_Space Heating_Natural Gas_Gas Boiler - Insulate Hot Water Lines_A_Achievable Technical Potential | F5 | Industrial | Stone, Clay, and Glass | Existing | Space Heating | Natural Gas | Gas Boiler - Insulate Hot Water Lines | A | Standalone Impact on Baseline Summer Peak (%) | Achievable Technical Potential | bar: 2019 to 2040
F6_Industrial_Stone, Clay, and Glass_Existing_Space Heating_Natural Gas_Gas Boiler - Insulate Hot Water Lines_A_Achievable Technical Potential | F6 | Industrial | Stone, Clay, and Glass | Existing | Space Heating | Natural Gas | Gas Boiler - Insulate Hot Water Lines | A | Standalone Impact on Baseline Winter Peak (%) | Achievable Technical Potential | bar: 2019 to 2040
F7_Industrial_Stone, Clay, and Glass_Existing_Space Heating_Natural Gas_Gas Boiler - Insulate Hot Water Lines_A_Achievable Technical Potential | F7 | Industrial | Stone, Clay, and Glass | Existing | Space Heating | Natural Gas | Gas Boiler - Insulate Hot Water Lines | A | Incremental Energy Savings (MWh or mTherms) | Achievable Technical Potential | 0 | 0 | 0.011363 | 0.01114 | 0.01092 | 0.010706 | 0.010497 | 0.010292 | 0.010092 | 0.0098969 | 0.0097061 | 0.0095197 | 0.0093376 | 0.0091598 | 0.0089862 | 0.0088167 | 0.0086512 | 0.0084896 | 0.0083319 | 0.0081779 | 0.0080276 | 0.0078809
F8_Industrial_Stone, Clay, and Glass_Existing_Space Heating_Natural Gas_Gas Boiler - Insulate Hot Water Lines_A_Achievable Technical Potential | F8 | Industrial | Stone, Clay, and Glass | Existing | Space Heating | Natural Gas | Gas Boiler - Insulate Hot Water Lines | A | Incremental Summer Peak Savings (MW) | Achievable Technical Potential | 0 | 0 | 0 | 0 | 0 | 0 | 0 | 0 | 0 | 0 | 0 | 0 | 0 | 0 | 0 | 0 | 0 | 0 | 0 | 0 | 0 | 0
F9_Industrial_Stone, Clay, and Glass_Existing_Space Heating_Natural Gas_Gas Boiler - Insulate Hot Water Lines_A_Achievable Technical Potential | F9 | Industrial | Stone, Clay, and Glass | Existing | Space Heating | Natural Gas | Gas Boiler - Insulate Hot Water Lines | A | Incremental Winter Peak Savings (MW) | Achievable Technical Potential | 0 | 0 | 0 | 0 | 0 | 0 | 0 | 0 | 0 | 0 | 0 | 0 | 0 | 0 | 0 | 0 | 0 | 0 | 0 | 0 | 0 | 0
F10_Industrial_Stone, Clay, and Glass_Existing_Space Heating_Natural Gas_Gas Boiler - Insulate Hot Water Lines_A_Achievable Technical Potential | F10 | Industrial | Stone, Clay, and Glass | Existing | Space Heating | Natural Gas | Gas Boiler - Insulate Hot Water Lines | A | Cumulative Energy Savings (MWh or mTherms) | Achievable Technical Potential | 0 | 0 | 0.011363 | 0.022474 | 0.03334 | 0.043965 | 0.054359 | 0.064526 | 0.074475 | 0.084212 | 0.093743 | 0.10307 | 0.11221 | 0.12117 | 0.12994 | 0.13855 | 0.14698 | 0.15526 | 0.16338 | 0.17135 | 0.17918 | 0.18687
F11_Industrial_Stone, Clay, and Glass_Existing_Space Heating_Natural Gas_Gas Boiler - Insulate Hot Water Lines_A_Achievable Technical Potential | F11 | Industrial | Stone, Clay, and Glass | Existing | Space Heating | Natural Gas | Gas Boiler - Insulate Hot Water Lines | A | Cumulative Summer Peak Savings (MW) | Achievable Technical Potential | 0 | 0 | 0 | 0 | 0 | 0 | 0 | 0 | 0 | 0 | 0 | 0 | 0 | 0 | 0 | 0 | 0 | 0 | 0 | 0 | 0 | 0
F12_Industrial_Stone, Clay, and Glass_Existing_Space Heating_Natural Gas_Gas Boiler - Insulate Hot Water Lines_A_Achievable Technical Potential | F12 | Industrial | Stone, Clay, and Glass | Existing | Space Heating | Natural Gas | Gas Boiler - Insulate Hot Water Lines | A | Cumulative Winter Peak Savings (MW) | Achievable Technical Potential | 0 | 0 | 0 | 0 | 0 | 0 | 0 | 0 | 0 | 0 | 0 | 0 | 0 | 0 | 0 | 0 | 0 | 0 | 0 | 0 | 0 | 0
F13_Industrial_Stone, Clay, and Glass_Existing_Space Heating_Natural Gas_Gas Boiler - Insulate Hot Water Lines_A_Achievable Technical Potential | F13 | Industrial | Stone, Clay, and Glass | Existing | Space Heating | Natural Gas | Gas Boiler - Insulate Hot Water Lines | A | Purchases (Incremental) | Achievable Technical Potential | 0 | 0 | 0.13067 | 0.12842 | 0.12621 | 0.12403 | 0.12189 | 0.11979 | 0.11773 | 0.1157 | 0.1137 | 0.11174 | 0.10981 | 0.10792 | 0.10606 | 0.10423 | 0.10243 | 0.10067 | 0.098933 | 0.097227 | 0.09555 | 0.093903
F14_Industrial_Stone, Clay, and Glass_Existing_Space Heating_Natural Gas_Gas Boiler - Insulate Hot Water Lines_A_Achievable Technical Potential | F14 | Industrial | Stone, Clay, and Glass | Existing | Space Heating | Natural Gas | Gas Boiler - Insulate Hot Water Lines | A | Purchases (Cumulative) | Achievable Technical Potential | 0 | 0 | 0.13067 | 0.2591 | 0.3853 | 0.50933 | 0.63123 | 0.75102 | 0.86874 | 0.98444 | 1.0981 | 1.2099 | 1.3197 | 1.4276 | 1.5337 | 1.6379 | 1.7403 | 1.841 | 1.9399 | 2.0372 | 2.1327 | 2.2266
F1_Industrial_Stone, Clay, and Glass_Existing_Process_Natural Gas_Gas Boiler - Insulate Hot Water Lines_A_Achievable Technical Potential | F1 | Industrial | Stone, Clay, and Glass | Existing | Process | Natural Gas | Gas Boiler - Insulate Hot Water Lines | A | Original Unit Energy Savings (kWh or therms) | Achievable Technical Potential | 0 | 0 | 51.5303 | 51.5303 | 51.5303 | 51.5303 | 51.5303 | 51.5303 | 51.5303 | 51.5303 | 51.5303 | 51.5303 | 51.5303 | 51.5303 | 51.5303 | 51.5303 | 51.5303 | 51.5303 | 51.5303 | 51.5303 | 51.5303 | 51.5303
F2_Industrial_Stone, Clay, and Glass_Existing_Process_Natural Gas_Gas Boiler - Insulate Hot Water Lines_A_Achievable Technical Potential | F2 | Industrial | Stone, Clay, and Glass | Existing | Process | Natural Gas | Gas Boiler - Insulate Hot Water Lines | A | Original Unit Summer Peak Savings (kW) | Achievable Technical Potential | 0 | 0 | 0 | 0 | 0 | 0 | 0 | 0 | 0 | 0 | 0 | 0 | 0 | 0 | 0 | 0 | 0 | 0 | 0 | 0 | 0 | 0
F3_Industrial_Stone, Clay, and Glass_Existing_Process_Natural Gas_Gas Boiler - Insulate Hot Water Lines_A_Achievable Technical Potential | F3 | Industrial | Stone, Clay, and Glass | Existing | Process | Natural Gas | Gas Boiler - Insulate Hot Water Lines | A | Original Unit Winter Peak Savings (kW) | Achievable Technical Potential | 0 | 0 | 0 | 0 | 0 | 0 | 0 | 0 | 0 | 0 | 0 | 0 | 0 | 0 | 0 | 0 | 0 | 0 | 0 | 0 | 0 | 0
F4_Industrial_Stone, Clay, and Glass_Existing_Process_Natural Gas_Gas Boiler - Insulate Hot Water Lines_A_Achievable Technical Potential | F4 | Industrial | Stone, Clay, and Glass | Existing | Process | Natural Gas | Gas Boiler - Insulate Hot Water Lines | A | Standalone Impact on Baseline Energy (%) | Achievable Technical Potential | 0% | 0% | 0.003889% | 0.007847% | 0.01187% | 0.01597% | 0.02014% | 0.02438% | 0.0287% | 0.03309% | 0.03756% | 0.04211% | 0.04674% | 0.05145% | 0.05624% | 0.06112% | 0.06608% | 0.07113% | 0.07626% | 0.08149% | 0.08681% | 0.09222%
F5_Industrial_Stone, Clay, and Glass_Existing_Process_Natural Gas_Gas Boiler - Insulate Hot Water Lines_A_Achievable Technical Potential | F5 | Industrial | Stone, Clay, and Glass | Existing | Process | Natural Gas | Gas Boiler - Insulate Hot Water Lines | A | Standalone Impact on Baseline Summer Peak (%) | Achievable Technical Potential | bar: 2019 to 2040
F6_Industrial_Stone, Clay, and Glass_Existing_Process_Natural Gas_Gas Boiler - Insulate Hot Water Lines_A_Achievable Technical Potential | F6 | Industrial | Stone, Clay, and Glass | Existing | Process | Natural Gas | Gas Boiler - Insulate Hot Water Lines | A | Standalone Impact on Baseline Winter Peak (%) | Achievable Technical Potential | bar: 2019 to 2040
F7_Industrial_Stone, Clay, and Glass_Existing_Process_Natural Gas_Gas Boiler - Insulate Hot Water Lines_A_Achievable Technical Potential | F7 | Industrial | Stone, Clay, and Glass | Existing | Process | Natural Gas | Gas Boiler - Insulate Hot Water Lines | A | Incremental Energy Savings (MWh or mTherms) | Achievable Technical Potential | 0 | 0 | 0.074657 | 0.073369 | 0.072104 | 0.070861 | 0.06964 | 0.068439 | 0.067259 | 0.066099 | 0.06496 | 0.06384 | 0.062739 | 0.061657 | 0.060594 | 0.059549 | 0.058523 | 0.057514 | 0.056522 | 0.055548 | 0.05459 | 0.053649
F8_Industrial_Stone, Clay, and Glass_Existing_Process_Natural Gas_Gas Boiler - Insulate Hot Water Lines_A_Achievable Technical Potential | F8 | Industrial | Stone, Clay, and Glass | Existing | Process | Natural Gas | Gas Boiler - Insulate Hot Water Lines | A | Incremental Summer Peak Savings (MW) | Achievable Technical Potential | 0 | 0 | 0 | 0 | 0 | 0 | 0 | 0 | 0 | 0 | 0 | 0 | 0 | 0 | 0 | 0 | 0 | 0 | 0 | 0 | 0 | 0
F9_Industrial_Stone, Clay, and Glass_Existing_Process_Natural Gas_Gas Boiler - Insulate Hot Water Lines_A_Achievable Technical Potential | F9 | Industrial | Stone, Clay, and Glass | Existing | Process | Natural Gas | Gas Boiler - Insulate Hot Water Lines | A | Incremental Winter Peak Savings (MW) | Achievable Technical Potential | 0 | 0 | 0 | 0 | 0 | 0 | 0 | 0 | 0 | 0 | 0 | 0 | 0 | 0 | 0 | 0 | 0 | 0 | 0 | 0 | 0 | 0
F10_Industrial_Stone, Clay, and Glass_Existing_Process_Natural Gas_Gas Boiler - Insulate Hot Water Lines_A_Achievable Technical Potential | F10 | Industrial | Stone, Clay, and Glass | Existing | Process | Natural Gas | Gas Boiler - Insulate Hot Water Lines | A | Cumulative Energy Savings (MWh or mTherms) | Achievable Technical Potential | 0 | 0 | 0.074657 | 0.14803 | 0.22013 | 0.29099 | 0.36063 | 0.42907 | 0.49633 | 0.56243 | 0.62739 | 0.69123 | 0.75397 | 0.81562 | 0.87622 | 0.93577 | 0.99429 | 1.0518 | 1.1083 | 1.1639 | 1.2185 | 1.2721
F11_Industrial_Stone, Clay, and Glass_Existing_Process_Natural Gas_Gas Boiler - Insulate Hot Water Lines_A_Achievable Technical Potential | F11 | Industrial | Stone, Clay, and Glass | Existing | Process | Natural Gas | Gas Boiler - Insulate Hot Water Lines | A | Cumulative Summer Peak Savings (MW) | Achievable Technical Potential | 0 | 0 | 0 | 0 | 0 | 0 | 0 | 0 | 0 | 0 | 0 | 0 | 0 | 0 | 0 | 0 | 0 | 0 | 0 | 0 | 0 | 0
F12_Industrial_Stone, Clay, and Glass_Existing_Process_Natural Gas_Gas Boiler - Insulate Hot Water Lines_A_Achievable Technical Potential | F12 | Industrial | Stone, Clay, and Glass | Existing | Process | Natural Gas | Gas Boiler - Insulate Hot Water Lines | A | Cumulative Winter Peak Savings (MW) | Achievable Technical Potential | 0 | 0 | 0 | 0 | 0 | 0 | 0 | 0 | 0 | 0 | 0 | 0 | 0 | 0 | 0 | 0 | 0 | 0 | 0 | 0 | 0 | 0
F13_Industrial_Stone, Clay, and Glass_Existing_Process_Natural Gas_Gas Boiler - Insulate Hot Water Lines_A_Achievable Technical Potential | F13 | Industrial | Stone, Clay, and Glass | Existing | Process | Natural Gas | Gas Boiler - Insulate Hot Water Lines | A | Purchases (Incremental) | Achievable Technical Potential | 0 | 0 | 1.4488 | 1.4238 | 1.3993 | 1.3751 | 1.3514 | 1.3281 | 1.3052 | 1.2827 | 1.2606 | 1.2389 | 1.2175 | 1.1965 | 1.1759 | 1.1556 | 1.1357 | 1.1161 | 1.0969 | 1.078 | 1.0594 | 1.0411
F14_Industrial_Stone, Clay, and Glass_Existing_Process_Natural Gas_Gas Boiler - Insulate Hot Water Lines_A_Achievable Technical Potential | F14 | Industrial | Stone, Clay, and Glass | Existing | Process | Natural Gas | Gas Boiler - Insulate Hot Water Lines | A | Purchases (Cumulative) | Achievable Technical Potential | 0 | 0 | 1.4488 | 2.8726 | 4.2719 | 5.647 | 6.9984 | 8.3266 | 9.6318 | 10.9145 | 12.1751 | 13.414 | 14.6315 | 15.828 | 17.0039 | 18.1595 | 19.2952 | 20.4114 | 21.5082 | 22.5862 | 23.6456 | 24.6867
F1_Industrial_Stone, Clay, and Glass_Existing_Process_Natural Gas_Process - Insulate Heated Process Fluids_A_Achievable Technical Potential | F1 | Industrial | Stone, Clay, and Glass | Existing | Process | Natural Gas | Process - Insulate Heated Process Fluids | A | Original Unit Energy Savings (kWh or therms) | Achievable Technical Potential | 0 | 0 | 1280.913 | 1280.913 | 1280.913 | 1280.913 | 1280.913 | 1280.913 | 1280.913 | 1280.913 | 1280.913 | 1280.913 | 1280.913 | 1280.913 | 1280.913 | 1280.913 | 1280.913 | 1280.913 | 1280.913 | 1280.913 | 1280.913 | 1280.913
F2_Industrial_Stone, Clay, and Glass_Existing_Process_Natural Gas_Process - Insulate Heated Process Fluids_A_Achievable Technical Potential | F2 | Industrial | Stone, Clay, and Glass | Existing | Process | Natural Gas | Process - Insulate Heated Process Fluids | A | Original Unit Summer Peak Savings (kW) | Achievable Technical Potential | 0 | 0 | 0 | 0 | 0 | 0 | 0 | 0 | 0 | 0 | 0 | 0 | 0 | 0 | 0 | 0 | 0 | 0 | 0 | 0 | 0 | 0
F3_Industrial_Stone, Clay, and Glass_Existing_Process_Natural Gas_Process - Insulate Heated Process Fluids_A_Achievable Technical Potential | F3 | Industrial | Stone, Clay, and Glass | Existing | Process | Natural Gas | Process - Insulate Heated Process Fluids | A | Original Unit Winter Peak Savings (kW) | Achievable Technical Potential | 0 | 0 | 0 | 0 | 0 | 0 | 0 | 0 | 0 | 0 | 0 | 0 | 0 | 0 | 0 | 0 | 0 | 0 | 0 | 0 | 0 | 0
F4_Industrial_Stone, Clay, and Glass_Existing_Process_Natural Gas_Process - Insulate Heated Process Fluids_A_Achievable Technical Potential | F4 | Industrial | Stone, Clay, and Glass | Existing | Process | Natural Gas | Process - Insulate Heated Process Fluids | A | Standalone Impact on Baseline Energy (%) | Achievable Technical Potential | 0% | 0% | 0.1057% | 0.2133% | 0.3228% | 0.4342% | 0.5476% | 0.6523% | 0.7399% | 0.8138% | 0.8768% | 0.9312% | 0.9787% | 1.021% | 1.059% | 1.093% | 1.125% | 1.155% | 1.175% | 1.196% | 1.217% | 1.238%
F5_Industrial_Stone, Clay, and Glass_Existing_Process_Natural Gas_Process - Insulate Heated Process Fluids_A_Achievable Technical Potential | F5 | Industrial | Stone, Clay, and Glass | Existing | Process | Natural Gas | Process - Insulate Heated Process Fluids | A | Standalone Impact on Baseline Summer Peak (%) | Achievable Technical Potential | bar: 2019 to 2040
F6_Industrial_Stone, Clay, and Glass_Existing_Process_Natural Gas_Process - Insulate Heated Process Fluids_A_Achievable Technical Potential | F6 | Industrial | Stone, Clay, and Glass | Existing | Process | Natural Gas | Process - Insulate Heated Process Fluids | A | Standalone Impact on Baseline Winter Peak (%) | Achievable Technical Potential | bar: 2019 to 2040
F7_Industrial_Stone, Clay, and Glass_Existing_Process_Natural Gas_Process - Insulate Heated Process Fluids_A_Achievable Technical Potential | F7 | Industrial | Stone, Clay, and Glass | Existing | Process | Natural Gas | Process - Insulate Heated Process Fluids | A | Incremental Energy Savings (MWh or mTherms) | Achievable Technical Potential | 0 | 0 | 2.0297 | 1.9948 | 1.9604 | 1.9266 | 1.8933 | 1.6746 | 1.3166 | 1.0351 | 0.81382 | 0.63983 | 0.50304 | 0.39549 | 0.31094 | 0.24446 | 0.1922 | 0.15111 | 0.0010129 | 0.00035551 | 0.00011911 | 3.817e-05
F8_Industrial_Stone, Clay, and Glass_Existing_Process_Natural Gas_Process - Insulate Heated Process Fluids_A_Achievable Technical Potential | F8 | Industrial | Stone, Clay, and Glass | Existing | Process | Natural Gas | Process - Insulate Heated Process Fluids | A | Incremental Summer Peak Savings (MW) | Achievable Technical Potential | 0 | 0 | 0 | 0 | 0 | 0 | 0 | 0 | 0 | 0 | 0 | 0 | 0 | 0 | 0 | 0 | 0 | 0 | 0 | 0 | 0 | 0
F9_Industrial_Stone, Clay, and Glass_Existing_Process_Natural Gas_Process - Insulate Heated Process Fluids_A_Achievable Technical Potential | F9 | Industrial | Stone, Clay, and Glass | Existing | Process | Natural Gas | Process - Insulate Heated Process Fluids | A | Incremental Winter Peak Savings (MW) | Achievable Technical Potential | 0 | 0 | 0 | 0 | 0 | 0 | 0 | 0 | 0 | 0 | 0 | 0 | 0 | 0 | 0 | 0 | 0 | 0 | 0 | 0 | 0 | 0
F10_Industrial_Stone, Clay, and Glass_Existing_Process_Natural Gas_Process - Insulate Heated Process Fluids_A_Achievable Technical Potential | F10 | Industrial | Stone, Clay, and Glass | Existing | Process | Natural Gas | Process - Insulate Heated Process Fluids | A | Cumulative Energy Savings (MWh or mTherms) | Achievable Technical Potential | 0 | 0 | 2.0297 | 4.0245 | 5.9849 | 7.9114 | 9.8048 | 11.4794 | 12.796 | 13.8311 | 14.6449 | 15.2848 | 15.7878 | 16.1833 | 16.4942 | 16.7387 | 16.9309 | 17.082 | 17.083 | 17.0834 | 17.0835 | 17.0835
F11_Industrial_Stone, Clay, and Glass_Existing_Process_Natural Gas_Process - Insulate Heated Process Fluids_A_Achievable Technical Potential | F11 | Industrial | Stone, Clay, and Glass | Existing | Process | Natural Gas | Process - Insulate Heated Process Fluids | A | Cumulative Summer Peak Savings (MW) | Achievable Technical Potential | 0 | 0 | 0 | 0 | 0 | 0 | 0 | 0 | 0 | 0 | 0 | 0 | 0 | 0 | 0 | 0 | 0 | 0 | 0 | 0 | 0 | 0
F12_Industrial_Stone, Clay, and Glass_Existing_Process_Natural Gas_Process - Insulate Heated Process Fluids_A_Achievable Technical Potential | F12 | Industrial | Stone, Clay, and Glass | Existing | Process | Natural Gas | Process - Insulate Heated Process Fluids | A | Cumulative Winter Peak Savings (MW) | Achievable Technical Potential | 0 | 0 | 0 | 0 | 0 | 0 | 0 | 0 | 0 | 0 | 0 | 0 | 0 | 0 | 0 | 0 | 0 | 0 | 0 | 0 | 0 | 0
F13_Industrial_Stone, Clay, and Glass_Existing_Process_Natural Gas_Process - Insulate Heated Process Fluids_A_Achievable Technical Potential | F13 | Industrial | Stone, Clay, and Glass | Existing | Process | Natural Gas | Process - Insulate Heated Process Fluids | A | Purchases (Incremental) | Achievable Technical Potential | 0 | 0 | 1.5846 | 1.5573 | 1.5304 | 1.5041 | 1.4781 | 1.3074 | 1.0279 | 0.80811 | 0.63534 | 0.49951 | 0.39272 | 0.30876 | 0.24275 | 0.19085 | 0.15005 | 0.11797 | 0.00079077 | 0.00027755 | 9.2987e-05 | 2.9799e-05
F14_Industrial_Stone, Clay, and Glass_Existing_Process_Natural Gas_Process - Insulate Heated Process Fluids_A_Achievable Technical Potential | F14 | Industrial | Stone, Clay, and Glass | Existing | Process | Natural Gas | Process - Insulate Heated Process Fluids | A | Purchases (Cumulative) | Achievable Technical Potential | 0 | 0 | 1.5846 | 3.1419 | 4.6723 | 6.1764 | 7.6545 | 8.9619 | 9.9897 | 10.7979 | 11.4332 | 11.9327 | 12.3254 | 12.6342 | 12.8769 | 13.0678 | 13.2178 | 13.3358 | 13.3366 | 13.3369 | 13.337 | 13.337
F1_Industrial_Stone, Clay, and Glass_Existing_Process_Natural Gas_Process Heat Recovery_A_Achievable Technical Potential | F1 | Industrial | Stone, Clay, and Glass | Existing | Process | Natural Gas | Process Heat Recovery | A | Original Unit Energy Savings (kWh or therms) | Achievable Technical Potential | 0 | 0 | 73.39 | 73.39 | 73.39 | 73.39 | 73.39 | 73.39 | 73.39 | 73.39 | 73.39 | 73.39 | 73.39 | 73.39 | 73.39 | 73.39 | 73.39 | 73.39 | 73.39 | 73.39 | 73.39 | 73.39
F2_Industrial_Stone, Clay, and Glass_Existing_Process_Natural Gas_Process Heat Recovery_A_Achievable Technical Potential | F2 | Industrial | Stone, Clay, and Glass | Existing | Process | Natural Gas | Process Heat Recovery | A | Original Unit Summer Peak Savings (kW) | Achievable Technical Potential | 0 | 0 | 0 | 0 | 0 | 0 | 0 | 0 | 0 | 0 | 0 | 0 | 0 | 0 | 0 | 0 | 0 | 0 | 0 | 0 | 0 | 0
F3_Industrial_Stone, Clay, and Glass_Existing_Process_Natural Gas_Process Heat Recovery_A_Achievable Technical Potential | F3 | Industrial | Stone, Clay, and Glass | Existing | Process | Natural Gas | Process Heat Recovery | A | Original Unit Winter Peak Savings (kW) | Achievable Technical Potential | 0 | 0 | 0 | 0 | 0 | 0 | 0 | 0 | 0 | 0 | 0 | 0 | 0 | 0 | 0 | 0 | 0 | 0 | 0 | 0 | 0 | 0
F4_Industrial_Stone, Clay, and Glass_Existing_Process_Natural Gas_Process Heat Recovery_A_Achievable Technical Potential | F4 | Industrial | Stone, Clay, and Glass | Existing | Process | Natural Gas | Process Heat Recovery | A | Standalone Impact on Baseline Energy (%) | Achievable Technical Potential | 0% | 0% | 0.2181% | 0.44% | 0.6658% | 0.8956% | 1.129% | 1.346% | 1.526% | 1.679% | 1.809% | 1.921% | 2.019% | 2.106% | 2.184% | 2.255% | 2.321% | 2.383% | 2.425% | 2.467% | 2.51% | 2.554%
F5_Industrial_Stone, Clay, and Glass_Existing_Process_Natural Gas_Process Heat Recovery_A_Achievable Technical Potential | F5 | Industrial | Stone, Clay, and Glass | Existing | Process | Natural Gas | Process Heat Recovery | A | Standalone Impact on Baseline Summer Peak (%) | Achievable Technical Potential | bar: 2019 to 2040
F6_Industrial_Stone, Clay, and Glass_Existing_Process_Natural Gas_Process Heat Recovery_A_Achievable Technical Potential | F6 | Industrial | Stone, Clay, and Glass | Existing | Process | Natural Gas | Process Heat Recovery | A | Standalone Impact on Baseline Winter Peak (%) | Achievable Technical Potential | bar: 2019 to 2040
F7_Industrial_Stone, Clay, and Glass_Existing_Process_Natural Gas_Process Heat Recovery_A_Achievable Technical Potential | F7 | Industrial | Stone, Clay, and Glass | Existing | Process | Natural Gas | Process Heat Recovery | A | Incremental Energy Savings (MWh or mTherms) | Achievable Technical Potential | 0 | 0 | 4.1866 | 4.1144 | 4.0435 | 3.9738 | 3.9053 | 3.4541 | 2.7157 | 2.1351 | 1.6786 | 1.3197 | 1.0376 | 0.81575 | 0.64135 | 0.50424 | 0.39643 | 0.31168 | 0.0020892 | 0.00073329 | 0.00024568 | 7.873e-05
F8_Industrial_Stone, Clay, and Glass_Existing_Process_Natural Gas_Process Heat Recovery_A_Achievable Technical Potential | F8 | Industrial | Stone, Clay, and Glass | Existing | Process | Natural Gas | Process Heat Recovery | A | Incremental Summer Peak Savings (MW) | Achievable Technical Potential | 0 | 0 | 0 | 0 | 0 | 0 | 0 | 0 | 0 | 0 | 0 | 0 | 0 | 0 | 0 | 0 | 0 | 0 | 0 | 0 | 0 | 0
F9_Industrial_Stone, Clay, and Glass_Existing_Process_Natural Gas_Process Heat Recovery_A_Achievable Technical Potential | F9 | Industrial | Stone, Clay, and Glass | Existing | Process | Natural Gas | Process Heat Recovery | A | Incremental Winter Peak Savings (MW) | Achievable Technical Potential | 0 | 0 | 0 | 0 | 0 | 0 | 0 | 0 | 0 | 0 | 0 | 0 | 0 | 0 | 0 | 0 | 0 | 0 | 0 | 0 | 0 | 0
F10_Industrial_Stone, Clay, and Glass_Existing_Process_Natural Gas_Process Heat Recovery_A_Achievable Technical Potential | F10 | Industrial | Stone, Clay, and Glass | Existing | Process | Natural Gas | Process Heat Recovery | A | Cumulative Energy Savings (MWh or mTherms) | Achievable Technical Potential | 0 | 0 | 4.1866 | 8.301 | 12.3445 | 16.3183 | 20.2235 | 23.6776 | 26.3933 | 28.5284 | 30.207 | 31.5267 | 32.5643 | 33.38 | 34.0214 | 34.5256 | 34.9221 | 35.2337 | 35.2358 | 35.2366 | 35.2368 | 35.2369
F11_Industrial_Stone, Clay, and Glass_Existing_Process_Natural Gas_Process Heat Recovery_A_Achievable Technical Potential | F11 | Industrial | Stone, Clay, and Glass | Existing | Process | Natural Gas | Process Heat Recovery | A | Cumulative Summer Peak Savings (MW) | Achievable Technical Potential | 0 | 0 | 0 | 0 | 0 | 0 | 0 | 0 | 0 | 0 | 0 | 0 | 0 | 0 | 0 | 0 | 0 | 0 | 0 | 0 | 0 | 0
F12_Industrial_Stone, Clay, and Glass_Existing_Process_Natural Gas_Process Heat Recovery_A_Achievable Technical Potential | F12 | Industrial | Stone, Clay, and Glass | Existing | Process | Natural Gas | Process Heat Recovery | A | Cumulative Winter Peak Savings (MW) | Achievable Technical Potential | 0 | 0 | 0 | 0 | 0 | 0 | 0 | 0 | 0 | 0 | 0 | 0 | 0 | 0 | 0 | 0 | 0 | 0 | 0 | 0 | 0 | 0
F13_Industrial_Stone, Clay, and Glass_Existing_Process_Natural Gas_Process Heat Recovery_A_Achievable Technical Potential | F13 | Industrial | Stone, Clay, and Glass | Existing | Process | Natural Gas | Process Heat Recovery | A | Purchases (Incremental) | Achievable Technical Potential | 0 | 0 | 57.0459 | 56.0624 | 55.0958 | 54.1458 | 53.2123 | 47.0654 | 37.0031 | 29.0921 | 22.8724 | 17.9824 | 14.1379 | 11.1153 | 8.739 | 6.8706 | 5.4017 | 4.2469 | 0.028468 | 0.0099917 | 0.0033475 | 0.0010728
F14_Industrial_Stone, Clay, and Glass_Existing_Process_Natural Gas_Process Heat Recovery_A_Achievable Technical Potential | F14 | Industrial | Stone, Clay, and Glass | Existing | Process | Natural Gas | Process Heat Recovery | A | Purchases (Cumulative) | Achievable Technical Potential | 0 | 0 | 57.0459 | 113.1083 | 168.2041 | 222.3499 | 275.5622 | 322.6276 | 359.6307 | 388.7228 | 411.5952 | 429.5777 | 443.7156 | 454.8309 | 463.5699 | 470.4405 | 475.8422 | 480.0891 | 480.1176 | 480.1276 | 480.1309 | 480.132
F1_Industrial_Stone, Clay, and Glass_Existing_Space Heating_Natural Gas_Building Automation System_A_Achievable Technical Potential | F1 | Industrial | Stone, Clay, and Glass | Existing | Space Heating | Natural Gas | Building Automation System | A | Original Unit Energy Savings (kWh or therms) | Achievable Technical Potential | 0 | 0 | 0.015624 | 0.015587 | 0.01555 | 0.015514 | 0.015478 | 0.015443 | 0.015409 | 0.015376 | 0.015345 | 0.015316 | 0.015289 | 0.015263 | 0.015238 | 0.015215 | 0.015194 | 0.015173 | 0.015154 | 0.015136 | 0.01512 | 0.015104
F2_Industrial_Stone, Clay, and Glass_Existing_Space Heating_Natural Gas_Building Automation System_A_Achievable Technical Potential | F2 | Industrial | Stone, Clay, and Glass | Existing | Space Heating | Natural Gas | Building Automation System | A | Original Unit Summer Peak Savings (kW) | Achievable Technical Potential | 0 | 0 | 0 | 0 | 0 | 0 | 0 | 0 | 0 | 0 | 0 | 0 | 0 | 0 | 0 | 0 | 0 | 0 | 0 | 0 | 0 | 0
F3_Industrial_Stone, Clay, and Glass_Existing_Space Heating_Natural Gas_Building Automation System_A_Achievable Technical Potential | F3 | Industrial | Stone, Clay, and Glass | Existing | Space Heating | Natural Gas | Building Automation System | A | Original Unit Winter Peak Savings (kW) | Achievable Technical Potential | 0 | 0 | 0 | 0 | 0 | 0 | 0 | 0 | 0 | 0 | 0 | 0 | 0 | 0 | 0 | 0 | 0 | 0 | 0 | 0 | 0 | 0
F4_Industrial_Stone, Clay, and Glass_Existing_Space Heating_Natural Gas_Building Automation System_A_Achievable Technical Potential | F4 | Industrial | Stone, Clay, and Glass | Existing | Space Heating | Natural Gas | Building Automation System | A | Standalone Impact on Baseline Energy (%) | Achievable Technical Potential | 0% | 0% | 0.01308% | 0.03945% | 0.08656% | 0.1636% | 0.2811% | 0.4501% | 0.6813% | 0.9827% | 1.358% | 1.804% | 2.309% | 2.854% | 3.41% | 3.946% | 4.435% | 4.86% | 5.21% | 5.485% | 5.699% | 5.875%
F5_Industrial_Stone, Clay, and Glass_Existing_Space Heating_Natural Gas_Building Automation System_A_Achievable Technical Potential | F5 | Industrial | Stone, Clay, and Glass | Existing | Space Heating | Natural Gas | Building Automation System | A | Standalone Impact on Baseline Summer Peak (%) | Achievable Technical Potential | bar: 2019 to 2040
F6_Industrial_Stone, Clay, and Glass_Existing_Space Heating_Natural Gas_Building Automation System_A_Achievable Technical Potential | F6 | Industrial | Stone, Clay, and Glass | Existing | Space Heating | Natural Gas | Building Automation System | A | Standalone Impact on Baseline Winter Peak (%) | Achievable Technical Potential | bar: 2019 to 2040
F7_Industrial_Stone, Clay, and Glass_Existing_Space Heating_Natural Gas_Building Automation System_A_Achievable Technical Potential | F7 | Industrial | Stone, Clay, and Glass | Existing | Space Heating | Natural Gas | Building Automation System | A | Incremental Energy Savings (MWh or mTherms) | Achievable Technical Potential | 0 | 0 | 0.012823 | 0.025131 | 0.043747 | 0.069769 | 0.10383 | 0.14582 | 0.1945 | 0.24728 | 0.29996 | 0.34697 | 0.38188 | 0.39856 | 0.3927 | 0.36325 | 0.31343 | 0.25439 | 0.19094 | 0.12976 | 0.08138 | 0.052104
F8_Industrial_Stone, Clay, and Glass_Existing_Space Heating_Natural Gas_Building Automation System_A_Achievable Technical Potential | F8 | Industrial | Stone, Clay, and Glass | Existing | Space Heating | Natural Gas | Building Automation System | A | Incremental Summer Peak Savings (MW) | Achievable Technical Potential | 0 | 0 | 0 | 0 | 0 | 0 | 0 | 0 | 0 | 0 | 0 | 0 | 0 | 0 | 0 | 0 | 0 | 0 | 0 | 0 | 0 | 0
F9_Industrial_Stone, Clay, and Glass_Existing_Space Heating_Natural Gas_Building Automation System_A_Achievable Technical Potential | F9 | Industrial | Stone, Clay, and Glass | Existing | Space Heating | Natural Gas | Building Automation System | A | Incremental Winter Peak Savings (MW) | Achievable Technical Potential | 0 | 0 | 0 | 0 | 0 | 0 | 0 | 0 | 0 | 0 | 0 | 0 | 0 | 0 | 0 | 0 | 0 | 0 | 0 | 0 | 0 | 0
F10_Industrial_Stone, Clay, and Glass_Existing_Space Heating_Natural Gas_Building Automation System_A_Achievable Technical Potential | F10 | Industrial | Stone, Clay, and Glass | Existing | Space Heating | Natural Gas | Building Automation System | A | Cumulative Energy Savings (MWh or mTherms) | Achievable Technical Potential | 0 | 0 | 0.012823 | 0.037923 | 0.08158 | 0.15116 | 0.25464 | 0.39988 | 0.59351 | 0.83954 | 1.1378 | 1.4826 | 1.8618 | 2.2572 | 2.6463 | 3.0056 | 3.3147 | 3.5647 | 3.7511 | 3.8765 | 3.9535 | 4.0015
F11_Industrial_Stone, Clay, and Glass_Existing_Space Heating_Natural Gas_Building Automation System_A_Achievable Technical Potential | F11 | Industrial | Stone, Clay, and Glass | Existing | Space Heating | Natural Gas | Building Automation System | A | Cumulative Summer Peak Savings (MW) | Achievable Technical Potential | 0 | 0 | 0 | 0 | 0 | 0 | 0 | 0 | 0 | 0 | 0 | 0 | 0 | 0 | 0 | 0 | 0 | 0 | 0 | 0 | 0 | 0
F12_Industrial_Stone, Clay, and Glass_Existing_Space Heating_Natural Gas_Building Automation System_A_Achievable Technical Potential | F12 | Industrial | Stone, Clay, and Glass | Existing | Space Heating | Natural Gas | Building Automation System | A | Cumulative Winter Peak Savings (MW) | Achievable Technical Potential | 0 | 0 | 0 | 0 | 0 | 0 | 0 | 0 | 0 | 0 | 0 | 0 | 0 | 0 | 0 | 0 | 0 | 0 | 0 | 0 | 0 | 0
F13_Industrial_Stone, Clay, and Glass_Existing_Space Heating_Natural Gas_Building Automation System_A_Achievable Technical Potential | F13 | Industrial | Stone, Clay, and Glass | Existing | Space Heating | Natural Gas | Building Automation System | A | Purchases (Incremental) | Achievable Technical Potential | 0 | 0 | 820.7132 | 1612.2664 | 2813.296 | 4497.3113 | 6708.5957 | 9442.4849 | 12622.9179 | 16081.7251 | 19547.3857 | 22653.58 | 24977.6403 | 26113.3772 | 25770.2868 | 23873.9993 | 20628.6783 | 16765.5564 | 12599.6727 | 8572.4564 | 5382.4187 | 3449.7511
F14_Industrial_Stone, Clay, and Glass_Existing_Space Heating_Natural Gas_Building Automation System_A_Achievable Technical Potential | F14 | Industrial | Stone, Clay, and Glass | Existing | Space Heating | Natural Gas | Building Automation System | A | Purchases (Cumulative) | Achievable Technical Potential | 0 | 0 | 820.7132 | 2432.9796 | 5246.2755 | 9743.5868 | 16452.1825 | 25894.6674 | 38517.5852 | 54599.3103 | 74146.696 | 96800.276 | 121777.9164 | 147891.2935 | 173661.5803 | 197535.5795 | 218164.2578 | 234929.8143 | 247529.487 | 256101.9434 | 261484.3621 | 264934.1133
F1_Industrial_Stone, Clay, and Glass_Existing_Space Heating_Natural Gas_Steam System Efficiency Improvements_A_Achievable Technical Potential | F1 | Industrial | Stone, Clay, and Glass | Existing | Space Heating | Natural Gas | Steam System Efficiency Improvements | A | Original Unit Energy Savings (kWh or therms) | Achievable Technical Potential | 0 | 0 | 0.13953 | 0.13917 | 0.13883 | 0.1385 | 0.13817 | 0.13785 | 0.13755 | 0.13725 | 0.13697 | 0.13669 | 0.13643 | 0.13618 | 0.13594 | 0.13572 | 0.13551 | 0.13531 | 0.13512 | 0.13495 | 0.1348 | 0.13466
F2_Industrial_Stone, Clay, and Glass_Existing_Space Heating_Natural Gas_Steam System Efficiency Improvements_A_Achievable Technical Potential | F2 | Industrial | Stone, Clay, and Glass | Existing | Space Heating | Natural Gas | Steam System Efficiency Improvements | A | Original Unit Summer Peak Savings (kW) | Achievable Technical Potential | 0 | 0 | 0 | 0 | 0 | 0 | 0 | 0 | 0 | 0 | 0 | 0 | 0 | 0 | 0 | 0 | 0 | 0 | 0 | 0 | 0 | 0
F3_Industrial_Stone, Clay, and Glass_Existing_Space Heating_Natural Gas_Steam System Efficiency Improvements_A_Achievable Technical Potential | F3 | Industrial | Stone, Clay, and Glass | Existing | Space Heating | Natural Gas | Steam System Efficiency Improvements | A | Original Unit Winter Peak Savings (kW) | Achievable Technical Potential | 0 | 0 | 0 | 0 | 0 | 0 | 0 | 0 | 0 | 0 | 0 | 0 | 0 | 0 | 0 | 0 | 0 | 0 | 0 | 0 | 0 | 0
F4_Industrial_Stone, Clay, and Glass_Existing_Space Heating_Natural Gas_Steam System Efficiency Improvements_A_Achievable Technical Potential | F4 | Industrial | Stone, Clay, and Glass | Existing | Space Heating | Natural Gas | Steam System Efficiency Improvements | A | Standalone Impact on Baseline Energy (%) | Achievable Technical Potential | 0% | 0% | 0.0008277% | 0.002496% | 0.005477% | 0.01035% | 0.01778% | 0.02848% | 0.0431% | 0.06217% | 0.0859% | 0.1141% | 0.146% | 0.1804% | 0.2156% | 0.2495% | 0.2803% | 0.3071% | 0.3292% | 0.3466% | 0.3601% | 0.3712%
F5_Industrial_Stone, Clay, and Glass_Existing_Space Heating_Natural Gas_Steam System Efficiency Improvements_A_Achievable Technical Potential | F5 | Industrial | Stone, Clay, and Glass | Existing | Space Heating | Natural Gas | Steam System Efficiency Improvements | A | Standalone Impact on Baseline Summer Peak (%) | Achievable Technical Potential | bar: 2019 to 2040
F6_Industrial_Stone, Clay, and Glass_Existing_Space Heating_Natural Gas_Steam System Efficiency Improvements_A_Achievable Technical Potential | F6 | Industrial | Stone, Clay, and Glass | Existing | Space Heating | Natural Gas | Steam System Efficiency Improvements | A | Standalone Impact on Baseline Winter Peak (%) | Achievable Technical Potential | bar: 2019 to 2040
F7_Industrial_Stone, Clay, and Glass_Existing_Space Heating_Natural Gas_Steam System Efficiency Improvements_A_Achievable Technical Potential | F7 | Industrial | Stone, Clay, and Glass | Existing | Space Heating | Natural Gas | Steam System Efficiency Improvements | A | Incremental Energy Savings (MWh or mTherms) | Achievable Technical Potential | 0 | 0 | 0.00081155 | 0.0015903 | 0.0027681 | 0.0044143 | 0.0065693 | 0.0092252 | 0.012305 | 0.015643 | 0.018974 | 0.021946 | 0.024151 | 0.025203 | 0.024828 | 0.022963 | 0.019811 | 0.016077 | 0.012066 | 0.008199 | 0.005142 | 0.0032922
F8_Industrial_Stone, Clay, and Glass_Existing_Space Heating_Natural Gas_Steam System Efficiency Improvements_A_Achievable Technical Potential | F8 | Industrial | Stone, Clay, and Glass | Existing | Space Heating | Natural Gas | Steam System Efficiency Improvements | A | Incremental Summer Peak Savings (MW) | Achievable Technical Potential | 0 | 0 | 0 | 0 | 0 | 0 | 0 | 0 | 0 | 0 | 0 | 0 | 0 | 0 | 0 | 0 | 0 | 0 | 0 | 0 | 0 | 0
F9_Industrial_Stone, Clay, and Glass_Existing_Space Heating_Natural Gas_Steam System Efficiency Improvements_A_Achievable Technical Potential | F9 | Industrial | Stone, Clay, and Glass | Existing | Space Heating | Natural Gas | Steam System Efficiency Improvements | A | Incremental Winter Peak Savings (MW) | Achievable Technical Potential | 0 | 0 | 0 | 0 | 0 | 0 | 0 | 0 | 0 | 0 | 0 | 0 | 0 | 0 | 0 | 0 | 0 | 0 | 0 | 0 | 0 | 0
F10_Industrial_Stone, Clay, and Glass_Existing_Space Heating_Natural Gas_Steam System Efficiency Improvements_A_Achievable Technical Potential | F10 | Industrial | Stone, Clay, and Glass | Existing | Space Heating | Natural Gas | Steam System Efficiency Improvements | A | Cumulative Energy Savings (MWh or mTherms) | Achievable Technical Potential | 0 | 0 | 0.00081155 | 0.0023998 | 0.0051619 | 0.0095638 | 0.01611 | 0.025299 | 0.037547 | 0.053109 | 0.071973 | 0.093775 | 0.11775 | 0.14273 | 0.16731 | 0.19 | 0.20951 | 0.22529 | 0.23705 | 0.24495 | 0.2498 | 0.25283
F11_Industrial_Stone, Clay, and Glass_Existing_Space Heating_Natural Gas_Steam System Efficiency Improvements_A_Achievable Technical Potential | F11 | Industrial | Stone, Clay, and Glass | Existing | Space Heating | Natural Gas | Steam System Efficiency Improvements | A | Cumulative Summer Peak Savings (MW) | Achievable Technical Potential | 0 | 0 | 0 | 0 | 0 | 0 | 0 | 0 | 0 | 0 | 0 | 0 | 0 | 0 | 0 | 0 | 0 | 0 | 0 | 0 | 0 | 0
F12_Industrial_Stone, Clay, and Glass_Existing_Space Heating_Natural Gas_Steam System Efficiency Improvements_A_Achievable Technical Potential | F12 | Industrial | Stone, Clay, and Glass | Existing | Space Heating | Natural Gas | Steam System Efficiency Improvements | A | Cumulative Winter Peak Savings (MW) | Achievable Technical Potential | 0 | 0 | 0 | 0 | 0 | 0 | 0 | 0 | 0 | 0 | 0 | 0 | 0 | 0 | 0 | 0 | 0 | 0 | 0 | 0 | 0 | 0
F13_Industrial_Stone, Clay, and Glass_Existing_Space Heating_Natural Gas_Steam System Efficiency Improvements_A_Achievable Technical Potential | F13 | Industrial | Stone, Clay, and Glass | Existing | Space Heating | Natural Gas | Steam System Efficiency Improvements | A | Purchases (Incremental) | Achievable Technical Potential | 0 | 0 | 5.8165 | 11.4263 | 19.9382 | 31.873 | 47.5446 | 66.92 | 89.4602 | 113.9732 | 138.5347 | 160.5487 | 177.0196 | 185.0687 | 182.6372 | 169.198 | 146.198 | 118.8195 | 89.2954 | 60.754 | 38.1459 | 24.4488
F14_Industrial_Stone, Clay, and Glass_Existing_Space Heating_Natural Gas_Steam System Efficiency Improvements_A_Achievable Technical Potential | F14 | Industrial | Stone, Clay, and Glass | Existing | Space Heating | Natural Gas | Steam System Efficiency Improvements | A | Purchases (Cumulative) | Achievable Technical Potential | 0 | 0 | 5.8165 | 17.2428 | 37.181 | 69.054 | 116.5986 | 183.5187 | 272.9788 | 386.952 | 525.4867 | 686.0354 | 863.055 | 1048.1237 | 1230.7609 | 1399.9588 | 1546.1568 | 1664.9763 | 1754.2718 | 1815.0258 | 1853.1717 | 1877.6205
F1_Industrial_Stone, Clay, and Glass_Existing_Process_Natural Gas_Steam System Efficiency Improvements_A_Achievable Technical Potential | F1 | Industrial | Stone, Clay, and Glass | Existing | Process | Natural Gas | Steam System Efficiency Improvements | A | Original Unit Energy Savings (kWh or therms) | Achievable Technical Potential | 0 | 0 | 0.082679 | 0.082679 | 0.082679 | 0.082679 | 0.082679 | 0.082679 | 0.082679 | 0.082679 | 0.082679 | 0.082679 | 0.082679 | 0.082679 | 0.082679 | 0.082679 | 0.082679 | 0.082679 | 0.082679 | 0.082679 | 0.082679 | 0.082679
F2_Industrial_Stone, Clay, and Glass_Existing_Process_Natural Gas_Steam System Efficiency Improvements_A_Achievable Technical Potential | F2 | Industrial | Stone, Clay, and Glass | Existing | Process | Natural Gas | Steam System Efficiency Improvements | A | Original Unit Summer Peak Savings (kW) | Achievable Technical Potential | 0 | 0 | 0 | 0 | 0 | 0 | 0 | 0 | 0 | 0 | 0 | 0 | 0 | 0 | 0 | 0 | 0 | 0 | 0 | 0 | 0 | 0
F3_Industrial_Stone, Clay, and Glass_Existing_Process_Natural Gas_Steam System Efficiency Improvements_A_Achievable Technical Potential | F3 | Industrial | Stone, Clay, and Glass | Existing | Process | Natural Gas | Steam System Efficiency Improvements | A | Original Unit Winter Peak Savings (kW) | Achievable Technical Potential | 0 | 0 | 0 | 0 | 0 | 0 | 0 | 0 | 0 | 0 | 0 | 0 | 0 | 0 | 0 | 0 | 0 | 0 | 0 | 0 | 0 | 0
F4_Industrial_Stone, Clay, and Glass_Existing_Process_Natural Gas_Steam System Efficiency Improvements_A_Achievable Technical Potential | F4 | Industrial | Stone, Clay, and Glass | Existing | Process | Natural Gas | Steam System Efficiency Improvements | A | Standalone Impact on Baseline Energy (%) | Achievable Technical Potential | 0% | 0% | 9.601e-07% | 2.896e-06% | 6.355e-06% | 1.201e-05% | 2.063e-05% | 3.305e-05% | 5.002e-05% | 7.214e-05% | 9.969e-05% | 0.0001324% | 0.0001695% | 0.0002095% | 0.0002503% | 0.0002897% | 0.0003256% | 0.0003568% | 0.0003825% | 0.0004027% | 0.0004183% | 0.0004313%
F5_Industrial_Stone, Clay, and Glass_Existing_Process_Natural Gas_Steam System Efficiency Improvements_A_Achievable Technical Potential | F5 | Industrial | Stone, Clay, and Glass | Existing | Process | Natural Gas | Steam System Efficiency Improvements | A | Standalone Impact on Baseline Summer Peak (%) | Achievable Technical Potential | bar: 2019 to 2040
F6_Industrial_Stone, Clay, and Glass_Existing_Process_Natural Gas_Steam System Efficiency Improvements_A_Achievable Technical Potential | F6 | Industrial | Stone, Clay, and Glass | Existing | Process | Natural Gas | Steam System Efficiency Improvements | A | Standalone Impact on Baseline Winter Peak (%) | Achievable Technical Potential | bar: 2019 to 2040
F7_Industrial_Stone, Clay, and Glass_Existing_Process_Natural Gas_Steam System Efficiency Improvements_A_Achievable Technical Potential | F7 | Industrial | Stone, Clay, and Glass | Existing | Process | Natural Gas | Steam System Efficiency Improvements | A | Incremental Energy Savings (MWh or mTherms) | Achievable Technical Potential | 0 | 0 | 1.843e-05 | 3.6206e-05 | 6.3177e-05 | 0.00010099 | 0.00015065 | 0.00021205 | 0.00028347 | 0.00036114 | 0.00043897 | 0.00050872 | 0.00056091 | 0.00058642 | 0.00057871 | 0.00053613 | 0.00046325 | 0.0003765 | 0.00028295 | 0.00019251 | 0.00012087 | 7.747e-05
F8_Industrial_Stone, Clay, and Glass_Existing_Process_Natural Gas_Steam System Efficiency Improvements_A_Achievable Technical Potential | F8 | Industrial | Stone, Clay, and Glass | Existing | Process | Natural Gas | Steam System Efficiency Improvements | A | Incremental Summer Peak Savings (MW) | Achievable Technical Potential | 0 | 0 | 0 | 0 | 0 | 0 | 0 | 0 | 0 | 0 | 0 | 0 | 0 | 0 | 0 | 0 | 0 | 0 | 0 | 0 | 0 | 0
F9_Industrial_Stone, Clay, and Glass_Existing_Process_Natural Gas_Steam System Efficiency Improvements_A_Achievable Technical Potential | F9 | Industrial | Stone, Clay, and Glass | Existing | Process | Natural Gas | Steam System Efficiency Improvements | A | Incremental Winter Peak Savings (MW) | Achievable Technical Potential | 0 | 0 | 0 | 0 | 0 | 0 | 0 | 0 | 0 | 0 | 0 | 0 | 0 | 0 | 0 | 0 | 0 | 0 | 0 | 0 | 0 | 0
F10_Industrial_Stone, Clay, and Glass_Existing_Process_Natural Gas_Steam System Efficiency Improvements_A_Achievable Technical Potential | F10 | Industrial | Stone, Clay, and Glass | Existing | Process | Natural Gas | Steam System Efficiency Improvements | A | Cumulative Energy Savings (MWh or mTherms) | Achievable Technical Potential | 0 | 0 | 1.843e-05 | 5.4636e-05 | 0.00011781 | 0.00021881 | 0.00036946 | 0.00058151 | 0.00086497 | 0.0012261 | 0.0016651 | 0.0021738 | 0.0027347 | 0.0033211 | 0.0038998 | 0.004436 | 0.0048992 | 0.0052757 | 0.0055587 | 0.0057512 | 0.005872 | 0.0059495
F11_Industrial_Stone, Clay, and Glass_Existing_Process_Natural Gas_Steam System Efficiency Improvements_A_Achievable Technical Potential | F11 | Industrial | Stone, Clay, and Glass | Existing | Process | Natural Gas | Steam System Efficiency Improvements | A | Cumulative Summer Peak Savings (MW) | Achievable Technical Potential | 0 | 0 | 0 | 0 | 0 | 0 | 0 | 0 | 0 | 0 | 0 | 0 | 0 | 0 | 0 | 0 | 0 | 0 | 0 | 0 | 0 | 0
F12_Industrial_Stone, Clay, and Glass_Existing_Process_Natural Gas_Steam System Efficiency Improvements_A_Achievable Technical Potential | F12 | Industrial | Stone, Clay, and Glass | Existing | Process | Natural Gas | Steam System Efficiency Improvements | A | Cumulative Winter Peak Savings (MW) | Achievable Technical Potential | 0 | 0 | 0 | 0 | 0 | 0 | 0 | 0 | 0 | 0 | 0 | 0 | 0 | 0 | 0 | 0 | 0 | 0 | 0 | 0 | 0 | 0
F13_Industrial_Stone, Clay, and Glass_Existing_Process_Natural Gas_Steam System Efficiency Improvements_A_Achievable Technical Potential | F13 | Industrial | Stone, Clay, and Glass | Existing | Process | Natural Gas | Steam System Efficiency Improvements | A | Purchases (Incremental) | Achievable Technical Potential | 0 | 0 | 0.22292 | 0.43791 | 0.76413 | 1.2215 | 1.8221 | 2.5647 | 3.4286 | 4.368 | 5.3093 | 6.153 | 6.7843 | 7.0927 | 6.9995 | 6.4845 | 5.603 | 4.5537 | 3.4222 | 2.3284 | 1.4619 | 0.937
F14_Industrial_Stone, Clay, and Glass_Existing_Process_Natural Gas_Steam System Efficiency Improvements_A_Achievable Technical Potential | F14 | Industrial | Stone, Clay, and Glass | Existing | Process | Natural Gas | Steam System Efficiency Improvements | A | Purchases (Cumulative) | Achievable Technical Potential | 0 | 0 | 0.22292 | 0.66083 | 1.425 | 2.6465 | 4.4686 | 7.0333 | 10.4619 | 14.8299 | 20.1392 | 26.2922 | 33.0765 | 40.1692 | 47.1688 | 53.6533 | 59.2563 | 63.81 | 67.2323 | 69.5606 | 71.0226 | 71.9596
F1_Industrial_Stone, Clay, and Glass_Existing_Space Heating_Natural Gas_Strategic Energy Management_A_Achievable Technical Potential | F1 | Industrial | Stone, Clay, and Glass | Existing | Space Heating | Natural Gas | Strategic Energy Management | A | Original Unit Energy Savings (kWh or therms) | Achievable Technical Potential | 0 | 0 | 19.6306 | 19.584 | 19.5375 | 19.4915 | 19.4464 | 19.4024 | 19.3599 | 19.319 | 19.2802 | 19.2436 | 19.209 | 19.1765 | 19.1458 | 19.1169 | 19.0898 | 19.0642 | 19.0402 | 19.0176 | 18.9964 | 18.9765
F2_Industrial_Stone, Clay, and Glass_Existing_Space Heating_Natural Gas_Strategic Energy Management_A_Achievable Technical Potential | F2 | Industrial | Stone, Clay, and Glass | Existing | Space Heating | Natural Gas | Strategic Energy Management | A | Original Unit Summer Peak Savings (kW) | Achievable Technical Potential | 0 | 0 | 0 | 0 | 0 | 0 | 0 | 0 | 0 | 0 | 0 | 0 | 0 | 0 | 0 | 0 | 0 | 0 | 0 | 0 | 0 | 0
F3_Industrial_Stone, Clay, and Glass_Existing_Space Heating_Natural Gas_Strategic Energy Management_A_Achievable Technical Potential | F3 | Industrial | Stone, Clay, and Glass | Existing | Space Heating | Natural Gas | Strategic Energy Management | A | Original Unit Winter Peak Savings (kW) | Achievable Technical Potential | 0 | 0 | 0 | 0 | 0 | 0 | 0 | 0 | 0 | 0 | 0 | 0 | 0 | 0 | 0 | 0 | 0 | 0 | 0 | 0 | 0 | 0
F4_Industrial_Stone, Clay, and Glass_Existing_Space Heating_Natural Gas_Strategic Energy Management_A_Achievable Technical Potential | F4 | Industrial | Stone, Clay, and Glass | Existing | Space Heating | Natural Gas | Strategic Energy Management | A | Standalone Impact on Baseline Energy (%) | Achievable Technical Potential | 0% | 0% | 0.08224% | 0.1659% | 0.2511% | 0.3377% | 0.4259% | 0.5156% | 0.6069% | 0.6997% | 0.7943% | 0.8904% | 0.9883% | 1.088% | 1.189% | 1.292% | 1.397% | 1.504% | 1.613% | 1.723% | 1.836% | 1.95%
F5_Industrial_Stone, Clay, and Glass_Existing_Space Heating_Natural Gas_Strategic Energy Management_A_Achievable Technical Potential | F5 | Industrial | Stone, Clay, and Glass | Existing | Space Heating | Natural Gas | Strategic Energy Management | A | Standalone Impact on Baseline Summer Peak (%) | Achievable Technical Potential | bar: 2019 to 2040
F6_Industrial_Stone, Clay, and Glass_Existing_Space Heating_Natural Gas_Strategic Energy Management_A_Achievable Technical Potential | F6 | Industrial | Stone, Clay, and Glass | Existing | Space Heating | Natural Gas | Strategic Energy Management | A | Standalone Impact on Baseline Winter Peak (%) | Achievable Technical Potential | bar: 2019 to 2040
F7_Industrial_Stone, Clay, and Glass_Existing_Space Heating_Natural Gas_Strategic Energy Management_A_Achievable Technical Potential | F7 | Industrial | Stone, Clay, and Glass | Existing | Space Heating | Natural Gas | Strategic Energy Management | A | Incremental Energy Savings (MWh or mTherms) | Achievable Technical Potential | 0 | 0 | 0.080632 | 0.079053 | 0.077506 | 0.07599 | 0.074507 | 0.073057 | 0.07164 | 0.070256 | 0.068906 | 0.06759 | 0.066305 | 0.065051 | 0.063828 | 0.062633 | 0.061465 | 0.060325 | 0.05921 | 0.05812 | 0.057054 | 0.056012
F8_Industrial_Stone, Clay, and Glass_Existing_Space Heating_Natural Gas_Strategic Energy Management_A_Achievable Technical Potential | F8 | Industrial | Stone, Clay, and Glass | Existing | Space Heating | Natural Gas | Strategic Energy Management | A | Incremental Summer Peak Savings (MW) | Achievable Technical Potential | 0 | 0 | 0 | 0 | 0 | 0 | 0 | 0 | 0 | 0 | 0 | 0 | 0 | 0 | 0 | 0 | 0 | 0 | 0 | 0 | 0 | 0
F9_Industrial_Stone, Clay, and Glass_Existing_Space Heating_Natural Gas_Strategic Energy Management_A_Achievable Technical Potential | F9 | Industrial | Stone, Clay, and Glass | Existing | Space Heating | Natural Gas | Strategic Energy Management | A | Incremental Winter Peak Savings (MW) | Achievable Technical Potential | 0 | 0 | 0 | 0 | 0 | 0 | 0 | 0 | 0 | 0 | 0 | 0 | 0 | 0 | 0 | 0 | 0 | 0 | 0 | 0 | 0 | 0
F10_Industrial_Stone, Clay, and Glass_Existing_Space Heating_Natural Gas_Strategic Energy Management_A_Achievable Technical Potential | F10 | Industrial | Stone, Clay, and Glass | Existing | Space Heating | Natural Gas | Strategic Energy Management | A | Cumulative Energy Savings (MWh or mTherms) | Achievable Technical Potential | 0 | 0 | 0.080632 | 0.15949 | 0.23662 | 0.31205 | 0.38584 | 0.45802 | 0.52866 | 0.5978 | 0.66551 | 0.73183 | 0.79682 | 0.86052 | 0.92298 | 0.98422 | 1.0443 | 1.1032 | 1.161 | 1.2178 | 1.2735 | 1.3281
F11_Industrial_Stone, Clay, and Glass_Existing_Space Heating_Natural Gas_Strategic Energy Management_A_Achievable Technical Potential | F11 | Industrial | Stone, Clay, and Glass | Existing | Space Heating | Natural Gas | Strategic Energy Management | A | Cumulative Summer Peak Savings (MW) | Achievable Technical Potential | 0 | 0 | 0 | 0 | 0 | 0 | 0 | 0 | 0 | 0 | 0 | 0 | 0 | 0 | 0 | 0 | 0 | 0 | 0 | 0 | 0 | 0
F12_Industrial_Stone, Clay, and Glass_Existing_Space Heating_Natural Gas_Strategic Energy Management_A_Achievable Technical Potential | F12 | Industrial | Stone, Clay, and Glass | Existing | Space Heating | Natural Gas | Strategic Energy Management | A | Cumulative Winter Peak Savings (MW) | Achievable Technical Potential | 0 | 0 | 0 | 0 | 0 | 0 | 0 | 0 | 0 | 0 | 0 | 0 | 0 | 0 | 0 | 0 | 0 | 0 | 0 | 0 | 0 | 0
F13_Industrial_Stone, Clay, and Glass_Existing_Space Heating_Natural Gas_Strategic Energy Management_A_Achievable Technical Potential | F13 | Industrial | Stone, Clay, and Glass | Existing | Space Heating | Natural Gas | Strategic Energy Management | A | Purchases (Incremental) | Achievable Technical Potential | 0 | 0 | 4.1075 | 4.0366 | 3.967 | 3.8986 | 3.8314 | 3.7654 | 3.7004 | 3.6366 | 3.5739 | 3.5123 | 3.4518 | 3.3922 | 3.3338 | 3.2763 | 3.2198 | 3.1643 | 3.1097 | 3.0561 | 3.0034 | 2.9516
F14_Industrial_Stone, Clay, and Glass_Existing_Space Heating_Natural Gas_Strategic Energy Management_A_Achievable Technical Potential | F14 | Industrial | Stone, Clay, and Glass | Existing | Space Heating | Natural Gas | Strategic Energy Management | A | Purchases (Cumulative) | Achievable Technical Potential | 0 | 0 | 4.1075 | 8.1441 | 12.1111 | 16.0098 | 19.8412 | 23.6065 | 27.307 | 30.9436 | 34.5176 | 38.0299 | 41.4816 | 44.8739 | 48.2077 | 51.4839 | 54.7037 | 57.868 | 60.9777 | 64.0339 | 67.0373 | 69.9889
F1_Industrial_Stone, Clay, and Glass_Existing_Process_Natural Gas_Strategic Energy Management_A_Achievable Technical Potential | F1 | Industrial | Stone, Clay, and Glass | Existing | Process | Natural Gas | Strategic Energy Management | A | Original Unit Energy Savings (kWh or therms) | Achievable Technical Potential | 0 | 0 | 60.5342 | 60.5342 | 60.5342 | 60.5342 | 60.5342 | 60.5342 | 60.5342 | 60.5342 | 60.5342 | 60.5342 | 60.5342 | 60.5342 | 60.5342 | 60.5342 | 60.5342 | 60.5342 | 60.5342 | 60.5342 | 60.5342 | 60.5342
F2_Industrial_Stone, Clay, and Glass_Existing_Process_Natural Gas_Strategic Energy Management_A_Achievable Technical Potential | F2 | Industrial | Stone, Clay, and Glass | Existing | Process | Natural Gas | Strategic Energy Management | A | Original Unit Summer Peak Savings (kW) | Achievable Technical Potential | 0 | 0 | 0 | 0 | 0 | 0 | 0 | 0 | 0 | 0 | 0 | 0 | 0 | 0 | 0 | 0 | 0 | 0 | 0 | 0 | 0 | 0
F3_Industrial_Stone, Clay, and Glass_Existing_Process_Natural Gas_Strategic Energy Management_A_Achievable Technical Potential | F3 | Industrial | Stone, Clay, and Glass | Existing | Process | Natural Gas | Strategic Energy Management | A | Original Unit Winter Peak Savings (kW) | Achievable Technical Potential | 0 | 0 | 0 | 0 | 0 | 0 | 0 | 0 | 0 | 0 | 0 | 0 | 0 | 0 | 0 | 0 | 0 | 0 | 0 | 0 | 0 | 0
F4_Industrial_Stone, Clay, and Glass_Existing_Process_Natural Gas_Strategic Energy Management_A_Achievable Technical Potential | F4 | Industrial | Stone, Clay, and Glass | Existing | Process | Natural Gas | Strategic Energy Management | A | Standalone Impact on Baseline Energy (%) | Achievable Technical Potential | 0% | 0% | 0.08224% | 0.1659% | 0.2511% | 0.3377% | 0.4259% | 0.5156% | 0.6069% | 0.6997% | 0.7943% | 0.8904% | 0.9883% | 1.088% | 1.189% | 1.292% | 1.397% | 1.504% | 1.613% | 1.723% | 1.836% | 1.95%
F5_Industrial_Stone, Clay, and Glass_Existing_Process_Natural Gas_Strategic Energy Management_A_Achievable Technical Potential | F5 | Industrial | Stone, Clay, and Glass | Existing | Process | Natural Gas | Strategic Energy Management | A | Standalone Impact on Baseline Summer Peak (%) | Achievable Technical Potential | bar: 2019 to 2040
F6_Industrial_Stone, Clay, and Glass_Existing_Process_Natural Gas_Strategic Energy Management_A_Achievable Technical Potential | F6 | Industrial | Stone, Clay, and Glass | Existing | Process | Natural Gas | Strategic Energy Management | A | Standalone Impact on Baseline Winter Peak (%) | Achievable Technical Potential | bar: 2019 to 2040
F7_Industrial_Stone, Clay, and Glass_Existing_Process_Natural Gas_Strategic Energy Management_A_Achievable Technical Potential | F7 | Industrial | Stone, Clay, and Glass | Existing | Process | Natural Gas | Strategic Energy Management | A | Incremental Energy Savings (MWh or mTherms) | Achievable Technical Potential | 0 | 0 | 1.5786 | 1.5514 | 1.5247 | 1.4984 | 1.4725 | 1.4471 | 1.4222 | 1.3977 | 1.3736 | 1.3499 | 1.3266 | 1.3037 | 1.2813 | 1.2592 | 1.2375 | 1.2161 | 1.1952 | 1.1746 | 1.1543 | 1.1344
F8_Industrial_Stone, Clay, and Glass_Existing_Process_Natural Gas_Strategic Energy Management_A_Achievable Technical Potential | F8 | Industrial | Stone, Clay, and Glass | Existing | Process | Natural Gas | Strategic Energy Management | A | Incremental Summer Peak Savings (MW) | Achievable Technical Potential | 0 | 0 | 0 | 0 | 0 | 0 | 0 | 0 | 0 | 0 | 0 | 0 | 0 | 0 | 0 | 0 | 0 | 0 | 0 | 0 | 0 | 0
F9_Industrial_Stone, Clay, and Glass_Existing_Process_Natural Gas_Strategic Energy Management_A_Achievable Technical Potential | F9 | Industrial | Stone, Clay, and Glass | Existing | Process | Natural Gas | Strategic Energy Management | A | Incremental Winter Peak Savings (MW) | Achievable Technical Potential | 0 | 0 | 0 | 0 | 0 | 0 | 0 | 0 | 0 | 0 | 0 | 0 | 0 | 0 | 0 | 0 | 0 | 0 | 0 | 0 | 0 | 0
F10_Industrial_Stone, Clay, and Glass_Existing_Process_Natural Gas_Strategic Energy Management_A_Achievable Technical Potential | F10 | Industrial | Stone, Clay, and Glass | Existing | Process | Natural Gas | Strategic Energy Management | A | Cumulative Energy Savings (MWh or mTherms) | Achievable Technical Potential | 0 | 0 | 1.5786 | 3.13 | 4.6547 | 6.1531 | 7.6256 | 9.0727 | 10.4949 | 11.8926 | 13.2662 | 14.6161 | 15.9427 | 17.2465 | 18.5277 | 19.7869 | 21.0244 | 22.2405 | 23.4357 | 24.6103 | 25.7646 | 26.899
F11_Industrial_Stone, Clay, and Glass_Existing_Process_Natural Gas_Strategic Energy Management_A_Achievable Technical Potential | F11 | Industrial | Stone, Clay, and Glass | Existing | Process | Natural Gas | Strategic Energy Management | A | Cumulative Summer Peak Savings (MW) | Achievable Technical Potential | 0 | 0 | 0 | 0 | 0 | 0 | 0 | 0 | 0 | 0 | 0 | 0 | 0 | 0 | 0 | 0 | 0 | 0 | 0 | 0 | 0 | 0
F12_Industrial_Stone, Clay, and Glass_Existing_Process_Natural Gas_Strategic Energy Management_A_Achievable Technical Potential | F12 | Industrial | Stone, Clay, and Glass | Existing | Process | Natural Gas | Strategic Energy Management | A | Cumulative Winter Peak Savings (MW) | Achievable Technical Potential | 0 | 0 | 0 | 0 | 0 | 0 | 0 | 0 | 0 | 0 | 0 | 0 | 0 | 0 | 0 | 0 | 0 | 0 | 0 | 0 | 0 | 0
F13_Industrial_Stone, Clay, and Glass_Existing_Process_Natural Gas_Strategic Energy Management_A_Achievable Technical Potential | F13 | Industrial | Stone, Clay, and Glass | Existing | Process | Natural Gas | Strategic Energy Management | A | Purchases (Incremental) | Achievable Technical Potential | 0 | 0 | 26.0782 | 25.6286 | 25.1867 | 24.7525 | 24.3257 | 23.9063 | 23.4941 | 23.0891 | 22.691 | 22.2997 | 21.9153 | 21.5374 | 21.1661 | 20.8011 | 20.4425 | 20.0901 | 19.7437 | 19.4033 | 19.0687 | 18.74
F14_Industrial_Stone, Clay, and Glass_Existing_Process_Natural Gas_Strategic Energy Management_A_Achievable Technical Potential | F14 | Industrial | Stone, Clay, and Glass | Existing | Process | Natural Gas | Strategic Energy Management | A | Purchases (Cumulative) | Achievable Technical Potential | 0 | 0 | 26.0782 | 51.7068 | 76.8936 | 101.6461 | 125.9718 | 149.8781 | 173.3722 | 196.4613 | 219.1522 | 241.452 | 263.3672 | 284.9046 | 306.0707 | 326.8719 | 347.3144 | 367.4044 | 387.1481 | 406.5514 | 425.6201 | 444.3601
F1_Industrial_Stone, Clay, and Glass_Existing_Miscellaneous_Natural Gas_Strategic Energy Management_A_Achievable Technical Potential | F1 | Industrial | Stone, Clay, and Glass | Existing | Miscellaneous | Natural Gas | Strategic Energy Management | A | Original Unit Energy Savings (kWh or therms) | Achievable Technical Potential | 0 | 0 | 16.2609 | 16.2609 | 16.2609 | 16.2609 | 16.2609 | 16.2609 | 16.2609 | 16.2609 | 16.2609 | 16.2609 | 16.2609 | 16.2609 | 16.2609 | 16.2609 | 16.2609 | 16.2609 | 16.2609 | 16.2609 | 16.2609 | 16.2609
F2_Industrial_Stone, Clay, and Glass_Existing_Miscellaneous_Natural Gas_Strategic Energy Management_A_Achievable Technical Potential | F2 | Industrial | Stone, Clay, and Glass | Existing | Miscellaneous | Natural Gas | Strategic Energy Management | A | Original Unit Summer Peak Savings (kW) | Achievable Technical Potential | 0 | 0 | 0 | 0 | 0 | 0 | 0 | 0 | 0 | 0 | 0 | 0 | 0 | 0 | 0 | 0 | 0 | 0 | 0 | 0 | 0 | 0
F3_Industrial_Stone, Clay, and Glass_Existing_Miscellaneous_Natural Gas_Strategic Energy Management_A_Achievable Technical Potential | F3 | Industrial | Stone, Clay, and Glass | Existing | Miscellaneous | Natural Gas | Strategic Energy Management | A | Original Unit Winter Peak Savings (kW) | Achievable Technical Potential | 0 | 0 | 0 | 0 | 0 | 0 | 0 | 0 | 0 | 0 | 0 | 0 | 0 | 0 | 0 | 0 | 0 | 0 | 0 | 0 | 0 | 0
F4_Industrial_Stone, Clay, and Glass_Existing_Miscellaneous_Natural Gas_Strategic Energy Management_A_Achievable Technical Potential | F4 | Industrial | Stone, Clay, and Glass | Existing | Miscellaneous | Natural Gas | Strategic Energy Management | A | Standalone Impact on Baseline Energy (%) | Achievable Technical Potential | 0% | 0% | 0.08224% | 0.1659% | 0.2511% | 0.3377% | 0.4259% | 0.5156% | 0.6069% | 0.6997% | 0.7943% | 0.8904% | 0.9883% | 1.088% | 1.189% | 1.292% | 1.397% | 1.504% | 1.613% | 1.723% | 1.836% | 1.95%
F5_Industrial_Stone, Clay, and Glass_Existing_Miscellaneous_Natural Gas_Strategic Energy Management_A_Achievable Technical Potential | F5 | Industrial | Stone, Clay, and Glass | Existing | Miscellaneous | Natural Gas | Strategic Energy Management | A | Standalone Impact on Baseline Summer Peak (%) | Achievable Technical Potential | bar: 2019 to 2040
F6_Industrial_Stone, Clay, and Glass_Existing_Miscellaneous_Natural Gas_Strategic Energy Management_A_Achievable Technical Potential | F6 | Industrial | Stone, Clay, and Glass | Existing | Miscellaneous | Natural Gas | Strategic Energy Management | A | Standalone Impact on Baseline Winter Peak (%) | Achievable Technical Potential | bar: 2019 to 2040
F7_Industrial_Stone, Clay, and Glass_Existing_Miscellaneous_Natural Gas_Strategic Energy Management_A_Achievable Technical Potential | F7 | Industrial | Stone, Clay, and Glass | Existing | Miscellaneous | Natural Gas | Strategic Energy Management | A | Incremental Energy Savings (MWh or mTherms) | Achievable Technical Potential | 0 | 0 | 0.10601 | 0.10419 | 0.10239 | 0.10062 | 0.09889 | 0.097185 | 0.095509 | 0.093862 | 0.092244 | 0.090653 | 0.089091 | 0.087554 | 0.086045 | 0.084561 | 0.083103 | 0.081671 | 0.080262 | 0.078879 | 0.077519 | 0.076182
F8_Industrial_Stone, Clay, and Glass_Existing_Miscellaneous_Natural Gas_Strategic Energy Management_A_Achievable Technical Potential | F8 | Industrial | Stone, Clay, and Glass | Existing | Miscellaneous | Natural Gas | Strategic Energy Management | A | Incremental Summer Peak Savings (MW) | Achievable Technical Potential | 0 | 0 | 0 | 0 | 0 | 0 | 0 | 0 | 0 | 0 | 0 | 0 | 0 | 0 | 0 | 0 | 0 | 0 | 0 | 0 | 0 | 0
F9_Industrial_Stone, Clay, and Glass_Existing_Miscellaneous_Natural Gas_Strategic Energy Management_A_Achievable Technical Potential | F9 | Industrial | Stone, Clay, and Glass | Existing | Miscellaneous | Natural Gas | Strategic Energy Management | A | Incremental Winter Peak Savings (MW) | Achievable Technical Potential | 0 | 0 | 0 | 0 | 0 | 0 | 0 | 0 | 0 | 0 | 0 | 0 | 0 | 0 | 0 | 0 | 0 | 0 | 0 | 0 | 0 | 0
F10_Industrial_Stone, Clay, and Glass_Existing_Miscellaneous_Natural Gas_Strategic Energy Management_A_Achievable Technical Potential | F10 | Industrial | Stone, Clay, and Glass | Existing | Miscellaneous | Natural Gas | Strategic Energy Management | A | Cumulative Energy Savings (MWh or mTherms) | Achievable Technical Potential | 0 | 0 | 0.10601 | 0.2102 | 0.31259 | 0.41321 | 0.5121 | 0.60929 | 0.7048 | 0.79866 | 0.8909 | 0.98156 | 1.0706 | 1.1582 | 1.2442 | 1.3288 | 1.4119 | 1.4936 | 1.5738 | 1.6527 | 1.7302 | 1.8064
F11_Industrial_Stone, Clay, and Glass_Existing_Miscellaneous_Natural Gas_Strategic Energy Management_A_Achievable Technical Potential | F11 | Industrial | Stone, Clay, and Glass | Existing | Miscellaneous | Natural Gas | Strategic Energy Management | A | Cumulative Summer Peak Savings (MW) | Achievable Technical Potential | 0 | 0 | 0 | 0 | 0 | 0 | 0 | 0 | 0 | 0 | 0 | 0 | 0 | 0 | 0 | 0 | 0 | 0 | 0 | 0 | 0 | 0
F12_Industrial_Stone, Clay, and Glass_Existing_Miscellaneous_Natural Gas_Strategic Energy Management_A_Achievable Technical Potential | F12 | Industrial | Stone, Clay, and Glass | Existing | Miscellaneous | Natural Gas | Strategic Energy Management | A | Cumulative Winter Peak Savings (MW) | Achievable Technical Potential | 0 | 0 | 0 | 0 | 0 | 0 | 0 | 0 | 0 | 0 | 0 | 0 | 0 | 0 | 0 | 0 | 0 | 0 | 0 | 0 | 0 | 0
F13_Industrial_Stone, Clay, and Glass_Existing_Miscellaneous_Natural Gas_Strategic Energy Management_A_Achievable Technical Potential | F13 | Industrial | Stone, Clay, and Glass | Existing | Miscellaneous | Natural Gas | Strategic Energy Management | A | Purchases (Incremental) | Achievable Technical Potential | 0 | 0 | 6.5196 | 6.4072 | 6.2967 | 6.1881 | 6.0814 | 5.9766 | 5.8735 | 5.7723 | 5.6727 | 5.5749 | 5.4788 | 5.3844 | 5.2915 | 5.2003 | 5.1106 | 5.0225 | 4.9359 | 4.8508 | 4.7672 | 4.685
F14_Industrial_Stone, Clay, and Glass_Existing_Miscellaneous_Natural Gas_Strategic Energy Management_A_Achievable Technical Potential | F14 | Industrial | Stone, Clay, and Glass | Existing | Miscellaneous | Natural Gas | Strategic Energy Management | A | Purchases (Cumulative) | Achievable Technical Potential | 0 | 0 | 6.5196 | 12.9267 | 19.2234 | 25.4115 | 31.4929 | 37.4695 | 43.343 | 49.1153 | 54.7881 | 60.363 | 65.8418 | 71.2262 | 76.5177 | 81.718 | 86.8286 | 91.8511 | 96.787 | 101.6378 | 106.405 | 111.09
F1_Industrial_Stone, Clay, and Glass_Existing_Space Heating_Natural Gas_Commissioning_A_Achievable Technical Potential | F1 | Industrial | Stone, Clay, and Glass | Existing | Space Heating | Natural Gas | Commissioning | A | Original Unit Energy Savings (kWh or therms) | Achievable Technical Potential | 0 | 0 | 17.2572 | 17.2162 | 17.1753 | 17.1349 | 17.0952 | 17.0566 | 17.0192 | 16.9833 | 16.9492 | 16.917 | 16.8866 | 16.858 | 16.831 | 16.8057 | 16.7818 | 16.7593 | 16.7382 | 16.7183 | 16.6997 | 16.6822
F2_Industrial_Stone, Clay, and Glass_Existing_Space Heating_Natural Gas_Commissioning_A_Achievable Technical Potential | F2 | Industrial | Stone, Clay, and Glass | Existing | Space Heating | Natural Gas | Commissioning | A | Original Unit Summer Peak Savings (kW) | Achievable Technical Potential | 0 | 0 | 0 | 0 | 0 | 0 | 0 | 0 | 0 | 0 | 0 | 0 | 0 | 0 | 0 | 0 | 0 | 0 | 0 | 0 | 0 | 0
F3_Industrial_Stone, Clay, and Glass_Existing_Space Heating_Natural Gas_Commissioning_A_Achievable Technical Potential | F3 | Industrial | Stone, Clay, and Glass | Existing | Space Heating | Natural Gas | Commissioning | A | Original Unit Winter Peak Savings (kW) | Achievable Technical Potential | 0 | 0 | 0 | 0 | 0 | 0 | 0 | 0 | 0 | 0 | 0 | 0 | 0 | 0 | 0 | 0 | 0 | 0 | 0 | 0 | 0 | 0
F4_Industrial_Stone, Clay, and Glass_Existing_Space Heating_Natural Gas_Commissioning_A_Achievable Technical Potential | F4 | Industrial | Stone, Clay, and Glass | Existing | Space Heating | Natural Gas | Commissioning | A | Standalone Impact on Baseline Energy (%) | Achievable Technical Potential | bar: 2019 to 2040
F5_Industrial_Stone, Clay, and Glass_Existing_Space Heating_Natural Gas_Commissioning_A_Achievable Technical Potential | F5 | Industrial | Stone, Clay, and Glass | Existing | Space Heating | Natural Gas | Commissioning | A | Standalone Impact on Baseline Summer Peak (%) | Achievable Technical Potential | bar: 2019 to 2040
F6_Industrial_Stone, Clay, and Glass_Existing_Space Heating_Natural Gas_Commissioning_A_Achievable Technical Potential | F6 | Industrial | Stone, Clay, and Glass | Existing | Space Heating | Natural Gas | Commissioning | A | Standalone Impact on Baseline Winter Peak (%) | Achievable Technical Potential | bar: 2019 to 2040
F7_Industrial_Stone, Clay, and Glass_Existing_Space Heating_Natural Gas_Commissioning_A_Achievable Technical Potential | F7 | Industrial | Stone, Clay, and Glass | Existing | Space Heating | Natural Gas | Commissioning | A | Incremental Energy Savings (MWh or mTherms) | Achievable Technical Potential | 0 | 0 | 0 | 0 | 0 | 0 | 0 | 0 | 0 | 0 | 0 | 0 | 0 | 0 | 0 | 0 | 0 | 0 | 0 | 0 | 0 | 0
F8_Industrial_Stone, Clay, and Glass_Existing_Space Heating_Natural Gas_Commissioning_A_Achievable Technical Potential | F8 | Industrial | Stone, Clay, and Glass | Existing | Space Heating | Natural Gas | Commissioning | A | Incremental Summer Peak Savings (MW) | Achievable Technical Potential | 0 | 0 | 0 | 0 | 0 | 0 | 0 | 0 | 0 | 0 | 0 | 0 | 0 | 0 | 0 | 0 | 0 | 0 | 0 | 0 | 0 | 0
F9_Industrial_Stone, Clay, and Glass_Existing_Space Heating_Natural Gas_Commissioning_A_Achievable Technical Potential | F9 | Industrial | Stone, Clay, and Glass | Existing | Space Heating | Natural Gas | Commissioning | A | Incremental Winter Peak Savings (MW) | Achievable Technical Potential | 0 | 0 | 0 | 0 | 0 | 0 | 0 | 0 | 0 | 0 | 0 | 0 | 0 | 0 | 0 | 0 | 0 | 0 | 0 | 0 | 0 | 0
F10_Industrial_Stone, Clay, and Glass_Existing_Space Heating_Natural Gas_Commissioning_A_Achievable Technical Potential | F10 | Industrial | Stone, Clay, and Glass | Existing | Space Heating | Natural Gas | Commissioning | A | Cumulative Energy Savings (MWh or mTherms) | Achievable Technical Potential | 0 | 0 | 0 | 0 | 0 | 0 | 0 | 0 | 0 | 0 | 0 | 0 | 0 | 0 | 0 | 0 | 0 | 0 | 0 | 0 | 0 | 0
F11_Industrial_Stone, Clay, and Glass_Existing_Space Heating_Natural Gas_Commissioning_A_Achievable Technical Potential | F11 | Industrial | Stone, Clay, and Glass | Existing | Space Heating | Natural Gas | Commissioning | A | Cumulative Summer Peak Savings (MW) | Achievable Technical Potential | 0 | 0 | 0 | 0 | 0 | 0 | 0 | 0 | 0 | 0 | 0 | 0 | 0 | 0 | 0 | 0 | 0 | 0 | 0 | 0 | 0 | 0
F12_Industrial_Stone, Clay, and Glass_Existing_Space Heating_Natural Gas_Commissioning_A_Achievable Technical Potential | F12 | Industrial | Stone, Clay, and Glass | Existing | Space Heating | Natural Gas | Commissioning | A | Cumulative Winter Peak Savings (MW) | Achievable Technical Potential | 0 | 0 | 0 | 0 | 0 | 0 | 0 | 0 | 0 | 0 | 0 | 0 | 0 | 0 | 0 | 0 | 0 | 0 | 0 | 0 | 0 | 0
F13_Industrial_Stone, Clay, and Glass_Existing_Space Heating_Natural Gas_Commissioning_A_Achievable Technical Potential | F13 | Industrial | Stone, Clay, and Glass | Existing | Space Heating | Natural Gas | Commissioning | A | Purchases (Incremental) | Achievable Technical Potential | 0 | 0 | 0 | 0 | 0 | 0 | 0 | 0 | 0 | 0 | 0 | 0 | 0 | 0 | 0 | 0 | 0 | 0 | 0 | 0 | 0 | 0
F14_Industrial_Stone, Clay, and Glass_Existing_Space Heating_Natural Gas_Commissioning_A_Achievable Technical Potential | F14 | Industrial | Stone, Clay, and Glass | Existing | Space Heating | Natural Gas | Commissioning | A | Purchases (Cumulative) | Achievable Technical Potential | 0 | 0 | 0 | 0 | 0 | 0 | 0 | 0 | 0 | 0 | 0 | 0 | 0 | 0 | 0 | 0 | 0 | 0 | 0 | 0 | 0 | 0
F1_Industrial_Stone, Clay, and Glass_Existing_Process_Natural Gas_Commissioning_A_Achievable Technical Potential | F1 | Industrial | Stone, Clay, and Glass | Existing | Process | Natural Gas | Commissioning | A | Original Unit Energy Savings (kWh or therms) | Achievable Technical Potential | 0 | 0 | 337.8652 | 337.8652 | 337.8652 | 337.8652 | 337.8652 | 337.8652 | 337.8652 | 337.8652 | 337.8652 | 337.8652 | 337.8652 | 337.8652 | 337.8652 | 337.8652 | 337.8652 | 337.8652 | 337.8652 | 337.8652 | 337.8652 | 337.8652
F2_Industrial_Stone, Clay, and Glass_Existing_Process_Natural Gas_Commissioning_A_Achievable Technical Potential | F2 | Industrial | Stone, Clay, and Glass | Existing | Process | Natural Gas | Commissioning | A | Original Unit Summer Peak Savings (kW) | Achievable Technical Potential | 0 | 0 | 0 | 0 | 0 | 0 | 0 | 0 | 0 | 0 | 0 | 0 | 0 | 0 | 0 | 0 | 0 | 0 | 0 | 0 | 0 | 0
F3_Industrial_Stone, Clay, and Glass_Existing_Process_Natural Gas_Commissioning_A_Achievable Technical Potential | F3 | Industrial | Stone, Clay, and Glass | Existing | Process | Natural Gas | Commissioning | A | Original Unit Winter Peak Savings (kW) | Achievable Technical Potential | 0 | 0 | 0 | 0 | 0 | 0 | 0 | 0 | 0 | 0 | 0 | 0 | 0 | 0 | 0 | 0 | 0 | 0 | 0 | 0 | 0 | 0
F4_Industrial_Stone, Clay, and Glass_Existing_Process_Natural Gas_Commissioning_A_Achievable Technical Potential | F4 | Industrial | Stone, Clay, and Glass | Existing | Process | Natural Gas | Commissioning | A | Standalone Impact on Baseline Energy (%) | Achievable Technical Potential | bar: 2019 to 2040
F5_Industrial_Stone, Clay, and Glass_Existing_Process_Natural Gas_Commissioning_A_Achievable Technical Potential | F5 | Industrial | Stone, Clay, and Glass | Existing | Process | Natural Gas | Commissioning | A | Standalone Impact on Baseline Summer Peak (%) | Achievable Technical Potential | bar: 2019 to 2040
F6_Industrial_Stone, Clay, and Glass_Existing_Process_Natural Gas_Commissioning_A_Achievable Technical Potential | F6 | Industrial | Stone, Clay, and Glass | Existing | Process | Natural Gas | Commissioning | A | Standalone Impact on Baseline Winter Peak (%) | Achievable Technical Potential | bar: 2019 to 2040
F7_Industrial_Stone, Clay, and Glass_Existing_Process_Natural Gas_Commissioning_A_Achievable Technical Potential | F7 | Industrial | Stone, Clay, and Glass | Existing | Process | Natural Gas | Commissioning | A | Incremental Energy Savings (MWh or mTherms) | Achievable Technical Potential | 0 | 0 | 0 | 0 | 0 | 0 | 0 | 0 | 0 | 0 | 0 | 0 | 0 | 0 | 0 | 0 | 0 | 0 | 0 | 0 | 0 | 0
F8_Industrial_Stone, Clay, and Glass_Existing_Process_Natural Gas_Commissioning_A_Achievable Technical Potential | F8 | Industrial | Stone, Clay, and Glass | Existing | Process | Natural Gas | Commissioning | A | Incremental Summer Peak Savings (MW) | Achievable Technical Potential | 0 | 0 | 0 | 0 | 0 | 0 | 0 | 0 | 0 | 0 | 0 | 0 | 0 | 0 | 0 | 0 | 0 | 0 | 0 | 0 | 0 | 0
F9_Industrial_Stone, Clay, and Glass_Existing_Process_Natural Gas_Commissioning_A_Achievable Technical Potential | F9 | Industrial | Stone, Clay, and Glass | Existing | Process | Natural Gas | Commissioning | A | Incremental Winter Peak Savings (MW) | Achievable Technical Potential | 0 | 0 | 0 | 0 | 0 | 0 | 0 | 0 | 0 | 0 | 0 | 0 | 0 | 0 | 0 | 0 | 0 | 0 | 0 | 0 | 0 | 0
F10_Industrial_Stone, Clay, and Glass_Existing_Process_Natural Gas_Commissioning_A_Achievable Technical Potential | F10 | Industrial | Stone, Clay, and Glass | Existing | Process | Natural Gas | Commissioning | A | Cumulative Energy Savings (MWh or mTherms) | Achievable Technical Potential | 0 | 0 | 0 | 0 | 0 | 0 | 0 | 0 | 0 | 0 | 0 | 0 | 0 | 0 | 0 | 0 | 0 | 0 | 0 | 0 | 0 | 0
F11_Industrial_Stone, Clay, and Glass_Existing_Process_Natural Gas_Commissioning_A_Achievable Technical Potential | F11 | Industrial | Stone, Clay, and Glass | Existing | Process | Natural Gas | Commissioning | A | Cumulative Summer Peak Savings (MW) | Achievable Technical Potential | 0 | 0 | 0 | 0 | 0 | 0 | 0 | 0 | 0 | 0 | 0 | 0 | 0 | 0 | 0 | 0 | 0 | 0 | 0 | 0 | 0 | 0
F12_Industrial_Stone, Clay, and Glass_Existing_Process_Natural Gas_Commissioning_A_Achievable Technical Potential | F12 | Industrial | Stone, Clay, and Glass | Existing | Process | Natural Gas | Commissioning | A | Cumulative Winter Peak Savings (MW) | Achievable Technical Potential | 0 | 0 | 0 | 0 | 0 | 0 | 0 | 0 | 0 | 0 | 0 | 0 | 0 | 0 | 0 | 0 | 0 | 0 | 0 | 0 | 0 | 0
F13_Industrial_Stone, Clay, and Glass_Existing_Process_Natural Gas_Commissioning_A_Achievable Technical Potential | F13 | Industrial | Stone, Clay, and Glass | Existing | Process | Natural Gas | Commissioning | A | Purchases (Incremental) | Achievable Technical Potential | 0 | 0 | 0 | 0 | 0 | 0 | 0 | 0 | 0 | 0 | 0 | 0 | 0 | 0 | 0 | 0 | 0 | 0 | 0 | 0 | 0 | 0
F14_Industrial_Stone, Clay, and Glass_Existing_Process_Natural Gas_Commissioning_A_Achievable Technical Potential | F14 | Industrial | Stone, Clay, and Glass | Existing | Process | Natural Gas | Commissioning | A | Purchases (Cumulative) | Achievable Technical Potential | 0 | 0 | 0 | 0 | 0 | 0 | 0 | 0 | 0 | 0 | 0 | 0 | 0 | 0 | 0 | 0 | 0 | 0 | 0 | 0 | 0 | 0
F1_Industrial_Stone, Clay, and Glass_Existing_Space Heating_Natural Gas_Retrocommissioning_A_Achievable Technical Potential | F1 | Industrial | Stone, Clay, and Glass | Existing | Space Heating | Natural Gas | Retrocommissioning | A | Original Unit Energy Savings (kWh or therms) | Achievable Technical Potential | 0 | 0 | 2.3969 | 2.3912 | 2.3855 | 2.3799 | 2.3744 | 2.369 | 2.3638 | 2.3589 | 2.3541 | 2.3496 | 2.3454 | 2.3415 | 2.3377 | 2.3342 | 2.3309 | 2.3277 | 2.3248 | 2.3221 | 2.3195 | 2.317
F2_Industrial_Stone, Clay, and Glass_Existing_Space Heating_Natural Gas_Retrocommissioning_A_Achievable Technical Potential | F2 | Industrial | Stone, Clay, and Glass | Existing | Space Heating | Natural Gas | Retrocommissioning | A | Original Unit Summer Peak Savings (kW) | Achievable Technical Potential | 0 | 0 | 0 | 0 | 0 | 0 | 0 | 0 | 0 | 0 | 0 | 0 | 0 | 0 | 0 | 0 | 0 | 0 | 0 | 0 | 0 | 0
F3_Industrial_Stone, Clay, and Glass_Existing_Space Heating_Natural Gas_Retrocommissioning_A_Achievable Technical Potential | F3 | Industrial | Stone, Clay, and Glass | Existing | Space Heating | Natural Gas | Retrocommissioning | A | Original Unit Winter Peak Savings (kW) | Achievable Technical Potential | 0 | 0 | 0 | 0 | 0 | 0 | 0 | 0 | 0 | 0 | 0 | 0 | 0 | 0 | 0 | 0 | 0 | 0 | 0 | 0 | 0 | 0
F4_Industrial_Stone, Clay, and Glass_Existing_Space Heating_Natural Gas_Retrocommissioning_A_Achievable Technical Potential | F4 | Industrial | Stone, Clay, and Glass | Existing | Space Heating | Natural Gas | Retrocommissioning | A | Standalone Impact on Baseline Energy (%) | Achievable Technical Potential | 0% | 0% | 0.0124% | 0.02501% | 0.03784% | 0.0509% | 0.06419% | 0.07772% | 0.09148% | 0.1055% | 0.1197% | 0.1342% | 0.149% | 0.164% | 0.1793% | 0.1948% | 0.2106% | 0.2267% | 0.2431% | 0.2597% | 0.2767% | 0.2939%
F5_Industrial_Stone, Clay, and Glass_Existing_Space Heating_Natural Gas_Retrocommissioning_A_Achievable Technical Potential | F5 | Industrial | Stone, Clay, and Glass | Existing | Space Heating | Natural Gas | Retrocommissioning | A | Standalone Impact on Baseline Summer Peak (%) | Achievable Technical Potential | bar: 2019 to 2040
F6_Industrial_Stone, Clay, and Glass_Existing_Space Heating_Natural Gas_Retrocommissioning_A_Achievable Technical Potential | F6 | Industrial | Stone, Clay, and Glass | Existing | Space Heating | Natural Gas | Retrocommissioning | A | Standalone Impact on Baseline Winter Peak (%) | Achievable Technical Potential | bar: 2019 to 2040
F7_Industrial_Stone, Clay, and Glass_Existing_Space Heating_Natural Gas_Retrocommissioning_A_Achievable Technical Potential | F7 | Industrial | Stone, Clay, and Glass | Existing | Space Heating | Natural Gas | Retrocommissioning | A | Incremental Energy Savings (MWh or mTherms) | Achievable Technical Potential | 0 | 0 | 0.012154 | 0.011916 | 0.011683 | 0.011455 | 0.011231 | 0.011012 | 0.010799 | 0.01059 | 0.010387 | 0.010188 | 0.0099946 | 0.0098056 | 0.0096212 | 0.009441 | 0.0092651 | 0.0090931 | 0.0089251 | 0.0087608 | 0.0086001 | 0.008443
F8_Industrial_Stone, Clay, and Glass_Existing_Space Heating_Natural Gas_Retrocommissioning_A_Achievable Technical Potential | F8 | Industrial | Stone, Clay, and Glass | Existing | Space Heating | Natural Gas | Retrocommissioning | A | Incremental Summer Peak Savings (MW) | Achievable Technical Potential | 0 | 0 | 0 | 0 | 0 | 0 | 0 | 0 | 0 | 0 | 0 | 0 | 0 | 0 | 0 | 0 | 0 | 0 | 0 | 0 | 0 | 0
F9_Industrial_Stone, Clay, and Glass_Existing_Space Heating_Natural Gas_Retrocommissioning_A_Achievable Technical Potential | F9 | Industrial | Stone, Clay, and Glass | Existing | Space Heating | Natural Gas | Retrocommissioning | A | Incremental Winter Peak Savings (MW) | Achievable Technical Potential | 0 | 0 | 0 | 0 | 0 | 0 | 0 | 0 | 0 | 0 | 0 | 0 | 0 | 0 | 0 | 0 | 0 | 0 | 0 | 0 | 0 | 0
F10_Industrial_Stone, Clay, and Glass_Existing_Space Heating_Natural Gas_Retrocommissioning_A_Achievable Technical Potential | F10 | Industrial | Stone, Clay, and Glass | Existing | Space Heating | Natural Gas | Retrocommissioning | A | Cumulative Energy Savings (MWh or mTherms) | Achievable Technical Potential | 0 | 0 | 0.012154 | 0.024041 | 0.035667 | 0.047038 | 0.05816 | 0.069041 | 0.079688 | 0.090111 | 0.10032 | 0.11031 | 0.12011 | 0.12971 | 0.13913 | 0.14836 | 0.15741 | 0.16629 | 0.17501 | 0.18356 | 0.19196 | 0.2002
F11_Industrial_Stone, Clay, and Glass_Existing_Space Heating_Natural Gas_Retrocommissioning_A_Achievable Technical Potential | F11 | Industrial | Stone, Clay, and Glass | Existing | Space Heating | Natural Gas | Retrocommissioning | A | Cumulative Summer Peak Savings (MW) | Achievable Technical Potential | 0 | 0 | 0 | 0 | 0 | 0 | 0 | 0 | 0 | 0 | 0 | 0 | 0 | 0 | 0 | 0 | 0 | 0 | 0 | 0 | 0 | 0
F12_Industrial_Stone, Clay, and Glass_Existing_Space Heating_Natural Gas_Retrocommissioning_A_Achievable Technical Potential | F12 | Industrial | Stone, Clay, and Glass | Existing | Space Heating | Natural Gas | Retrocommissioning | A | Cumulative Winter Peak Savings (MW) | Achievable Technical Potential | 0 | 0 | 0 | 0 | 0 | 0 | 0 | 0 | 0 | 0 | 0 | 0 | 0 | 0 | 0 | 0 | 0 | 0 | 0 | 0 | 0 | 0
F13_Industrial_Stone, Clay, and Glass_Existing_Space Heating_Natural Gas_Retrocommissioning_A_Achievable Technical Potential | F13 | Industrial | Stone, Clay, and Glass | Existing | Space Heating | Natural Gas | Retrocommissioning | A | Purchases (Incremental) | Achievable Technical Potential | 0 | 0 | 5.0708 | 4.9833 | 4.8974 | 4.813 | 4.73 | 4.6484 | 4.5683 | 4.4895 | 4.4121 | 4.3361 | 4.2613 | 4.1878 | 4.1156 | 4.0447 | 3.9749 | 3.9064 | 3.839 | 3.7729 | 3.7078 | 3.6439
F14_Industrial_Stone, Clay, and Glass_Existing_Space Heating_Natural Gas_Retrocommissioning_A_Achievable Technical Potential | F14 | Industrial | Stone, Clay, and Glass | Existing | Space Heating | Natural Gas | Retrocommissioning | A | Purchases (Cumulative) | Achievable Technical Potential | 0 | 0 | 5.0708 | 10.0541 | 14.9515 | 19.7645 | 24.4945 | 29.143 | 33.7113 | 38.2008 | 42.6129 | 46.949 | 51.2103 | 55.3981 | 59.5138 | 63.5584 | 67.5334 | 71.4398 | 75.2788 | 79.0517 | 82.7595 | 86.4033
F1_Industrial_Stone, Clay, and Glass_Existing_Process_Natural Gas_Retrocommissioning_A_Achievable Technical Potential | F1 | Industrial | Stone, Clay, and Glass | Existing | Process | Natural Gas | Retrocommissioning | A | Original Unit Energy Savings (kWh or therms) | Achievable Technical Potential | 0 | 0 | 0 | 0 | 0 | 0 | 0 | 0 | 0 | 0 | 0 | 0 | 0 | 0 | 0 | 0 | 0 | 0 | 0 | 0 | 0 | 0
F2_Industrial_Stone, Clay, and Glass_Existing_Process_Natural Gas_Retrocommissioning_A_Achievable Technical Potential | F2 | Industrial | Stone, Clay, and Glass | Existing | Process | Natural Gas | Retrocommissioning | A | Original Unit Summer Peak Savings (kW) | Achievable Technical Potential | 0 | 0 | 0 | 0 | 0 | 0 | 0 | 0 | 0 | 0 | 0 | 0 | 0 | 0 | 0 | 0 | 0 | 0 | 0 | 0 | 0 | 0
F3_Industrial_Stone, Clay, and Glass_Existing_Process_Natural Gas_Retrocommissioning_A_Achievable Technical Potential | F3 | Industrial | Stone, Clay, and Glass | Existing | Process | Natural Gas | Retrocommissioning | A | Original Unit Winter Peak Savings (kW) | Achievable Technical Potential | 0 | 0 | 0 | 0 | 0 | 0 | 0 | 0 | 0 | 0 | 0 | 0 | 0 | 0 | 0 | 0 | 0 | 0 | 0 | 0 | 0 | 0
F4_Industrial_Stone, Clay, and Glass_Existing_Process_Natural Gas_Retrocommissioning_A_Achievable Technical Potential | F4 | Industrial | Stone, Clay, and Glass | Existing | Process | Natural Gas | Retrocommissioning | A | Standalone Impact on Baseline Energy (%) | Achievable Technical Potential | bar: 2019 to 2040
F5_Industrial_Stone, Clay, and Glass_Existing_Process_Natural Gas_Retrocommissioning_A_Achievable Technical Potential | F5 | Industrial | Stone, Clay, and Glass | Existing | Process | Natural Gas | Retrocommissioning | A | Standalone Impact on Baseline Summer Peak (%) | Achievable Technical Potential | bar: 2019 to 2040
F6_Industrial_Stone, Clay, and Glass_Existing_Process_Natural Gas_Retrocommissioning_A_Achievable Technical Potential | F6 | Industrial | Stone, Clay, and Glass | Existing | Process | Natural Gas | Retrocommissioning | A | Standalone Impact on Baseline Winter Peak (%) | Achievable Technical Potential | bar: 2019 to 2040
F7_Industrial_Stone, Clay, and Glass_Existing_Process_Natural Gas_Retrocommissioning_A_Achievable Technical Potential | F7 | Industrial | Stone, Clay, and Glass | Existing | Process | Natural Gas | Retrocommissioning | A | Incremental Energy Savings (MWh or mTherms) | Achievable Technical Potential | 0 | 0 | 0 | 0 | 0 | 0 | 0 | 0 | 0 | 0 | 0 | 0 | 0 | 0 | 0 | 0 | 0 | 0 | 0 | 0 | 0 | 0
F8_Industrial_Stone, Clay, and Glass_Existing_Process_Natural Gas_Retrocommissioning_A_Achievable Technical Potential | F8 | Industrial | Stone, Clay, and Glass | Existing | Process | Natural Gas | Retrocommissioning | A | Incremental Summer Peak Savings (MW) | Achievable Technical Potential | 0 | 0 | 0 | 0 | 0 | 0 | 0 | 0 | 0 | 0 | 0 | 0 | 0 | 0 | 0 | 0 | 0 | 0 | 0 | 0 | 0 | 0
F9_Industrial_Stone, Clay, and Glass_Existing_Process_Natural Gas_Retrocommissioning_A_Achievable Technical Potential | F9 | Industrial | Stone, Clay, and Glass | Existing | Process | Natural Gas | Retrocommissioning | A | Incremental Winter Peak Savings (MW) | Achievable Technical Potential | 0 | 0 | 0 | 0 | 0 | 0 | 0 | 0 | 0 | 0 | 0 | 0 | 0 | 0 | 0 | 0 | 0 | 0 | 0 | 0 | 0 | 0
F10_Industrial_Stone, Clay, and Glass_Existing_Process_Natural Gas_Retrocommissioning_A_Achievable Technical Potential | F10 | Industrial | Stone, Clay, and Glass | Existing | Process | Natural Gas | Retrocommissioning | A | Cumulative Energy Savings (MWh or mTherms) | Achievable Technical Potential | 0 | 0 | 0 | 0 | 0 | 0 | 0 | 0 | 0 | 0 | 0 | 0 | 0 | 0 | 0 | 0 | 0 | 0 | 0 | 0 | 0 | 0
F11_Industrial_Stone, Clay, and Glass_Existing_Process_Natural Gas_Retrocommissioning_A_Achievable Technical Potential | F11 | Industrial | Stone, Clay, and Glass | Existing | Process | Natural Gas | Retrocommissioning | A | Cumulative Summer Peak Savings (MW) | Achievable Technical Potential | 0 | 0 | 0 | 0 | 0 | 0 | 0 | 0 | 0 | 0 | 0 | 0 | 0 | 0 | 0 | 0 | 0 | 0 | 0 | 0 | 0 | 0
F12_Industrial_Stone, Clay, and Glass_Existing_Process_Natural Gas_Retrocommissioning_A_Achievable Technical Potential | F12 | Industrial | Stone, Clay, and Glass | Existing | Process | Natural Gas | Retrocommissioning | A | Cumulative Winter Peak Savings (MW) | Achievable Technical Potential | 0 | 0 | 0 | 0 | 0 | 0 | 0 | 0 | 0 | 0 | 0 | 0 | 0 | 0 | 0 | 0 | 0 | 0 | 0 | 0 | 0 | 0
F13_Industrial_Stone, Clay, and Glass_Existing_Process_Natural Gas_Retrocommissioning_A_Achievable Technical Potential | F13 | Industrial | Stone, Clay, and Glass | Existing | Process | Natural Gas | Retrocommissioning | A | Purchases (Incremental) | Achievable Technical Potential | 0 | 0 | 5.0708 | 4.9833 | 4.8974 | 4.813 | 4.73 | 4.6484 | 4.5683 | 4.4895 | 4.4121 | 4.3361 | 4.2613 | 4.1878 | 4.1156 | 4.0447 | 3.9749 | 3.9064 | 3.839 | 3.7729 | 3.7078 | 3.6439
F14_Industrial_Stone, Clay, and Glass_Existing_Process_Natural Gas_Retrocommissioning_A_Achievable Technical Potential | F14 | Industrial | Stone, Clay, and Glass | Existing | Process | Natural Gas | Retrocommissioning | A | Purchases (Cumulative) | Achievable Technical Potential | 0 | 0 | 5.0708 | 10.0541 | 14.9515 | 19.7645 | 24.4945 | 29.143 | 33.7113 | 38.2008 | 42.6129 | 46.949 | 51.2103 | 55.3981 | 59.5138 | 63.5584 | 67.5334 | 71.4398 | 75.2788 | 79.0517 | 82.7595 | 86.4033
F1_Industrial_Stone, Clay, and Glass_New_Space Heating_Natural Gas_Insulation - Roof/Ceiling_A_Achievable Technical Potential | F1 | Industrial | Stone, Clay, and Glass | New | Space Heating | Natural Gas | Insulation - Roof/Ceiling | A | Original Unit Energy Savings (kWh or therms) | Achievable Technical Potential | 0 | 0 | 0.078976 | 0.078976 | 0.078976 | 0.078976 | 0.078976 | 0.078976 | 0.078976 | 0.078976 | 0.078976 | 0.078976 | 0.078976 | 0.078976 | 0.078976 | 0.078976 | 0.078976 | 0.078976 | 0.078976 | 0.078976 | 0.078976 | 0.078976
F2_Industrial_Stone, Clay, and Glass_New_Space Heating_Natural Gas_Insulation - Roof/Ceiling_A_Achievable Technical Potential | F2 | Industrial | Stone, Clay, and Glass | New | Space Heating | Natural Gas | Insulation - Roof/Ceiling | A | Original Unit Summer Peak Savings (kW) | Achievable Technical Potential | 0 | 0 | 0 | 0 | 0 | 0 | 0 | 0 | 0 | 0 | 0 | 0 | 0 | 0 | 0 | 0 | 0 | 0 | 0 | 0 | 0 | 0
F3_Industrial_Stone, Clay, and Glass_New_Space Heating_Natural Gas_Insulation - Roof/Ceiling_A_Achievable Technical Potential | F3 | Industrial | Stone, Clay, and Glass | New | Space Heating | Natural Gas | Insulation - Roof/Ceiling | A | Original Unit Winter Peak Savings (kW) | Achievable Technical Potential | 0 | 0 | 0 | 0 | 0 | 0 | 0 | 0 | 0 | 0 | 0 | 0 | 0 | 0 | 0 | 0 | 0 | 0 | 0 | 0 | 0 | 0
F4_Industrial_Stone, Clay, and Glass_New_Space Heating_Natural Gas_Insulation - Roof/Ceiling_A_Achievable Technical Potential | F4 | Industrial | Stone, Clay, and Glass | New | Space Heating | Natural Gas | Insulation - Roof/Ceiling | A | Standalone Impact on Baseline Energy (%) | Achievable Technical Potential | bar: 2019 to 2040
F5_Industrial_Stone, Clay, and Glass_New_Space Heating_Natural Gas_Insulation - Roof/Ceiling_A_Achievable Technical Potential | F5 | Industrial | Stone, Clay, and Glass | New | Space Heating | Natural Gas | Insulation - Roof/Ceiling | A | Standalone Impact on Baseline Summer Peak (%) | Achievable Technical Potential | bar: 2019 to 2040
F6_Industrial_Stone, Clay, and Glass_New_Space Heating_Natural Gas_Insulation - Roof/Ceiling_A_Achievable Technical Potential | F6 | Industrial | Stone, Clay, and Glass | New | Space Heating | Natural Gas | Insulation - Roof/Ceiling | A | Standalone Impact on Baseline Winter Peak (%) | Achievable Technical Potential | bar: 2019 to 2040
F7_Industrial_Stone, Clay, and Glass_New_Space Heating_Natural Gas_Insulation - Roof/Ceiling_A_Achievable Technical Potential | F7 | Industrial | Stone, Clay, and Glass | New | Space Heating | Natural Gas | Insulation - Roof/Ceiling | A | Incremental Energy Savings (MWh or mTherms) | Achievable Technical Potential | 0 | 0 | 0 | 0 | 0 | 0 | 0 | 0 | 0 | 0 | 0 | 0 | 0 | 0 | 0 | 0 | 0 | 0 | 0 | 0 | 0 | 0
F8_Industrial_Stone, Clay, and Glass_New_Space Heating_Natural Gas_Insulation - Roof/Ceiling_A_Achievable Technical Potential | F8 | Industrial | Stone, Clay, and Glass | New | Space Heating | Natural Gas | Insulation - Roof/Ceiling | A | Incremental Summer Peak Savings (MW) | Achievable Technical Potential | 0 | 0 | 0 | 0 | 0 | 0 | 0 | 0 | 0 | 0 | 0 | 0 | 0 | 0 | 0 | 0 | 0 | 0 | 0 | 0 | 0 | 0
F9_Industrial_Stone, Clay, and Glass_New_Space Heating_Natural Gas_Insulation - Roof/Ceiling_A_Achievable Technical Potential | F9 | Industrial | Stone, Clay, and Glass | New | Space Heating | Natural Gas | Insulation - Roof/Ceiling | A | Incremental Winter Peak Savings (MW) | Achievable Technical Potential | 0 | 0 | 0 | 0 | 0 | 0 | 0 | 0 | 0 | 0 | 0 | 0 | 0 | 0 | 0 | 0 | 0 | 0 | 0 | 0 | 0 | 0
F10_Industrial_Stone, Clay, and Glass_New_Space Heating_Natural Gas_Insulation - Roof/Ceiling_A_Achievable Technical Potential | F10 | Industrial | Stone, Clay, and Glass | New | Space Heating | Natural Gas | Insulation - Roof/Ceiling | A | Cumulative Energy Savings (MWh or mTherms) | Achievable Technical Potential | 0 | 0 | 0 | 0 | 0 | 0 | 0 | 0 | 0 | 0 | 0 | 0 | 0 | 0 | 0 | 0 | 0 | 0 | 0 | 0 | 0 | 0
F11_Industrial_Stone, Clay, and Glass_New_Space Heating_Natural Gas_Insulation - Roof/Ceiling_A_Achievable Technical Potential | F11 | Industrial | Stone, Clay, and Glass | New | Space Heating | Natural Gas | Insulation - Roof/Ceiling | A | Cumulative Summer Peak Savings (MW) | Achievable Technical Potential | 0 | 0 | 0 | 0 | 0 | 0 | 0 | 0 | 0 | 0 | 0 | 0 | 0 | 0 | 0 | 0 | 0 | 0 | 0 | 0 | 0 | 0
F12_Industrial_Stone, Clay, and Glass_New_Space Heating_Natural Gas_Insulation - Roof/Ceiling_A_Achievable Technical Potential | F12 | Industrial | Stone, Clay, and Glass | New | Space Heating | Natural Gas | Insulation - Roof/Ceiling | A | Cumulative Winter Peak Savings (MW) | Achievable Technical Potential | 0 | 0 | 0 | 0 | 0 | 0 | 0 | 0 | 0 | 0 | 0 | 0 | 0 | 0 | 0 | 0 | 0 | 0 | 0 | 0 | 0 | 0
F13_Industrial_Stone, Clay, and Glass_New_Space Heating_Natural Gas_Insulation - Roof/Ceiling_A_Achievable Technical Potential | F13 | Industrial | Stone, Clay, and Glass | New | Space Heating | Natural Gas | Insulation - Roof/Ceiling | A | Purchases (Incremental) | Achievable Technical Potential | 0 | 0 | 0 | 0 | 0 | 0 | 0 | 0 | 0 | 0 | 0 | 0 | 0 | 0 | 0 | 0 | 0 | 0 | 0 | 0 | 0 | 0
F14_Industrial_Stone, Clay, and Glass_New_Space Heating_Natural Gas_Insulation - Roof/Ceiling_A_Achievable Technical Potential | F14 | Industrial | Stone, Clay, and Glass | New | Space Heating | Natural Gas | Insulation - Roof/Ceiling | A | Purchases (Cumulative) | Achievable Technical Potential | 0 | 0 | 0 | 0 | 0 | 0 | 0 | 0 | 0 | 0 | 0 | 0 | 0 | 0 | 0 | 0 | 0 | 0 | 0 | 0 | 0 | 0
F1_Industrial_Stone, Clay, and Glass_New_Space Heating_Natural Gas_Insulation - Wall Cavity_A_Achievable Technical Potential | F1 | Industrial | Stone, Clay, and Glass | New | Space Heating | Natural Gas | Insulation - Wall Cavity | A | Original Unit Energy Savings (kWh or therms) | Achievable Technical Potential | 0 | 0 | 0.017277 | 0.017277 | 0.017277 | 0.017277 | 0.017277 | 0.017277 | 0.017277 | 0.017277 | 0.017277 | 0.017277 | 0.017277 | 0.017277 | 0.017277 | 0.017277 | 0.017277 | 0.017277 | 0.017277 | 0.017277 | 0.017277 | 0.017277
F2_Industrial_Stone, Clay, and Glass_New_Space Heating_Natural Gas_Insulation - Wall Cavity_A_Achievable Technical Potential | F2 | Industrial | Stone, Clay, and Glass | New | Space Heating | Natural Gas | Insulation - Wall Cavity | A | Original Unit Summer Peak Savings (kW) | Achievable Technical Potential | 0 | 0 | 0 | 0 | 0 | 0 | 0 | 0 | 0 | 0 | 0 | 0 | 0 | 0 | 0 | 0 | 0 | 0 | 0 | 0 | 0 | 0
F3_Industrial_Stone, Clay, and Glass_New_Space Heating_Natural Gas_Insulation - Wall Cavity_A_Achievable Technical Potential | F3 | Industrial | Stone, Clay, and Glass | New | Space Heating | Natural Gas | Insulation - Wall Cavity | A | Original Unit Winter Peak Savings (kW) | Achievable Technical Potential | 0 | 0 | 0 | 0 | 0 | 0 | 0 | 0 | 0 | 0 | 0 | 0 | 0 | 0 | 0 | 0 | 0 | 0 | 0 | 0 | 0 | 0
F4_Industrial_Stone, Clay, and Glass_New_Space Heating_Natural Gas_Insulation - Wall Cavity_A_Achievable Technical Potential | F4 | Industrial | Stone, Clay, and Glass | New | Space Heating | Natural Gas | Insulation - Wall Cavity | A | Standalone Impact on Baseline Energy (%) | Achievable Technical Potential | bar: 2019 to 2040
F5_Industrial_Stone, Clay, and Glass_New_Space Heating_Natural Gas_Insulation - Wall Cavity_A_Achievable Technical Potential | F5 | Industrial | Stone, Clay, and Glass | New | Space Heating | Natural Gas | Insulation - Wall Cavity | A | Standalone Impact on Baseline Summer Peak (%) | Achievable Technical Potential | bar: 2019 to 2040
F6_Industrial_Stone, Clay, and Glass_New_Space Heating_Natural Gas_Insulation - Wall Cavity_A_Achievable Technical Potential | F6 | Industrial | Stone, Clay, and Glass | New | Space Heating | Natural Gas | Insulation - Wall Cavity | A | Standalone Impact on Baseline Winter Peak (%) | Achievable Technical Potential | bar: 2019 to 2040
F7_Industrial_Stone, Clay, and Glass_New_Space Heating_Natural Gas_Insulation - Wall Cavity_A_Achievable Technical Potential | F7 | Industrial | Stone, Clay, and Glass | New | Space Heating | Natural Gas | Insulation - Wall Cavity | A | Incremental Energy Savings (MWh or mTherms) | Achievable Technical Potential | 0 | 0 | 0 | 0 | 0 | 0 | 0 | 0 | 0 | 0 | 0 | 0 | 0 | 0 | 0 | 0 | 0 | 0 | 0 | 0 | 0 | 0
F8_Industrial_Stone, Clay, and Glass_New_Space Heating_Natural Gas_Insulation - Wall Cavity_A_Achievable Technical Potential | F8 | Industrial | Stone, Clay, and Glass | New | Space Heating | Natural Gas | Insulation - Wall Cavity | A | Incremental Summer Peak Savings (MW) | Achievable Technical Potential | 0 | 0 | 0 | 0 | 0 | 0 | 0 | 0 | 0 | 0 | 0 | 0 | 0 | 0 | 0 | 0 | 0 | 0 | 0 | 0 | 0 | 0
F9_Industrial_Stone, Clay, and Glass_New_Space Heating_Natural Gas_Insulation - Wall Cavity_A_Achievable Technical Potential | F9 | Industrial | Stone, Clay, and Glass | New | Space Heating | Natural Gas | Insulation - Wall Cavity | A | Incremental Winter Peak Savings (MW) | Achievable Technical Potential | 0 | 0 | 0 | 0 | 0 | 0 | 0 | 0 | 0 | 0 | 0 | 0 | 0 | 0 | 0 | 0 | 0 | 0 | 0 | 0 | 0 | 0
F10_Industrial_Stone, Clay, and Glass_New_Space Heating_Natural Gas_Insulation - Wall Cavity_A_Achievable Technical Potential | F10 | Industrial | Stone, Clay, and Glass | New | Space Heating | Natural Gas | Insulation - Wall Cavity | A | Cumulative Energy Savings (MWh or mTherms) | Achievable Technical Potential | 0 | 0 | 0 | 0 | 0 | 0 | 0 | 0 | 0 | 0 | 0 | 0 | 0 | 0 | 0 | 0 | 0 | 0 | 0 | 0 | 0 | 0
F11_Industrial_Stone, Clay, and Glass_New_Space Heating_Natural Gas_Insulation - Wall Cavity_A_Achievable Technical Potential | F11 | Industrial | Stone, Clay, and Glass | New | Space Heating | Natural Gas | Insulation - Wall Cavity | A | Cumulative Summer Peak Savings (MW) | Achievable Technical Potential | 0 | 0 | 0 | 0 | 0 | 0 | 0 | 0 | 0 | 0 | 0 | 0 | 0 | 0 | 0 | 0 | 0 | 0 | 0 | 0 | 0 | 0
F12_Industrial_Stone, Clay, and Glass_New_Space Heating_Natural Gas_Insulation - Wall Cavity_A_Achievable Technical Potential | F12 | Industrial | Stone, Clay, and Glass | New | Space Heating | Natural Gas | Insulation - Wall Cavity | A | Cumulative Winter Peak Savings (MW) | Achievable Technical Potential | 0 | 0 | 0 | 0 | 0 | 0 | 0 | 0 | 0 | 0 | 0 | 0 | 0 | 0 | 0 | 0 | 0 | 0 | 0 | 0 | 0 | 0
F13_Industrial_Stone, Clay, and Glass_New_Space Heating_Natural Gas_Insulation - Wall Cavity_A_Achievable Technical Potential | F13 | Industrial | Stone, Clay, and Glass | New | Space Heating | Natural Gas | Insulation - Wall Cavity | A | Purchases (Incremental) | Achievable Technical Potential | 0 | 0 | 0 | 0 | 0 | 0 | 0 | 0 | 0 | 0 | 0 | 0 | 0 | 0 | 0 | 0 | 0 | 0 | 0 | 0 | 0 | 0
F14_Industrial_Stone, Clay, and Glass_New_Space Heating_Natural Gas_Insulation - Wall Cavity_A_Achievable Technical Potential | F14 | Industrial | Stone, Clay, and Glass | New | Space Heating | Natural Gas | Insulation - Wall Cavity | A | Purchases (Cumulative) | Achievable Technical Potential | 0 | 0 | 0 | 0 | 0 | 0 | 0 | 0 | 0 | 0 | 0 | 0 | 0 | 0 | 0 | 0 | 0 | 0 | 0 | 0 | 0 | 0
F1_Industrial_Stone, Clay, and Glass_New_Space Heating_Natural Gas_Insulation - Ducting_A_Achievable Technical Potential | F1 | Industrial | Stone, Clay, and Glass | New | Space Heating | Natural Gas | Insulation - Ducting | A | Original Unit Energy Savings (kWh or therms) | Achievable Technical Potential | 0 | 0 | 0.0012737 | 0.0012737 | 0.0012737 | 0.0012737 | 0.0012737 | 0.0012737 | 0.0012737 | 0.0012737 | 0.0012737 | 0.0012737 | 0.0012737 | 0.0012737 | 0.0012737 | 0.0012737 | 0.0012737 | 0.0012737 | 0.0012737 | 0.0012737 | 0.0012737 | 0.0012737
F2_Industrial_Stone, Clay, and Glass_New_Space Heating_Natural Gas_Insulation - Ducting_A_Achievable Technical Potential | F2 | Industrial | Stone, Clay, and Glass | New | Space Heating | Natural Gas | Insulation - Ducting | A | Original Unit Summer Peak Savings (kW) | Achievable Technical Potential | 0 | 0 | 0 | 0 | 0 | 0 | 0 | 0 | 0 | 0 | 0 | 0 | 0 | 0 | 0 | 0 | 0 | 0 | 0 | 0 | 0 | 0
F3_Industrial_Stone, Clay, and Glass_New_Space Heating_Natural Gas_Insulation - Ducting_A_Achievable Technical Potential | F3 | Industrial | Stone, Clay, and Glass | New | Space Heating | Natural Gas | Insulation - Ducting | A | Original Unit Winter Peak Savings (kW) | Achievable Technical Potential | 0 | 0 | 0 | 0 | 0 | 0 | 0 | 0 | 0 | 0 | 0 | 0 | 0 | 0 | 0 | 0 | 0 | 0 | 0 | 0 | 0 | 0
F4_Industrial_Stone, Clay, and Glass_New_Space Heating_Natural Gas_Insulation - Ducting_A_Achievable Technical Potential | F4 | Industrial | Stone, Clay, and Glass | New | Space Heating | Natural Gas | Insulation - Ducting | A | Standalone Impact on Baseline Energy (%) | Achievable Technical Potential | bar: 2019 to 2040
F5_Industrial_Stone, Clay, and Glass_New_Space Heating_Natural Gas_Insulation - Ducting_A_Achievable Technical Potential | F5 | Industrial | Stone, Clay, and Glass | New | Space Heating | Natural Gas | Insulation - Ducting | A | Standalone Impact on Baseline Summer Peak (%) | Achievable Technical Potential | bar: 2019 to 2040
F6_Industrial_Stone, Clay, and Glass_New_Space Heating_Natural Gas_Insulation - Ducting_A_Achievable Technical Potential | F6 | Industrial | Stone, Clay, and Glass | New | Space Heating | Natural Gas | Insulation - Ducting | A | Standalone Impact on Baseline Winter Peak (%) | Achievable Technical Potential | bar: 2019 to 2040
F7_Industrial_Stone, Clay, and Glass_New_Space Heating_Natural Gas_Insulation - Ducting_A_Achievable Technical Potential | F7 | Industrial | Stone, Clay, and Glass | New | Space Heating | Natural Gas | Insulation - Ducting | A | Incremental Energy Savings (MWh or mTherms) | Achievable Technical Potential | 0 | 0 | 0 | 0 | 0 | 0 | 0 | 0 | 0 | 0 | 0 | 0 | 0 | 0 | 0 | 0 | 0 | 0 | 0 | 0 | 0 | 0
F8_Industrial_Stone, Clay, and Glass_New_Space Heating_Natural Gas_Insulation - Ducting_A_Achievable Technical Potential | F8 | Industrial | Stone, Clay, and Glass | New | Space Heating | Natural Gas | Insulation - Ducting | A | Incremental Summer Peak Savings (MW) | Achievable Technical Potential | 0 | 0 | 0 | 0 | 0 | 0 | 0 | 0 | 0 | 0 | 0 | 0 | 0 | 0 | 0 | 0 | 0 | 0 | 0 | 0 | 0 | 0
F9_Industrial_Stone, Clay, and Glass_New_Space Heating_Natural Gas_Insulation - Ducting_A_Achievable Technical Potential | F9 | Industrial | Stone, Clay, and Glass | New | Space Heating | Natural Gas | Insulation - Ducting | A | Incremental Winter Peak Savings (MW) | Achievable Technical Potential | 0 | 0 | 0 | 0 | 0 | 0 | 0 | 0 | 0 | 0 | 0 | 0 | 0 | 0 | 0 | 0 | 0 | 0 | 0 | 0 | 0 | 0
F10_Industrial_Stone, Clay, and Glass_New_Space Heating_Natural Gas_Insulation - Ducting_A_Achievable Technical Potential | F10 | Industrial | Stone, Clay, and Glass | New | Space Heating | Natural Gas | Insulation - Ducting | A | Cumulative Energy Savings (MWh or mTherms) | Achievable Technical Potential | 0 | 0 | 0 | 0 | 0 | 0 | 0 | 0 | 0 | 0 | 0 | 0 | 0 | 0 | 0 | 0 | 0 | 0 | 0 | 0 | 0 | 0
F11_Industrial_Stone, Clay, and Glass_New_Space Heating_Natural Gas_Insulation - Ducting_A_Achievable Technical Potential | F11 | Industrial | Stone, Clay, and Glass | New | Space Heating | Natural Gas | Insulation - Ducting | A | Cumulative Summer Peak Savings (MW) | Achievable Technical Potential | 0 | 0 | 0 | 0 | 0 | 0 | 0 | 0 | 0 | 0 | 0 | 0 | 0 | 0 | 0 | 0 | 0 | 0 | 0 | 0 | 0 | 0
F12_Industrial_Stone, Clay, and Glass_New_Space Heating_Natural Gas_Insulation - Ducting_A_Achievable Technical Potential | F12 | Industrial | Stone, Clay, and Glass | New | Space Heating | Natural Gas | Insulation - Ducting | A | Cumulative Winter Peak Savings (MW) | Achievable Technical Potential | 0 | 0 | 0 | 0 | 0 | 0 | 0 | 0 | 0 | 0 | 0 | 0 | 0 | 0 | 0 | 0 | 0 | 0 | 0 | 0 | 0 | 0
F13_Industrial_Stone, Clay, and Glass_New_Space Heating_Natural Gas_Insulation - Ducting_A_Achievable Technical Potential | F13 | Industrial | Stone, Clay, and Glass | New | Space Heating | Natural Gas | Insulation - Ducting | A | Purchases (Incremental) | Achievable Technical Potential | 0 | 0 | 0 | 0 | 0 | 0 | 0 | 0 | 0 | 0 | 0 | 0 | 0 | 0 | 0 | 0 | 0 | 0 | 0 | 0 | 0 | 0
F14_Industrial_Stone, Clay, and Glass_New_Space Heating_Natural Gas_Insulation - Ducting_A_Achievable Technical Potential | F14 | Industrial | Stone, Clay, and Glass | New | Space Heating | Natural Gas | Insulation - Ducting | A | Purchases (Cumulative) | Achievable Technical Potential | 0 | 0 | 0 | 0 | 0 | 0 | 0 | 0 | 0 | 0 | 0 | 0 | 0 | 0 | 0 | 0 | 0 | 0 | 0 | 0 | 0 | 0
F1_Industrial_Stone, Clay, and Glass_New_Space Heating_Natural Gas_HVAC - Duct Repair and Sealing_A_Achievable Technical Potential | F1 | Industrial | Stone, Clay, and Glass | New | Space Heating | Natural Gas | HVAC - Duct Repair and Sealing | A | Original Unit Energy Savings (kWh or therms) | Achievable Technical Potential | 0 | 0 | 0.0036023 | 0.0036023 | 0.0036023 | 0.0036023 | 0.0036023 | 0.0036023 | 0.0036023 | 0.0036023 | 0.0036023 | 0.0036023 | 0.0036023 | 0.0036023 | 0.0036023 | 0.0036023 | 0.0036023 | 0.0036023 | 0.0036023 | 0.0036023 | 0.0036023 | 0.0036023
F2_Industrial_Stone, Clay, and Glass_New_Space Heating_Natural Gas_HVAC - Duct Repair and Sealing_A_Achievable Technical Potential | F2 | Industrial | Stone, Clay, and Glass | New | Space Heating | Natural Gas | HVAC - Duct Repair and Sealing | A | Original Unit Summer Peak Savings (kW) | Achievable Technical Potential | 0 | 0 | 0 | 0 | 0 | 0 | 0 | 0 | 0 | 0 | 0 | 0 | 0 | 0 | 0 | 0 | 0 | 0 | 0 | 0 | 0 | 0
F3_Industrial_Stone, Clay, and Glass_New_Space Heating_Natural Gas_HVAC - Duct Repair and Sealing_A_Achievable Technical Potential | F3 | Industrial | Stone, Clay, and Glass | New | Space Heating | Natural Gas | HVAC - Duct Repair and Sealing | A | Original Unit Winter Peak Savings (kW) | Achievable Technical Potential | 0 | 0 | 0 | 0 | 0 | 0 | 0 | 0 | 0 | 0 | 0 | 0 | 0 | 0 | 0 | 0 | 0 | 0 | 0 | 0 | 0 | 0
F4_Industrial_Stone, Clay, and Glass_New_Space Heating_Natural Gas_HVAC - Duct Repair and Sealing_A_Achievable Technical Potential | F4 | Industrial | Stone, Clay, and Glass | New | Space Heating | Natural Gas | HVAC - Duct Repair and Sealing | A | Standalone Impact on Baseline Energy (%) | Achievable Technical Potential | bar: 2019 to 2040
F5_Industrial_Stone, Clay, and Glass_New_Space Heating_Natural Gas_HVAC - Duct Repair and Sealing_A_Achievable Technical Potential | F5 | Industrial | Stone, Clay, and Glass | New | Space Heating | Natural Gas | HVAC - Duct Repair and Sealing | A | Standalone Impact on Baseline Summer Peak (%) | Achievable Technical Potential | bar: 2019 to 2040
F6_Industrial_Stone, Clay, and Glass_New_Space Heating_Natural Gas_HVAC - Duct Repair and Sealing_A_Achievable Technical Potential | F6 | Industrial | Stone, Clay, and Glass | New | Space Heating | Natural Gas | HVAC - Duct Repair and Sealing | A | Standalone Impact on Baseline Winter Peak (%) | Achievable Technical Potential | bar: 2019 to 2040
F7_Industrial_Stone, Clay, and Glass_New_Space Heating_Natural Gas_HVAC - Duct Repair and Sealing_A_Achievable Technical Potential | F7 | Industrial | Stone, Clay, and Glass | New | Space Heating | Natural Gas | HVAC - Duct Repair and Sealing | A | Incremental Energy Savings (MWh or mTherms) | Achievable Technical Potential | 0 | 0 | 0 | 0 | 0 | 0 | 0 | 0 | 0 | 0 | 0 | 0 | 0 | 0 | 0 | 0 | 0 | 0 | 0 | 0 | 0 | 0
F8_Industrial_Stone, Clay, and Glass_New_Space Heating_Natural Gas_HVAC - Duct Repair and Sealing_A_Achievable Technical Potential | F8 | Industrial | Stone, Clay, and Glass | New | Space Heating | Natural Gas | HVAC - Duct Repair and Sealing | A | Incremental Summer Peak Savings (MW) | Achievable Technical Potential | 0 | 0 | 0 | 0 | 0 | 0 | 0 | 0 | 0 | 0 | 0 | 0 | 0 | 0 | 0 | 0 | 0 | 0 | 0 | 0 | 0 | 0
F9_Industrial_Stone, Clay, and Glass_New_Space Heating_Natural Gas_HVAC - Duct Repair and Sealing_A_Achievable Technical Potential | F9 | Industrial | Stone, Clay, and Glass | New | Space Heating | Natural Gas | HVAC - Duct Repair and Sealing | A | Incremental Winter Peak Savings (MW) | Achievable Technical Potential | 0 | 0 | 0 | 0 | 0 | 0 | 0 | 0 | 0 | 0 | 0 | 0 | 0 | 0 | 0 | 0 | 0 | 0 | 0 | 0 | 0 | 0
F10_Industrial_Stone, Clay, and Glass_New_Space Heating_Natural Gas_HVAC - Duct Repair and Sealing_A_Achievable Technical Potential | F10 | Industrial | Stone, Clay, and Glass | New | Space Heating | Natural Gas | HVAC - Duct Repair and Sealing | A | Cumulative Energy Savings (MWh or mTherms) | Achievable Technical Potential | 0 | 0 | 0 | 0 | 0 | 0 | 0 | 0 | 0 | 0 | 0 | 0 | 0 | 0 | 0 | 0 | 0 | 0 | 0 | 0 | 0 | 0
F11_Industrial_Stone, Clay, and Glass_New_Space Heating_Natural Gas_HVAC - Duct Repair and Sealing_A_Achievable Technical Potential | F11 | Industrial | Stone, Clay, and Glass | New | Space Heating | Natural Gas | HVAC - Duct Repair and Sealing | A | Cumulative Summer Peak Savings (MW) | Achievable Technical Potential | 0 | 0 | 0 | 0 | 0 | 0 | 0 | 0 | 0 | 0 | 0 | 0 | 0 | 0 | 0 | 0 | 0 | 0 | 0 | 0 | 0 | 0
F12_Industrial_Stone, Clay, and Glass_New_Space Heating_Natural Gas_HVAC - Duct Repair and Sealing_A_Achievable Technical Potential | F12 | Industrial | Stone, Clay, and Glass | New | Space Heating | Natural Gas | HVAC - Duct Repair and Sealing | A | Cumulative Winter Peak Savings (MW) | Achievable Technical Potential | 0 | 0 | 0 | 0 | 0 | 0 | 0 | 0 | 0 | 0 | 0 | 0 | 0 | 0 | 0 | 0 | 0 | 0 | 0 | 0 | 0 | 0
F13_Industrial_Stone, Clay, and Glass_New_Space Heating_Natural Gas_HVAC - Duct Repair and Sealing_A_Achievable Technical Potential | F13 | Industrial | Stone, Clay, and Glass | New | Space Heating | Natural Gas | HVAC - Duct Repair and Sealing | A | Purchases (Incremental) | Achievable Technical Potential | 0 | 0 | 0 | 0 | 0 | 0 | 0 | 0 | 0 | 0 | 0 | 0 | 0 | 0 | 0 | 0 | 0 | 0 | 0 | 0 | 0 | 0
F14_Industrial_Stone, Clay, and Glass_New_Space Heating_Natural Gas_HVAC - Duct Repair and Sealing_A_Achievable Technical Potential | F14 | Industrial | Stone, Clay, and Glass | New | Space Heating | Natural Gas | HVAC - Duct Repair and Sealing | A | Purchases (Cumulative) | Achievable Technical Potential | 0 | 0 | 0 | 0 | 0 | 0 | 0 | 0 | 0 | 0 | 0 | 0 | 0 | 0 | 0 | 0 | 0 | 0 | 0 | 0 | 0 | 0
F1_Industrial_Stone, Clay, and Glass_New_Space Heating_Natural Gas_Windows - High Efficiency_A_Achievable Technical Potential | F1 | Industrial | Stone, Clay, and Glass | New | Space Heating | Natural Gas | Windows - High Efficiency | A | Original Unit Energy Savings (kWh or therms) | Achievable Technical Potential | 0 | 0 | 0.0073878 | 0.0073878 | 0.0073878 | 0.0073878 | 0.0073878 | 0.0073878 | 0.0073878 | 0.0073878 | 0.0073878 | 0.0073878 | 0.0073878 | 0.0073878 | 0.0073878 | 0.0073878 | 0.0073878 | 0.0073878 | 0.0073878 | 0.0073878 | 0.0073878 | 0.0073878
F2_Industrial_Stone, Clay, and Glass_New_Space Heating_Natural Gas_Windows - High Efficiency_A_Achievable Technical Potential | F2 | Industrial | Stone, Clay, and Glass | New | Space Heating | Natural Gas | Windows - High Efficiency | A | Original Unit Summer Peak Savings (kW) | Achievable Technical Potential | 0 | 0 | 0 | 0 | 0 | 0 | 0 | 0 | 0 | 0 | 0 | 0 | 0 | 0 | 0 | 0 | 0 | 0 | 0 | 0 | 0 | 0
F3_Industrial_Stone, Clay, and Glass_New_Space Heating_Natural Gas_Windows - High Efficiency_A_Achievable Technical Potential | F3 | Industrial | Stone, Clay, and Glass | New | Space Heating | Natural Gas | Windows - High Efficiency | A | Original Unit Winter Peak Savings (kW) | Achievable Technical Potential | 0 | 0 | 0 | 0 | 0 | 0 | 0 | 0 | 0 | 0 | 0 | 0 | 0 | 0 | 0 | 0 | 0 | 0 | 0 | 0 | 0 | 0
F4_Industrial_Stone, Clay, and Glass_New_Space Heating_Natural Gas_Windows - High Efficiency_A_Achievable Technical Potential | F4 | Industrial | Stone, Clay, and Glass | New | Space Heating | Natural Gas | Windows - High Efficiency | A | Standalone Impact on Baseline Energy (%) | Achievable Technical Potential | bar: 2019 to 2040
F5_Industrial_Stone, Clay, and Glass_New_Space Heating_Natural Gas_Windows - High Efficiency_A_Achievable Technical Potential | F5 | Industrial | Stone, Clay, and Glass | New | Space Heating | Natural Gas | Windows - High Efficiency | A | Standalone Impact on Baseline Summer Peak (%) | Achievable Technical Potential | bar: 2019 to 2040
F6_Industrial_Stone, Clay, and Glass_New_Space Heating_Natural Gas_Windows - High Efficiency_A_Achievable Technical Potential | F6 | Industrial | Stone, Clay, and Glass | New | Space Heating | Natural Gas | Windows - High Efficiency | A | Standalone Impact on Baseline Winter Peak (%) | Achievable Technical Potential | bar: 2019 to 2040
F7_Industrial_Stone, Clay, and Glass_New_Space Heating_Natural Gas_Windows - High Efficiency_A_Achievable Technical Potential | F7 | Industrial | Stone, Clay, and Glass | New | Space Heating | Natural Gas | Windows - High Efficiency | A | Incremental Energy Savings (MWh or mTherms) | Achievable Technical Potential | 0 | 0 | 0 | 0 | 0 | 0 | 0 | 0 | 0 | 0 | 0 | 0 | 0 | 0 | 0 | 0 | 0 | 0 | 0 | 0 | 0 | 0
F8_Industrial_Stone, Clay, and Glass_New_Space Heating_Natural Gas_Windows - High Efficiency_A_Achievable Technical Potential | F8 | Industrial | Stone, Clay, and Glass | New | Space Heating | Natural Gas | Windows - High Efficiency | A | Incremental Summer Peak Savings (MW) | Achievable Technical Potential | 0 | 0 | 0 | 0 | 0 | 0 | 0 | 0 | 0 | 0 | 0 | 0 | 0 | 0 | 0 | 0 | 0 | 0 | 0 | 0 | 0 | 0
F9_Industrial_Stone, Clay, and Glass_New_Space Heating_Natural Gas_Windows - High Efficiency_A_Achievable Technical Potential | F9 | Industrial | Stone, Clay, and Glass | New | Space Heating | Natural Gas | Windows - High Efficiency | A | Incremental Winter Peak Savings (MW) | Achievable Technical Potential | 0 | 0 | 0 | 0 | 0 | 0 | 0 | 0 | 0 | 0 | 0 | 0 | 0 | 0 | 0 | 0 | 0 | 0 | 0 | 0 | 0 | 0
F10_Industrial_Stone, Clay, and Glass_New_Space Heating_Natural Gas_Windows - High Efficiency_A_Achievable Technical Potential | F10 | Industrial | Stone, Clay, and Glass | New | Space Heating | Natural Gas | Windows - High Efficiency | A | Cumulative Energy Savings (MWh or mTherms) | Achievable Technical Potential | 0 | 0 | 0 | 0 | 0 | 0 | 0 | 0 | 0 | 0 | 0 | 0 | 0 | 0 | 0 | 0 | 0 | 0 | 0 | 0 | 0 | 0
F11_Industrial_Stone, Clay, and Glass_New_Space Heating_Natural Gas_Windows - High Efficiency_A_Achievable Technical Potential | F11 | Industrial | Stone, Clay, and Glass | New | Space Heating | Natural Gas | Windows - High Efficiency | A | Cumulative Summer Peak Savings (MW) | Achievable Technical Potential | 0 | 0 | 0 | 0 | 0 | 0 | 0 | 0 | 0 | 0 | 0 | 0 | 0 | 0 | 0 | 0 | 0 | 0 | 0 | 0 | 0 | 0
F12_Industrial_Stone, Clay, and Glass_New_Space Heating_Natural Gas_Windows - High Efficiency_A_Achievable Technical Potential | F12 | Industrial | Stone, Clay, and Glass | New | Space Heating | Natural Gas | Windows - High Efficiency | A | Cumulative Winter Peak Savings (MW) | Achievable Technical Potential | 0 | 0 | 0 | 0 | 0 | 0 | 0 | 0 | 0 | 0 | 0 | 0 | 0 | 0 | 0 | 0 | 0 | 0 | 0 | 0 | 0 | 0
F13_Industrial_Stone, Clay, and Glass_New_Space Heating_Natural Gas_Windows - High Efficiency_A_Achievable Technical Potential | F13 | Industrial | Stone, Clay, and Glass | New | Space Heating | Natural Gas | Windows - High Efficiency | A | Purchases (Incremental) | Achievable Technical Potential | 0 | 0 | 0 | 0 | 0 | 0 | 0 | 0 | 0 | 0 | 0 | 0 | 0 | 0 | 0 | 0 | 0 | 0 | 0 | 0 | 0 | 0
F14_Industrial_Stone, Clay, and Glass_New_Space Heating_Natural Gas_Windows - High Efficiency_A_Achievable Technical Potential | F14 | Industrial | Stone, Clay, and Glass | New | Space Heating | Natural Gas | Windows - High Efficiency | A | Purchases (Cumulative) | Achievable Technical Potential | 0 | 0 | 0 | 0 | 0 | 0 | 0 | 0 | 0 | 0 | 0 | 0 | 0 | 0 | 0 | 0 | 0 | 0 | 0 | 0 | 0 | 0
F1_Industrial_Stone, Clay, and Glass_New_Space Heating_Natural Gas_Gas Boiler - Maintenance_A_Achievable Technical Potential | F1 | Industrial | Stone, Clay, and Glass | New | Space Heating | Natural Gas | Gas Boiler - Maintenance | A | Original Unit Energy Savings (kWh or therms) | Achievable Technical Potential | 0 | 0 | 6.7831 | 6.7831 | 6.7831 | 6.7831 | 6.7831 | 6.7831 | 6.7831 | 6.7831 | 6.7831 | 6.7831 | 6.7831 | 6.7831 | 6.7831 | 6.7831 | 6.7831 | 6.7831 | 6.7831 | 6.7831 | 6.7831 | 6.7831
F2_Industrial_Stone, Clay, and Glass_New_Space Heating_Natural Gas_Gas Boiler - Maintenance_A_Achievable Technical Potential | F2 | Industrial | Stone, Clay, and Glass | New | Space Heating | Natural Gas | Gas Boiler - Maintenance | A | Original Unit Summer Peak Savings (kW) | Achievable Technical Potential | 0 | 0 | 0 | 0 | 0 | 0 | 0 | 0 | 0 | 0 | 0 | 0 | 0 | 0 | 0 | 0 | 0 | 0 | 0 | 0 | 0 | 0
F3_Industrial_Stone, Clay, and Glass_New_Space Heating_Natural Gas_Gas Boiler - Maintenance_A_Achievable Technical Potential | F3 | Industrial | Stone, Clay, and Glass | New | Space Heating | Natural Gas | Gas Boiler - Maintenance | A | Original Unit Winter Peak Savings (kW) | Achievable Technical Potential | 0 | 0 | 0 | 0 | 0 | 0 | 0 | 0 | 0 | 0 | 0 | 0 | 0 | 0 | 0 | 0 | 0 | 0 | 0 | 0 | 0 | 0
F4_Industrial_Stone, Clay, and Glass_New_Space Heating_Natural Gas_Gas Boiler - Maintenance_A_Achievable Technical Potential | F4 | Industrial | Stone, Clay, and Glass | New | Space Heating | Natural Gas | Gas Boiler - Maintenance | A | Standalone Impact on Baseline Energy (%) | Achievable Technical Potential | 0% | 0% | 0.002102% | 0.002678% | 0.002898% | 0.002333% | 0.00205% | 0.001805% | 0.001597% | 0.001413% | 0.001302% | 0.001194% | 0.001103% | 0.001014% | 0.0009612% | 0.000904% | 0.0008533% | 0.000801% | 0.0007699% | 0.0007346% | 0.0007033% | 0.0006747%
F5_Industrial_Stone, Clay, and Glass_New_Space Heating_Natural Gas_Gas Boiler - Maintenance_A_Achievable Technical Potential | F5 | Industrial | Stone, Clay, and Glass | New | Space Heating | Natural Gas | Gas Boiler - Maintenance | A | Standalone Impact on Baseline Summer Peak (%) | Achievable Technical Potential | bar: 2019 to 2040
F6_Industrial_Stone, Clay, and Glass_New_Space Heating_Natural Gas_Gas Boiler - Maintenance_A_Achievable Technical Potential | F6 | Industrial | Stone, Clay, and Glass | New | Space Heating | Natural Gas | Gas Boiler - Maintenance | A | Standalone Impact on Baseline Winter Peak (%) | Achievable Technical Potential | bar: 2019 to 2040
F7_Industrial_Stone, Clay, and Glass_New_Space Heating_Natural Gas_Gas Boiler - Maintenance_A_Achievable Technical Potential | F7 | Industrial | Stone, Clay, and Glass | New | Space Heating | Natural Gas | Gas Boiler - Maintenance | A | Incremental Energy Savings (MWh or mTherms) | Achievable Technical Potential | 0 | 0 | 0.00010845 | 0.00013267 | 0.00013096 | 0.00013614 | 0.0001373 | 0.00013691 | 0.00013614 | 0.0001373 | 0.00013691 | 0.00024459 | 0.00026996 | 0.00026787 | 0.00048919 | 0.00053992 | 0.00053573 | 0.00097837 | 0.0010798 | 0.0010715 | 0.0019844 | 0.0021643
F8_Industrial_Stone, Clay, and Glass_New_Space Heating_Natural Gas_Gas Boiler - Maintenance_A_Achievable Technical Potential | F8 | Industrial | Stone, Clay, and Glass | New | Space Heating | Natural Gas | Gas Boiler - Maintenance | A | Incremental Summer Peak Savings (MW) | Achievable Technical Potential | 0 | 0 | 0 | 0 | 0 | 0 | 0 | 0 | 0 | 0 | 0 | 0 | 0 | 0 | 0 | 0 | 0 | 0 | 0 | 0 | 0 | 0
F9_Industrial_Stone, Clay, and Glass_New_Space Heating_Natural Gas_Gas Boiler - Maintenance_A_Achievable Technical Potential | F9 | Industrial | Stone, Clay, and Glass | New | Space Heating | Natural Gas | Gas Boiler - Maintenance | A | Incremental Winter Peak Savings (MW) | Achievable Technical Potential | 0 | 0 | 0 | 0 | 0 | 0 | 0 | 0 | 0 | 0 | 0 | 0 | 0 | 0 | 0 | 0 | 0 | 0 | 0 | 0 | 0 | 0
F10_Industrial_Stone, Clay, and Glass_New_Space Heating_Natural Gas_Gas Boiler - Maintenance_A_Achievable Technical Potential | F10 | Industrial | Stone, Clay, and Glass | New | Space Heating | Natural Gas | Gas Boiler - Maintenance | A | Cumulative Energy Savings (MWh or mTherms) | Achievable Technical Potential | 0 | 0 | 0.00010845 | 0.00024112 | 0.00037208 | 0.00039976 | 0.00040439 | 0.00041034 | 0.00041034 | 0.00041034 | 0.00041034 | 0.00041034 | 0.00041034 | 0.00041034 | 0.00041034 | 0.00041034 | 0.00041034 | 0.00041034 | 0.00041034 | 0.00041034 | 0.00041034 | 0.00041034
F11_Industrial_Stone, Clay, and Glass_New_Space Heating_Natural Gas_Gas Boiler - Maintenance_A_Achievable Technical Potential | F11 | Industrial | Stone, Clay, and Glass | New | Space Heating | Natural Gas | Gas Boiler - Maintenance | A | Cumulative Summer Peak Savings (MW) | Achievable Technical Potential | 0 | 0 | 0 | 0 | 0 | 0 | 0 | 0 | 0 | 0 | 0 | 0 | 0 | 0 | 0 | 0 | 0 | 0 | 0 | 0 | 0 | 0
F12_Industrial_Stone, Clay, and Glass_New_Space Heating_Natural Gas_Gas Boiler - Maintenance_A_Achievable Technical Potential | F12 | Industrial | Stone, Clay, and Glass | New | Space Heating | Natural Gas | Gas Boiler - Maintenance | A | Cumulative Winter Peak Savings (MW) | Achievable Technical Potential | 0 | 0 | 0 | 0 | 0 | 0 | 0 | 0 | 0 | 0 | 0 | 0 | 0 | 0 | 0 | 0 | 0 | 0 | 0 | 0 | 0 | 0
F13_Industrial_Stone, Clay, and Glass_New_Space Heating_Natural Gas_Gas Boiler - Maintenance_A_Achievable Technical Potential | F13 | Industrial | Stone, Clay, and Glass | New | Space Heating | Natural Gas | Gas Boiler - Maintenance | A | Purchases (Incremental) | Achievable Technical Potential | 0 | 0 | 0.015989 | 0.019558 | 0.019307 | 0.02007 | 0.020241 | 0.020184 | 0.02007 | 0.020241 | 0.020184 | 0.036059 | 0.039799 | 0.03949 | 0.072119 | 0.079599 | 0.078981 | 0.14424 | 0.1592 | 0.15796 | 0.29256 | 0.31908
F14_Industrial_Stone, Clay, and Glass_New_Space Heating_Natural Gas_Gas Boiler - Maintenance_A_Achievable Technical Potential | F14 | Industrial | Stone, Clay, and Glass | New | Space Heating | Natural Gas | Gas Boiler - Maintenance | A | Purchases (Cumulative) | Achievable Technical Potential | 0 | 0 | 0.015989 | 0.035547 | 0.054854 | 0.058936 | 0.059618 | 0.060495 | 0.060495 | 0.060495 | 0.060495 | 0.060495 | 0.060495 | 0.060495 | 0.060495 | 0.060495 | 0.060495 | 0.060495 | 0.060495 | 0.060495 | 0.060495 | 0.060495
F1_Industrial_Stone, Clay, and Glass_New_Process_Natural Gas_Gas Boiler - Maintenance_A_Achievable Technical Potential | F1 | Industrial | Stone, Clay, and Glass | New | Process | Natural Gas | Gas Boiler - Maintenance | A | Original Unit Energy Savings (kWh or therms) | Achievable Technical Potential | 0 | 0 | 6.7831 | 6.7831 | 6.7831 | 6.7831 | 6.7831 | 6.7831 | 6.7831 | 6.7831 | 6.7831 | 6.7831 | 6.7831 | 6.7831 | 6.7831 | 6.7831 | 6.7831 | 6.7831 | 6.7831 | 6.7831 | 6.7831 | 6.7831
F2_Industrial_Stone, Clay, and Glass_New_Process_Natural Gas_Gas Boiler - Maintenance_A_Achievable Technical Potential | F2 | Industrial | Stone, Clay, and Glass | New | Process | Natural Gas | Gas Boiler - Maintenance | A | Original Unit Summer Peak Savings (kW) | Achievable Technical Potential | 0 | 0 | 0 | 0 | 0 | 0 | 0 | 0 | 0 | 0 | 0 | 0 | 0 | 0 | 0 | 0 | 0 | 0 | 0 | 0 | 0 | 0
F3_Industrial_Stone, Clay, and Glass_New_Process_Natural Gas_Gas Boiler - Maintenance_A_Achievable Technical Potential | F3 | Industrial | Stone, Clay, and Glass | New | Process | Natural Gas | Gas Boiler - Maintenance | A | Original Unit Winter Peak Savings (kW) | Achievable Technical Potential | 0 | 0 | 0 | 0 | 0 | 0 | 0 | 0 | 0 | 0 | 0 | 0 | 0 | 0 | 0 | 0 | 0 | 0 | 0 | 0 | 0 | 0
F4_Industrial_Stone, Clay, and Glass_New_Process_Natural Gas_Gas Boiler - Maintenance_A_Achievable Technical Potential | F4 | Industrial | Stone, Clay, and Glass | New | Process | Natural Gas | Gas Boiler - Maintenance | A | Standalone Impact on Baseline Energy (%) | Achievable Technical Potential | 0% | 0% | 0.002102% | 0.002678% | 0.002898% | 0.002333% | 0.00205% | 0.001805% | 0.001597% | 0.001413% | 0.001302% | 0.001194% | 0.001103% | 0.001014% | 0.0009612% | 0.000904% | 0.0008533% | 0.000801% | 0.0007699% | 0.0007346% | 0.0007033% | 0.0006747%
F5_Industrial_Stone, Clay, and Glass_New_Process_Natural Gas_Gas Boiler - Maintenance_A_Achievable Technical Potential | F5 | Industrial | Stone, Clay, and Glass | New | Process | Natural Gas | Gas Boiler - Maintenance | A | Standalone Impact on Baseline Summer Peak (%) | Achievable Technical Potential | bar: 2019 to 2040
F6_Industrial_Stone, Clay, and Glass_New_Process_Natural Gas_Gas Boiler - Maintenance_A_Achievable Technical Potential | F6 | Industrial | Stone, Clay, and Glass | New | Process | Natural Gas | Gas Boiler - Maintenance | A | Standalone Impact on Baseline Winter Peak (%) | Achievable Technical Potential | bar: 2019 to 2040
F7_Industrial_Stone, Clay, and Glass_New_Process_Natural Gas_Gas Boiler - Maintenance_A_Achievable Technical Potential | F7 | Industrial | Stone, Clay, and Glass | New | Process | Natural Gas | Gas Boiler - Maintenance | A | Incremental Energy Savings (MWh or mTherms) | Achievable Technical Potential | 0 | 0 | 0.00010845 | 0.00013267 | 0.00013096 | 0.00013614 | 0.0001373 | 0.00013691 | 0.00013614 | 0.0001373 | 0.00013691 | 0.00024459 | 0.00026996 | 0.00026787 | 0.00048919 | 0.00053992 | 0.00053573 | 0.00097837 | 0.0010798 | 0.0010715 | 0.0019844 | 0.0021643
F8_Industrial_Stone, Clay, and Glass_New_Process_Natural Gas_Gas Boiler - Maintenance_A_Achievable Technical Potential | F8 | Industrial | Stone, Clay, and Glass | New | Process | Natural Gas | Gas Boiler - Maintenance | A | Incremental Summer Peak Savings (MW) | Achievable Technical Potential | 0 | 0 | 0 | 0 | 0 | 0 | 0 | 0 | 0 | 0 | 0 | 0 | 0 | 0 | 0 | 0 | 0 | 0 | 0 | 0 | 0 | 0
F9_Industrial_Stone, Clay, and Glass_New_Process_Natural Gas_Gas Boiler - Maintenance_A_Achievable Technical Potential | F9 | Industrial | Stone, Clay, and Glass | New | Process | Natural Gas | Gas Boiler - Maintenance | A | Incremental Winter Peak Savings (MW) | Achievable Technical Potential | 0 | 0 | 0 | 0 | 0 | 0 | 0 | 0 | 0 | 0 | 0 | 0 | 0 | 0 | 0 | 0 | 0 | 0 | 0 | 0 | 0 | 0
F10_Industrial_Stone, Clay, and Glass_New_Process_Natural Gas_Gas Boiler - Maintenance_A_Achievable Technical Potential | F10 | Industrial | Stone, Clay, and Glass | New | Process | Natural Gas | Gas Boiler - Maintenance | A | Cumulative Energy Savings (MWh or mTherms) | Achievable Technical Potential | 0 | 0 | 0.00010845 | 0.00024112 | 0.00037208 | 0.00039976 | 0.00040439 | 0.00041034 | 0.00041034 | 0.00041034 | 0.00041034 | 0.00041034 | 0.00041034 | 0.00041034 | 0.00041034 | 0.00041034 | 0.00041034 | 0.00041034 | 0.00041034 | 0.00041034 | 0.00041034 | 0.00041034
F11_Industrial_Stone, Clay, and Glass_New_Process_Natural Gas_Gas Boiler - Maintenance_A_Achievable Technical Potential | F11 | Industrial | Stone, Clay, and Glass | New | Process | Natural Gas | Gas Boiler - Maintenance | A | Cumulative Summer Peak Savings (MW) | Achievable Technical Potential | 0 | 0 | 0 | 0 | 0 | 0 | 0 | 0 | 0 | 0 | 0 | 0 | 0 | 0 | 0 | 0 | 0 | 0 | 0 | 0 | 0 | 0
F12_Industrial_Stone, Clay, and Glass_New_Process_Natural Gas_Gas Boiler - Maintenance_A_Achievable Technical Potential | F12 | Industrial | Stone, Clay, and Glass | New | Process | Natural Gas | Gas Boiler - Maintenance | A | Cumulative Winter Peak Savings (MW) | Achievable Technical Potential | 0 | 0 | 0 | 0 | 0 | 0 | 0 | 0 | 0 | 0 | 0 | 0 | 0 | 0 | 0 | 0 | 0 | 0 | 0 | 0 | 0 | 0
F13_Industrial_Stone, Clay, and Glass_New_Process_Natural Gas_Gas Boiler - Maintenance_A_Achievable Technical Potential | F13 | Industrial | Stone, Clay, and Glass | New | Process | Natural Gas | Gas Boiler - Maintenance | A | Purchases (Incremental) | Achievable Technical Potential | 0 | 0 | 0.015989 | 0.019558 | 0.019307 | 0.02007 | 0.020241 | 0.020184 | 0.02007 | 0.020241 | 0.020184 | 0.036059 | 0.039799 | 0.03949 | 0.072119 | 0.079599 | 0.078981 | 0.14424 | 0.1592 | 0.15796 | 0.29256 | 0.31908
F14_Industrial_Stone, Clay, and Glass_New_Process_Natural Gas_Gas Boiler - Maintenance_A_Achievable Technical Potential | F14 | Industrial | Stone, Clay, and Glass | New | Process | Natural Gas | Gas Boiler - Maintenance | A | Purchases (Cumulative) | Achievable Technical Potential | 0 | 0 | 0.015989 | 0.035547 | 0.054854 | 0.058936 | 0.059618 | 0.060495 | 0.060495 | 0.060495 | 0.060495 | 0.060495 | 0.060495 | 0.060495 | 0.060495 | 0.060495 | 0.060495 | 0.060495 | 0.060495 | 0.060495 | 0.060495 | 0.060495
F1_Industrial_Stone, Clay, and Glass_New_Space Heating_Natural Gas_Gas Furnace - Maintenance_A_Achievable Technical Potential | F1 | Industrial | Stone, Clay, and Glass | New | Space Heating | Natural Gas | Gas Furnace - Maintenance | A | Original Unit Energy Savings (kWh or therms) | Achievable Technical Potential | 0 | 0 | 0.0083129 | 0.0083129 | 0.0083129 | 0.0083129 | 0.0083129 | 0.0083129 | 0.0083129 | 0.0083129 | 0.0083129 | 0.0083129 | 0.0083129 | 0.0083129 | 0.0083129 | 0.0083129 | 0.0083129 | 0.0083129 | 0.0083129 | 0.0083129 | 0.0083129 | 0.0083129
F2_Industrial_Stone, Clay, and Glass_New_Space Heating_Natural Gas_Gas Furnace - Maintenance_A_Achievable Technical Potential | F2 | Industrial | Stone, Clay, and Glass | New | Space Heating | Natural Gas | Gas Furnace - Maintenance | A | Original Unit Summer Peak Savings (kW) | Achievable Technical Potential | 0 | 0 | 0 | 0 | 0 | 0 | 0 | 0 | 0 | 0 | 0 | 0 | 0 | 0 | 0 | 0 | 0 | 0 | 0 | 0 | 0 | 0
F3_Industrial_Stone, Clay, and Glass_New_Space Heating_Natural Gas_Gas Furnace - Maintenance_A_Achievable Technical Potential | F3 | Industrial | Stone, Clay, and Glass | New | Space Heating | Natural Gas | Gas Furnace - Maintenance | A | Original Unit Winter Peak Savings (kW) | Achievable Technical Potential | 0 | 0 | 0 | 0 | 0 | 0 | 0 | 0 | 0 | 0 | 0 | 0 | 0 | 0 | 0 | 0 | 0 | 0 | 0 | 0 | 0 | 0
F4_Industrial_Stone, Clay, and Glass_New_Space Heating_Natural Gas_Gas Furnace - Maintenance_A_Achievable Technical Potential | F4 | Industrial | Stone, Clay, and Glass | New | Space Heating | Natural Gas | Gas Furnace - Maintenance | A | Standalone Impact on Baseline Energy (%) | Achievable Technical Potential | 0% | 0% | 8.221e-06% | 1.047e-05% | 1.133e-05% | 9.123e-06% | 8.017e-06% | 7.06e-06% | 6.245e-06% | 5.527e-06% | 5.091e-06% | 4.667e-06% | 4.314e-06% | 3.965e-06% | 3.758e-06% | 3.535e-06% | 3.337e-06% | 3.132e-06% | 3.01e-06% | 2.873e-06% | 2.75e-06% | 2.638e-06%
F5_Industrial_Stone, Clay, and Glass_New_Space Heating_Natural Gas_Gas Furnace - Maintenance_A_Achievable Technical Potential | F5 | Industrial | Stone, Clay, and Glass | New | Space Heating | Natural Gas | Gas Furnace - Maintenance | A | Standalone Impact on Baseline Summer Peak (%) | Achievable Technical Potential | bar: 2019 to 2040
F6_Industrial_Stone, Clay, and Glass_New_Space Heating_Natural Gas_Gas Furnace - Maintenance_A_Achievable Technical Potential | F6 | Industrial | Stone, Clay, and Glass | New | Space Heating | Natural Gas | Gas Furnace - Maintenance | A | Standalone Impact on Baseline Winter Peak (%) | Achievable Technical Potential | bar: 2019 to 2040
F7_Industrial_Stone, Clay, and Glass_New_Space Heating_Natural Gas_Gas Furnace - Maintenance_A_Achievable Technical Potential | F7 | Industrial | Stone, Clay, and Glass | New | Space Heating | Natural Gas | Gas Furnace - Maintenance | A | Incremental Energy Savings (MWh or mTherms) | Achievable Technical Potential | 0 | 0 | 4.2408e-07 | 5.1875e-07 | 5.1208e-07 | 5.3233e-07 | 5.3686e-07 | 5.3534e-07 | 5.3233e-07 | 5.3686e-07 | 5.3534e-07 | 9.5641e-07 | 1.0556e-06 | 1.0474e-06 | 1.9128e-06 | 2.1112e-06 | 2.0948e-06 | 3.8257e-06 | 4.2224e-06 | 4.1897e-06 | 7.7596e-06 | 8.463e-06
F8_Industrial_Stone, Clay, and Glass_New_Space Heating_Natural Gas_Gas Furnace - Maintenance_A_Achievable Technical Potential | F8 | Industrial | Stone, Clay, and Glass | New | Space Heating | Natural Gas | Gas Furnace - Maintenance | A | Incremental Summer Peak Savings (MW) | Achievable Technical Potential | 0 | 0 | 0 | 0 | 0 | 0 | 0 | 0 | 0 | 0 | 0 | 0 | 0 | 0 | 0 | 0 | 0 | 0 | 0 | 0 | 0 | 0
F9_Industrial_Stone, Clay, and Glass_New_Space Heating_Natural Gas_Gas Furnace - Maintenance_A_Achievable Technical Potential | F9 | Industrial | Stone, Clay, and Glass | New | Space Heating | Natural Gas | Gas Furnace - Maintenance | A | Incremental Winter Peak Savings (MW) | Achievable Technical Potential | 0 | 0 | 0 | 0 | 0 | 0 | 0 | 0 | 0 | 0 | 0 | 0 | 0 | 0 | 0 | 0 | 0 | 0 | 0 | 0 | 0 | 0
F10_Industrial_Stone, Clay, and Glass_New_Space Heating_Natural Gas_Gas Furnace - Maintenance_A_Achievable Technical Potential | F10 | Industrial | Stone, Clay, and Glass | New | Space Heating | Natural Gas | Gas Furnace - Maintenance | A | Cumulative Energy Savings (MWh or mTherms) | Achievable Technical Potential | 0 | 0 | 4.2408e-07 | 9.4283e-07 | 1.4549e-06 | 1.5632e-06 | 1.5813e-06 | 1.6045e-06 | 1.6045e-06 | 1.6045e-06 | 1.6045e-06 | 1.6045e-06 | 1.6045e-06 | 1.6045e-06 | 1.6045e-06 | 1.6045e-06 | 1.6045e-06 | 1.6045e-06 | 1.6045e-06 | 1.6045e-06 | 1.6045e-06 | 1.6045e-06
F11_Industrial_Stone, Clay, and Glass_New_Space Heating_Natural Gas_Gas Furnace - Maintenance_A_Achievable Technical Potential | F11 | Industrial | Stone, Clay, and Glass | New | Space Heating | Natural Gas | Gas Furnace - Maintenance | A | Cumulative Summer Peak Savings (MW) | Achievable Technical Potential | 0 | 0 | 0 | 0 | 0 | 0 | 0 | 0 | 0 | 0 | 0 | 0 | 0 | 0 | 0 | 0 | 0 | 0 | 0 | 0 | 0 | 0
F12_Industrial_Stone, Clay, and Glass_New_Space Heating_Natural Gas_Gas Furnace - Maintenance_A_Achievable Technical Potential | F12 | Industrial | Stone, Clay, and Glass | New | Space Heating | Natural Gas | Gas Furnace - Maintenance | A | Cumulative Winter Peak Savings (MW) | Achievable Technical Potential | 0 | 0 | 0 | 0 | 0 | 0 | 0 | 0 | 0 | 0 | 0 | 0 | 0 | 0 | 0 | 0 | 0 | 0 | 0 | 0 | 0 | 0
F13_Industrial_Stone, Clay, and Glass_New_Space Heating_Natural Gas_Gas Furnace - Maintenance_A_Achievable Technical Potential | F13 | Industrial | Stone, Clay, and Glass | New | Space Heating | Natural Gas | Gas Furnace - Maintenance | A | Purchases (Incremental) | Achievable Technical Potential | 0 | 0 | 0.051015 | 0.062403 | 0.061601 | 0.064037 | 0.064581 | 0.064398 | 0.064037 | 0.064581 | 0.064398 | 0.11505 | 0.12698 | 0.126 | 0.2301 | 0.25397 | 0.252 | 0.46021 | 0.50794 | 0.504 | 0.93344 | 1.0181
F14_Industrial_Stone, Clay, and Glass_New_Space Heating_Natural Gas_Gas Furnace - Maintenance_A_Achievable Technical Potential | F14 | Industrial | Stone, Clay, and Glass | New | Space Heating | Natural Gas | Gas Furnace - Maintenance | A | Purchases (Cumulative) | Achievable Technical Potential | 0 | 0 | 0.051015 | 0.11342 | 0.17502 | 0.18804 | 0.19022 | 0.19302 | 0.19302 | 0.19302 | 0.19302 | 0.19302 | 0.19302 | 0.19302 | 0.19302 | 0.19302 | 0.19302 | 0.19302 | 0.19302 | 0.19302 | 0.19302 | 0.19302
F1_Industrial_Stone, Clay, and Glass_New_Space Heating_Natural Gas_Gas Boiler - Hot Water Reset_A_Achievable Technical Potential | F1 | Industrial | Stone, Clay, and Glass | New | Space Heating | Natural Gas | Gas Boiler - Hot Water Reset | A | Original Unit Energy Savings (kWh or therms) | Achievable Technical Potential | 0 | 0 | 7.6538 | 7.6538 | 7.6538 | 7.6538 | 7.6538 | 7.6538 | 7.6538 | 7.6538 | 7.6538 | 7.6538 | 7.6538 | 7.6538 | 7.6538 | 7.6538 | 7.6538 | 7.6538 | 7.6538 | 7.6538 | 7.6538 | 7.6538
F2_Industrial_Stone, Clay, and Glass_New_Space Heating_Natural Gas_Gas Boiler - Hot Water Reset_A_Achievable Technical Potential | F2 | Industrial | Stone, Clay, and Glass | New | Space Heating | Natural Gas | Gas Boiler - Hot Water Reset | A | Original Unit Summer Peak Savings (kW) | Achievable Technical Potential | 0 | 0 | 0 | 0 | 0 | 0 | 0 | 0 | 0 | 0 | 0 | 0 | 0 | 0 | 0 | 0 | 0 | 0 | 0 | 0 | 0 | 0
F3_Industrial_Stone, Clay, and Glass_New_Space Heating_Natural Gas_Gas Boiler - Hot Water Reset_A_Achievable Technical Potential | F3 | Industrial | Stone, Clay, and Glass | New | Space Heating | Natural Gas | Gas Boiler - Hot Water Reset | A | Original Unit Winter Peak Savings (kW) | Achievable Technical Potential | 0 | 0 | 0 | 0 | 0 | 0 | 0 | 0 | 0 | 0 | 0 | 0 | 0 | 0 | 0 | 0 | 0 | 0 | 0 | 0 | 0 | 0
F4_Industrial_Stone, Clay, and Glass_New_Space Heating_Natural Gas_Gas Boiler - Hot Water Reset_A_Achievable Technical Potential | F4 | Industrial | Stone, Clay, and Glass | New | Space Heating | Natural Gas | Gas Boiler - Hot Water Reset | A | Standalone Impact on Baseline Energy (%) | Achievable Technical Potential | 0% | 0% | 0.001242% | 0.002237% | 0.003435% | 0.004739% | 0.006588% | 0.008606% | 0.01078% | 0.01278% | 0.01482% | 0.01621% | 0.01701% | 0.01698% | 0.01688% | 0.01625% | 0.0155% | 0.0146% | 0.01404% | 0.01339% | 0.01282% | 0.0123%
F5_Industrial_Stone, Clay, and Glass_New_Space Heating_Natural Gas_Gas Boiler - Hot Water Reset_A_Achievable Technical Potential | F5 | Industrial | Stone, Clay, and Glass | New | Space Heating | Natural Gas | Gas Boiler - Hot Water Reset | A | Standalone Impact on Baseline Summer Peak (%) | Achievable Technical Potential | bar: 2019 to 2040
F6_Industrial_Stone, Clay, and Glass_New_Space Heating_Natural Gas_Gas Boiler - Hot Water Reset_A_Achievable Technical Potential | F6 | Industrial | Stone, Clay, and Glass | New | Space Heating | Natural Gas | Gas Boiler - Hot Water Reset | A | Standalone Impact on Baseline Winter Peak (%) | Achievable Technical Potential | bar: 2019 to 2040
F7_Industrial_Stone, Clay, and Glass_New_Space Heating_Natural Gas_Gas Boiler - Hot Water Reset_A_Achievable Technical Potential | F7 | Industrial | Stone, Clay, and Glass | New | Space Heating | Natural Gas | Gas Boiler - Hot Water Reset | A | Incremental Energy Savings (MWh or mTherms) | Achievable Technical Potential | 0 | 0 | 0.0013188 | 0.0028259 | 0.004931 | 0.0076406 | 0.010032 | 0.013515 | 0.016761 | 0.019347 | 0.019793 | 0.018557 | 0.015539 | 0.011188 | 0.0068531 | 0.0035083 | 0.0015725 | 0.00060914 | 0.0013188 | 0.0028259 | 0.004931 | 0.0076406
F8_Industrial_Stone, Clay, and Glass_New_Space Heating_Natural Gas_Gas Boiler - Hot Water Reset_A_Achievable Technical Potential | F8 | Industrial | Stone, Clay, and Glass | New | Space Heating | Natural Gas | Gas Boiler - Hot Water Reset | A | Incremental Summer Peak Savings (MW) | Achievable Technical Potential | 0 | 0 | 0 | 0 | 0 | 0 | 0 | 0 | 0 | 0 | 0 | 0 | 0 | 0 | 0 | 0 | 0 | 0 | 0 | 0 | 0 | 0
F9_Industrial_Stone, Clay, and Glass_New_Space Heating_Natural Gas_Gas Boiler - Hot Water Reset_A_Achievable Technical Potential | F9 | Industrial | Stone, Clay, and Glass | New | Space Heating | Natural Gas | Gas Boiler - Hot Water Reset | A | Incremental Winter Peak Savings (MW) | Achievable Technical Potential | 0 | 0 | 0 | 0 | 0 | 0 | 0 | 0 | 0 | 0 | 0 | 0 | 0 | 0 | 0 | 0 | 0 | 0 | 0 | 0 | 0 | 0
F10_Industrial_Stone, Clay, and Glass_New_Space Heating_Natural Gas_Gas Boiler - Hot Water Reset_A_Achievable Technical Potential | F10 | Industrial | Stone, Clay, and Glass | New | Space Heating | Natural Gas | Gas Boiler - Hot Water Reset | A | Cumulative Energy Savings (MWh or mTherms) | Achievable Technical Potential | 0 | 0 | 0.0013188 | 0.0041447 | 0.0090757 | 0.016716 | 0.026748 | 0.040263 | 0.057024 | 0.076371 | 0.096164 | 0.11472 | 0.13026 | 0.14145 | 0.1483 | 0.15181 | 0.15338 | 0.15399 | 0.15399 | 0.15399 | 0.15399 | 0.15399
F11_Industrial_Stone, Clay, and Glass_New_Space Heating_Natural Gas_Gas Boiler - Hot Water Reset_A_Achievable Technical Potential | F11 | Industrial | Stone, Clay, and Glass | New | Space Heating | Natural Gas | Gas Boiler - Hot Water Reset | A | Cumulative Summer Peak Savings (MW) | Achievable Technical Potential | 0 | 0 | 0 | 0 | 0 | 0 | 0 | 0 | 0 | 0 | 0 | 0 | 0 | 0 | 0 | 0 | 0 | 0 | 0 | 0 | 0 | 0
F12_Industrial_Stone, Clay, and Glass_New_Space Heating_Natural Gas_Gas Boiler - Hot Water Reset_A_Achievable Technical Potential | F12 | Industrial | Stone, Clay, and Glass | New | Space Heating | Natural Gas | Gas Boiler - Hot Water Reset | A | Cumulative Winter Peak Savings (MW) | Achievable Technical Potential | 0 | 0 | 0 | 0 | 0 | 0 | 0 | 0 | 0 | 0 | 0 | 0 | 0 | 0 | 0 | 0 | 0 | 0 | 0 | 0 | 0 | 0
F13_Industrial_Stone, Clay, and Glass_New_Space Heating_Natural Gas_Gas Boiler - Hot Water Reset_A_Achievable Technical Potential | F13 | Industrial | Stone, Clay, and Glass | New | Space Heating | Natural Gas | Gas Boiler - Hot Water Reset | A | Purchases (Incremental) | Achievable Technical Potential | 0 | 0 | 0.1723 | 0.36921 | 0.64426 | 0.99828 | 1.3107 | 1.7658 | 2.1899 | 2.5278 | 2.5861 | 2.4246 | 2.0302 | 1.4618 | 0.89538 | 0.45837 | 0.20545 | 0.079586 | 0.1723 | 0.36921 | 0.64426 | 0.99828
F14_Industrial_Stone, Clay, and Glass_New_Space Heating_Natural Gas_Gas Boiler - Hot Water Reset_A_Achievable Technical Potential | F14 | Industrial | Stone, Clay, and Glass | New | Space Heating | Natural Gas | Gas Boiler - Hot Water Reset | A | Purchases (Cumulative) | Achievable Technical Potential | 0 | 0 | 0.1723 | 0.54152 | 1.1858 | 2.1841 | 3.4947 | 5.2605 | 7.4504 | 9.9782 | 12.5642 | 14.9888 | 17.019 | 18.4808 | 19.3762 | 19.8345 | 20.04 | 20.1196 | 20.1196 | 20.1196 | 20.1196 | 20.1196
F1_Industrial_Stone, Clay, and Glass_New_Process_Natural Gas_Gas Boiler - Hot Water Reset_A_Achievable Technical Potential | F1 | Industrial | Stone, Clay, and Glass | New | Process | Natural Gas | Gas Boiler - Hot Water Reset | A | Original Unit Energy Savings (kWh or therms) | Achievable Technical Potential | 0 | 0 | 7.6538 | 7.6538 | 7.6538 | 7.6538 | 7.6538 | 7.6538 | 7.6538 | 7.6538 | 7.6538 | 7.6538 | 7.6538 | 7.6538 | 7.6538 | 7.6538 | 7.6538 | 7.6538 | 7.6538 | 7.6538 | 7.6538 | 7.6538
F2_Industrial_Stone, Clay, and Glass_New_Process_Natural Gas_Gas Boiler - Hot Water Reset_A_Achievable Technical Potential | F2 | Industrial | Stone, Clay, and Glass | New | Process | Natural Gas | Gas Boiler - Hot Water Reset | A | Original Unit Summer Peak Savings (kW) | Achievable Technical Potential | 0 | 0 | 0 | 0 | 0 | 0 | 0 | 0 | 0 | 0 | 0 | 0 | 0 | 0 | 0 | 0 | 0 | 0 | 0 | 0 | 0 | 0
F3_Industrial_Stone, Clay, and Glass_New_Process_Natural Gas_Gas Boiler - Hot Water Reset_A_Achievable Technical Potential | F3 | Industrial | Stone, Clay, and Glass | New | Process | Natural Gas | Gas Boiler - Hot Water Reset | A | Original Unit Winter Peak Savings (kW) | Achievable Technical Potential | 0 | 0 | 0 | 0 | 0 | 0 | 0 | 0 | 0 | 0 | 0 | 0 | 0 | 0 | 0 | 0 | 0 | 0 | 0 | 0 | 0 | 0
F4_Industrial_Stone, Clay, and Glass_New_Process_Natural Gas_Gas Boiler - Hot Water Reset_A_Achievable Technical Potential | F4 | Industrial | Stone, Clay, and Glass | New | Process | Natural Gas | Gas Boiler - Hot Water Reset | A | Standalone Impact on Baseline Energy (%) | Achievable Technical Potential | 0% | 0% | 0.001242% | 0.002237% | 0.003435% | 0.004739% | 0.006588% | 0.008606% | 0.01078% | 0.01278% | 0.01482% | 0.01621% | 0.01701% | 0.01698% | 0.01688% | 0.01625% | 0.0155% | 0.0146% | 0.01404% | 0.01339% | 0.01282% | 0.0123%
F5_Industrial_Stone, Clay, and Glass_New_Process_Natural Gas_Gas Boiler - Hot Water Reset_A_Achievable Technical Potential | F5 | Industrial | Stone, Clay, and Glass | New | Process | Natural Gas | Gas Boiler - Hot Water Reset | A | Standalone Impact on Baseline Summer Peak (%) | Achievable Technical Potential | bar: 2019 to 2040
F6_Industrial_Stone, Clay, and Glass_New_Process_Natural Gas_Gas Boiler - Hot Water Reset_A_Achievable Technical Potential | F6 | Industrial | Stone, Clay, and Glass | New | Process | Natural Gas | Gas Boiler - Hot Water Reset | A | Standalone Impact on Baseline Winter Peak (%) | Achievable Technical Potential | bar: 2019 to 2040
F7_Industrial_Stone, Clay, and Glass_New_Process_Natural Gas_Gas Boiler - Hot Water Reset_A_Achievable Technical Potential | F7 | Industrial | Stone, Clay, and Glass | New | Process | Natural Gas | Gas Boiler - Hot Water Reset | A | Incremental Energy Savings (MWh or mTherms) | Achievable Technical Potential | 0 | 0 | 0.0013188 | 0.0028259 | 0.004931 | 0.0076406 | 0.010032 | 0.013515 | 0.016761 | 0.019347 | 0.019793 | 0.018557 | 0.015539 | 0.011188 | 0.0068531 | 0.0035083 | 0.0015725 | 0.00060914 | 0.0013188 | 0.0028259 | 0.004931 | 0.0076406
F8_Industrial_Stone, Clay, and Glass_New_Process_Natural Gas_Gas Boiler - Hot Water Reset_A_Achievable Technical Potential | F8 | Industrial | Stone, Clay, and Glass | New | Process | Natural Gas | Gas Boiler - Hot Water Reset | A | Incremental Summer Peak Savings (MW) | Achievable Technical Potential | 0 | 0 | 0 | 0 | 0 | 0 | 0 | 0 | 0 | 0 | 0 | 0 | 0 | 0 | 0 | 0 | 0 | 0 | 0 | 0 | 0 | 0
F9_Industrial_Stone, Clay, and Glass_New_Process_Natural Gas_Gas Boiler - Hot Water Reset_A_Achievable Technical Potential | F9 | Industrial | Stone, Clay, and Glass | New | Process | Natural Gas | Gas Boiler - Hot Water Reset | A | Incremental Winter Peak Savings (MW) | Achievable Technical Potential | 0 | 0 | 0 | 0 | 0 | 0 | 0 | 0 | 0 | 0 | 0 | 0 | 0 | 0 | 0 | 0 | 0 | 0 | 0 | 0 | 0 | 0
F10_Industrial_Stone, Clay, and Glass_New_Process_Natural Gas_Gas Boiler - Hot Water Reset_A_Achievable Technical Potential | F10 | Industrial | Stone, Clay, and Glass | New | Process | Natural Gas | Gas Boiler - Hot Water Reset | A | Cumulative Energy Savings (MWh or mTherms) | Achievable Technical Potential | 0 | 0 | 0.0013188 | 0.0041447 | 0.0090757 | 0.016716 | 0.026748 | 0.040263 | 0.057024 | 0.076371 | 0.096164 | 0.11472 | 0.13026 | 0.14145 | 0.1483 | 0.15181 | 0.15338 | 0.15399 | 0.15399 | 0.15399 | 0.15399 | 0.15399
F11_Industrial_Stone, Clay, and Glass_New_Process_Natural Gas_Gas Boiler - Hot Water Reset_A_Achievable Technical Potential | F11 | Industrial | Stone, Clay, and Glass | New | Process | Natural Gas | Gas Boiler - Hot Water Reset | A | Cumulative Summer Peak Savings (MW) | Achievable Technical Potential | 0 | 0 | 0 | 0 | 0 | 0 | 0 | 0 | 0 | 0 | 0 | 0 | 0 | 0 | 0 | 0 | 0 | 0 | 0 | 0 | 0 | 0
F12_Industrial_Stone, Clay, and Glass_New_Process_Natural Gas_Gas Boiler - Hot Water Reset_A_Achievable Technical Potential | F12 | Industrial | Stone, Clay, and Glass | New | Process | Natural Gas | Gas Boiler - Hot Water Reset | A | Cumulative Winter Peak Savings (MW) | Achievable Technical Potential | 0 | 0 | 0 | 0 | 0 | 0 | 0 | 0 | 0 | 0 | 0 | 0 | 0 | 0 | 0 | 0 | 0 | 0 | 0 | 0 | 0 | 0
F13_Industrial_Stone, Clay, and Glass_New_Process_Natural Gas_Gas Boiler - Hot Water Reset_A_Achievable Technical Potential | F13 | Industrial | Stone, Clay, and Glass | New | Process | Natural Gas | Gas Boiler - Hot Water Reset | A | Purchases (Incremental) | Achievable Technical Potential | 0 | 0 | 0.1723 | 0.36921 | 0.64426 | 0.99828 | 1.3107 | 1.7658 | 2.1899 | 2.5278 | 2.5861 | 2.4246 | 2.0302 | 1.4618 | 0.89538 | 0.45837 | 0.20545 | 0.079586 | 0.1723 | 0.36921 | 0.64426 | 0.99828
F14_Industrial_Stone, Clay, and Glass_New_Process_Natural Gas_Gas Boiler - Hot Water Reset_A_Achievable Technical Potential | F14 | Industrial | Stone, Clay, and Glass | New | Process | Natural Gas | Gas Boiler - Hot Water Reset | A | Purchases (Cumulative) | Achievable Technical Potential | 0 | 0 | 0.1723 | 0.54152 | 1.1858 | 2.1841 | 3.4947 | 5.2605 | 7.4504 | 9.9782 | 12.5642 | 14.9888 | 17.019 | 18.4808 | 19.3762 | 19.8345 | 20.04 | 20.1196 | 20.1196 | 20.1196 | 20.1196 | 20.1196
F1_Industrial_Stone, Clay, and Glass_New_Space Heating_Natural Gas_Steam Trap Maintenance_A_Achievable Technical Potential | F1 | Industrial | Stone, Clay, and Glass | New | Space Heating | Natural Gas | Steam Trap Maintenance | A | Original Unit Energy Savings (kWh or therms) | Achievable Technical Potential | 0 | 0 | 8.7139 | 8.7139 | 8.7139 | 8.7139 | 8.7139 | 8.7139 | 8.7139 | 8.7139 | 8.7139 | 8.7139 | 8.7139 | 8.7139 | 8.7139 | 8.7139 | 8.7139 | 8.7139 | 8.7139 | 8.7139 | 8.7139 | 8.7139
F2_Industrial_Stone, Clay, and Glass_New_Space Heating_Natural Gas_Steam Trap Maintenance_A_Achievable Technical Potential | F2 | Industrial | Stone, Clay, and Glass | New | Space Heating | Natural Gas | Steam Trap Maintenance | A | Original Unit Summer Peak Savings (kW) | Achievable Technical Potential | 0 | 0 | 0 | 0 | 0 | 0 | 0 | 0 | 0 | 0 | 0 | 0 | 0 | 0 | 0 | 0 | 0 | 0 | 0 | 0 | 0 | 0
F3_Industrial_Stone, Clay, and Glass_New_Space Heating_Natural Gas_Steam Trap Maintenance_A_Achievable Technical Potential | F3 | Industrial | Stone, Clay, and Glass | New | Space Heating | Natural Gas | Steam Trap Maintenance | A | Original Unit Winter Peak Savings (kW) | Achievable Technical Potential | 0 | 0 | 0 | 0 | 0 | 0 | 0 | 0 | 0 | 0 | 0 | 0 | 0 | 0 | 0 | 0 | 0 | 0 | 0 | 0 | 0 | 0
F4_Industrial_Stone, Clay, and Glass_New_Space Heating_Natural Gas_Steam Trap Maintenance_A_Achievable Technical Potential | F4 | Industrial | Stone, Clay, and Glass | New | Space Heating | Natural Gas | Steam Trap Maintenance | A | Standalone Impact on Baseline Energy (%) | Achievable Technical Potential | bar: 2019 to 2040
F5_Industrial_Stone, Clay, and Glass_New_Space Heating_Natural Gas_Steam Trap Maintenance_A_Achievable Technical Potential | F5 | Industrial | Stone, Clay, and Glass | New | Space Heating | Natural Gas | Steam Trap Maintenance | A | Standalone Impact on Baseline Summer Peak (%) | Achievable Technical Potential | bar: 2019 to 2040
F6_Industrial_Stone, Clay, and Glass_New_Space Heating_Natural Gas_Steam Trap Maintenance_A_Achievable Technical Potential | F6 | Industrial | Stone, Clay, and Glass | New | Space Heating | Natural Gas | Steam Trap Maintenance | A | Standalone Impact on Baseline Winter Peak (%) | Achievable Technical Potential | bar: 2019 to 2040
F7_Industrial_Stone, Clay, and Glass_New_Space Heating_Natural Gas_Steam Trap Maintenance_A_Achievable Technical Potential | F7 | Industrial | Stone, Clay, and Glass | New | Space Heating | Natural Gas | Steam Trap Maintenance | A | Incremental Energy Savings (MWh or mTherms) | Achievable Technical Potential | 0 | 0 | 0 | 0 | 0 | 0 | 0 | 0 | 0 | 0 | 0 | 0 | 0 | 0 | 0 | 0 | 0 | 0 | 0 | 0 | 0 | 0
F8_Industrial_Stone, Clay, and Glass_New_Space Heating_Natural Gas_Steam Trap Maintenance_A_Achievable Technical Potential | F8 | Industrial | Stone, Clay, and Glass | New | Space Heating | Natural Gas | Steam Trap Maintenance | A | Incremental Summer Peak Savings (MW) | Achievable Technical Potential | 0 | 0 | 0 | 0 | 0 | 0 | 0 | 0 | 0 | 0 | 0 | 0 | 0 | 0 | 0 | 0 | 0 | 0 | 0 | 0 | 0 | 0
F9_Industrial_Stone, Clay, and Glass_New_Space Heating_Natural Gas_Steam Trap Maintenance_A_Achievable Technical Potential | F9 | Industrial | Stone, Clay, and Glass | New | Space Heating | Natural Gas | Steam Trap Maintenance | A | Incremental Winter Peak Savings (MW) | Achievable Technical Potential | 0 | 0 | 0 | 0 | 0 | 0 | 0 | 0 | 0 | 0 | 0 | 0 | 0 | 0 | 0 | 0 | 0 | 0 | 0 | 0 | 0 | 0
F10_Industrial_Stone, Clay, and Glass_New_Space Heating_Natural Gas_Steam Trap Maintenance_A_Achievable Technical Potential | F10 | Industrial | Stone, Clay, and Glass | New | Space Heating | Natural Gas | Steam Trap Maintenance | A | Cumulative Energy Savings (MWh or mTherms) | Achievable Technical Potential | 0 | 0 | 0 | 0 | 0 | 0 | 0 | 0 | 0 | 0 | 0 | 0 | 0 | 0 | 0 | 0 | 0 | 0 | 0 | 0 | 0 | 0
F11_Industrial_Stone, Clay, and Glass_New_Space Heating_Natural Gas_Steam Trap Maintenance_A_Achievable Technical Potential | F11 | Industrial | Stone, Clay, and Glass | New | Space Heating | Natural Gas | Steam Trap Maintenance | A | Cumulative Summer Peak Savings (MW) | Achievable Technical Potential | 0 | 0 | 0 | 0 | 0 | 0 | 0 | 0 | 0 | 0 | 0 | 0 | 0 | 0 | 0 | 0 | 0 | 0 | 0 | 0 | 0 | 0
F12_Industrial_Stone, Clay, and Glass_New_Space Heating_Natural Gas_Steam Trap Maintenance_A_Achievable Technical Potential | F12 | Industrial | Stone, Clay, and Glass | New | Space Heating | Natural Gas | Steam Trap Maintenance | A | Cumulative Winter Peak Savings (MW) | Achievable Technical Potential | 0 | 0 | 0 | 0 | 0 | 0 | 0 | 0 | 0 | 0 | 0 | 0 | 0 | 0 | 0 | 0 | 0 | 0 | 0 | 0 | 0 | 0
F13_Industrial_Stone, Clay, and Glass_New_Space Heating_Natural Gas_Steam Trap Maintenance_A_Achievable Technical Potential | F13 | Industrial | Stone, Clay, and Glass | New | Space Heating | Natural Gas | Steam Trap Maintenance | A | Purchases (Incremental) | Achievable Technical Potential | 0 | 0 | 0 | 0 | 0 | 0 | 0 | 0 | 0 | 0 | 0 | 0 | 0 | 0 | 0 | 0 | 0 | 0 | 0 | 0 | 0 | 0
F14_Industrial_Stone, Clay, and Glass_New_Space Heating_Natural Gas_Steam Trap Maintenance_A_Achievable Technical Potential | F14 | Industrial | Stone, Clay, and Glass | New | Space Heating | Natural Gas | Steam Trap Maintenance | A | Purchases (Cumulative) | Achievable Technical Potential | 0 | 0 | 0 | 0 | 0 | 0 | 0 | 0 | 0 | 0 | 0 | 0 | 0 | 0 | 0 | 0 | 0 | 0 | 0 | 0 | 0 | 0
F1_Industrial_Stone, Clay, and Glass_New_Process_Natural Gas_Steam Trap Maintenance_A_Achievable Technical Potential | F1 | Industrial | Stone, Clay, and Glass | New | Process | Natural Gas | Steam Trap Maintenance | A | Original Unit Energy Savings (kWh or therms) | Achievable Technical Potential | 0 | 0 | 5.4079 | 5.4079 | 5.4079 | 5.4079 | 5.4079 | 5.4079 | 5.4079 | 5.4079 | 5.4079 | 5.4079 | 5.4079 | 5.4079 | 5.4079 | 5.4079 | 5.4079 | 5.4079 | 5.4079 | 5.4079 | 5.4079 | 5.4079
F2_Industrial_Stone, Clay, and Glass_New_Process_Natural Gas_Steam Trap Maintenance_A_Achievable Technical Potential | F2 | Industrial | Stone, Clay, and Glass | New | Process | Natural Gas | Steam Trap Maintenance | A | Original Unit Summer Peak Savings (kW) | Achievable Technical Potential | 0 | 0 | 0 | 0 | 0 | 0 | 0 | 0 | 0 | 0 | 0 | 0 | 0 | 0 | 0 | 0 | 0 | 0 | 0 | 0 | 0 | 0
F3_Industrial_Stone, Clay, and Glass_New_Process_Natural Gas_Steam Trap Maintenance_A_Achievable Technical Potential | F3 | Industrial | Stone, Clay, and Glass | New | Process | Natural Gas | Steam Trap Maintenance | A | Original Unit Winter Peak Savings (kW) | Achievable Technical Potential | 0 | 0 | 0 | 0 | 0 | 0 | 0 | 0 | 0 | 0 | 0 | 0 | 0 | 0 | 0 | 0 | 0 | 0 | 0 | 0 | 0 | 0
F4_Industrial_Stone, Clay, and Glass_New_Process_Natural Gas_Steam Trap Maintenance_A_Achievable Technical Potential | F4 | Industrial | Stone, Clay, and Glass | New | Process | Natural Gas | Steam Trap Maintenance | A | Standalone Impact on Baseline Energy (%) | Achievable Technical Potential | bar: 2019 to 2040
F5_Industrial_Stone, Clay, and Glass_New_Process_Natural Gas_Steam Trap Maintenance_A_Achievable Technical Potential | F5 | Industrial | Stone, Clay, and Glass | New | Process | Natural Gas | Steam Trap Maintenance | A | Standalone Impact on Baseline Summer Peak (%) | Achievable Technical Potential | bar: 2019 to 2040
F6_Industrial_Stone, Clay, and Glass_New_Process_Natural Gas_Steam Trap Maintenance_A_Achievable Technical Potential | F6 | Industrial | Stone, Clay, and Glass | New | Process | Natural Gas | Steam Trap Maintenance | A | Standalone Impact on Baseline Winter Peak (%) | Achievable Technical Potential | bar: 2019 to 2040
F7_Industrial_Stone, Clay, and Glass_New_Process_Natural Gas_Steam Trap Maintenance_A_Achievable Technical Potential | F7 | Industrial | Stone, Clay, and Glass | New | Process | Natural Gas | Steam Trap Maintenance | A | Incremental Energy Savings (MWh or mTherms) | Achievable Technical Potential | 0 | 0 | 0 | 0 | 0 | 0 | 0 | 0 | 0 | 0 | 0 | 0 | 0 | 0 | 0 | 0 | 0 | 0 | 0 | 0 | 0 | 0
F8_Industrial_Stone, Clay, and Glass_New_Process_Natural Gas_Steam Trap Maintenance_A_Achievable Technical Potential | F8 | Industrial | Stone, Clay, and Glass | New | Process | Natural Gas | Steam Trap Maintenance | A | Incremental Summer Peak Savings (MW) | Achievable Technical Potential | 0 | 0 | 0 | 0 | 0 | 0 | 0 | 0 | 0 | 0 | 0 | 0 | 0 | 0 | 0 | 0 | 0 | 0 | 0 | 0 | 0 | 0
F9_Industrial_Stone, Clay, and Glass_New_Process_Natural Gas_Steam Trap Maintenance_A_Achievable Technical Potential | F9 | Industrial | Stone, Clay, and Glass | New | Process | Natural Gas | Steam Trap Maintenance | A | Incremental Winter Peak Savings (MW) | Achievable Technical Potential | 0 | 0 | 0 | 0 | 0 | 0 | 0 | 0 | 0 | 0 | 0 | 0 | 0 | 0 | 0 | 0 | 0 | 0 | 0 | 0 | 0 | 0
F10_Industrial_Stone, Clay, and Glass_New_Process_Natural Gas_Steam Trap Maintenance_A_Achievable Technical Potential | F10 | Industrial | Stone, Clay, and Glass | New | Process | Natural Gas | Steam Trap Maintenance | A | Cumulative Energy Savings (MWh or mTherms) | Achievable Technical Potential | 0 | 0 | 0 | 0 | 0 | 0 | 0 | 0 | 0 | 0 | 0 | 0 | 0 | 0 | 0 | 0 | 0 | 0 | 0 | 0 | 0 | 0
F11_Industrial_Stone, Clay, and Glass_New_Process_Natural Gas_Steam Trap Maintenance_A_Achievable Technical Potential | F11 | Industrial | Stone, Clay, and Glass | New | Process | Natural Gas | Steam Trap Maintenance | A | Cumulative Summer Peak Savings (MW) | Achievable Technical Potential | 0 | 0 | 0 | 0 | 0 | 0 | 0 | 0 | 0 | 0 | 0 | 0 | 0 | 0 | 0 | 0 | 0 | 0 | 0 | 0 | 0 | 0
F12_Industrial_Stone, Clay, and Glass_New_Process_Natural Gas_Steam Trap Maintenance_A_Achievable Technical Potential | F12 | Industrial | Stone, Clay, and Glass | New | Process | Natural Gas | Steam Trap Maintenance | A | Cumulative Winter Peak Savings (MW) | Achievable Technical Potential | 0 | 0 | 0 | 0 | 0 | 0 | 0 | 0 | 0 | 0 | 0 | 0 | 0 | 0 | 0 | 0 | 0 | 0 | 0 | 0 | 0 | 0
F13_Industrial_Stone, Clay, and Glass_New_Process_Natural Gas_Steam Trap Maintenance_A_Achievable Technical Potential | F13 | Industrial | Stone, Clay, and Glass | New | Process | Natural Gas | Steam Trap Maintenance | A | Purchases (Incremental) | Achievable Technical Potential | 0 | 0 | 0 | 0 | 0 | 0 | 0 | 0 | 0 | 0 | 0 | 0 | 0 | 0 | 0 | 0 | 0 | 0 | 0 | 0 | 0 | 0
F14_Industrial_Stone, Clay, and Glass_New_Process_Natural Gas_Steam Trap Maintenance_A_Achievable Technical Potential | F14 | Industrial | Stone, Clay, and Glass | New | Process | Natural Gas | Steam Trap Maintenance | A | Purchases (Cumulative) | Achievable Technical Potential | 0 | 0 | 0 | 0 | 0 | 0 | 0 | 0 | 0 | 0 | 0 | 0 | 0 | 0 | 0 | 0 | 0 | 0 | 0 | 0 | 0 | 0
F1_Industrial_Stone, Clay, and Glass_New_Space Heating_Natural Gas_Gas Boiler - High Turndown_A_Achievable Technical Potential | F1 | Industrial | Stone, Clay, and Glass | New | Space Heating | Natural Gas | Gas Boiler - High Turndown | A | Original Unit Energy Savings (kWh or therms) | Achievable Technical Potential | 0 | 0 | 9.2496 | 9.2496 | 9.2496 | 9.2496 | 9.2496 | 9.2496 | 9.2496 | 9.2496 | 9.2496 | 9.2496 | 9.2496 | 9.2496 | 9.2496 | 9.2496 | 9.2496 | 9.2496 | 9.2496 | 9.2496 | 9.2496 | 9.2496
F2_Industrial_Stone, Clay, and Glass_New_Space Heating_Natural Gas_Gas Boiler - High Turndown_A_Achievable Technical Potential | F2 | Industrial | Stone, Clay, and Glass | New | Space Heating | Natural Gas | Gas Boiler - High Turndown | A | Original Unit Summer Peak Savings (kW) | Achievable Technical Potential | 0 | 0 | 0 | 0 | 0 | 0 | 0 | 0 | 0 | 0 | 0 | 0 | 0 | 0 | 0 | 0 | 0 | 0 | 0 | 0 | 0 | 0
F3_Industrial_Stone, Clay, and Glass_New_Space Heating_Natural Gas_Gas Boiler - High Turndown_A_Achievable Technical Potential | F3 | Industrial | Stone, Clay, and Glass | New | Space Heating | Natural Gas | Gas Boiler - High Turndown | A | Original Unit Winter Peak Savings (kW) | Achievable Technical Potential | 0 | 0 | 0 | 0 | 0 | 0 | 0 | 0 | 0 | 0 | 0 | 0 | 0 | 0 | 0 | 0 | 0 | 0 | 0 | 0 | 0 | 0
F4_Industrial_Stone, Clay, and Glass_New_Space Heating_Natural Gas_Gas Boiler - High Turndown_A_Achievable Technical Potential | F4 | Industrial | Stone, Clay, and Glass | New | Space Heating | Natural Gas | Gas Boiler - High Turndown | A | Standalone Impact on Baseline Energy (%) | Achievable Technical Potential | 0% | 0% | 0.004253% | 0.00669% | 0.008944% | 0.01095% | 0.01377% | 0.01578% | 0.01702% | 0.01751% | 0.01809% | 0.01815% | 0.01803% | 0.01758% | 0.01746% | 0.01707% | 0.01662% | 0.01561% | 0.015% | 0.01431% | 0.0137% | 0.01314%
F5_Industrial_Stone, Clay, and Glass_New_Space Heating_Natural Gas_Gas Boiler - High Turndown_A_Achievable Technical Potential | F5 | Industrial | Stone, Clay, and Glass | New | Space Heating | Natural Gas | Gas Boiler - High Turndown | A | Standalone Impact on Baseline Summer Peak (%) | Achievable Technical Potential | bar: 2019 to 2040
F6_Industrial_Stone, Clay, and Glass_New_Space Heating_Natural Gas_Gas Boiler - High Turndown_A_Achievable Technical Potential | F6 | Industrial | Stone, Clay, and Glass | New | Space Heating | Natural Gas | Gas Boiler - High Turndown | A | Standalone Impact on Baseline Winter Peak (%) | Achievable Technical Potential | bar: 2019 to 2040
F7_Industrial_Stone, Clay, and Glass_New_Space Heating_Natural Gas_Gas Boiler - High Turndown_A_Achievable Technical Potential | F7 | Industrial | Stone, Clay, and Glass | New | Space Heating | Natural Gas | Gas Boiler - High Turndown | A | Incremental Energy Savings (MWh or mTherms) | Achievable Technical Potential | 0 | 0 | 0.00021938 | 0.00038286 | 0.00054594 | 0.00072873 | 0.00083881 | 0.00086994 | 0.0007868 | 0.00071119 | 0.00061767 | 0.00053895 | 0.00046654 | 0.00040607 | 0.00034268 | 0.00029148 | 0.00024704 | 0.00021938 | 0.00038286 | 0.00054594 | 0.00072873 | 0.00083881
F8_Industrial_Stone, Clay, and Glass_New_Space Heating_Natural Gas_Gas Boiler - High Turndown_A_Achievable Technical Potential | F8 | Industrial | Stone, Clay, and Glass | New | Space Heating | Natural Gas | Gas Boiler - High Turndown | A | Incremental Summer Peak Savings (MW) | Achievable Technical Potential | 0 | 0 | 0 | 0 | 0 | 0 | 0 | 0 | 0 | 0 | 0 | 0 | 0 | 0 | 0 | 0 | 0 | 0 | 0 | 0 | 0 | 0
F9_Industrial_Stone, Clay, and Glass_New_Space Heating_Natural Gas_Gas Boiler - High Turndown_A_Achievable Technical Potential | F9 | Industrial | Stone, Clay, and Glass | New | Space Heating | Natural Gas | Gas Boiler - High Turndown | A | Incremental Winter Peak Savings (MW) | Achievable Technical Potential | 0 | 0 | 0 | 0 | 0 | 0 | 0 | 0 | 0 | 0 | 0 | 0 | 0 | 0 | 0 | 0 | 0 | 0 | 0 | 0 | 0 | 0
F10_Industrial_Stone, Clay, and Glass_New_Space Heating_Natural Gas_Gas Boiler - High Turndown_A_Achievable Technical Potential | F10 | Industrial | Stone, Clay, and Glass | New | Space Heating | Natural Gas | Gas Boiler - High Turndown | A | Cumulative Energy Savings (MWh or mTherms) | Achievable Technical Potential | 0 | 0 | 0.00021938 | 0.00060224 | 0.0011482 | 0.0018769 | 0.0027157 | 0.0035857 | 0.0043725 | 0.0050837 | 0.0057013 | 0.0062403 | 0.0067068 | 0.0071129 | 0.0074556 | 0.0077471 | 0.0079941 | 0.0079941 | 0.0079941 | 0.0079941 | 0.0079941 | 0.0079941
F11_Industrial_Stone, Clay, and Glass_New_Space Heating_Natural Gas_Gas Boiler - High Turndown_A_Achievable Technical Potential | F11 | Industrial | Stone, Clay, and Glass | New | Space Heating | Natural Gas | Gas Boiler - High Turndown | A | Cumulative Summer Peak Savings (MW) | Achievable Technical Potential | 0 | 0 | 0 | 0 | 0 | 0 | 0 | 0 | 0 | 0 | 0 | 0 | 0 | 0 | 0 | 0 | 0 | 0 | 0 | 0 | 0 | 0
F12_Industrial_Stone, Clay, and Glass_New_Space Heating_Natural Gas_Gas Boiler - High Turndown_A_Achievable Technical Potential | F12 | Industrial | Stone, Clay, and Glass | New | Space Heating | Natural Gas | Gas Boiler - High Turndown | A | Cumulative Winter Peak Savings (MW) | Achievable Technical Potential | 0 | 0 | 0 | 0 | 0 | 0 | 0 | 0 | 0 | 0 | 0 | 0 | 0 | 0 | 0 | 0 | 0 | 0 | 0 | 0 | 0 | 0
F13_Industrial_Stone, Clay, and Glass_New_Space Heating_Natural Gas_Gas Boiler - High Turndown_A_Achievable Technical Potential | F13 | Industrial | Stone, Clay, and Glass | New | Space Heating | Natural Gas | Gas Boiler - High Turndown | A | Purchases (Incremental) | Achievable Technical Potential | 0 | 0 | 0.023718 | 0.041392 | 0.059023 | 0.078785 | 0.090686 | 0.094051 | 0.085063 | 0.076889 | 0.066777 | 0.058268 | 0.050439 | 0.043901 | 0.037048 | 0.031512 | 0.026708 | 0.023718 | 0.041392 | 0.059023 | 0.078785 | 0.090686
F14_Industrial_Stone, Clay, and Glass_New_Space Heating_Natural Gas_Gas Boiler - High Turndown_A_Achievable Technical Potential | F14 | Industrial | Stone, Clay, and Glass | New | Space Heating | Natural Gas | Gas Boiler - High Turndown | A | Purchases (Cumulative) | Achievable Technical Potential | 0 | 0 | 0.023718 | 0.06511 | 0.12413 | 0.20292 | 0.2936 | 0.38765 | 0.47272 | 0.54961 | 0.61638 | 0.67465 | 0.72509 | 0.76899 | 0.80604 | 0.83755 | 0.86426 | 0.86426 | 0.86426 | 0.86426 | 0.86426 | 0.86426
F1_Industrial_Stone, Clay, and Glass_New_Process_Natural Gas_Gas Boiler - High Turndown_A_Achievable Technical Potential | F1 | Industrial | Stone, Clay, and Glass | New | Process | Natural Gas | Gas Boiler - High Turndown | A | Original Unit Energy Savings (kWh or therms) | Achievable Technical Potential | 0 | 0 | 5.7404 | 5.7404 | 5.7404 | 5.7404 | 5.7404 | 5.7404 | 5.7404 | 5.7404 | 5.7404 | 5.7404 | 5.7404 | 5.7404 | 5.7404 | 5.7404 | 5.7404 | 5.7404 | 5.7404 | 5.7404 | 5.7404 | 5.7404
F2_Industrial_Stone, Clay, and Glass_New_Process_Natural Gas_Gas Boiler - High Turndown_A_Achievable Technical Potential | F2 | Industrial | Stone, Clay, and Glass | New | Process | Natural Gas | Gas Boiler - High Turndown | A | Original Unit Summer Peak Savings (kW) | Achievable Technical Potential | 0 | 0 | 0 | 0 | 0 | 0 | 0 | 0 | 0 | 0 | 0 | 0 | 0 | 0 | 0 | 0 | 0 | 0 | 0 | 0 | 0 | 0
F3_Industrial_Stone, Clay, and Glass_New_Process_Natural Gas_Gas Boiler - High Turndown_A_Achievable Technical Potential | F3 | Industrial | Stone, Clay, and Glass | New | Process | Natural Gas | Gas Boiler - High Turndown | A | Original Unit Winter Peak Savings (kW) | Achievable Technical Potential | 0 | 0 | 0 | 0 | 0 | 0 | 0 | 0 | 0 | 0 | 0 | 0 | 0 | 0 | 0 | 0 | 0 | 0 | 0 | 0 | 0 | 0
F4_Industrial_Stone, Clay, and Glass_New_Process_Natural Gas_Gas Boiler - High Turndown_A_Achievable Technical Potential | F4 | Industrial | Stone, Clay, and Glass | New | Process | Natural Gas | Gas Boiler - High Turndown | A | Standalone Impact on Baseline Energy (%) | Achievable Technical Potential | 0% | 0% | 0.001422% | 0.002236% | 0.00299% | 0.003661% | 0.004603% | 0.005273% | 0.005688% | 0.005853% | 0.006047% | 0.006068% | 0.006027% | 0.005875% | 0.005838% | 0.005705% | 0.005557% | 0.005216% | 0.005013% | 0.004784% | 0.00458% | 0.004393%
F5_Industrial_Stone, Clay, and Glass_New_Process_Natural Gas_Gas Boiler - High Turndown_A_Achievable Technical Potential | F5 | Industrial | Stone, Clay, and Glass | New | Process | Natural Gas | Gas Boiler - High Turndown | A | Standalone Impact on Baseline Summer Peak (%) | Achievable Technical Potential | bar: 2019 to 2040
F6_Industrial_Stone, Clay, and Glass_New_Process_Natural Gas_Gas Boiler - High Turndown_A_Achievable Technical Potential | F6 | Industrial | Stone, Clay, and Glass | New | Process | Natural Gas | Gas Boiler - High Turndown | A | Standalone Impact on Baseline Winter Peak (%) | Achievable Technical Potential | bar: 2019 to 2040
F7_Industrial_Stone, Clay, and Glass_New_Process_Natural Gas_Gas Boiler - High Turndown_A_Achievable Technical Potential | F7 | Industrial | Stone, Clay, and Glass | New | Process | Natural Gas | Gas Boiler - High Turndown | A | Incremental Energy Savings (MWh or mTherms) | Achievable Technical Potential | 0 | 0 | 0.0015095 | 0.0026344 | 0.0037565 | 0.0050141 | 0.0057716 | 0.0059858 | 0.0054137 | 0.0048935 | 0.00425 | 0.0037084 | 0.0032101 | 0.002794 | 0.0023579 | 0.0020056 | 0.0016998 | 0.0015095 | 0.0026344 | 0.0037565 | 0.0050141 | 0.0057716
F8_Industrial_Stone, Clay, and Glass_New_Process_Natural Gas_Gas Boiler - High Turndown_A_Achievable Technical Potential | F8 | Industrial | Stone, Clay, and Glass | New | Process | Natural Gas | Gas Boiler - High Turndown | A | Incremental Summer Peak Savings (MW) | Achievable Technical Potential | 0 | 0 | 0 | 0 | 0 | 0 | 0 | 0 | 0 | 0 | 0 | 0 | 0 | 0 | 0 | 0 | 0 | 0 | 0 | 0 | 0 | 0
F9_Industrial_Stone, Clay, and Glass_New_Process_Natural Gas_Gas Boiler - High Turndown_A_Achievable Technical Potential | F9 | Industrial | Stone, Clay, and Glass | New | Process | Natural Gas | Gas Boiler - High Turndown | A | Incremental Winter Peak Savings (MW) | Achievable Technical Potential | 0 | 0 | 0 | 0 | 0 | 0 | 0 | 0 | 0 | 0 | 0 | 0 | 0 | 0 | 0 | 0 | 0 | 0 | 0 | 0 | 0 | 0
F10_Industrial_Stone, Clay, and Glass_New_Process_Natural Gas_Gas Boiler - High Turndown_A_Achievable Technical Potential | F10 | Industrial | Stone, Clay, and Glass | New | Process | Natural Gas | Gas Boiler - High Turndown | A | Cumulative Energy Savings (MWh or mTherms) | Achievable Technical Potential | 0 | 0 | 0.0015095 | 0.0041439 | 0.0079003 | 0.012914 | 0.018686 | 0.024672 | 0.030086 | 0.034979 | 0.039229 | 0.042937 | 0.046148 | 0.048942 | 0.051299 | 0.053305 | 0.055005 | 0.055005 | 0.055005 | 0.055005 | 0.055005 | 0.055005
F11_Industrial_Stone, Clay, and Glass_New_Process_Natural Gas_Gas Boiler - High Turndown_A_Achievable Technical Potential | F11 | Industrial | Stone, Clay, and Glass | New | Process | Natural Gas | Gas Boiler - High Turndown | A | Cumulative Summer Peak Savings (MW) | Achievable Technical Potential | 0 | 0 | 0 | 0 | 0 | 0 | 0 | 0 | 0 | 0 | 0 | 0 | 0 | 0 | 0 | 0 | 0 | 0 | 0 | 0 | 0 | 0
F12_Industrial_Stone, Clay, and Glass_New_Process_Natural Gas_Gas Boiler - High Turndown_A_Achievable Technical Potential | F12 | Industrial | Stone, Clay, and Glass | New | Process | Natural Gas | Gas Boiler - High Turndown | A | Cumulative Winter Peak Savings (MW) | Achievable Technical Potential | 0 | 0 | 0 | 0 | 0 | 0 | 0 | 0 | 0 | 0 | 0 | 0 | 0 | 0 | 0 | 0 | 0 | 0 | 0 | 0 | 0 | 0
F13_Industrial_Stone, Clay, and Glass_New_Process_Natural Gas_Gas Boiler - High Turndown_A_Achievable Technical Potential | F13 | Industrial | Stone, Clay, and Glass | New | Process | Natural Gas | Gas Boiler - High Turndown | A | Purchases (Incremental) | Achievable Technical Potential | 0 | 0 | 0.26296 | 0.45892 | 0.65439 | 0.87349 | 1.0054 | 1.0428 | 0.9431 | 0.85247 | 0.74037 | 0.64602 | 0.55922 | 0.48673 | 0.41076 | 0.34938 | 0.29611 | 0.26296 | 0.45892 | 0.65439 | 0.87349 | 1.0054
F14_Industrial_Stone, Clay, and Glass_New_Process_Natural Gas_Gas Boiler - High Turndown_A_Achievable Technical Potential | F14 | Industrial | Stone, Clay, and Glass | New | Process | Natural Gas | Gas Boiler - High Turndown | A | Purchases (Cumulative) | Achievable Technical Potential | 0 | 0 | 0.26296 | 0.72188 | 1.3763 | 2.2498 | 3.2552 | 4.298 | 5.2411 | 6.0935 | 6.8339 | 7.4799 | 8.0391 | 8.5259 | 8.9366 | 9.286 | 9.5821 | 9.5821 | 9.5821 | 9.5821 | 9.5821 | 9.5821
F1_Industrial_Stone, Clay, and Glass_New_Space Heating_Natural Gas_Gas Boiler - Burner Control Optimization_A_Achievable Technical Potential | F1 | Industrial | Stone, Clay, and Glass | New | Space Heating | Natural Gas | Gas Boiler - Burner Control Optimization | A | Original Unit Energy Savings (kWh or therms) | Achievable Technical Potential | 0 | 0 | 2.6824 | 2.6824 | 2.6824 | 2.6824 | 2.6824 | 2.6824 | 2.6824 | 2.6824 | 2.6824 | 2.6824 | 2.6824 | 2.6824 | 2.6824 | 2.6824 | 2.6824 | 2.6824 | 2.6824 | 2.6824 | 2.6824 | 2.6824
F2_Industrial_Stone, Clay, and Glass_New_Space Heating_Natural Gas_Gas Boiler - Burner Control Optimization_A_Achievable Technical Potential | F2 | Industrial | Stone, Clay, and Glass | New | Space Heating | Natural Gas | Gas Boiler - Burner Control Optimization | A | Original Unit Summer Peak Savings (kW) | Achievable Technical Potential | 0 | 0 | 0 | 0 | 0 | 0 | 0 | 0 | 0 | 0 | 0 | 0 | 0 | 0 | 0 | 0 | 0 | 0 | 0 | 0 | 0 | 0
F3_Industrial_Stone, Clay, and Glass_New_Space Heating_Natural Gas_Gas Boiler - Burner Control Optimization_A_Achievable Technical Potential | F3 | Industrial | Stone, Clay, and Glass | New | Space Heating | Natural Gas | Gas Boiler - Burner Control Optimization | A | Original Unit Winter Peak Savings (kW) | Achievable Technical Potential | 0 | 0 | 0 | 0 | 0 | 0 | 0 | 0 | 0 | 0 | 0 | 0 | 0 | 0 | 0 | 0 | 0 | 0 | 0 | 0 | 0 | 0
F4_Industrial_Stone, Clay, and Glass_New_Space Heating_Natural Gas_Gas Boiler - Burner Control Optimization_A_Achievable Technical Potential | F4 | Industrial | Stone, Clay, and Glass | New | Space Heating | Natural Gas | Gas Boiler - Burner Control Optimization | A | Standalone Impact on Baseline Energy (%) | Achievable Technical Potential | 0% | 0% | 0.0003327% | 0.0007136% | 0.001546% | 0.002989% | 0.005444% | 0.00871% | 0.01278% | 0.01723% | 0.02224% | 0.02677% | 0.03069% | 0.03341% | 0.03596% | 0.03716% | 0.03753% | 0.03695% | 0.03666% | 0.03571% | 0.0346% | 0.03342%
F5_Industrial_Stone, Clay, and Glass_New_Space Heating_Natural Gas_Gas Boiler - Burner Control Optimization_A_Achievable Technical Potential | F5 | Industrial | Stone, Clay, and Glass | New | Space Heating | Natural Gas | Gas Boiler - Burner Control Optimization | A | Standalone Impact on Baseline Summer Peak (%) | Achievable Technical Potential | bar: 2019 to 2040
F6_Industrial_Stone, Clay, and Glass_New_Space Heating_Natural Gas_Gas Boiler - Burner Control Optimization_A_Achievable Technical Potential | F6 | Industrial | Stone, Clay, and Glass | New | Space Heating | Natural Gas | Gas Boiler - Burner Control Optimization | A | Standalone Impact on Baseline Winter Peak (%) | Achievable Technical Potential | bar: 2019 to 2040
F7_Industrial_Stone, Clay, and Glass_New_Space Heating_Natural Gas_Gas Boiler - Burner Control Optimization_A_Achievable Technical Potential | F7 | Industrial | Stone, Clay, and Glass | New | Space Heating | Natural Gas | Gas Boiler - Burner Control Optimization | A | Incremental Energy Savings (MWh or mTherms) | Achievable Technical Potential | 0 | 0 | 1.7162e-05 | 4.708e-05 | 0.00013427 | 0.00031364 | 0.00056158 | 0.00090599 | 0.0013036 | 0.0017184 | 0.002009 | 0.0021912 | 0.002213 | 0.0021067 | 0.0018301 | 0.0015134 | 0.0011814 | 0.000881 | 0.00061111 | 0.00040754 | 0.00025911 | 0.00018289
F8_Industrial_Stone, Clay, and Glass_New_Space Heating_Natural Gas_Gas Boiler - Burner Control Optimization_A_Achievable Technical Potential | F8 | Industrial | Stone, Clay, and Glass | New | Space Heating | Natural Gas | Gas Boiler - Burner Control Optimization | A | Incremental Summer Peak Savings (MW) | Achievable Technical Potential | 0 | 0 | 0 | 0 | 0 | 0 | 0 | 0 | 0 | 0 | 0 | 0 | 0 | 0 | 0 | 0 | 0 | 0 | 0 | 0 | 0 | 0
F9_Industrial_Stone, Clay, and Glass_New_Space Heating_Natural Gas_Gas Boiler - Burner Control Optimization_A_Achievable Technical Potential | F9 | Industrial | Stone, Clay, and Glass | New | Space Heating | Natural Gas | Gas Boiler - Burner Control Optimization | A | Incremental Winter Peak Savings (MW) | Achievable Technical Potential | 0 | 0 | 0 | 0 | 0 | 0 | 0 | 0 | 0 | 0 | 0 | 0 | 0 | 0 | 0 | 0 | 0 | 0 | 0 | 0 | 0 | 0
F10_Industrial_Stone, Clay, and Glass_New_Space Heating_Natural Gas_Gas Boiler - Burner Control Optimization_A_Achievable Technical Potential | F10 | Industrial | Stone, Clay, and Glass | New | Space Heating | Natural Gas | Gas Boiler - Burner Control Optimization | A | Cumulative Energy Savings (MWh or mTherms) | Achievable Technical Potential | 0 | 0 | 1.7162e-05 | 6.4242e-05 | 0.00019851 | 0.00051215 | 0.0010737 | 0.0019797 | 0.0032833 | 0.0050017 | 0.0070107 | 0.009202 | 0.011415 | 0.013522 | 0.015352 | 0.016865 | 0.018047 | 0.018928 | 0.019539 | 0.019946 | 0.020188 | 0.020324
F11_Industrial_Stone, Clay, and Glass_New_Space Heating_Natural Gas_Gas Boiler - Burner Control Optimization_A_Achievable Technical Potential | F11 | Industrial | Stone, Clay, and Glass | New | Space Heating | Natural Gas | Gas Boiler - Burner Control Optimization | A | Cumulative Summer Peak Savings (MW) | Achievable Technical Potential | 0 | 0 | 0 | 0 | 0 | 0 | 0 | 0 | 0 | 0 | 0 | 0 | 0 | 0 | 0 | 0 | 0 | 0 | 0 | 0 | 0 | 0
F12_Industrial_Stone, Clay, and Glass_New_Space Heating_Natural Gas_Gas Boiler - Burner Control Optimization_A_Achievable Technical Potential | F12 | Industrial | Stone, Clay, and Glass | New | Space Heating | Natural Gas | Gas Boiler - Burner Control Optimization | A | Cumulative Winter Peak Savings (MW) | Achievable Technical Potential | 0 | 0 | 0 | 0 | 0 | 0 | 0 | 0 | 0 | 0 | 0 | 0 | 0 | 0 | 0 | 0 | 0 | 0 | 0 | 0 | 0 | 0
F13_Industrial_Stone, Clay, and Glass_New_Space Heating_Natural Gas_Gas Boiler - Burner Control Optimization_A_Achievable Technical Potential | F13 | Industrial | Stone, Clay, and Glass | New | Space Heating | Natural Gas | Gas Boiler - Burner Control Optimization | A | Purchases (Incremental) | Achievable Technical Potential | 0 | 0 | 0.006398 | 0.017551 | 0.050055 | 0.11692 | 0.20936 | 0.33775 | 0.48598 | 0.64062 | 0.74896 | 0.8169 | 0.825 | 0.78538 | 0.68228 | 0.56421 | 0.44044 | 0.32844 | 0.22782 | 0.15193 | 0.096595 | 0.068182
F14_Industrial_Stone, Clay, and Glass_New_Space Heating_Natural Gas_Gas Boiler - Burner Control Optimization_A_Achievable Technical Potential | F14 | Industrial | Stone, Clay, and Glass | New | Space Heating | Natural Gas | Gas Boiler - Burner Control Optimization | A | Purchases (Cumulative) | Achievable Technical Potential | 0 | 0 | 0.006398 | 0.023949 | 0.074004 | 0.19093 | 0.40029 | 0.73804 | 1.224 | 1.8646 | 2.6136 | 3.4305 | 4.2555 | 5.0409 | 5.7232 | 6.2874 | 6.7278 | 7.0563 | 7.2841 | 7.436 | 7.5262 | 7.5768
F1_Industrial_Stone, Clay, and Glass_New_Process_Natural Gas_Gas Boiler - Burner Control Optimization_A_Achievable Technical Potential | F1 | Industrial | Stone, Clay, and Glass | New | Process | Natural Gas | Gas Boiler - Burner Control Optimization | A | Original Unit Energy Savings (kWh or therms) | Achievable Technical Potential | 0 | 0 | 1.6647 | 1.6647 | 1.6647 | 1.6647 | 1.6647 | 1.6647 | 1.6647 | 1.6647 | 1.6647 | 1.6647 | 1.6647 | 1.6647 | 1.6647 | 1.6647 | 1.6647 | 1.6647 | 1.6647 | 1.6647 | 1.6647 | 1.6647
F2_Industrial_Stone, Clay, and Glass_New_Process_Natural Gas_Gas Boiler - Burner Control Optimization_A_Achievable Technical Potential | F2 | Industrial | Stone, Clay, and Glass | New | Process | Natural Gas | Gas Boiler - Burner Control Optimization | A | Original Unit Summer Peak Savings (kW) | Achievable Technical Potential | 0 | 0 | 0 | 0 | 0 | 0 | 0 | 0 | 0 | 0 | 0 | 0 | 0 | 0 | 0 | 0 | 0 | 0 | 0 | 0 | 0 | 0
F3_Industrial_Stone, Clay, and Glass_New_Process_Natural Gas_Gas Boiler - Burner Control Optimization_A_Achievable Technical Potential | F3 | Industrial | Stone, Clay, and Glass | New | Process | Natural Gas | Gas Boiler - Burner Control Optimization | A | Original Unit Winter Peak Savings (kW) | Achievable Technical Potential | 0 | 0 | 0 | 0 | 0 | 0 | 0 | 0 | 0 | 0 | 0 | 0 | 0 | 0 | 0 | 0 | 0 | 0 | 0 | 0 | 0 | 0
F4_Industrial_Stone, Clay, and Glass_New_Process_Natural Gas_Gas Boiler - Burner Control Optimization_A_Achievable Technical Potential | F4 | Industrial | Stone, Clay, and Glass | New | Process | Natural Gas | Gas Boiler - Burner Control Optimization | A | Standalone Impact on Baseline Energy (%) | Achievable Technical Potential | 0% | 0% | 0.0001112% | 0.0002385% | 0.0005169% | 0.0009991% | 0.00182% | 0.002912% | 0.004271% | 0.005759% | 0.007435% | 0.008948% | 0.01026% | 0.01117% | 0.01202% | 0.01242% | 0.01254% | 0.01235% | 0.01225% | 0.01194% | 0.01157% | 0.01117%
F5_Industrial_Stone, Clay, and Glass_New_Process_Natural Gas_Gas Boiler - Burner Control Optimization_A_Achievable Technical Potential | F5 | Industrial | Stone, Clay, and Glass | New | Process | Natural Gas | Gas Boiler - Burner Control Optimization | A | Standalone Impact on Baseline Summer Peak (%) | Achievable Technical Potential | bar: 2019 to 2040
F6_Industrial_Stone, Clay, and Glass_New_Process_Natural Gas_Gas Boiler - Burner Control Optimization_A_Achievable Technical Potential | F6 | Industrial | Stone, Clay, and Glass | New | Process | Natural Gas | Gas Boiler - Burner Control Optimization | A | Standalone Impact on Baseline Winter Peak (%) | Achievable Technical Potential | bar: 2019 to 2040
F7_Industrial_Stone, Clay, and Glass_New_Process_Natural Gas_Gas Boiler - Burner Control Optimization_A_Achievable Technical Potential | F7 | Industrial | Stone, Clay, and Glass | New | Process | Natural Gas | Gas Boiler - Burner Control Optimization | A | Incremental Energy Savings (MWh or mTherms) | Achievable Technical Potential | 0 | 0 | 0.00011809 | 0.00032394 | 0.00092385 | 0.002158 | 0.003864 | 0.0062338 | 0.0089696 | 0.011824 | 0.013823 | 0.015077 | 0.015227 | 0.014496 | 0.012593 | 0.010414 | 0.0081291 | 0.0060619 | 0.0042049 | 0.0028041 | 0.0017828 | 0.0012584
F8_Industrial_Stone, Clay, and Glass_New_Process_Natural Gas_Gas Boiler - Burner Control Optimization_A_Achievable Technical Potential | F8 | Industrial | Stone, Clay, and Glass | New | Process | Natural Gas | Gas Boiler - Burner Control Optimization | A | Incremental Summer Peak Savings (MW) | Achievable Technical Potential | 0 | 0 | 0 | 0 | 0 | 0 | 0 | 0 | 0 | 0 | 0 | 0 | 0 | 0 | 0 | 0 | 0 | 0 | 0 | 0 | 0 | 0
F9_Industrial_Stone, Clay, and Glass_New_Process_Natural Gas_Gas Boiler - Burner Control Optimization_A_Achievable Technical Potential | F9 | Industrial | Stone, Clay, and Glass | New | Process | Natural Gas | Gas Boiler - Burner Control Optimization | A | Incremental Winter Peak Savings (MW) | Achievable Technical Potential | 0 | 0 | 0 | 0 | 0 | 0 | 0 | 0 | 0 | 0 | 0 | 0 | 0 | 0 | 0 | 0 | 0 | 0 | 0 | 0 | 0 | 0
F10_Industrial_Stone, Clay, and Glass_New_Process_Natural Gas_Gas Boiler - Burner Control Optimization_A_Achievable Technical Potential | F10 | Industrial | Stone, Clay, and Glass | New | Process | Natural Gas | Gas Boiler - Burner Control Optimization | A | Cumulative Energy Savings (MWh or mTherms) | Achievable Technical Potential | 0 | 0 | 0.00011809 | 0.00044203 | 0.0013659 | 0.0035239 | 0.007388 | 0.013622 | 0.022591 | 0.034415 | 0.048238 | 0.063316 | 0.078543 | 0.093038 | 0.10563 | 0.11604 | 0.12417 | 0.13024 | 0.13444 | 0.13724 | 0.13891 | 0.13984
F11_Industrial_Stone, Clay, and Glass_New_Process_Natural Gas_Gas Boiler - Burner Control Optimization_A_Achievable Technical Potential | F11 | Industrial | Stone, Clay, and Glass | New | Process | Natural Gas | Gas Boiler - Burner Control Optimization | A | Cumulative Summer Peak Savings (MW) | Achievable Technical Potential | 0 | 0 | 0 | 0 | 0 | 0 | 0 | 0 | 0 | 0 | 0 | 0 | 0 | 0 | 0 | 0 | 0 | 0 | 0 | 0 | 0 | 0
F12_Industrial_Stone, Clay, and Glass_New_Process_Natural Gas_Gas Boiler - Burner Control Optimization_A_Achievable Technical Potential | F12 | Industrial | Stone, Clay, and Glass | New | Process | Natural Gas | Gas Boiler - Burner Control Optimization | A | Cumulative Winter Peak Savings (MW) | Achievable Technical Potential | 0 | 0 | 0 | 0 | 0 | 0 | 0 | 0 | 0 | 0 | 0 | 0 | 0 | 0 | 0 | 0 | 0 | 0 | 0 | 0 | 0 | 0
F13_Industrial_Stone, Clay, and Glass_New_Process_Natural Gas_Gas Boiler - Burner Control Optimization_A_Achievable Technical Potential | F13 | Industrial | Stone, Clay, and Glass | New | Process | Natural Gas | Gas Boiler - Burner Control Optimization | A | Purchases (Incremental) | Achievable Technical Potential | 0 | 0 | 0.070935 | 0.19459 | 0.55496 | 1.2963 | 2.3212 | 3.7447 | 5.3881 | 7.1026 | 8.3038 | 9.057 | 9.1468 | 8.7076 | 7.5645 | 6.2555 | 4.8832 | 3.6414 | 2.5259 | 1.6845 | 1.071 | 0.75594
F14_Industrial_Stone, Clay, and Glass_New_Process_Natural Gas_Gas Boiler - Burner Control Optimization_A_Achievable Technical Potential | F14 | Industrial | Stone, Clay, and Glass | New | Process | Natural Gas | Gas Boiler - Burner Control Optimization | A | Purchases (Cumulative) | Achievable Technical Potential | 0 | 0 | 0.070935 | 0.26553 | 0.82049 | 2.1168 | 4.438 | 8.1827 | 13.5708 | 20.6734 | 28.9772 | 38.0342 | 47.181 | 55.8886 | 63.453 | 69.7085 | 74.5917 | 78.2331 | 80.759 | 82.4435 | 83.4435 | 84.0049
F1_Industrial_Stone, Clay, and Glass_New_Space Heating_Natural Gas_HVAC - Demand Controlled Ventilation_A_Achievable Technical Potential | F1 | Industrial | Stone, Clay, and Glass | New | Space Heating | Natural Gas | HVAC - Demand Controlled Ventilation | A | Original Unit Energy Savings (kWh or therms) | Achievable Technical Potential | 0 | 0 | 0.067787 | 0.067787 | 0.067787 | 0.067787 | 0.067787 | 0.067787 | 0.067787 | 0.067787 | 0.067787 | 0.067787 | 0.067787 | 0.067787 | 0.067787 | 0.067787 | 0.067787 | 0.067787 | 0.067787 | 0.067787 | 0.067787 | 0.067787
F2_Industrial_Stone, Clay, and Glass_New_Space Heating_Natural Gas_HVAC - Demand Controlled Ventilation_A_Achievable Technical Potential | F2 | Industrial | Stone, Clay, and Glass | New | Space Heating | Natural Gas | HVAC - Demand Controlled Ventilation | A | Original Unit Summer Peak Savings (kW) | Achievable Technical Potential | 0 | 0 | 0 | 0 | 0 | 0 | 0 | 0 | 0 | 0 | 0 | 0 | 0 | 0 | 0 | 0 | 0 | 0 | 0 | 0 | 0 | 0
F3_Industrial_Stone, Clay, and Glass_New_Space Heating_Natural Gas_HVAC - Demand Controlled Ventilation_A_Achievable Technical Potential | F3 | Industrial | Stone, Clay, and Glass | New | Space Heating | Natural Gas | HVAC - Demand Controlled Ventilation | A | Original Unit Winter Peak Savings (kW) | Achievable Technical Potential | 0 | 0 | 0 | 0 | 0 | 0 | 0 | 0 | 0 | 0 | 0 | 0 | 0 | 0 | 0 | 0 | 0 | 0 | 0 | 0 | 0 | 0
F4_Industrial_Stone, Clay, and Glass_New_Space Heating_Natural Gas_HVAC - Demand Controlled Ventilation_A_Achievable Technical Potential | F4 | Industrial | Stone, Clay, and Glass | New | Space Heating | Natural Gas | HVAC - Demand Controlled Ventilation | A | Standalone Impact on Baseline Energy (%) | Achievable Technical Potential | 0% | 0% | 0.0396% | 0.06229% | 0.08329% | 0.102% | 0.1282% | 0.1509% | 0.173% | 0.1928% | 0.2172% | 0.2387% | 0.2602% | 0.2788% | 0.3039% | 0.3254% | 0.3467% | 0.3611% | 0.38% | 0.3931% | 0.4043% | 0.4146%
F5_Industrial_Stone, Clay, and Glass_New_Space Heating_Natural Gas_HVAC - Demand Controlled Ventilation_A_Achievable Technical Potential | F5 | Industrial | Stone, Clay, and Glass | New | Space Heating | Natural Gas | HVAC - Demand Controlled Ventilation | A | Standalone Impact on Baseline Summer Peak (%) | Achievable Technical Potential | bar: 2019 to 2040
F6_Industrial_Stone, Clay, and Glass_New_Space Heating_Natural Gas_HVAC - Demand Controlled Ventilation_A_Achievable Technical Potential | F6 | Industrial | Stone, Clay, and Glass | New | Space Heating | Natural Gas | HVAC - Demand Controlled Ventilation | A | Standalone Impact on Baseline Winter Peak (%) | Achievable Technical Potential | bar: 2019 to 2040
F7_Industrial_Stone, Clay, and Glass_New_Space Heating_Natural Gas_HVAC - Demand Controlled Ventilation_A_Achievable Technical Potential | F7 | Industrial | Stone, Clay, and Glass | New | Space Heating | Natural Gas | HVAC - Demand Controlled Ventilation | A | Incremental Energy Savings (MWh or mTherms) | Achievable Technical Potential | 0 | 0 | 0.0020428 | 0.0035651 | 0.0050836 | 0.0067857 | 0.0078107 | 0.0090006 | 0.010176 | 0.011497 | 0.012482 | 0.013614 | 0.014731 | 0.016027 | 0.016906 | 0.017975 | 0.019043 | 0.020287 | 0.021108 | 0.02212 | 0.023105 | 0.024086
F8_Industrial_Stone, Clay, and Glass_New_Space Heating_Natural Gas_HVAC - Demand Controlled Ventilation_A_Achievable Technical Potential | F8 | Industrial | Stone, Clay, and Glass | New | Space Heating | Natural Gas | HVAC - Demand Controlled Ventilation | A | Incremental Summer Peak Savings (MW) | Achievable Technical Potential | 0 | 0 | 0 | 0 | 0 | 0 | 0 | 0 | 0 | 0 | 0 | 0 | 0 | 0 | 0 | 0 | 0 | 0 | 0 | 0 | 0 | 0
F9_Industrial_Stone, Clay, and Glass_New_Space Heating_Natural Gas_HVAC - Demand Controlled Ventilation_A_Achievable Technical Potential | F9 | Industrial | Stone, Clay, and Glass | New | Space Heating | Natural Gas | HVAC - Demand Controlled Ventilation | A | Incremental Winter Peak Savings (MW) | Achievable Technical Potential | 0 | 0 | 0 | 0 | 0 | 0 | 0 | 0 | 0 | 0 | 0 | 0 | 0 | 0 | 0 | 0 | 0 | 0 | 0 | 0 | 0 | 0
F10_Industrial_Stone, Clay, and Glass_New_Space Heating_Natural Gas_HVAC - Demand Controlled Ventilation_A_Achievable Technical Potential | F10 | Industrial | Stone, Clay, and Glass | New | Space Heating | Natural Gas | HVAC - Demand Controlled Ventilation | A | Cumulative Energy Savings (MWh or mTherms) | Achievable Technical Potential | 0 | 0 | 0.0020428 | 0.0056079 | 0.010692 | 0.017477 | 0.025288 | 0.034289 | 0.044464 | 0.055961 | 0.068443 | 0.082057 | 0.096787 | 0.11281 | 0.12972 | 0.1477 | 0.16674 | 0.18498 | 0.20253 | 0.21956 | 0.23588 | 0.25216
F11_Industrial_Stone, Clay, and Glass_New_Space Heating_Natural Gas_HVAC - Demand Controlled Ventilation_A_Achievable Technical Potential | F11 | Industrial | Stone, Clay, and Glass | New | Space Heating | Natural Gas | HVAC - Demand Controlled Ventilation | A | Cumulative Summer Peak Savings (MW) | Achievable Technical Potential | 0 | 0 | 0 | 0 | 0 | 0 | 0 | 0 | 0 | 0 | 0 | 0 | 0 | 0 | 0 | 0 | 0 | 0 | 0 | 0 | 0 | 0
F12_Industrial_Stone, Clay, and Glass_New_Space Heating_Natural Gas_HVAC - Demand Controlled Ventilation_A_Achievable Technical Potential | F12 | Industrial | Stone, Clay, and Glass | New | Space Heating | Natural Gas | HVAC - Demand Controlled Ventilation | A | Cumulative Winter Peak Savings (MW) | Achievable Technical Potential | 0 | 0 | 0 | 0 | 0 | 0 | 0 | 0 | 0 | 0 | 0 | 0 | 0 | 0 | 0 | 0 | 0 | 0 | 0 | 0 | 0 | 0
F13_Industrial_Stone, Clay, and Glass_New_Space Heating_Natural Gas_HVAC - Demand Controlled Ventilation_A_Achievable Technical Potential | F13 | Industrial | Stone, Clay, and Glass | New | Space Heating | Natural Gas | HVAC - Demand Controlled Ventilation | A | Purchases (Incremental) | Achievable Technical Potential | 0 | 0 | 30.1357 | 52.5925 | 74.9941 | 100.1028 | 115.2243 | 132.7784 | 150.1112 | 169.6079 | 184.129 | 200.8302 | 217.3099 | 236.4268 | 249.4015 | 265.1705 | 280.9276 | 299.2709 | 311.3872 | 326.3173 | 340.8409 | 355.3215
F14_Industrial_Stone, Clay, and Glass_New_Space Heating_Natural Gas_HVAC - Demand Controlled Ventilation_A_Achievable Technical Potential | F14 | Industrial | Stone, Clay, and Glass | New | Space Heating | Natural Gas | HVAC - Demand Controlled Ventilation | A | Purchases (Cumulative) | Achievable Technical Potential | 0 | 0 | 30.1357 | 82.7282 | 157.7223 | 257.8251 | 373.0494 | 505.8278 | 655.939 | 825.5469 | 1009.6759 | 1210.506 | 1427.8159 | 1664.2428 | 1913.6443 | 2178.8148 | 2459.7424 | 2728.8776 | 2987.6723 | 3238.9955 | 3479.7335 | 3719.8307
F1_Industrial_Stone, Clay, and Glass_New_Space Heating_Natural Gas_Gas Boiler - Stack Economizer_A_Achievable Technical Potential | F1 | Industrial | Stone, Clay, and Glass | New | Space Heating | Natural Gas | Gas Boiler - Stack Economizer | A | Original Unit Energy Savings (kWh or therms) | Achievable Technical Potential | 0 | 0 | 6.7522 | 6.7522 | 6.7522 | 6.7522 | 6.7522 | 6.7522 | 6.7522 | 6.7522 | 6.7522 | 6.7522 | 6.7522 | 6.7522 | 6.7522 | 6.7522 | 6.7522 | 6.7522 | 6.7522 | 6.7522 | 6.7522 | 6.7522
F2_Industrial_Stone, Clay, and Glass_New_Space Heating_Natural Gas_Gas Boiler - Stack Economizer_A_Achievable Technical Potential | F2 | Industrial | Stone, Clay, and Glass | New | Space Heating | Natural Gas | Gas Boiler - Stack Economizer | A | Original Unit Summer Peak Savings (kW) | Achievable Technical Potential | 0 | 0 | 0 | 0 | 0 | 0 | 0 | 0 | 0 | 0 | 0 | 0 | 0 | 0 | 0 | 0 | 0 | 0 | 0 | 0 | 0 | 0
F3_Industrial_Stone, Clay, and Glass_New_Space Heating_Natural Gas_Gas Boiler - Stack Economizer_A_Achievable Technical Potential | F3 | Industrial | Stone, Clay, and Glass | New | Space Heating | Natural Gas | Gas Boiler - Stack Economizer | A | Original Unit Winter Peak Savings (kW) | Achievable Technical Potential | 0 | 0 | 0 | 0 | 0 | 0 | 0 | 0 | 0 | 0 | 0 | 0 | 0 | 0 | 0 | 0 | 0 | 0 | 0 | 0 | 0 | 0
F4_Industrial_Stone, Clay, and Glass_New_Space Heating_Natural Gas_Gas Boiler - Stack Economizer_A_Achievable Technical Potential | F4 | Industrial | Stone, Clay, and Glass | New | Space Heating | Natural Gas | Gas Boiler - Stack Economizer | A | Standalone Impact on Baseline Energy (%) | Achievable Technical Potential | 0% | 0% | 0.008279% | 0.01302% | 0.01741% | 0.02132% | 0.0268% | 0.03071% | 0.03313% | 0.03409% | 0.03521% | 0.03534% | 0.0351% | 0.03421% | 0.034% | 0.03323% | 0.03236% | 0.03038% | 0.0292% | 0.02786% | 0.02667% | 0.02559%
F5_Industrial_Stone, Clay, and Glass_New_Space Heating_Natural Gas_Gas Boiler - Stack Economizer_A_Achievable Technical Potential | F5 | Industrial | Stone, Clay, and Glass | New | Space Heating | Natural Gas | Gas Boiler - Stack Economizer | A | Standalone Impact on Baseline Summer Peak (%) | Achievable Technical Potential | bar: 2019 to 2040
F6_Industrial_Stone, Clay, and Glass_New_Space Heating_Natural Gas_Gas Boiler - Stack Economizer_A_Achievable Technical Potential | F6 | Industrial | Stone, Clay, and Glass | New | Space Heating | Natural Gas | Gas Boiler - Stack Economizer | A | Standalone Impact on Baseline Winter Peak (%) | Achievable Technical Potential | bar: 2019 to 2040
F7_Industrial_Stone, Clay, and Glass_New_Space Heating_Natural Gas_Gas Boiler - Stack Economizer_A_Achievable Technical Potential | F7 | Industrial | Stone, Clay, and Glass | New | Space Heating | Natural Gas | Gas Boiler - Stack Economizer | A | Incremental Energy Savings (MWh or mTherms) | Achievable Technical Potential | 0 | 0 | 0.00042706 | 0.00074531 | 0.0010628 | 0.0014186 | 0.0016329 | 0.0016935 | 0.0015316 | 0.0013845 | 0.0012024 | 0.0010492 | 0.0009082 | 0.00079048 | 0.00066709 | 0.00056741 | 0.0004809 | 0.00042706 | 0.00074531 | 0.0010628 | 0.0014186 | 0.0016329
F8_Industrial_Stone, Clay, and Glass_New_Space Heating_Natural Gas_Gas Boiler - Stack Economizer_A_Achievable Technical Potential | F8 | Industrial | Stone, Clay, and Glass | New | Space Heating | Natural Gas | Gas Boiler - Stack Economizer | A | Incremental Summer Peak Savings (MW) | Achievable Technical Potential | 0 | 0 | 0 | 0 | 0 | 0 | 0 | 0 | 0 | 0 | 0 | 0 | 0 | 0 | 0 | 0 | 0 | 0 | 0 | 0 | 0 | 0
F9_Industrial_Stone, Clay, and Glass_New_Space Heating_Natural Gas_Gas Boiler - Stack Economizer_A_Achievable Technical Potential | F9 | Industrial | Stone, Clay, and Glass | New | Space Heating | Natural Gas | Gas Boiler - Stack Economizer | A | Incremental Winter Peak Savings (MW) | Achievable Technical Potential | 0 | 0 | 0 | 0 | 0 | 0 | 0 | 0 | 0 | 0 | 0 | 0 | 0 | 0 | 0 | 0 | 0 | 0 | 0 | 0 | 0 | 0
F10_Industrial_Stone, Clay, and Glass_New_Space Heating_Natural Gas_Gas Boiler - Stack Economizer_A_Achievable Technical Potential | F10 | Industrial | Stone, Clay, and Glass | New | Space Heating | Natural Gas | Gas Boiler - Stack Economizer | A | Cumulative Energy Savings (MWh or mTherms) | Achievable Technical Potential | 0 | 0 | 0.00042706 | 0.0011724 | 0.0022351 | 0.0036537 | 0.0052866 | 0.0069801 | 0.0085117 | 0.0098962 | 0.011099 | 0.012148 | 0.013056 | 0.013846 | 0.014514 | 0.015081 | 0.015562 | 0.015562 | 0.015562 | 0.015562 | 0.015562 | 0.015562
F11_Industrial_Stone, Clay, and Glass_New_Space Heating_Natural Gas_Gas Boiler - Stack Economizer_A_Achievable Technical Potential | F11 | Industrial | Stone, Clay, and Glass | New | Space Heating | Natural Gas | Gas Boiler - Stack Economizer | A | Cumulative Summer Peak Savings (MW) | Achievable Technical Potential | 0 | 0 | 0 | 0 | 0 | 0 | 0 | 0 | 0 | 0 | 0 | 0 | 0 | 0 | 0 | 0 | 0 | 0 | 0 | 0 | 0 | 0
F12_Industrial_Stone, Clay, and Glass_New_Space Heating_Natural Gas_Gas Boiler - Stack Economizer_A_Achievable Technical Potential | F12 | Industrial | Stone, Clay, and Glass | New | Space Heating | Natural Gas | Gas Boiler - Stack Economizer | A | Cumulative Winter Peak Savings (MW) | Achievable Technical Potential | 0 | 0 | 0 | 0 | 0 | 0 | 0 | 0 | 0 | 0 | 0 | 0 | 0 | 0 | 0 | 0 | 0 | 0 | 0 | 0 | 0 | 0
F13_Industrial_Stone, Clay, and Glass_New_Space Heating_Natural Gas_Gas Boiler - Stack Economizer_A_Achievable Technical Potential | F13 | Industrial | Stone, Clay, and Glass | New | Space Heating | Natural Gas | Gas Boiler - Stack Economizer | A | Purchases (Incremental) | Achievable Technical Potential | 0 | 0 | 0.063248 | 0.11038 | 0.15739 | 0.21009 | 0.24183 | 0.2508 | 0.22683 | 0.20504 | 0.17807 | 0.15538 | 0.1345 | 0.11707 | 0.098795 | 0.084033 | 0.071221 | 0.063248 | 0.11038 | 0.15739 | 0.21009 | 0.24183
F14_Industrial_Stone, Clay, and Glass_New_Space Heating_Natural Gas_Gas Boiler - Stack Economizer_A_Achievable Technical Potential | F14 | Industrial | Stone, Clay, and Glass | New | Space Heating | Natural Gas | Gas Boiler - Stack Economizer | A | Purchases (Cumulative) | Achievable Technical Potential | 0 | 0 | 0.063248 | 0.17363 | 0.33102 | 0.54111 | 0.78294 | 1.0337 | 1.2606 | 1.4656 | 1.6437 | 1.7991 | 1.9336 | 2.0506 | 2.1494 | 2.2335 | 2.3047 | 2.3047 | 2.3047 | 2.3047 | 2.3047 | 2.3047
F1_Industrial_Stone, Clay, and Glass_New_Process_Natural Gas_Gas Boiler - Stack Economizer_A_Achievable Technical Potential | F1 | Industrial | Stone, Clay, and Glass | New | Process | Natural Gas | Gas Boiler - Stack Economizer | A | Original Unit Energy Savings (kWh or therms) | Achievable Technical Potential | 0 | 0 | 5.5108 | 5.5108 | 5.5108 | 5.5108 | 5.5108 | 5.5108 | 5.5108 | 5.5108 | 5.5108 | 5.5108 | 5.5108 | 5.5108 | 5.5108 | 5.5108 | 5.5108 | 5.5108 | 5.5108 | 5.5108 | 5.5108 | 5.5108
F2_Industrial_Stone, Clay, and Glass_New_Process_Natural Gas_Gas Boiler - Stack Economizer_A_Achievable Technical Potential | F2 | Industrial | Stone, Clay, and Glass | New | Process | Natural Gas | Gas Boiler - Stack Economizer | A | Original Unit Summer Peak Savings (kW) | Achievable Technical Potential | 0 | 0 | 0 | 0 | 0 | 0 | 0 | 0 | 0 | 0 | 0 | 0 | 0 | 0 | 0 | 0 | 0 | 0 | 0 | 0 | 0 | 0
F3_Industrial_Stone, Clay, and Glass_New_Process_Natural Gas_Gas Boiler - Stack Economizer_A_Achievable Technical Potential | F3 | Industrial | Stone, Clay, and Glass | New | Process | Natural Gas | Gas Boiler - Stack Economizer | A | Original Unit Winter Peak Savings (kW) | Achievable Technical Potential | 0 | 0 | 0 | 0 | 0 | 0 | 0 | 0 | 0 | 0 | 0 | 0 | 0 | 0 | 0 | 0 | 0 | 0 | 0 | 0 | 0 | 0
F4_Industrial_Stone, Clay, and Glass_New_Process_Natural Gas_Gas Boiler - Stack Economizer_A_Achievable Technical Potential | F4 | Industrial | Stone, Clay, and Glass | New | Process | Natural Gas | Gas Boiler - Stack Economizer | A | Standalone Impact on Baseline Energy (%) | Achievable Technical Potential | 0% | 0% | 0.003639% | 0.005725% | 0.007654% | 0.009373% | 0.01178% | 0.0135% | 0.01456% | 0.01498% | 0.01548% | 0.01553% | 0.01543% | 0.01504% | 0.01494% | 0.01461% | 0.01423% | 0.01335% | 0.01283% | 0.01225% | 0.01172% | 0.01125%
F5_Industrial_Stone, Clay, and Glass_New_Process_Natural Gas_Gas Boiler - Stack Economizer_A_Achievable Technical Potential | F5 | Industrial | Stone, Clay, and Glass | New | Process | Natural Gas | Gas Boiler - Stack Economizer | A | Standalone Impact on Baseline Summer Peak (%) | Achievable Technical Potential | bar: 2019 to 2040
F6_Industrial_Stone, Clay, and Glass_New_Process_Natural Gas_Gas Boiler - Stack Economizer_A_Achievable Technical Potential | F6 | Industrial | Stone, Clay, and Glass | New | Process | Natural Gas | Gas Boiler - Stack Economizer | A | Standalone Impact on Baseline Winter Peak (%) | Achievable Technical Potential | bar: 2019 to 2040
F7_Industrial_Stone, Clay, and Glass_New_Process_Natural Gas_Gas Boiler - Stack Economizer_A_Achievable Technical Potential | F7 | Industrial | Stone, Clay, and Glass | New | Process | Natural Gas | Gas Boiler - Stack Economizer | A | Incremental Energy Savings (MWh or mTherms) | Achievable Technical Potential | 0 | 0 | 0.0038643 | 0.006744 | 0.0096165 | 0.012836 | 0.014775 | 0.015324 | 0.013859 | 0.012527 | 0.01088 | 0.0094934 | 0.0082179 | 0.0071527 | 0.0060362 | 0.0051343 | 0.0043515 | 0.0038643 | 0.006744 | 0.0096165 | 0.012836 | 0.014775
F8_Industrial_Stone, Clay, and Glass_New_Process_Natural Gas_Gas Boiler - Stack Economizer_A_Achievable Technical Potential | F8 | Industrial | Stone, Clay, and Glass | New | Process | Natural Gas | Gas Boiler - Stack Economizer | A | Incremental Summer Peak Savings (MW) | Achievable Technical Potential | 0 | 0 | 0 | 0 | 0 | 0 | 0 | 0 | 0 | 0 | 0 | 0 | 0 | 0 | 0 | 0 | 0 | 0 | 0 | 0 | 0 | 0
F9_Industrial_Stone, Clay, and Glass_New_Process_Natural Gas_Gas Boiler - Stack Economizer_A_Achievable Technical Potential | F9 | Industrial | Stone, Clay, and Glass | New | Process | Natural Gas | Gas Boiler - Stack Economizer | A | Incremental Winter Peak Savings (MW) | Achievable Technical Potential | 0 | 0 | 0 | 0 | 0 | 0 | 0 | 0 | 0 | 0 | 0 | 0 | 0 | 0 | 0 | 0 | 0 | 0 | 0 | 0 | 0 | 0
F10_Industrial_Stone, Clay, and Glass_New_Process_Natural Gas_Gas Boiler - Stack Economizer_A_Achievable Technical Potential | F10 | Industrial | Stone, Clay, and Glass | New | Process | Natural Gas | Gas Boiler - Stack Economizer | A | Cumulative Energy Savings (MWh or mTherms) | Achievable Technical Potential | 0 | 0 | 0.0038643 | 0.010608 | 0.020225 | 0.033061 | 0.047836 | 0.06316 | 0.077019 | 0.089546 | 0.10043 | 0.10992 | 0.11814 | 0.12529 | 0.13133 | 0.13646 | 0.14081 | 0.14081 | 0.14081 | 0.14081 | 0.14081 | 0.14081
F11_Industrial_Stone, Clay, and Glass_New_Process_Natural Gas_Gas Boiler - Stack Economizer_A_Achievable Technical Potential | F11 | Industrial | Stone, Clay, and Glass | New | Process | Natural Gas | Gas Boiler - Stack Economizer | A | Cumulative Summer Peak Savings (MW) | Achievable Technical Potential | 0 | 0 | 0 | 0 | 0 | 0 | 0 | 0 | 0 | 0 | 0 | 0 | 0 | 0 | 0 | 0 | 0 | 0 | 0 | 0 | 0 | 0
F12_Industrial_Stone, Clay, and Glass_New_Process_Natural Gas_Gas Boiler - Stack Economizer_A_Achievable Technical Potential | F12 | Industrial | Stone, Clay, and Glass | New | Process | Natural Gas | Gas Boiler - Stack Economizer | A | Cumulative Winter Peak Savings (MW) | Achievable Technical Potential | 0 | 0 | 0 | 0 | 0 | 0 | 0 | 0 | 0 | 0 | 0 | 0 | 0 | 0 | 0 | 0 | 0 | 0 | 0 | 0 | 0 | 0
F13_Industrial_Stone, Clay, and Glass_New_Process_Natural Gas_Gas Boiler - Stack Economizer_A_Achievable Technical Potential | F13 | Industrial | Stone, Clay, and Glass | New | Process | Natural Gas | Gas Boiler - Stack Economizer | A | Purchases (Incremental) | Achievable Technical Potential | 0 | 0 | 0.70123 | 1.2238 | 1.745 | 2.3293 | 2.6812 | 2.7807 | 2.5149 | 2.2733 | 1.9743 | 1.7227 | 1.4913 | 1.298 | 1.0953 | 0.93168 | 0.78964 | 0.70123 | 1.2238 | 1.745 | 2.3293 | 2.6812
F14_Industrial_Stone, Clay, and Glass_New_Process_Natural Gas_Gas Boiler - Stack Economizer_A_Achievable Technical Potential | F14 | Industrial | Stone, Clay, and Glass | New | Process | Natural Gas | Gas Boiler - Stack Economizer | A | Purchases (Cumulative) | Achievable Technical Potential | 0 | 0 | 0.70123 | 1.925 | 3.6701 | 5.9994 | 8.6805 | 11.4612 | 13.9761 | 16.2494 | 18.2237 | 19.9464 | 21.4377 | 22.7356 | 23.831 | 24.7626 | 25.5523 | 25.5523 | 25.5523 | 25.5523 | 25.5523 | 25.5523
F1_Industrial_Stone, Clay, and Glass_New_Space Heating_Natural Gas_Gas Furnace Tube Inserts_A_Achievable Technical Potential | F1 | Industrial | Stone, Clay, and Glass | New | Space Heating | Natural Gas | Gas Furnace Tube Inserts | A | Original Unit Energy Savings (kWh or therms) | Achievable Technical Potential | 0 | 0 | 0.077933 | 0.077933 | 0.077933 | 0.077933 | 0.077933 | 0.077933 | 0.077933 | 0.077933 | 0.077933 | 0.077933 | 0.077933 | 0.077933 | 0.077933 | 0.077933 | 0.077933 | 0.077933 | 0.077933 | 0.077933 | 0.077933 | 0.077933
F2_Industrial_Stone, Clay, and Glass_New_Space Heating_Natural Gas_Gas Furnace Tube Inserts_A_Achievable Technical Potential | F2 | Industrial | Stone, Clay, and Glass | New | Space Heating | Natural Gas | Gas Furnace Tube Inserts | A | Original Unit Summer Peak Savings (kW) | Achievable Technical Potential | 0 | 0 | 0 | 0 | 0 | 0 | 0 | 0 | 0 | 0 | 0 | 0 | 0 | 0 | 0 | 0 | 0 | 0 | 0 | 0 | 0 | 0
F3_Industrial_Stone, Clay, and Glass_New_Space Heating_Natural Gas_Gas Furnace Tube Inserts_A_Achievable Technical Potential | F3 | Industrial | Stone, Clay, and Glass | New | Space Heating | Natural Gas | Gas Furnace Tube Inserts | A | Original Unit Winter Peak Savings (kW) | Achievable Technical Potential | 0 | 0 | 0 | 0 | 0 | 0 | 0 | 0 | 0 | 0 | 0 | 0 | 0 | 0 | 0 | 0 | 0 | 0 | 0 | 0 | 0 | 0
F4_Industrial_Stone, Clay, and Glass_New_Space Heating_Natural Gas_Gas Furnace Tube Inserts_A_Achievable Technical Potential | F4 | Industrial | Stone, Clay, and Glass | New | Space Heating | Natural Gas | Gas Furnace Tube Inserts | A | Standalone Impact on Baseline Energy (%) | Achievable Technical Potential | bar: 2019 to 2040
F5_Industrial_Stone, Clay, and Glass_New_Space Heating_Natural Gas_Gas Furnace Tube Inserts_A_Achievable Technical Potential | F5 | Industrial | Stone, Clay, and Glass | New | Space Heating | Natural Gas | Gas Furnace Tube Inserts | A | Standalone Impact on Baseline Summer Peak (%) | Achievable Technical Potential | bar: 2019 to 2040
F6_Industrial_Stone, Clay, and Glass_New_Space Heating_Natural Gas_Gas Furnace Tube Inserts_A_Achievable Technical Potential | F6 | Industrial | Stone, Clay, and Glass | New | Space Heating | Natural Gas | Gas Furnace Tube Inserts | A | Standalone Impact on Baseline Winter Peak (%) | Achievable Technical Potential | bar: 2019 to 2040
F7_Industrial_Stone, Clay, and Glass_New_Space Heating_Natural Gas_Gas Furnace Tube Inserts_A_Achievable Technical Potential | F7 | Industrial | Stone, Clay, and Glass | New | Space Heating | Natural Gas | Gas Furnace Tube Inserts | A | Incremental Energy Savings (MWh or mTherms) | Achievable Technical Potential | 0 | 0 | 0 | 0 | 0 | 0 | 0 | 0 | 0 | 0 | 0 | 0 | 0 | 0 | 0 | 0 | 0 | 0 | 0 | 0 | 0 | 0
F8_Industrial_Stone, Clay, and Glass_New_Space Heating_Natural Gas_Gas Furnace Tube Inserts_A_Achievable Technical Potential | F8 | Industrial | Stone, Clay, and Glass | New | Space Heating | Natural Gas | Gas Furnace Tube Inserts | A | Incremental Summer Peak Savings (MW) | Achievable Technical Potential | 0 | 0 | 0 | 0 | 0 | 0 | 0 | 0 | 0 | 0 | 0 | 0 | 0 | 0 | 0 | 0 | 0 | 0 | 0 | 0 | 0 | 0
F9_Industrial_Stone, Clay, and Glass_New_Space Heating_Natural Gas_Gas Furnace Tube Inserts_A_Achievable Technical Potential | F9 | Industrial | Stone, Clay, and Glass | New | Space Heating | Natural Gas | Gas Furnace Tube Inserts | A | Incremental Winter Peak Savings (MW) | Achievable Technical Potential | 0 | 0 | 0 | 0 | 0 | 0 | 0 | 0 | 0 | 0 | 0 | 0 | 0 | 0 | 0 | 0 | 0 | 0 | 0 | 0 | 0 | 0
F10_Industrial_Stone, Clay, and Glass_New_Space Heating_Natural Gas_Gas Furnace Tube Inserts_A_Achievable Technical Potential | F10 | Industrial | Stone, Clay, and Glass | New | Space Heating | Natural Gas | Gas Furnace Tube Inserts | A | Cumulative Energy Savings (MWh or mTherms) | Achievable Technical Potential | 0 | 0 | 0 | 0 | 0 | 0 | 0 | 0 | 0 | 0 | 0 | 0 | 0 | 0 | 0 | 0 | 0 | 0 | 0 | 0 | 0 | 0
F11_Industrial_Stone, Clay, and Glass_New_Space Heating_Natural Gas_Gas Furnace Tube Inserts_A_Achievable Technical Potential | F11 | Industrial | Stone, Clay, and Glass | New | Space Heating | Natural Gas | Gas Furnace Tube Inserts | A | Cumulative Summer Peak Savings (MW) | Achievable Technical Potential | 0 | 0 | 0 | 0 | 0 | 0 | 0 | 0 | 0 | 0 | 0 | 0 | 0 | 0 | 0 | 0 | 0 | 0 | 0 | 0 | 0 | 0
F12_Industrial_Stone, Clay, and Glass_New_Space Heating_Natural Gas_Gas Furnace Tube Inserts_A_Achievable Technical Potential | F12 | Industrial | Stone, Clay, and Glass | New | Space Heating | Natural Gas | Gas Furnace Tube Inserts | A | Cumulative Winter Peak Savings (MW) | Achievable Technical Potential | 0 | 0 | 0 | 0 | 0 | 0 | 0 | 0 | 0 | 0 | 0 | 0 | 0 | 0 | 0 | 0 | 0 | 0 | 0 | 0 | 0 | 0
F13_Industrial_Stone, Clay, and Glass_New_Space Heating_Natural Gas_Gas Furnace Tube Inserts_A_Achievable Technical Potential | F13 | Industrial | Stone, Clay, and Glass | New | Space Heating | Natural Gas | Gas Furnace Tube Inserts | A | Purchases (Incremental) | Achievable Technical Potential | 0 | 0 | 0 | 0 | 0 | 0 | 0 | 0 | 0 | 0 | 0 | 0 | 0 | 0 | 0 | 0 | 0 | 0 | 0 | 0 | 0 | 0
F14_Industrial_Stone, Clay, and Glass_New_Space Heating_Natural Gas_Gas Furnace Tube Inserts_A_Achievable Technical Potential | F14 | Industrial | Stone, Clay, and Glass | New | Space Heating | Natural Gas | Gas Furnace Tube Inserts | A | Purchases (Cumulative) | Achievable Technical Potential | 0 | 0 | 0 | 0 | 0 | 0 | 0 | 0 | 0 | 0 | 0 | 0 | 0 | 0 | 0 | 0 | 0 | 0 | 0 | 0 | 0 | 0
F1_Industrial_Stone, Clay, and Glass_New_Space Heating_Natural Gas_Space Heating - Heat Recovery Ventilator_A_Achievable Technical Potential | F1 | Industrial | Stone, Clay, and Glass | New | Space Heating | Natural Gas | Space Heating - Heat Recovery Ventilator | A | Original Unit Energy Savings (kWh or therms) | Achievable Technical Potential | 0 | 0 | 0.012707 | 0.012707 | 0.012707 | 0.012707 | 0.012707 | 0.012707 | 0.012707 | 0.012707 | 0.012707 | 0.012707 | 0.012707 | 0.012707 | 0.012707 | 0.012707 | 0.012707 | 0.012707 | 0.012707 | 0.012707 | 0.012707 | 0.012707
F2_Industrial_Stone, Clay, and Glass_New_Space Heating_Natural Gas_Space Heating - Heat Recovery Ventilator_A_Achievable Technical Potential | F2 | Industrial | Stone, Clay, and Glass | New | Space Heating | Natural Gas | Space Heating - Heat Recovery Ventilator | A | Original Unit Summer Peak Savings (kW) | Achievable Technical Potential | 0 | 0 | 0 | 0 | 0 | 0 | 0 | 0 | 0 | 0 | 0 | 0 | 0 | 0 | 0 | 0 | 0 | 0 | 0 | 0 | 0 | 0
F3_Industrial_Stone, Clay, and Glass_New_Space Heating_Natural Gas_Space Heating - Heat Recovery Ventilator_A_Achievable Technical Potential | F3 | Industrial | Stone, Clay, and Glass | New | Space Heating | Natural Gas | Space Heating - Heat Recovery Ventilator | A | Original Unit Winter Peak Savings (kW) | Achievable Technical Potential | 0 | 0 | 0 | 0 | 0 | 0 | 0 | 0 | 0 | 0 | 0 | 0 | 0 | 0 | 0 | 0 | 0 | 0 | 0 | 0 | 0 | 0
F4_Industrial_Stone, Clay, and Glass_New_Space Heating_Natural Gas_Space Heating - Heat Recovery Ventilator_A_Achievable Technical Potential | F4 | Industrial | Stone, Clay, and Glass | New | Space Heating | Natural Gas | Space Heating - Heat Recovery Ventilator | A | Standalone Impact on Baseline Energy (%) | Achievable Technical Potential | 0% | 0% | 0.01817% | 0.02858% | 0.03822% | 0.0468% | 0.05883% | 0.06922% | 0.0794% | 0.08845% | 0.09964% | 0.1095% | 0.1194% | 0.1279% | 0.1394% | 0.1493% | 0.1591% | 0.1657% | 0.1743% | 0.1804% | 0.1855% | 0.1902%
F5_Industrial_Stone, Clay, and Glass_New_Space Heating_Natural Gas_Space Heating - Heat Recovery Ventilator_A_Achievable Technical Potential | F5 | Industrial | Stone, Clay, and Glass | New | Space Heating | Natural Gas | Space Heating - Heat Recovery Ventilator | A | Standalone Impact on Baseline Summer Peak (%) | Achievable Technical Potential | bar: 2019 to 2040
F6_Industrial_Stone, Clay, and Glass_New_Space Heating_Natural Gas_Space Heating - Heat Recovery Ventilator_A_Achievable Technical Potential | F6 | Industrial | Stone, Clay, and Glass | New | Space Heating | Natural Gas | Space Heating - Heat Recovery Ventilator | A | Standalone Impact on Baseline Winter Peak (%) | Achievable Technical Potential | bar: 2019 to 2040
F7_Industrial_Stone, Clay, and Glass_New_Space Heating_Natural Gas_Space Heating - Heat Recovery Ventilator_A_Achievable Technical Potential | F7 | Industrial | Stone, Clay, and Glass | New | Space Heating | Natural Gas | Space Heating - Heat Recovery Ventilator | A | Incremental Energy Savings (MWh or mTherms) | Achievable Technical Potential | 0 | 0 | 0.00093734 | 0.0016358 | 0.0023326 | 0.0031136 | 0.0035839 | 0.0041299 | 0.0046691 | 0.0052755 | 0.0057271 | 0.0062466 | 0.0067592 | 0.0073538 | 0.0077574 | 0.0082479 | 0.008738 | 0.0093085 | 0.0096854 | 0.01015 | 0.010602 | 0.011052
F8_Industrial_Stone, Clay, and Glass_New_Space Heating_Natural Gas_Space Heating - Heat Recovery Ventilator_A_Achievable Technical Potential | F8 | Industrial | Stone, Clay, and Glass | New | Space Heating | Natural Gas | Space Heating - Heat Recovery Ventilator | A | Incremental Summer Peak Savings (MW) | Achievable Technical Potential | 0 | 0 | 0 | 0 | 0 | 0 | 0 | 0 | 0 | 0 | 0 | 0 | 0 | 0 | 0 | 0 | 0 | 0 | 0 | 0 | 0 | 0
F9_Industrial_Stone, Clay, and Glass_New_Space Heating_Natural Gas_Space Heating - Heat Recovery Ventilator_A_Achievable Technical Potential | F9 | Industrial | Stone, Clay, and Glass | New | Space Heating | Natural Gas | Space Heating - Heat Recovery Ventilator | A | Incremental Winter Peak Savings (MW) | Achievable Technical Potential | 0 | 0 | 0 | 0 | 0 | 0 | 0 | 0 | 0 | 0 | 0 | 0 | 0 | 0 | 0 | 0 | 0 | 0 | 0 | 0 | 0 | 0
F10_Industrial_Stone, Clay, and Glass_New_Space Heating_Natural Gas_Space Heating - Heat Recovery Ventilator_A_Achievable Technical Potential | F10 | Industrial | Stone, Clay, and Glass | New | Space Heating | Natural Gas | Space Heating - Heat Recovery Ventilator | A | Cumulative Energy Savings (MWh or mTherms) | Achievable Technical Potential | 0 | 0 | 0.00093734 | 0.0025732 | 0.0049058 | 0.0080194 | 0.011603 | 0.015733 | 0.020402 | 0.025678 | 0.031405 | 0.037652 | 0.044411 | 0.051765 | 0.059522 | 0.06777 | 0.076508 | 0.084879 | 0.092928 | 0.10075 | 0.10823 | 0.1157
F11_Industrial_Stone, Clay, and Glass_New_Space Heating_Natural Gas_Space Heating - Heat Recovery Ventilator_A_Achievable Technical Potential | F11 | Industrial | Stone, Clay, and Glass | New | Space Heating | Natural Gas | Space Heating - Heat Recovery Ventilator | A | Cumulative Summer Peak Savings (MW) | Achievable Technical Potential | 0 | 0 | 0 | 0 | 0 | 0 | 0 | 0 | 0 | 0 | 0 | 0 | 0 | 0 | 0 | 0 | 0 | 0 | 0 | 0 | 0 | 0
F12_Industrial_Stone, Clay, and Glass_New_Space Heating_Natural Gas_Space Heating - Heat Recovery Ventilator_A_Achievable Technical Potential | F12 | Industrial | Stone, Clay, and Glass | New | Space Heating | Natural Gas | Space Heating - Heat Recovery Ventilator | A | Cumulative Winter Peak Savings (MW) | Achievable Technical Potential | 0 | 0 | 0 | 0 | 0 | 0 | 0 | 0 | 0 | 0 | 0 | 0 | 0 | 0 | 0 | 0 | 0 | 0 | 0 | 0 | 0 | 0
F13_Industrial_Stone, Clay, and Glass_New_Space Heating_Natural Gas_Space Heating - Heat Recovery Ventilator_A_Achievable Technical Potential | F13 | Industrial | Stone, Clay, and Glass | New | Space Heating | Natural Gas | Space Heating - Heat Recovery Ventilator | A | Purchases (Incremental) | Achievable Technical Potential | 0 | 0 | 73.7639 | 128.732 | 183.5651 | 245.0244 | 282.0376 | 325.0051 | 367.4311 | 415.1538 | 450.6974 | 491.5774 | 531.9152 | 578.7082 | 610.4668 | 649.0649 | 687.6338 | 732.5333 | 762.1907 | 798.7356 | 834.2852 | 869.7298
F14_Industrial_Stone, Clay, and Glass_New_Space Heating_Natural Gas_Space Heating - Heat Recovery Ventilator_A_Achievable Technical Potential | F14 | Industrial | Stone, Clay, and Glass | New | Space Heating | Natural Gas | Space Heating - Heat Recovery Ventilator | A | Purchases (Cumulative) | Achievable Technical Potential | 0 | 0 | 73.7639 | 202.4959 | 386.061 | 631.0853 | 913.1229 | 1238.1281 | 1605.5592 | 2020.713 | 2471.4104 | 2962.9878 | 3494.903 | 4073.6112 | 4684.078 | 5333.1429 | 6020.7768 | 6679.5461 | 7313.0048 | 7928.1753 | 8517.4362 | 9105.1284
F1_Industrial_Stone, Clay, and Glass_New_Space Heating_Natural Gas_Thermostat - Programmable_A_Achievable Technical Potential | F1 | Industrial | Stone, Clay, and Glass | New | Space Heating | Natural Gas | Thermostat - Programmable | A | Original Unit Energy Savings (kWh or therms) | Achievable Technical Potential | 0 | 0 | 0.0061474 | 0.0061474 | 0.0061474 | 0.0061474 | 0.0061474 | 0.0061474 | 0.0061474 | 0.0061474 | 0.0061474 | 0.0061474 | 0.0061474 | 0.0061474 | 0.0061474 | 0.0061474 | 0.0061474 | 0.0061474 | 0.0061474 | 0.0061474 | 0.0061474 | 0.0061474
F2_Industrial_Stone, Clay, and Glass_New_Space Heating_Natural Gas_Thermostat - Programmable_A_Achievable Technical Potential | F2 | Industrial | Stone, Clay, and Glass | New | Space Heating | Natural Gas | Thermostat - Programmable | A | Original Unit Summer Peak Savings (kW) | Achievable Technical Potential | 0 | 0 | 0 | 0 | 0 | 0 | 0 | 0 | 0 | 0 | 0 | 0 | 0 | 0 | 0 | 0 | 0 | 0 | 0 | 0 | 0 | 0
F3_Industrial_Stone, Clay, and Glass_New_Space Heating_Natural Gas_Thermostat - Programmable_A_Achievable Technical Potential | F3 | Industrial | Stone, Clay, and Glass | New | Space Heating | Natural Gas | Thermostat - Programmable | A | Original Unit Winter Peak Savings (kW) | Achievable Technical Potential | 0 | 0 | 0 | 0 | 0 | 0 | 0 | 0 | 0 | 0 | 0 | 0 | 0 | 0 | 0 | 0 | 0 | 0 | 0 | 0 | 0 | 0
F4_Industrial_Stone, Clay, and Glass_New_Space Heating_Natural Gas_Thermostat - Programmable_A_Achievable Technical Potential | F4 | Industrial | Stone, Clay, and Glass | New | Space Heating | Natural Gas | Thermostat - Programmable | A | Standalone Impact on Baseline Energy (%) | Achievable Technical Potential | 0% | 0% | 0.02637% | 0.04148% | 0.05546% | 0.06792% | 0.08538% | 0.1005% | 0.1152% | 0.1284% | 0.1446% | 0.159% | 0.1733% | 0.1823% | 0.1936% | 0.201% | 0.2067% | 0.2103% | 0.2172% | 0.2215% | 0.2253% | 0.2288%
F5_Industrial_Stone, Clay, and Glass_New_Space Heating_Natural Gas_Thermostat - Programmable_A_Achievable Technical Potential | F5 | Industrial | Stone, Clay, and Glass | New | Space Heating | Natural Gas | Thermostat - Programmable | A | Standalone Impact on Baseline Summer Peak (%) | Achievable Technical Potential | bar: 2019 to 2040
F6_Industrial_Stone, Clay, and Glass_New_Space Heating_Natural Gas_Thermostat - Programmable_A_Achievable Technical Potential | F6 | Industrial | Stone, Clay, and Glass | New | Space Heating | Natural Gas | Thermostat - Programmable | A | Standalone Impact on Baseline Winter Peak (%) | Achievable Technical Potential | bar: 2019 to 2040
F7_Industrial_Stone, Clay, and Glass_New_Space Heating_Natural Gas_Thermostat - Programmable_A_Achievable Technical Potential | F7 | Industrial | Stone, Clay, and Glass | New | Space Heating | Natural Gas | Thermostat - Programmable | A | Incremental Energy Savings (MWh or mTherms) | Achievable Technical Potential | 0 | 0 | 0.0013604 | 0.0023741 | 0.0033854 | 0.0045188 | 0.0052014 | 0.0059938 | 0.0067763 | 0.0076564 | 0.0083119 | 0.0090658 | 0.0098097 | 0.010673 | 0.011258 | 0.01197 | 0.012682 | 0.01351 | 0.014057 | 0.01473 | 0.015386 | 0.01604
F8_Industrial_Stone, Clay, and Glass_New_Space Heating_Natural Gas_Thermostat - Programmable_A_Achievable Technical Potential | F8 | Industrial | Stone, Clay, and Glass | New | Space Heating | Natural Gas | Thermostat - Programmable | A | Incremental Summer Peak Savings (MW) | Achievable Technical Potential | 0 | 0 | 0 | 0 | 0 | 0 | 0 | 0 | 0 | 0 | 0 | 0 | 0 | 0 | 0 | 0 | 0 | 0 | 0 | 0 | 0 | 0
F9_Industrial_Stone, Clay, and Glass_New_Space Heating_Natural Gas_Thermostat - Programmable_A_Achievable Technical Potential | F9 | Industrial | Stone, Clay, and Glass | New | Space Heating | Natural Gas | Thermostat - Programmable | A | Incremental Winter Peak Savings (MW) | Achievable Technical Potential | 0 | 0 | 0 | 0 | 0 | 0 | 0 | 0 | 0 | 0 | 0 | 0 | 0 | 0 | 0 | 0 | 0 | 0 | 0 | 0 | 0 | 0
F10_Industrial_Stone, Clay, and Glass_New_Space Heating_Natural Gas_Thermostat - Programmable_A_Achievable Technical Potential | F10 | Industrial | Stone, Clay, and Glass | New | Space Heating | Natural Gas | Thermostat - Programmable | A | Cumulative Energy Savings (MWh or mTherms) | Achievable Technical Potential | 0 | 0 | 0.0013604 | 0.0037345 | 0.0071198 | 0.011639 | 0.01684 | 0.022834 | 0.02961 | 0.037266 | 0.045578 | 0.054644 | 0.064454 | 0.073766 | 0.08265 | 0.091235 | 0.099398 | 0.10771 | 0.11577 | 0.12372 | 0.13145 | 0.13918
F11_Industrial_Stone, Clay, and Glass_New_Space Heating_Natural Gas_Thermostat - Programmable_A_Achievable Technical Potential | F11 | Industrial | Stone, Clay, and Glass | New | Space Heating | Natural Gas | Thermostat - Programmable | A | Cumulative Summer Peak Savings (MW) | Achievable Technical Potential | 0 | 0 | 0 | 0 | 0 | 0 | 0 | 0 | 0 | 0 | 0 | 0 | 0 | 0 | 0 | 0 | 0 | 0 | 0 | 0 | 0 | 0
F12_Industrial_Stone, Clay, and Glass_New_Space Heating_Natural Gas_Thermostat - Programmable_A_Achievable Technical Potential | F12 | Industrial | Stone, Clay, and Glass | New | Space Heating | Natural Gas | Thermostat - Programmable | A | Cumulative Winter Peak Savings (MW) | Achievable Technical Potential | 0 | 0 | 0 | 0 | 0 | 0 | 0 | 0 | 0 | 0 | 0 | 0 | 0 | 0 | 0 | 0 | 0 | 0 | 0 | 0 | 0 | 0
F13_Industrial_Stone, Clay, and Glass_New_Space Heating_Natural Gas_Thermostat - Programmable_A_Achievable Technical Potential | F13 | Industrial | Stone, Clay, and Glass | New | Space Heating | Natural Gas | Thermostat - Programmable | A | Purchases (Incremental) | Achievable Technical Potential | 0 | 0 | 221.2917 | 386.1959 | 550.6952 | 735.0731 | 846.1129 | 975.0154 | 1102.2934 | 1245.4614 | 1352.0922 | 1474.7322 | 1595.7456 | 1736.1246 | 1831.4004 | 1947.1948 | 2062.9015 | 2197.5998 | 2286.572 | 2396.2068 | 2502.8556 | 2609.1894
F14_Industrial_Stone, Clay, and Glass_New_Space Heating_Natural Gas_Thermostat - Programmable_A_Achievable Technical Potential | F14 | Industrial | Stone, Clay, and Glass | New | Space Heating | Natural Gas | Thermostat - Programmable | A | Purchases (Cumulative) | Achievable Technical Potential | 0 | 0 | 221.2917 | 607.4877 | 1158.1829 | 1893.2559 | 2739.3688 | 3714.3842 | 4816.6776 | 6062.139 | 7414.2312 | 8888.9634 | 10484.709 | 11999.5419 | 13444.7463 | 14841.2459 | 16169.0744 | 17520.5612 | 18832.1178 | 20126.0313 | 21383.4255 | 22640.5227
F1_Industrial_Stone, Clay, and Glass_New_Space Heating_Natural Gas_ENERGY STAR Connected Thermostat_A_Achievable Technical Potential | F1 | Industrial | Stone, Clay, and Glass | New | Space Heating | Natural Gas | ENERGY STAR Connected Thermostat | A | Original Unit Energy Savings (kWh or therms) | Achievable Technical Potential | 0 | 0 | 0.01486 | 0.01486 | 0.01486 | 0.01486 | 0.01486 | 0.01486 | 0.01486 | 0.01486 | 0.01486 | 0.01486 | 0.01486 | 0.01486 | 0.01486 | 0.01486 | 0.01486 | 0.01486 | 0.01486 | 0.01486 | 0.01486 | 0.01486
F2_Industrial_Stone, Clay, and Glass_New_Space Heating_Natural Gas_ENERGY STAR Connected Thermostat_A_Achievable Technical Potential | F2 | Industrial | Stone, Clay, and Glass | New | Space Heating | Natural Gas | ENERGY STAR Connected Thermostat | A | Original Unit Summer Peak Savings (kW) | Achievable Technical Potential | 0 | 0 | 0 | 0 | 0 | 0 | 0 | 0 | 0 | 0 | 0 | 0 | 0 | 0 | 0 | 0 | 0 | 0 | 0 | 0 | 0 | 0
F3_Industrial_Stone, Clay, and Glass_New_Space Heating_Natural Gas_ENERGY STAR Connected Thermostat_A_Achievable Technical Potential | F3 | Industrial | Stone, Clay, and Glass | New | Space Heating | Natural Gas | ENERGY STAR Connected Thermostat | A | Original Unit Winter Peak Savings (kW) | Achievable Technical Potential | 0 | 0 | 0 | 0 | 0 | 0 | 0 | 0 | 0 | 0 | 0 | 0 | 0 | 0 | 0 | 0 | 0 | 0 | 0 | 0 | 0 | 0
F4_Industrial_Stone, Clay, and Glass_New_Space Heating_Natural Gas_ENERGY STAR Connected Thermostat_A_Achievable Technical Potential | F4 | Industrial | Stone, Clay, and Glass | New | Space Heating | Natural Gas | ENERGY STAR Connected Thermostat | A | Standalone Impact on Baseline Energy (%) | Achievable Technical Potential | 0% | 0% | 0.06375% | 0.1003% | 0.1341% | 0.1642% | 0.2064% | 0.2284% | 0.2434% | 0.251% | 0.2603% | 0.2658% | 0.2705% | 0.2719% | 0.2781% | 0.2811% | 0.2835% | 0.2771% | 0.2709% | 0.2589% | 0.2479% | 0.2378%
F5_Industrial_Stone, Clay, and Glass_New_Space Heating_Natural Gas_ENERGY STAR Connected Thermostat_A_Achievable Technical Potential | F5 | Industrial | Stone, Clay, and Glass | New | Space Heating | Natural Gas | ENERGY STAR Connected Thermostat | A | Standalone Impact on Baseline Summer Peak (%) | Achievable Technical Potential | bar: 2019 to 2040
F6_Industrial_Stone, Clay, and Glass_New_Space Heating_Natural Gas_ENERGY STAR Connected Thermostat_A_Achievable Technical Potential | F6 | Industrial | Stone, Clay, and Glass | New | Space Heating | Natural Gas | ENERGY STAR Connected Thermostat | A | Standalone Impact on Baseline Winter Peak (%) | Achievable Technical Potential | bar: 2019 to 2040
F7_Industrial_Stone, Clay, and Glass_New_Space Heating_Natural Gas_ENERGY STAR Connected Thermostat_A_Achievable Technical Potential | F7 | Industrial | Stone, Clay, and Glass | New | Space Heating | Natural Gas | ENERGY STAR Connected Thermostat | A | Incremental Energy Savings (MWh or mTherms) | Achievable Technical Potential | 0 | 0 | 0.0032885 | 0.005739 | 0.0081836 | 0.010924 | 0.012574 | 0.014489 | 0.016381 | 0.018508 | 0.020093 | 0.021915 | 0.023714 | 0.0258 | 0.027215 | 0.028936 | 0.030656 | 0.032657 | 0.03398 | 0.035609 | 0.03986 | 0.043229
F8_Industrial_Stone, Clay, and Glass_New_Space Heating_Natural Gas_ENERGY STAR Connected Thermostat_A_Achievable Technical Potential | F8 | Industrial | Stone, Clay, and Glass | New | Space Heating | Natural Gas | ENERGY STAR Connected Thermostat | A | Incremental Summer Peak Savings (MW) | Achievable Technical Potential | 0 | 0 | 0 | 0 | 0 | 0 | 0 | 0 | 0 | 0 | 0 | 0 | 0 | 0 | 0 | 0 | 0 | 0 | 0 | 0 | 0 | 0
F9_Industrial_Stone, Clay, and Glass_New_Space Heating_Natural Gas_ENERGY STAR Connected Thermostat_A_Achievable Technical Potential | F9 | Industrial | Stone, Clay, and Glass | New | Space Heating | Natural Gas | ENERGY STAR Connected Thermostat | A | Incremental Winter Peak Savings (MW) | Achievable Technical Potential | 0 | 0 | 0 | 0 | 0 | 0 | 0 | 0 | 0 | 0 | 0 | 0 | 0 | 0 | 0 | 0 | 0 | 0 | 0 | 0 | 0 | 0
F10_Industrial_Stone, Clay, and Glass_New_Space Heating_Natural Gas_ENERGY STAR Connected Thermostat_A_Achievable Technical Potential | F10 | Industrial | Stone, Clay, and Glass | New | Space Heating | Natural Gas | ENERGY STAR Connected Thermostat | A | Cumulative Energy Savings (MWh or mTherms) | Achievable Technical Potential | 0 | 0 | 0.0032885 | 0.0090275 | 0.017211 | 0.028135 | 0.040708 | 0.051909 | 0.062551 | 0.072875 | 0.082044 | 0.091386 | 0.10061 | 0.11003 | 0.11874 | 0.12758 | 0.13632 | 0.14198 | 0.14442 | 0.14463 | 0.14463 | 0.14463
F11_Industrial_Stone, Clay, and Glass_New_Space Heating_Natural Gas_ENERGY STAR Connected Thermostat_A_Achievable Technical Potential | F11 | Industrial | Stone, Clay, and Glass | New | Space Heating | Natural Gas | ENERGY STAR Connected Thermostat | A | Cumulative Summer Peak Savings (MW) | Achievable Technical Potential | 0 | 0 | 0 | 0 | 0 | 0 | 0 | 0 | 0 | 0 | 0 | 0 | 0 | 0 | 0 | 0 | 0 | 0 | 0 | 0 | 0 | 0
F12_Industrial_Stone, Clay, and Glass_New_Space Heating_Natural Gas_ENERGY STAR Connected Thermostat_A_Achievable Technical Potential | F12 | Industrial | Stone, Clay, and Glass | New | Space Heating | Natural Gas | ENERGY STAR Connected Thermostat | A | Cumulative Winter Peak Savings (MW) | Achievable Technical Potential | 0 | 0 | 0 | 0 | 0 | 0 | 0 | 0 | 0 | 0 | 0 | 0 | 0 | 0 | 0 | 0 | 0 | 0 | 0 | 0 | 0 | 0
F13_Industrial_Stone, Clay, and Glass_New_Space Heating_Natural Gas_ENERGY STAR Connected Thermostat_A_Achievable Technical Potential | F13 | Industrial | Stone, Clay, and Glass | New | Space Heating | Natural Gas | ENERGY STAR Connected Thermostat | A | Purchases (Incremental) | Achievable Technical Potential | 0 | 0 | 221.2917 | 386.1959 | 550.6952 | 735.0731 | 846.1129 | 975.0154 | 1102.2934 | 1245.4614 | 1352.0922 | 1474.7322 | 1595.7456 | 1736.1246 | 1831.4004 | 1947.1948 | 2062.9015 | 2197.5998 | 2286.572 | 2396.2068 | 2682.2678 | 2909.0144
F14_Industrial_Stone, Clay, and Glass_New_Space Heating_Natural Gas_ENERGY STAR Connected Thermostat_A_Achievable Technical Potential | F14 | Industrial | Stone, Clay, and Glass | New | Space Heating | Natural Gas | ENERGY STAR Connected Thermostat | A | Purchases (Cumulative) | Achievable Technical Potential | 0 | 0 | 221.2917 | 607.4877 | 1158.1829 | 1893.2559 | 2739.3688 | 3493.0925 | 4209.1899 | 4903.9562 | 5520.9753 | 6149.5945 | 6770.3248 | 7404.156 | 7990.095 | 8585.1976 | 9173.3669 | 9553.9293 | 9718.1808 | 9732.292 | 9732.292 | 9732.292
F1_Industrial_Stone, Clay, and Glass_New_Space Heating_Natural Gas_Destratification Fans (HVLS)_A_Achievable Technical Potential | F1 | Industrial | Stone, Clay, and Glass | New | Space Heating | Natural Gas | Destratification Fans (HVLS) | A | Original Unit Energy Savings (kWh or therms) | Achievable Technical Potential | 0 | 0 | 0.01486 | 0.01486 | 0.01486 | 0.01486 | 0.01486 | 0.01486 | 0.01486 | 0.01486 | 0.01486 | 0.01486 | 0.01486 | 0.01486 | 0.01486 | 0.01486 | 0.01486 | 0.01486 | 0.01486 | 0.01486 | 0.01486 | 0.01486
F2_Industrial_Stone, Clay, and Glass_New_Space Heating_Natural Gas_Destratification Fans (HVLS)_A_Achievable Technical Potential | F2 | Industrial | Stone, Clay, and Glass | New | Space Heating | Natural Gas | Destratification Fans (HVLS) | A | Original Unit Summer Peak Savings (kW) | Achievable Technical Potential | 0 | 0 | 0 | 0 | 0 | 0 | 0 | 0 | 0 | 0 | 0 | 0 | 0 | 0 | 0 | 0 | 0 | 0 | 0 | 0 | 0 | 0
F3_Industrial_Stone, Clay, and Glass_New_Space Heating_Natural Gas_Destratification Fans (HVLS)_A_Achievable Technical Potential | F3 | Industrial | Stone, Clay, and Glass | New | Space Heating | Natural Gas | Destratification Fans (HVLS) | A | Original Unit Winter Peak Savings (kW) | Achievable Technical Potential | 0 | 0 | 0 | 0 | 0 | 0 | 0 | 0 | 0 | 0 | 0 | 0 | 0 | 0 | 0 | 0 | 0 | 0 | 0 | 0 | 0 | 0
F4_Industrial_Stone, Clay, and Glass_New_Space Heating_Natural Gas_Destratification Fans (HVLS)_A_Achievable Technical Potential | F4 | Industrial | Stone, Clay, and Glass | New | Space Heating | Natural Gas | Destratification Fans (HVLS) | A | Standalone Impact on Baseline Energy (%) | Achievable Technical Potential | 0% | 0% | 0.06375% | 0.1003% | 0.1341% | 0.1642% | 0.2064% | 0.2429% | 0.2786% | 0.3103% | 0.3496% | 0.3843% | 0.41% | 0.4264% | 0.4488% | 0.4618% | 0.4735% | 0.48% | 0.4943% | 0.5023% | 0.5102% | 0.5171%
F5_Industrial_Stone, Clay, and Glass_New_Space Heating_Natural Gas_Destratification Fans (HVLS)_A_Achievable Technical Potential | F5 | Industrial | Stone, Clay, and Glass | New | Space Heating | Natural Gas | Destratification Fans (HVLS) | A | Standalone Impact on Baseline Summer Peak (%) | Achievable Technical Potential | bar: 2019 to 2040
F6_Industrial_Stone, Clay, and Glass_New_Space Heating_Natural Gas_Destratification Fans (HVLS)_A_Achievable Technical Potential | F6 | Industrial | Stone, Clay, and Glass | New | Space Heating | Natural Gas | Destratification Fans (HVLS) | A | Standalone Impact on Baseline Winter Peak (%) | Achievable Technical Potential | bar: 2019 to 2040
F7_Industrial_Stone, Clay, and Glass_New_Space Heating_Natural Gas_Destratification Fans (HVLS)_A_Achievable Technical Potential | F7 | Industrial | Stone, Clay, and Glass | New | Space Heating | Natural Gas | Destratification Fans (HVLS) | A | Incremental Energy Savings (MWh or mTherms) | Achievable Technical Potential | 0 | 0 | 0.0032885 | 0.005739 | 0.0081836 | 0.010924 | 0.012574 | 0.014489 | 0.016381 | 0.018508 | 0.020093 | 0.021915 | 0.023714 | 0.0258 | 0.027215 | 0.028936 | 0.030656 | 0.032657 | 0.03398 | 0.035609 | 0.037194 | 0.038774
F8_Industrial_Stone, Clay, and Glass_New_Space Heating_Natural Gas_Destratification Fans (HVLS)_A_Achievable Technical Potential | F8 | Industrial | Stone, Clay, and Glass | New | Space Heating | Natural Gas | Destratification Fans (HVLS) | A | Incremental Summer Peak Savings (MW) | Achievable Technical Potential | 0 | 0 | 0 | 0 | 0 | 0 | 0 | 0 | 0 | 0 | 0 | 0 | 0 | 0 | 0 | 0 | 0 | 0 | 0 | 0 | 0 | 0
F9_Industrial_Stone, Clay, and Glass_New_Space Heating_Natural Gas_Destratification Fans (HVLS)_A_Achievable Technical Potential | F9 | Industrial | Stone, Clay, and Glass | New | Space Heating | Natural Gas | Destratification Fans (HVLS) | A | Incremental Winter Peak Savings (MW) | Achievable Technical Potential | 0 | 0 | 0 | 0 | 0 | 0 | 0 | 0 | 0 | 0 | 0 | 0 | 0 | 0 | 0 | 0 | 0 | 0 | 0 | 0 | 0 | 0
F10_Industrial_Stone, Clay, and Glass_New_Space Heating_Natural Gas_Destratification Fans (HVLS)_A_Achievable Technical Potential | F10 | Industrial | Stone, Clay, and Glass | New | Space Heating | Natural Gas | Destratification Fans (HVLS) | A | Cumulative Energy Savings (MWh or mTherms) | Achievable Technical Potential | 0 | 0 | 0.0032885 | 0.0090275 | 0.017211 | 0.028135 | 0.040708 | 0.055197 | 0.071578 | 0.090086 | 0.11018 | 0.13209 | 0.15252 | 0.17258 | 0.19161 | 0.20962 | 0.22771 | 0.24587 | 0.26347 | 0.28057 | 0.29767 | 0.31453
F11_Industrial_Stone, Clay, and Glass_New_Space Heating_Natural Gas_Destratification Fans (HVLS)_A_Achievable Technical Potential | F11 | Industrial | Stone, Clay, and Glass | New | Space Heating | Natural Gas | Destratification Fans (HVLS) | A | Cumulative Summer Peak Savings (MW) | Achievable Technical Potential | 0 | 0 | 0 | 0 | 0 | 0 | 0 | 0 | 0 | 0 | 0 | 0 | 0 | 0 | 0 | 0 | 0 | 0 | 0 | 0 | 0 | 0
F12_Industrial_Stone, Clay, and Glass_New_Space Heating_Natural Gas_Destratification Fans (HVLS)_A_Achievable Technical Potential | F12 | Industrial | Stone, Clay, and Glass | New | Space Heating | Natural Gas | Destratification Fans (HVLS) | A | Cumulative Winter Peak Savings (MW) | Achievable Technical Potential | 0 | 0 | 0 | 0 | 0 | 0 | 0 | 0 | 0 | 0 | 0 | 0 | 0 | 0 | 0 | 0 | 0 | 0 | 0 | 0 | 0 | 0
F13_Industrial_Stone, Clay, and Glass_New_Space Heating_Natural Gas_Destratification Fans (HVLS)_A_Achievable Technical Potential | F13 | Industrial | Stone, Clay, and Glass | New | Space Heating | Natural Gas | Destratification Fans (HVLS) | A | Purchases (Incremental) | Achievable Technical Potential | 0 | 0 | 221.2917 | 386.1959 | 550.6952 | 735.0731 | 846.1129 | 975.0154 | 1102.2934 | 1245.4614 | 1352.0922 | 1474.7322 | 1595.7456 | 1736.1246 | 1831.4004 | 1947.1948 | 2062.9015 | 2197.5998 | 2286.572 | 2396.2068 | 2502.8556 | 2609.1894
F14_Industrial_Stone, Clay, and Glass_New_Space Heating_Natural Gas_Destratification Fans (HVLS)_A_Achievable Technical Potential | F14 | Industrial | Stone, Clay, and Glass | New | Space Heating | Natural Gas | Destratification Fans (HVLS) | A | Purchases (Cumulative) | Achievable Technical Potential | 0 | 0 | 221.2917 | 607.4877 | 1158.1829 | 1893.2559 | 2739.3688 | 3714.3842 | 4816.6776 | 6062.139 | 7414.2312 | 8888.9634 | 10263.4173 | 11613.3459 | 12894.0511 | 14106.1729 | 15322.9614 | 16545.5458 | 17729.8245 | 18880.5698 | 20031.3333 | 21165.7905
F1_Industrial_Stone, Clay, and Glass_New_Space Heating_Natural Gas_Gas Boiler - Insulate Steam Lines/Condensate Tank_A_Achievable Technical Potential | F1 | Industrial | Stone, Clay, and Glass | New | Space Heating | Natural Gas | Gas Boiler - Insulate Steam Lines/Condensate Tank | A | Original Unit Energy Savings (kWh or therms) | Achievable Technical Potential | 0 | 0 | 73.4596 | 73.4596 | 73.4596 | 73.4596 | 73.4596 | 73.4596 | 73.4596 | 73.4596 | 73.4596 | 73.4596 | 73.4596 | 73.4596 | 73.4596 | 73.4596 | 73.4596 | 73.4596 | 73.4596 | 73.4596 | 73.4596 | 73.4596
F2_Industrial_Stone, Clay, and Glass_New_Space Heating_Natural Gas_Gas Boiler - Insulate Steam Lines/Condensate Tank_A_Achievable Technical Potential | F2 | Industrial | Stone, Clay, and Glass | New | Space Heating | Natural Gas | Gas Boiler - Insulate Steam Lines/Condensate Tank | A | Original Unit Summer Peak Savings (kW) | Achievable Technical Potential | 0 | 0 | 0 | 0 | 0 | 0 | 0 | 0 | 0 | 0 | 0 | 0 | 0 | 0 | 0 | 0 | 0 | 0 | 0 | 0 | 0 | 0
F3_Industrial_Stone, Clay, and Glass_New_Space Heating_Natural Gas_Gas Boiler - Insulate Steam Lines/Condensate Tank_A_Achievable Technical Potential | F3 | Industrial | Stone, Clay, and Glass | New | Space Heating | Natural Gas | Gas Boiler - Insulate Steam Lines/Condensate Tank | A | Original Unit Winter Peak Savings (kW) | Achievable Technical Potential | 0 | 0 | 0 | 0 | 0 | 0 | 0 | 0 | 0 | 0 | 0 | 0 | 0 | 0 | 0 | 0 | 0 | 0 | 0 | 0 | 0 | 0
F4_Industrial_Stone, Clay, and Glass_New_Space Heating_Natural Gas_Gas Boiler - Insulate Steam Lines/Condensate Tank_A_Achievable Technical Potential | F4 | Industrial | Stone, Clay, and Glass | New | Space Heating | Natural Gas | Gas Boiler - Insulate Steam Lines/Condensate Tank | A | Standalone Impact on Baseline Energy (%) | Achievable Technical Potential | 0% | 0% | 0.005147% | 0.008096% | 0.01082% | 0.01326% | 0.01666% | 0.01961% | 0.02249% | 0.02505% | 0.02822% | 0.03102% | 0.03382% | 0.03623% | 0.03949% | 0.04229% | 0.04506% | 0.04745% | 0.05075% | 0.05357% | 0.05644% | 0.05929%
F5_Industrial_Stone, Clay, and Glass_New_Space Heating_Natural Gas_Gas Boiler - Insulate Steam Lines/Condensate Tank_A_Achievable Technical Potential | F5 | Industrial | Stone, Clay, and Glass | New | Space Heating | Natural Gas | Gas Boiler - Insulate Steam Lines/Condensate Tank | A | Standalone Impact on Baseline Summer Peak (%) | Achievable Technical Potential | bar: 2019 to 2040
F6_Industrial_Stone, Clay, and Glass_New_Space Heating_Natural Gas_Gas Boiler - Insulate Steam Lines/Condensate Tank_A_Achievable Technical Potential | F6 | Industrial | Stone, Clay, and Glass | New | Space Heating | Natural Gas | Gas Boiler - Insulate Steam Lines/Condensate Tank | A | Standalone Impact on Baseline Winter Peak (%) | Achievable Technical Potential | bar: 2019 to 2040
F7_Industrial_Stone, Clay, and Glass_New_Space Heating_Natural Gas_Gas Boiler - Insulate Steam Lines/Condensate Tank_A_Achievable Technical Potential | F7 | Industrial | Stone, Clay, and Glass | New | Space Heating | Natural Gas | Gas Boiler - Insulate Steam Lines/Condensate Tank | A | Incremental Energy Savings (MWh or mTherms) | Achievable Technical Potential | 0 | 0 | 0.0002655 | 0.00046334 | 0.0006607 | 0.00088191 | 0.0010151 | 0.0011698 | 0.0013225 | 0.0014942 | 0.0016222 | 0.0017693 | 0.0019145 | 0.0020829 | 0.0021972 | 0.0023362 | 0.002475 | 0.0026366 | 0.0027433 | 0.0028749 | 0.0030028 | 0.0031304
F8_Industrial_Stone, Clay, and Glass_New_Space Heating_Natural Gas_Gas Boiler - Insulate Steam Lines/Condensate Tank_A_Achievable Technical Potential | F8 | Industrial | Stone, Clay, and Glass | New | Space Heating | Natural Gas | Gas Boiler - Insulate Steam Lines/Condensate Tank | A | Incremental Summer Peak Savings (MW) | Achievable Technical Potential | 0 | 0 | 0 | 0 | 0 | 0 | 0 | 0 | 0 | 0 | 0 | 0 | 0 | 0 | 0 | 0 | 0 | 0 | 0 | 0 | 0 | 0
F9_Industrial_Stone, Clay, and Glass_New_Space Heating_Natural Gas_Gas Boiler - Insulate Steam Lines/Condensate Tank_A_Achievable Technical Potential | F9 | Industrial | Stone, Clay, and Glass | New | Space Heating | Natural Gas | Gas Boiler - Insulate Steam Lines/Condensate Tank | A | Incremental Winter Peak Savings (MW) | Achievable Technical Potential | 0 | 0 | 0 | 0 | 0 | 0 | 0 | 0 | 0 | 0 | 0 | 0 | 0 | 0 | 0 | 0 | 0 | 0 | 0 | 0 | 0 | 0
F10_Industrial_Stone, Clay, and Glass_New_Space Heating_Natural Gas_Gas Boiler - Insulate Steam Lines/Condensate Tank_A_Achievable Technical Potential | F10 | Industrial | Stone, Clay, and Glass | New | Space Heating | Natural Gas | Gas Boiler - Insulate Steam Lines/Condensate Tank | A | Cumulative Energy Savings (MWh or mTherms) | Achievable Technical Potential | 0 | 0 | 0.0002655 | 0.00072883 | 0.0013895 | 0.0022714 | 0.0032866 | 0.0044563 | 0.0057788 | 0.0072731 | 0.0088952 | 0.010665 | 0.012579 | 0.014662 | 0.016859 | 0.019195 | 0.02167 | 0.024307 | 0.02705 | 0.029925 | 0.032928 | 0.036058
F11_Industrial_Stone, Clay, and Glass_New_Space Heating_Natural Gas_Gas Boiler - Insulate Steam Lines/Condensate Tank_A_Achievable Technical Potential | F11 | Industrial | Stone, Clay, and Glass | New | Space Heating | Natural Gas | Gas Boiler - Insulate Steam Lines/Condensate Tank | A | Cumulative Summer Peak Savings (MW) | Achievable Technical Potential | 0 | 0 | 0 | 0 | 0 | 0 | 0 | 0 | 0 | 0 | 0 | 0 | 0 | 0 | 0 | 0 | 0 | 0 | 0 | 0 | 0 | 0
F12_Industrial_Stone, Clay, and Glass_New_Space Heating_Natural Gas_Gas Boiler - Insulate Steam Lines/Condensate Tank_A_Achievable Technical Potential | F12 | Industrial | Stone, Clay, and Glass | New | Space Heating | Natural Gas | Gas Boiler - Insulate Steam Lines/Condensate Tank | A | Cumulative Winter Peak Savings (MW) | Achievable Technical Potential | 0 | 0 | 0 | 0 | 0 | 0 | 0 | 0 | 0 | 0 | 0 | 0 | 0 | 0 | 0 | 0 | 0 | 0 | 0 | 0 | 0 | 0
F13_Industrial_Stone, Clay, and Glass_New_Space Heating_Natural Gas_Gas Boiler - Insulate Steam Lines/Condensate Tank_A_Achievable Technical Potential | F13 | Industrial | Stone, Clay, and Glass | New | Space Heating | Natural Gas | Gas Boiler - Insulate Steam Lines/Condensate Tank | A | Purchases (Incremental) | Achievable Technical Potential | 0 | 0 | 0.0036142 | 0.0063074 | 0.008994 | 0.012005 | 0.013819 | 0.015924 | 0.018003 | 0.020341 | 0.022083 | 0.024086 | 0.026062 | 0.028355 | 0.029911 | 0.031802 | 0.033692 | 0.035892 | 0.037345 | 0.039135 | 0.040877 | 0.042614
F14_Industrial_Stone, Clay, and Glass_New_Space Heating_Natural Gas_Gas Boiler - Insulate Steam Lines/Condensate Tank_A_Achievable Technical Potential | F14 | Industrial | Stone, Clay, and Glass | New | Space Heating | Natural Gas | Gas Boiler - Insulate Steam Lines/Condensate Tank | A | Purchases (Cumulative) | Achievable Technical Potential | 0 | 0 | 0.0036142 | 0.0099216 | 0.018916 | 0.030921 | 0.04474 | 0.060664 | 0.078667 | 0.099008 | 0.12109 | 0.14518 | 0.17124 | 0.19959 | 0.2295 | 0.2613 | 0.295 | 0.33089 | 0.36823 | 0.40737 | 0.44824 | 0.49086
F1_Industrial_Stone, Clay, and Glass_New_Process_Natural Gas_Gas Boiler - Insulate Steam Lines/Condensate Tank_A_Achievable Technical Potential | F1 | Industrial | Stone, Clay, and Glass | New | Process | Natural Gas | Gas Boiler - Insulate Steam Lines/Condensate Tank | A | Original Unit Energy Savings (kWh or therms) | Achievable Technical Potential | 0 | 0 | 45.5894 | 45.5894 | 45.5894 | 45.5894 | 45.5894 | 45.5894 | 45.5894 | 45.5894 | 45.5894 | 45.5894 | 45.5894 | 45.5894 | 45.5894 | 45.5894 | 45.5894 | 45.5894 | 45.5894 | 45.5894 | 45.5894 | 45.5894
F2_Industrial_Stone, Clay, and Glass_New_Process_Natural Gas_Gas Boiler - Insulate Steam Lines/Condensate Tank_A_Achievable Technical Potential | F2 | Industrial | Stone, Clay, and Glass | New | Process | Natural Gas | Gas Boiler - Insulate Steam Lines/Condensate Tank | A | Original Unit Summer Peak Savings (kW) | Achievable Technical Potential | 0 | 0 | 0 | 0 | 0 | 0 | 0 | 0 | 0 | 0 | 0 | 0 | 0 | 0 | 0 | 0 | 0 | 0 | 0 | 0 | 0 | 0
F3_Industrial_Stone, Clay, and Glass_New_Process_Natural Gas_Gas Boiler - Insulate Steam Lines/Condensate Tank_A_Achievable Technical Potential | F3 | Industrial | Stone, Clay, and Glass | New | Process | Natural Gas | Gas Boiler - Insulate Steam Lines/Condensate Tank | A | Original Unit Winter Peak Savings (kW) | Achievable Technical Potential | 0 | 0 | 0 | 0 | 0 | 0 | 0 | 0 | 0 | 0 | 0 | 0 | 0 | 0 | 0 | 0 | 0 | 0 | 0 | 0 | 0 | 0
F4_Industrial_Stone, Clay, and Glass_New_Process_Natural Gas_Gas Boiler - Insulate Steam Lines/Condensate Tank_A_Achievable Technical Potential | F4 | Industrial | Stone, Clay, and Glass | New | Process | Natural Gas | Gas Boiler - Insulate Steam Lines/Condensate Tank | A | Standalone Impact on Baseline Energy (%) | Achievable Technical Potential | 0% | 0% | 0.00172% | 0.002706% | 0.003618% | 0.004431% | 0.00557% | 0.006554% | 0.007518% | 0.008374% | 0.009434% | 0.01037% | 0.0113% | 0.01211% | 0.0132% | 0.01414% | 0.01506% | 0.01586% | 0.01696% | 0.01791% | 0.01887% | 0.01982%
F5_Industrial_Stone, Clay, and Glass_New_Process_Natural Gas_Gas Boiler - Insulate Steam Lines/Condensate Tank_A_Achievable Technical Potential | F5 | Industrial | Stone, Clay, and Glass | New | Process | Natural Gas | Gas Boiler - Insulate Steam Lines/Condensate Tank | A | Standalone Impact on Baseline Summer Peak (%) | Achievable Technical Potential | bar: 2019 to 2040
F6_Industrial_Stone, Clay, and Glass_New_Process_Natural Gas_Gas Boiler - Insulate Steam Lines/Condensate Tank_A_Achievable Technical Potential | F6 | Industrial | Stone, Clay, and Glass | New | Process | Natural Gas | Gas Boiler - Insulate Steam Lines/Condensate Tank | A | Standalone Impact on Baseline Winter Peak (%) | Achievable Technical Potential | bar: 2019 to 2040
F7_Industrial_Stone, Clay, and Glass_New_Process_Natural Gas_Gas Boiler - Insulate Steam Lines/Condensate Tank_A_Achievable Technical Potential | F7 | Industrial | Stone, Clay, and Glass | New | Process | Natural Gas | Gas Boiler - Insulate Steam Lines/Condensate Tank | A | Incremental Energy Savings (MWh or mTherms) | Achievable Technical Potential | 0 | 0 | 0.0018268 | 0.0031881 | 0.0045461 | 0.0060681 | 0.0069848 | 0.0080489 | 0.0090996 | 0.010281 | 0.011162 | 0.012174 | 0.013173 | 0.014332 | 0.015118 | 0.016074 | 0.017029 | 0.018141 | 0.018876 | 0.019781 | 0.020661 | 0.021539
F8_Industrial_Stone, Clay, and Glass_New_Process_Natural Gas_Gas Boiler - Insulate Steam Lines/Condensate Tank_A_Achievable Technical Potential | F8 | Industrial | Stone, Clay, and Glass | New | Process | Natural Gas | Gas Boiler - Insulate Steam Lines/Condensate Tank | A | Incremental Summer Peak Savings (MW) | Achievable Technical Potential | 0 | 0 | 0 | 0 | 0 | 0 | 0 | 0 | 0 | 0 | 0 | 0 | 0 | 0 | 0 | 0 | 0 | 0 | 0 | 0 | 0 | 0
F9_Industrial_Stone, Clay, and Glass_New_Process_Natural Gas_Gas Boiler - Insulate Steam Lines/Condensate Tank_A_Achievable Technical Potential | F9 | Industrial | Stone, Clay, and Glass | New | Process | Natural Gas | Gas Boiler - Insulate Steam Lines/Condensate Tank | A | Incremental Winter Peak Savings (MW) | Achievable Technical Potential | 0 | 0 | 0 | 0 | 0 | 0 | 0 | 0 | 0 | 0 | 0 | 0 | 0 | 0 | 0 | 0 | 0 | 0 | 0 | 0 | 0 | 0
F10_Industrial_Stone, Clay, and Glass_New_Process_Natural Gas_Gas Boiler - Insulate Steam Lines/Condensate Tank_A_Achievable Technical Potential | F10 | Industrial | Stone, Clay, and Glass | New | Process | Natural Gas | Gas Boiler - Insulate Steam Lines/Condensate Tank | A | Cumulative Energy Savings (MWh or mTherms) | Achievable Technical Potential | 0 | 0 | 0.0018268 | 0.0050149 | 0.0095609 | 0.015629 | 0.022614 | 0.030663 | 0.039762 | 0.050044 | 0.061205 | 0.073379 | 0.086552 | 0.10088 | 0.116 | 0.13208 | 0.14911 | 0.16725 | 0.18612 | 0.2059 | 0.22657 | 0.24811
F11_Industrial_Stone, Clay, and Glass_New_Process_Natural Gas_Gas Boiler - Insulate Steam Lines/Condensate Tank_A_Achievable Technical Potential | F11 | Industrial | Stone, Clay, and Glass | New | Process | Natural Gas | Gas Boiler - Insulate Steam Lines/Condensate Tank | A | Cumulative Summer Peak Savings (MW) | Achievable Technical Potential | 0 | 0 | 0 | 0 | 0 | 0 | 0 | 0 | 0 | 0 | 0 | 0 | 0 | 0 | 0 | 0 | 0 | 0 | 0 | 0 | 0 | 0
F12_Industrial_Stone, Clay, and Glass_New_Process_Natural Gas_Gas Boiler - Insulate Steam Lines/Condensate Tank_A_Achievable Technical Potential | F12 | Industrial | Stone, Clay, and Glass | New | Process | Natural Gas | Gas Boiler - Insulate Steam Lines/Condensate Tank | A | Cumulative Winter Peak Savings (MW) | Achievable Technical Potential | 0 | 0 | 0 | 0 | 0 | 0 | 0 | 0 | 0 | 0 | 0 | 0 | 0 | 0 | 0 | 0 | 0 | 0 | 0 | 0 | 0 | 0
F13_Industrial_Stone, Clay, and Glass_New_Process_Natural Gas_Gas Boiler - Insulate Steam Lines/Condensate Tank_A_Achievable Technical Potential | F13 | Industrial | Stone, Clay, and Glass | New | Process | Natural Gas | Gas Boiler - Insulate Steam Lines/Condensate Tank | A | Purchases (Incremental) | Achievable Technical Potential | 0 | 0 | 0.04007 | 0.069931 | 0.099717 | 0.1331 | 0.15321 | 0.17655 | 0.1996 | 0.22552 | 0.24483 | 0.26704 | 0.28895 | 0.31437 | 0.33162 | 0.35259 | 0.37354 | 0.39793 | 0.41404 | 0.43389 | 0.45321 | 0.47246
F14_Industrial_Stone, Clay, and Glass_New_Process_Natural Gas_Gas Boiler - Insulate Steam Lines/Condensate Tank_A_Achievable Technical Potential | F14 | Industrial | Stone, Clay, and Glass | New | Process | Natural Gas | Gas Boiler - Insulate Steam Lines/Condensate Tank | A | Purchases (Cumulative) | Achievable Technical Potential | 0 | 0 | 0.04007 | 0.11 | 0.20972 | 0.34282 | 0.49603 | 0.67258 | 0.87218 | 1.0977 | 1.3425 | 1.6096 | 1.8985 | 2.2129 | 2.5445 | 2.8971 | 3.2706 | 3.6686 | 4.0826 | 4.5165 | 4.9697 | 5.4422
F1_Industrial_Stone, Clay, and Glass_New_Space Heating_Natural Gas_Gas Boiler - Insulate Hot Water Lines_A_Achievable Technical Potential | F1 | Industrial | Stone, Clay, and Glass | New | Space Heating | Natural Gas | Gas Boiler - Insulate Hot Water Lines | A | Original Unit Energy Savings (kWh or therms) | Achievable Technical Potential | 0 | 0 | 83.0325 | 83.0325 | 83.0325 | 83.0325 | 83.0325 | 83.0325 | 83.0325 | 83.0325 | 83.0325 | 83.0325 | 83.0325 | 83.0325 | 83.0325 | 83.0325 | 83.0325 | 83.0325 | 83.0325 | 83.0325 | 83.0325 | 83.0325
F2_Industrial_Stone, Clay, and Glass_New_Space Heating_Natural Gas_Gas Boiler - Insulate Hot Water Lines_A_Achievable Technical Potential | F2 | Industrial | Stone, Clay, and Glass | New | Space Heating | Natural Gas | Gas Boiler - Insulate Hot Water Lines | A | Original Unit Summer Peak Savings (kW) | Achievable Technical Potential | 0 | 0 | 0 | 0 | 0 | 0 | 0 | 0 | 0 | 0 | 0 | 0 | 0 | 0 | 0 | 0 | 0 | 0 | 0 | 0 | 0 | 0
F3_Industrial_Stone, Clay, and Glass_New_Space Heating_Natural Gas_Gas Boiler - Insulate Hot Water Lines_A_Achievable Technical Potential | F3 | Industrial | Stone, Clay, and Glass | New | Space Heating | Natural Gas | Gas Boiler - Insulate Hot Water Lines | A | Original Unit Winter Peak Savings (kW) | Achievable Technical Potential | 0 | 0 | 0 | 0 | 0 | 0 | 0 | 0 | 0 | 0 | 0 | 0 | 0 | 0 | 0 | 0 | 0 | 0 | 0 | 0 | 0 | 0
F4_Industrial_Stone, Clay, and Glass_New_Space Heating_Natural Gas_Gas Boiler - Insulate Hot Water Lines_A_Achievable Technical Potential | F4 | Industrial | Stone, Clay, and Glass | New | Space Heating | Natural Gas | Gas Boiler - Insulate Hot Water Lines | A | Standalone Impact on Baseline Energy (%) | Achievable Technical Potential | 0% | 0% | 0.005818% | 0.009151% | 0.01224% | 0.01498% | 0.01883% | 0.02216% | 0.02542% | 0.02832% | 0.0319% | 0.03507% | 0.03822% | 0.04095% | 0.04464% | 0.0478% | 0.05094% | 0.05363% | 0.05736% | 0.06056% | 0.06379% | 0.06701%
F5_Industrial_Stone, Clay, and Glass_New_Space Heating_Natural Gas_Gas Boiler - Insulate Hot Water Lines_A_Achievable Technical Potential | F5 | Industrial | Stone, Clay, and Glass | New | Space Heating | Natural Gas | Gas Boiler - Insulate Hot Water Lines | A | Standalone Impact on Baseline Summer Peak (%) | Achievable Technical Potential | bar: 2019 to 2040
F6_Industrial_Stone, Clay, and Glass_New_Space Heating_Natural Gas_Gas Boiler - Insulate Hot Water Lines_A_Achievable Technical Potential | F6 | Industrial | Stone, Clay, and Glass | New | Space Heating | Natural Gas | Gas Boiler - Insulate Hot Water Lines | A | Standalone Impact on Baseline Winter Peak (%) | Achievable Technical Potential | bar: 2019 to 2040
F7_Industrial_Stone, Clay, and Glass_New_Space Heating_Natural Gas_Gas Boiler - Insulate Hot Water Lines_A_Achievable Technical Potential | F7 | Industrial | Stone, Clay, and Glass | New | Space Heating | Natural Gas | Gas Boiler - Insulate Hot Water Lines | A | Incremental Energy Savings (MWh or mTherms) | Achievable Technical Potential | 0 | 0 | 0.00030009 | 0.00052372 | 0.0007468 | 0.00099683 | 0.0011474 | 0.0013222 | 0.0014948 | 0.001689 | 0.0018336 | 0.0019999 | 0.002164 | 0.0023544 | 0.0024836 | 0.0026406 | 0.0027975 | 0.0029802 | 0.0031008 | 0.0032495 | 0.0033941 | 0.0035383
F8_Industrial_Stone, Clay, and Glass_New_Space Heating_Natural Gas_Gas Boiler - Insulate Hot Water Lines_A_Achievable Technical Potential | F8 | Industrial | Stone, Clay, and Glass | New | Space Heating | Natural Gas | Gas Boiler - Insulate Hot Water Lines | A | Incremental Summer Peak Savings (MW) | Achievable Technical Potential | 0 | 0 | 0 | 0 | 0 | 0 | 0 | 0 | 0 | 0 | 0 | 0 | 0 | 0 | 0 | 0 | 0 | 0 | 0 | 0 | 0 | 0
F9_Industrial_Stone, Clay, and Glass_New_Space Heating_Natural Gas_Gas Boiler - Insulate Hot Water Lines_A_Achievable Technical Potential | F9 | Industrial | Stone, Clay, and Glass | New | Space Heating | Natural Gas | Gas Boiler - Insulate Hot Water Lines | A | Incremental Winter Peak Savings (MW) | Achievable Technical Potential | 0 | 0 | 0 | 0 | 0 | 0 | 0 | 0 | 0 | 0 | 0 | 0 | 0 | 0 | 0 | 0 | 0 | 0 | 0 | 0 | 0 | 0
F10_Industrial_Stone, Clay, and Glass_New_Space Heating_Natural Gas_Gas Boiler - Insulate Hot Water Lines_A_Achievable Technical Potential | F10 | Industrial | Stone, Clay, and Glass | New | Space Heating | Natural Gas | Gas Boiler - Insulate Hot Water Lines | A | Cumulative Energy Savings (MWh or mTherms) | Achievable Technical Potential | 0 | 0 | 0.00030009 | 0.00082381 | 0.0015706 | 0.0025674 | 0.0037149 | 0.0050371 | 0.0065319 | 0.0082209 | 0.010054 | 0.012054 | 0.014218 | 0.016573 | 0.019056 | 0.021697 | 0.024494 | 0.027474 | 0.030575 | 0.033825 | 0.037219 | 0.040757
F11_Industrial_Stone, Clay, and Glass_New_Space Heating_Natural Gas_Gas Boiler - Insulate Hot Water Lines_A_Achievable Technical Potential | F11 | Industrial | Stone, Clay, and Glass | New | Space Heating | Natural Gas | Gas Boiler - Insulate Hot Water Lines | A | Cumulative Summer Peak Savings (MW) | Achievable Technical Potential | 0 | 0 | 0 | 0 | 0 | 0 | 0 | 0 | 0 | 0 | 0 | 0 | 0 | 0 | 0 | 0 | 0 | 0 | 0 | 0 | 0 | 0
F12_Industrial_Stone, Clay, and Glass_New_Space Heating_Natural Gas_Gas Boiler - Insulate Hot Water Lines_A_Achievable Technical Potential | F12 | Industrial | Stone, Clay, and Glass | New | Space Heating | Natural Gas | Gas Boiler - Insulate Hot Water Lines | A | Cumulative Winter Peak Savings (MW) | Achievable Technical Potential | 0 | 0 | 0 | 0 | 0 | 0 | 0 | 0 | 0 | 0 | 0 | 0 | 0 | 0 | 0 | 0 | 0 | 0 | 0 | 0 | 0 | 0
F13_Industrial_Stone, Clay, and Glass_New_Space Heating_Natural Gas_Gas Boiler - Insulate Hot Water Lines_A_Achievable Technical Potential | F13 | Industrial | Stone, Clay, and Glass | New | Space Heating | Natural Gas | Gas Boiler - Insulate Hot Water Lines | A | Purchases (Incremental) | Achievable Technical Potential | 0 | 0 | 0.0036142 | 0.0063074 | 0.008994 | 0.012005 | 0.013819 | 0.015924 | 0.018003 | 0.020341 | 0.022083 | 0.024086 | 0.026062 | 0.028355 | 0.029911 | 0.031802 | 0.033692 | 0.035892 | 0.037345 | 0.039135 | 0.040877 | 0.042614
F14_Industrial_Stone, Clay, and Glass_New_Space Heating_Natural Gas_Gas Boiler - Insulate Hot Water Lines_A_Achievable Technical Potential | F14 | Industrial | Stone, Clay, and Glass | New | Space Heating | Natural Gas | Gas Boiler - Insulate Hot Water Lines | A | Purchases (Cumulative) | Achievable Technical Potential | 0 | 0 | 0.0036142 | 0.0099216 | 0.018916 | 0.030921 | 0.04474 | 0.060664 | 0.078667 | 0.099008 | 0.12109 | 0.14518 | 0.17124 | 0.19959 | 0.2295 | 0.2613 | 0.295 | 0.33089 | 0.36823 | 0.40737 | 0.44824 | 0.49086
F1_Industrial_Stone, Clay, and Glass_New_Process_Natural Gas_Gas Boiler - Insulate Hot Water Lines_A_Achievable Technical Potential | F1 | Industrial | Stone, Clay, and Glass | New | Process | Natural Gas | Gas Boiler - Insulate Hot Water Lines | A | Original Unit Energy Savings (kWh or therms) | Achievable Technical Potential | 0 | 0 | 51.5303 | 51.5303 | 51.5303 | 51.5303 | 51.5303 | 51.5303 | 51.5303 | 51.5303 | 51.5303 | 51.5303 | 51.5303 | 51.5303 | 51.5303 | 51.5303 | 51.5303 | 51.5303 | 51.5303 | 51.5303 | 51.5303 | 51.5303
F2_Industrial_Stone, Clay, and Glass_New_Process_Natural Gas_Gas Boiler - Insulate Hot Water Lines_A_Achievable Technical Potential | F2 | Industrial | Stone, Clay, and Glass | New | Process | Natural Gas | Gas Boiler - Insulate Hot Water Lines | A | Original Unit Summer Peak Savings (kW) | Achievable Technical Potential | 0 | 0 | 0 | 0 | 0 | 0 | 0 | 0 | 0 | 0 | 0 | 0 | 0 | 0 | 0 | 0 | 0 | 0 | 0 | 0 | 0 | 0
F3_Industrial_Stone, Clay, and Glass_New_Process_Natural Gas_Gas Boiler - Insulate Hot Water Lines_A_Achievable Technical Potential | F3 | Industrial | Stone, Clay, and Glass | New | Process | Natural Gas | Gas Boiler - Insulate Hot Water Lines | A | Original Unit Winter Peak Savings (kW) | Achievable Technical Potential | 0 | 0 | 0 | 0 | 0 | 0 | 0 | 0 | 0 | 0 | 0 | 0 | 0 | 0 | 0 | 0 | 0 | 0 | 0 | 0 | 0 | 0
F4_Industrial_Stone, Clay, and Glass_New_Process_Natural Gas_Gas Boiler - Insulate Hot Water Lines_A_Achievable Technical Potential | F4 | Industrial | Stone, Clay, and Glass | New | Process | Natural Gas | Gas Boiler - Insulate Hot Water Lines | A | Standalone Impact on Baseline Energy (%) | Achievable Technical Potential | 0% | 0% | 0.001945% | 0.003059% | 0.00409% | 0.005009% | 0.006296% | 0.007408% | 0.008497% | 0.009465% | 0.01066% | 0.01172% | 0.01278% | 0.01369% | 0.01492% | 0.01598% | 0.01703% | 0.01793% | 0.01917% | 0.02024% | 0.02132% | 0.0224%
F5_Industrial_Stone, Clay, and Glass_New_Process_Natural Gas_Gas Boiler - Insulate Hot Water Lines_A_Achievable Technical Potential | F5 | Industrial | Stone, Clay, and Glass | New | Process | Natural Gas | Gas Boiler - Insulate Hot Water Lines | A | Standalone Impact on Baseline Summer Peak (%) | Achievable Technical Potential | bar: 2019 to 2040
F6_Industrial_Stone, Clay, and Glass_New_Process_Natural Gas_Gas Boiler - Insulate Hot Water Lines_A_Achievable Technical Potential | F6 | Industrial | Stone, Clay, and Glass | New | Process | Natural Gas | Gas Boiler - Insulate Hot Water Lines | A | Standalone Impact on Baseline Winter Peak (%) | Achievable Technical Potential | bar: 2019 to 2040
F7_Industrial_Stone, Clay, and Glass_New_Process_Natural Gas_Gas Boiler - Insulate Hot Water Lines_A_Achievable Technical Potential | F7 | Industrial | Stone, Clay, and Glass | New | Process | Natural Gas | Gas Boiler - Insulate Hot Water Lines | A | Incremental Energy Savings (MWh or mTherms) | Achievable Technical Potential | 0 | 0 | 0.0020648 | 0.0036035 | 0.0051385 | 0.0068589 | 0.007895 | 0.0090977 | 0.010285 | 0.011621 | 0.012616 | 0.013761 | 0.01489 | 0.0162 | 0.017089 | 0.018169 | 0.019249 | 0.020506 | 0.021336 | 0.022359 | 0.023354 | 0.024346
F8_Industrial_Stone, Clay, and Glass_New_Process_Natural Gas_Gas Boiler - Insulate Hot Water Lines_A_Achievable Technical Potential | F8 | Industrial | Stone, Clay, and Glass | New | Process | Natural Gas | Gas Boiler - Insulate Hot Water Lines | A | Incremental Summer Peak Savings (MW) | Achievable Technical Potential | 0 | 0 | 0 | 0 | 0 | 0 | 0 | 0 | 0 | 0 | 0 | 0 | 0 | 0 | 0 | 0 | 0 | 0 | 0 | 0 | 0 | 0
F9_Industrial_Stone, Clay, and Glass_New_Process_Natural Gas_Gas Boiler - Insulate Hot Water Lines_A_Achievable Technical Potential | F9 | Industrial | Stone, Clay, and Glass | New | Process | Natural Gas | Gas Boiler - Insulate Hot Water Lines | A | Incremental Winter Peak Savings (MW) | Achievable Technical Potential | 0 | 0 | 0 | 0 | 0 | 0 | 0 | 0 | 0 | 0 | 0 | 0 | 0 | 0 | 0 | 0 | 0 | 0 | 0 | 0 | 0 | 0
F10_Industrial_Stone, Clay, and Glass_New_Process_Natural Gas_Gas Boiler - Insulate Hot Water Lines_A_Achievable Technical Potential | F10 | Industrial | Stone, Clay, and Glass | New | Process | Natural Gas | Gas Boiler - Insulate Hot Water Lines | A | Cumulative Energy Savings (MWh or mTherms) | Achievable Technical Potential | 0 | 0 | 0.0020648 | 0.0056684 | 0.010807 | 0.017666 | 0.025561 | 0.034658 | 0.044944 | 0.056565 | 0.069181 | 0.082942 | 0.097832 | 0.11403 | 0.13112 | 0.14929 | 0.16854 | 0.18904 | 0.21038 | 0.23274 | 0.25609 | 0.28044
F11_Industrial_Stone, Clay, and Glass_New_Process_Natural Gas_Gas Boiler - Insulate Hot Water Lines_A_Achievable Technical Potential | F11 | Industrial | Stone, Clay, and Glass | New | Process | Natural Gas | Gas Boiler - Insulate Hot Water Lines | A | Cumulative Summer Peak Savings (MW) | Achievable Technical Potential | 0 | 0 | 0 | 0 | 0 | 0 | 0 | 0 | 0 | 0 | 0 | 0 | 0 | 0 | 0 | 0 | 0 | 0 | 0 | 0 | 0 | 0
F12_Industrial_Stone, Clay, and Glass_New_Process_Natural Gas_Gas Boiler - Insulate Hot Water Lines_A_Achievable Technical Potential | F12 | Industrial | Stone, Clay, and Glass | New | Process | Natural Gas | Gas Boiler - Insulate Hot Water Lines | A | Cumulative Winter Peak Savings (MW) | Achievable Technical Potential | 0 | 0 | 0 | 0 | 0 | 0 | 0 | 0 | 0 | 0 | 0 | 0 | 0 | 0 | 0 | 0 | 0 | 0 | 0 | 0 | 0 | 0
F13_Industrial_Stone, Clay, and Glass_New_Process_Natural Gas_Gas Boiler - Insulate Hot Water Lines_A_Achievable Technical Potential | F13 | Industrial | Stone, Clay, and Glass | New | Process | Natural Gas | Gas Boiler - Insulate Hot Water Lines | A | Purchases (Incremental) | Achievable Technical Potential | 0 | 0 | 0.04007 | 0.069931 | 0.099717 | 0.1331 | 0.15321 | 0.17655 | 0.1996 | 0.22552 | 0.24483 | 0.26704 | 0.28895 | 0.31437 | 0.33162 | 0.35259 | 0.37354 | 0.39793 | 0.41404 | 0.43389 | 0.45321 | 0.47246
F14_Industrial_Stone, Clay, and Glass_New_Process_Natural Gas_Gas Boiler - Insulate Hot Water Lines_A_Achievable Technical Potential | F14 | Industrial | Stone, Clay, and Glass | New | Process | Natural Gas | Gas Boiler - Insulate Hot Water Lines | A | Purchases (Cumulative) | Achievable Technical Potential | 0 | 0 | 0.04007 | 0.11 | 0.20972 | 0.34282 | 0.49603 | 0.67258 | 0.87218 | 1.0977 | 1.3425 | 1.6096 | 1.8985 | 2.2129 | 2.5445 | 2.8971 | 3.2706 | 3.6686 | 4.0826 | 4.5165 | 4.9697 | 5.4422
F1_Industrial_Stone, Clay, and Glass_New_Process_Natural Gas_Process - Insulate Heated Process Fluids_A_Achievable Technical Potential | F1 | Industrial | Stone, Clay, and Glass | New | Process | Natural Gas | Process - Insulate Heated Process Fluids | A | Original Unit Energy Savings (kWh or therms) | Achievable Technical Potential | 0 | 0 | 1280.913 | 1280.913 | 1280.913 | 1280.913 | 1280.913 | 1280.913 | 1280.913 | 1280.913 | 1280.913 | 1280.913 | 1280.913 | 1280.913 | 1280.913 | 1280.913 | 1280.913 | 1280.913 | 1280.913 | 1280.913 | 1280.913 | 1280.913
F2_Industrial_Stone, Clay, and Glass_New_Process_Natural Gas_Process - Insulate Heated Process Fluids_A_Achievable Technical Potential | F2 | Industrial | Stone, Clay, and Glass | New | Process | Natural Gas | Process - Insulate Heated Process Fluids | A | Original Unit Summer Peak Savings (kW) | Achievable Technical Potential | 0 | 0 | 0 | 0 | 0 | 0 | 0 | 0 | 0 | 0 | 0 | 0 | 0 | 0 | 0 | 0 | 0 | 0 | 0 | 0 | 0 | 0
F3_Industrial_Stone, Clay, and Glass_New_Process_Natural Gas_Process - Insulate Heated Process Fluids_A_Achievable Technical Potential | F3 | Industrial | Stone, Clay, and Glass | New | Process | Natural Gas | Process - Insulate Heated Process Fluids | A | Original Unit Winter Peak Savings (kW) | Achievable Technical Potential | 0 | 0 | 0 | 0 | 0 | 0 | 0 | 0 | 0 | 0 | 0 | 0 | 0 | 0 | 0 | 0 | 0 | 0 | 0 | 0 | 0 | 0
F4_Industrial_Stone, Clay, and Glass_New_Process_Natural Gas_Process - Insulate Heated Process Fluids_A_Achievable Technical Potential | F4 | Industrial | Stone, Clay, and Glass | New | Process | Natural Gas | Process - Insulate Heated Process Fluids | A | Standalone Impact on Baseline Energy (%) | Achievable Technical Potential | 0% | 0% | 0.1057% | 0.1663% | 0.2224% | 0.2723% | 0.3423% | 0.3922% | 0.4231% | 0.4354% | 0.4497% | 0.4513% | 0.4483% | 0.437% | 0.4342% | 0.4244% | 0.4133% | 0.3982% | 0.3828% | 0.3653% | 0.3497% | 0.3355%
F5_Industrial_Stone, Clay, and Glass_New_Process_Natural Gas_Process - Insulate Heated Process Fluids_A_Achievable Technical Potential | F5 | Industrial | Stone, Clay, and Glass | New | Process | Natural Gas | Process - Insulate Heated Process Fluids | A | Standalone Impact on Baseline Summer Peak (%) | Achievable Technical Potential | bar: 2019 to 2040
F6_Industrial_Stone, Clay, and Glass_New_Process_Natural Gas_Process - Insulate Heated Process Fluids_A_Achievable Technical Potential | F6 | Industrial | Stone, Clay, and Glass | New | Process | Natural Gas | Process - Insulate Heated Process Fluids | A | Standalone Impact on Baseline Winter Peak (%) | Achievable Technical Potential | bar: 2019 to 2040
F7_Industrial_Stone, Clay, and Glass_New_Process_Natural Gas_Process - Insulate Heated Process Fluids_A_Achievable Technical Potential | F7 | Industrial | Stone, Clay, and Glass | New | Process | Natural Gas | Process - Insulate Heated Process Fluids | A | Incremental Energy Savings (MWh or mTherms) | Achievable Technical Potential | 0 | 0 | 0.11228 | 0.19594 | 0.27941 | 0.37295 | 0.42929 | 0.44523 | 0.40268 | 0.36398 | 0.31611 | 0.27583 | 0.23877 | 0.20782 | 0.17538 | 0.14918 | 0.12643 | 0.10775 | 0.00076469 | 0.0002862 | 0.00010191 | 3.4643e-05
F8_Industrial_Stone, Clay, and Glass_New_Process_Natural Gas_Process - Insulate Heated Process Fluids_A_Achievable Technical Potential | F8 | Industrial | Stone, Clay, and Glass | New | Process | Natural Gas | Process - Insulate Heated Process Fluids | A | Incremental Summer Peak Savings (MW) | Achievable Technical Potential | 0 | 0 | 0 | 0 | 0 | 0 | 0 | 0 | 0 | 0 | 0 | 0 | 0 | 0 | 0 | 0 | 0 | 0 | 0 | 0 | 0 | 0
F9_Industrial_Stone, Clay, and Glass_New_Process_Natural Gas_Process - Insulate Heated Process Fluids_A_Achievable Technical Potential | F9 | Industrial | Stone, Clay, and Glass | New | Process | Natural Gas | Process - Insulate Heated Process Fluids | A | Incremental Winter Peak Savings (MW) | Achievable Technical Potential | 0 | 0 | 0 | 0 | 0 | 0 | 0 | 0 | 0 | 0 | 0 | 0 | 0 | 0 | 0 | 0 | 0 | 0 | 0 | 0 | 0 | 0
F10_Industrial_Stone, Clay, and Glass_New_Process_Natural Gas_Process - Insulate Heated Process Fluids_A_Achievable Technical Potential | F10 | Industrial | Stone, Clay, and Glass | New | Process | Natural Gas | Process - Insulate Heated Process Fluids | A | Cumulative Energy Savings (MWh or mTherms) | Achievable Technical Potential | 0 | 0 | 0.11228 | 0.30822 | 0.58763 | 0.96058 | 1.3899 | 1.8351 | 2.2378 | 2.6018 | 2.9179 | 3.1937 | 3.4325 | 3.6403 | 3.8157 | 3.9648 | 4.0913 | 4.199 | 4.1998 | 4.2001 | 4.2002 | 4.2002
F11_Industrial_Stone, Clay, and Glass_New_Process_Natural Gas_Process - Insulate Heated Process Fluids_A_Achievable Technical Potential | F11 | Industrial | Stone, Clay, and Glass | New | Process | Natural Gas | Process - Insulate Heated Process Fluids | A | Cumulative Summer Peak Savings (MW) | Achievable Technical Potential | 0 | 0 | 0 | 0 | 0 | 0 | 0 | 0 | 0 | 0 | 0 | 0 | 0 | 0 | 0 | 0 | 0 | 0 | 0 | 0 | 0 | 0
F12_Industrial_Stone, Clay, and Glass_New_Process_Natural Gas_Process - Insulate Heated Process Fluids_A_Achievable Technical Potential | F12 | Industrial | Stone, Clay, and Glass | New | Process | Natural Gas | Process - Insulate Heated Process Fluids | A | Cumulative Winter Peak Savings (MW) | Achievable Technical Potential | 0 | 0 | 0 | 0 | 0 | 0 | 0 | 0 | 0 | 0 | 0 | 0 | 0 | 0 | 0 | 0 | 0 | 0 | 0 | 0 | 0 | 0
F13_Industrial_Stone, Clay, and Glass_New_Process_Natural Gas_Process - Insulate Heated Process Fluids_A_Achievable Technical Potential | F13 | Industrial | Stone, Clay, and Glass | New | Process | Natural Gas | Process - Insulate Heated Process Fluids | A | Purchases (Incremental) | Achievable Technical Potential | 0 | 0 | 0.087654 | 0.15297 | 0.21813 | 0.29116 | 0.33515 | 0.34758 | 0.31437 | 0.28416 | 0.24679 | 0.21534 | 0.18641 | 0.16224 | 0.13692 | 0.11646 | 0.098704 | 0.08412 | 0.00059699 | 0.00022343 | 7.9561e-05 | 2.7046e-05
F14_Industrial_Stone, Clay, and Glass_New_Process_Natural Gas_Process - Insulate Heated Process Fluids_A_Achievable Technical Potential | F14 | Industrial | Stone, Clay, and Glass | New | Process | Natural Gas | Process - Insulate Heated Process Fluids | A | Purchases (Cumulative) | Achievable Technical Potential | 0 | 0 | 0.087654 | 0.24063 | 0.45876 | 0.74992 | 1.0851 | 1.4327 | 1.747 | 2.0312 | 2.278 | 2.4933 | 2.6797 | 2.842 | 2.9789 | 3.0953 | 3.194 | 3.2782 | 3.2788 | 3.279 | 3.2791 | 3.2791
F1_Industrial_Stone, Clay, and Glass_New_Process_Natural Gas_Process Heat Recovery_A_Achievable Technical Potential | F1 | Industrial | Stone, Clay, and Glass | New | Process | Natural Gas | Process Heat Recovery | A | Original Unit Energy Savings (kWh or therms) | Achievable Technical Potential | 0 | 0 | 73.39 | 73.39 | 73.39 | 73.39 | 73.39 | 73.39 | 73.39 | 73.39 | 73.39 | 73.39 | 73.39 | 73.39 | 73.39 | 73.39 | 73.39 | 73.39 | 73.39 | 73.39 | 73.39 | 73.39
F2_Industrial_Stone, Clay, and Glass_New_Process_Natural Gas_Process Heat Recovery_A_Achievable Technical Potential | F2 | Industrial | Stone, Clay, and Glass | New | Process | Natural Gas | Process Heat Recovery | A | Original Unit Summer Peak Savings (kW) | Achievable Technical Potential | 0 | 0 | 0 | 0 | 0 | 0 | 0 | 0 | 0 | 0 | 0 | 0 | 0 | 0 | 0 | 0 | 0 | 0 | 0 | 0 | 0 | 0
F3_Industrial_Stone, Clay, and Glass_New_Process_Natural Gas_Process Heat Recovery_A_Achievable Technical Potential | F3 | Industrial | Stone, Clay, and Glass | New | Process | Natural Gas | Process Heat Recovery | A | Original Unit Winter Peak Savings (kW) | Achievable Technical Potential | 0 | 0 | 0 | 0 | 0 | 0 | 0 | 0 | 0 | 0 | 0 | 0 | 0 | 0 | 0 | 0 | 0 | 0 | 0 | 0 | 0 | 0
F4_Industrial_Stone, Clay, and Glass_New_Process_Natural Gas_Process Heat Recovery_A_Achievable Technical Potential | F4 | Industrial | Stone, Clay, and Glass | New | Process | Natural Gas | Process Heat Recovery | A | Standalone Impact on Baseline Energy (%) | Achievable Technical Potential | 0% | 0% | 0.2181% | 0.3431% | 0.4587% | 0.5617% | 0.7061% | 0.8091% | 0.8727% | 0.898% | 0.9277% | 0.9309% | 0.9246% | 0.9013% | 0.8956% | 0.8753% | 0.8525% | 0.8003% | 0.7691% | 0.7339% | 0.7027% | 0.674%
F5_Industrial_Stone, Clay, and Glass_New_Process_Natural Gas_Process Heat Recovery_A_Achievable Technical Potential | F5 | Industrial | Stone, Clay, and Glass | New | Process | Natural Gas | Process Heat Recovery | A | Standalone Impact on Baseline Summer Peak (%) | Achievable Technical Potential | bar: 2019 to 2040
F6_Industrial_Stone, Clay, and Glass_New_Process_Natural Gas_Process Heat Recovery_A_Achievable Technical Potential | F6 | Industrial | Stone, Clay, and Glass | New | Process | Natural Gas | Process Heat Recovery | A | Standalone Impact on Baseline Winter Peak (%) | Achievable Technical Potential | bar: 2019 to 2040
F7_Industrial_Stone, Clay, and Glass_New_Process_Natural Gas_Process Heat Recovery_A_Achievable Technical Potential | F7 | Industrial | Stone, Clay, and Glass | New | Process | Natural Gas | Process Heat Recovery | A | Incremental Energy Savings (MWh or mTherms) | Achievable Technical Potential | 0 | 0 | 0.23159 | 0.40416 | 0.57631 | 0.76926 | 0.88547 | 0.91833 | 0.83057 | 0.75075 | 0.65202 | 0.56893 | 0.49249 | 0.42866 | 0.36174 | 0.30769 | 0.26078 | 0.23159 | 0.40416 | 0.57631 | 0.76926 | 0.88547
F8_Industrial_Stone, Clay, and Glass_New_Process_Natural Gas_Process Heat Recovery_A_Achievable Technical Potential | F8 | Industrial | Stone, Clay, and Glass | New | Process | Natural Gas | Process Heat Recovery | A | Incremental Summer Peak Savings (MW) | Achievable Technical Potential | 0 | 0 | 0 | 0 | 0 | 0 | 0 | 0 | 0 | 0 | 0 | 0 | 0 | 0 | 0 | 0 | 0 | 0 | 0 | 0 | 0 | 0
F9_Industrial_Stone, Clay, and Glass_New_Process_Natural Gas_Process Heat Recovery_A_Achievable Technical Potential | F9 | Industrial | Stone, Clay, and Glass | New | Process | Natural Gas | Process Heat Recovery | A | Incremental Winter Peak Savings (MW) | Achievable Technical Potential | 0 | 0 | 0 | 0 | 0 | 0 | 0 | 0 | 0 | 0 | 0 | 0 | 0 | 0 | 0 | 0 | 0 | 0 | 0 | 0 | 0 | 0
F10_Industrial_Stone, Clay, and Glass_New_Process_Natural Gas_Process Heat Recovery_A_Achievable Technical Potential | F10 | Industrial | Stone, Clay, and Glass | New | Process | Natural Gas | Process Heat Recovery | A | Cumulative Energy Savings (MWh or mTherms) | Achievable Technical Potential | 0 | 0 | 0.23159 | 0.63574 | 1.2121 | 1.9813 | 2.8668 | 3.7851 | 4.6157 | 5.3664 | 6.0185 | 6.5874 | 7.0799 | 7.5086 | 7.8703 | 8.178 | 8.4388 | 8.4388 | 8.4388 | 8.4388 | 8.4388 | 8.4388
F11_Industrial_Stone, Clay, and Glass_New_Process_Natural Gas_Process Heat Recovery_A_Achievable Technical Potential | F11 | Industrial | Stone, Clay, and Glass | New | Process | Natural Gas | Process Heat Recovery | A | Cumulative Summer Peak Savings (MW) | Achievable Technical Potential | 0 | 0 | 0 | 0 | 0 | 0 | 0 | 0 | 0 | 0 | 0 | 0 | 0 | 0 | 0 | 0 | 0 | 0 | 0 | 0 | 0 | 0
F12_Industrial_Stone, Clay, and Glass_New_Process_Natural Gas_Process Heat Recovery_A_Achievable Technical Potential | F12 | Industrial | Stone, Clay, and Glass | New | Process | Natural Gas | Process Heat Recovery | A | Cumulative Winter Peak Savings (MW) | Achievable Technical Potential | 0 | 0 | 0 | 0 | 0 | 0 | 0 | 0 | 0 | 0 | 0 | 0 | 0 | 0 | 0 | 0 | 0 | 0 | 0 | 0 | 0 | 0
F13_Industrial_Stone, Clay, and Glass_New_Process_Natural Gas_Process Heat Recovery_A_Achievable Technical Potential | F13 | Industrial | Stone, Clay, and Glass | New | Process | Natural Gas | Process Heat Recovery | A | Purchases (Incremental) | Achievable Technical Potential | 0 | 0 | 3.1555 | 5.507 | 7.8527 | 10.4819 | 12.0653 | 12.513 | 11.3172 | 10.2297 | 8.8844 | 7.7522 | 6.7106 | 5.8408 | 4.9291 | 4.1926 | 3.5534 | 3.1555 | 5.507 | 7.8527 | 10.4819 | 12.0653
F14_Industrial_Stone, Clay, and Glass_New_Process_Natural Gas_Process Heat Recovery_A_Achievable Technical Potential | F14 | Industrial | Stone, Clay, and Glass | New | Process | Natural Gas | Process Heat Recovery | A | Purchases (Cumulative) | Achievable Technical Potential | 0 | 0 | 3.1555 | 8.6626 | 16.5153 | 26.9971 | 39.0624 | 51.5754 | 62.8926 | 73.1223 | 82.0067 | 89.7588 | 96.4695 | 102.3103 | 107.2393 | 111.4319 | 114.9853 | 114.9853 | 114.9853 | 114.9853 | 114.9853 | 114.9853
F1_Industrial_Stone, Clay, and Glass_New_Space Heating_Natural Gas_Building Automation System_A_Achievable Technical Potential | F1 | Industrial | Stone, Clay, and Glass | New | Space Heating | Natural Gas | Building Automation System | A | Original Unit Energy Savings (kWh or therms) | Achievable Technical Potential | 0 | 0 | 0.01486 | 0.01486 | 0.01486 | 0.01486 | 0.01486 | 0.01486 | 0.01486 | 0.01486 | 0.01486 | 0.01486 | 0.01486 | 0.01486 | 0.01486 | 0.01486 | 0.01486 | 0.01486 | 0.01486 | 0.01486 | 0.01486 | 0.01486
F2_Industrial_Stone, Clay, and Glass_New_Space Heating_Natural Gas_Building Automation System_A_Achievable Technical Potential | F2 | Industrial | Stone, Clay, and Glass | New | Space Heating | Natural Gas | Building Automation System | A | Original Unit Summer Peak Savings (kW) | Achievable Technical Potential | 0 | 0 | 0 | 0 | 0 | 0 | 0 | 0 | 0 | 0 | 0 | 0 | 0 | 0 | 0 | 0 | 0 | 0 | 0 | 0 | 0 | 0
F3_Industrial_Stone, Clay, and Glass_New_Space Heating_Natural Gas_Building Automation System_A_Achievable Technical Potential | F3 | Industrial | Stone, Clay, and Glass | New | Space Heating | Natural Gas | Building Automation System | A | Original Unit Winter Peak Savings (kW) | Achievable Technical Potential | 0 | 0 | 0 | 0 | 0 | 0 | 0 | 0 | 0 | 0 | 0 | 0 | 0 | 0 | 0 | 0 | 0 | 0 | 0 | 0 | 0 | 0
F4_Industrial_Stone, Clay, and Glass_New_Space Heating_Natural Gas_Building Automation System_A_Achievable Technical Potential | F4 | Industrial | Stone, Clay, and Glass | New | Space Heating | Natural Gas | Building Automation System | A | Standalone Impact on Baseline Energy (%) | Achievable Technical Potential | 0% | 0% | 0.01308% | 0.03364% | 0.07001% | 0.128% | 0.2258% | 0.3601% | 0.5418% | 0.7689% | 1.066% | 1.4% | 1.767% | 2.128% | 2.523% | 2.85% | 3.11% | 3.265% | 3.398% | 3.416% | 3.365% | 3.268%
F5_Industrial_Stone, Clay, and Glass_New_Space Heating_Natural Gas_Building Automation System_A_Achievable Technical Potential | F5 | Industrial | Stone, Clay, and Glass | New | Space Heating | Natural Gas | Building Automation System | A | Standalone Impact on Baseline Summer Peak (%) | Achievable Technical Potential | bar: 2019 to 2040
F6_Industrial_Stone, Clay, and Glass_New_Space Heating_Natural Gas_Building Automation System_A_Achievable Technical Potential | F6 | Industrial | Stone, Clay, and Glass | New | Space Heating | Natural Gas | Building Automation System | A | Standalone Impact on Baseline Winter Peak (%) | Achievable Technical Potential | bar: 2019 to 2040
F7_Industrial_Stone, Clay, and Glass_New_Space Heating_Natural Gas_Building Automation System_A_Achievable Technical Potential | F7 | Industrial | Stone, Clay, and Glass | New | Space Heating | Natural Gas | Building Automation System | A | Incremental Energy Savings (MWh or mTherms) | Achievable Technical Potential | 0 | 0 | 0.00067464 | 0.0023535 | 0.0059587 | 0.012938 | 0.022604 | 0.037306 | 0.057371 | 0.084033 | 0.11283 | 0.14513 | 0.17618 | 0.20391 | 0.216 | 0.21649 | 0.20166 | 0.17766 | 0.14135 | 0.10255 | 0.068436 | 0.046529
F8_Industrial_Stone, Clay, and Glass_New_Space Heating_Natural Gas_Building Automation System_A_Achievable Technical Potential | F8 | Industrial | Stone, Clay, and Glass | New | Space Heating | Natural Gas | Building Automation System | A | Incremental Summer Peak Savings (MW) | Achievable Technical Potential | 0 | 0 | 0 | 0 | 0 | 0 | 0 | 0 | 0 | 0 | 0 | 0 | 0 | 0 | 0 | 0 | 0 | 0 | 0 | 0 | 0 | 0
F9_Industrial_Stone, Clay, and Glass_New_Space Heating_Natural Gas_Building Automation System_A_Achievable Technical Potential | F9 | Industrial | Stone, Clay, and Glass | New | Space Heating | Natural Gas | Building Automation System | A | Incremental Winter Peak Savings (MW) | Achievable Technical Potential | 0 | 0 | 0 | 0 | 0 | 0 | 0 | 0 | 0 | 0 | 0 | 0 | 0 | 0 | 0 | 0 | 0 | 0 | 0 | 0 | 0 | 0
F10_Industrial_Stone, Clay, and Glass_New_Space Heating_Natural Gas_Building Automation System_A_Achievable Technical Potential | F10 | Industrial | Stone, Clay, and Glass | New | Space Heating | Natural Gas | Building Automation System | A | Cumulative Energy Savings (MWh or mTherms) | Achievable Technical Potential | 0 | 0 | 0.00067464 | 0.0030281 | 0.0089868 | 0.021925 | 0.044529 | 0.081835 | 0.13921 | 0.22324 | 0.33607 | 0.4812 | 0.65738 | 0.86129 | 1.0773 | 1.2938 | 1.4954 | 1.6724 | 1.8114 | 1.908 | 1.9635 | 1.9874
F11_Industrial_Stone, Clay, and Glass_New_Space Heating_Natural Gas_Building Automation System_A_Achievable Technical Potential | F11 | Industrial | Stone, Clay, and Glass | New | Space Heating | Natural Gas | Building Automation System | A | Cumulative Summer Peak Savings (MW) | Achievable Technical Potential | 0 | 0 | 0 | 0 | 0 | 0 | 0 | 0 | 0 | 0 | 0 | 0 | 0 | 0 | 0 | 0 | 0 | 0 | 0 | 0 | 0 | 0
F12_Industrial_Stone, Clay, and Glass_New_Space Heating_Natural Gas_Building Automation System_A_Achievable Technical Potential | F12 | Industrial | Stone, Clay, and Glass | New | Space Heating | Natural Gas | Building Automation System | A | Cumulative Winter Peak Savings (MW) | Achievable Technical Potential | 0 | 0 | 0 | 0 | 0 | 0 | 0 | 0 | 0 | 0 | 0 | 0 | 0 | 0 | 0 | 0 | 0 | 0 | 0 | 0 | 0 | 0
F13_Industrial_Stone, Clay, and Glass_New_Space Heating_Natural Gas_Building Automation System_A_Achievable Technical Potential | F13 | Industrial | Stone, Clay, and Glass | New | Space Heating | Natural Gas | Building Automation System | A | Purchases (Incremental) | Achievable Technical Potential | 0 | 0 | 45.3984 | 158.3731 | 400.9746 | 870.6162 | 1521.0951 | 2510.4254 | 3860.6429 | 5654.8193 | 7592.8347 | 9765.8962 | 11855.7849 | 13721.8387 | 14535.302 | 14568.3117 | 13569.9324 | 11954.943 | 9512.1395 | 6901.0755 | 4605.2543 | 3131.0273
F14_Industrial_Stone, Clay, and Glass_New_Space Heating_Natural Gas_Building Automation System_A_Achievable Technical Potential | F14 | Industrial | Stone, Clay, and Glass | New | Space Heating | Natural Gas | Building Automation System | A | Purchases (Cumulative) | Achievable Technical Potential | 0 | 0 | 45.3984 | 203.7715 | 604.7461 | 1475.3622 | 2996.4573 | 5506.8827 | 9367.5257 | 15022.345 | 22615.1797 | 32381.0759 | 44236.8608 | 57958.6995 | 72494.0016 | 87062.3132 | 100632.2457 | 112541.7903 | 121895.5567 | 128395.6576 | 132130.2958 | 133740.228
F1_Industrial_Stone, Clay, and Glass_New_Space Heating_Natural Gas_Steam System Efficiency Improvements_A_Achievable Technical Potential | F1 | Industrial | Stone, Clay, and Glass | New | Space Heating | Natural Gas | Steam System Efficiency Improvements | A | Original Unit Energy Savings (kWh or therms) | Achievable Technical Potential | 0 | 0 | 0.13322 | 0.13322 | 0.13322 | 0.13322 | 0.13322 | 0.13322 | 0.13322 | 0.13322 | 0.13322 | 0.13322 | 0.13322 | 0.13322 | 0.13322 | 0.13322 | 0.13322 | 0.13322 | 0.13322 | 0.13322 | 0.13322 | 0.13322
F2_Industrial_Stone, Clay, and Glass_New_Space Heating_Natural Gas_Steam System Efficiency Improvements_A_Achievable Technical Potential | F2 | Industrial | Stone, Clay, and Glass | New | Space Heating | Natural Gas | Steam System Efficiency Improvements | A | Original Unit Summer Peak Savings (kW) | Achievable Technical Potential | 0 | 0 | 0 | 0 | 0 | 0 | 0 | 0 | 0 | 0 | 0 | 0 | 0 | 0 | 0 | 0 | 0 | 0 | 0 | 0 | 0 | 0
F3_Industrial_Stone, Clay, and Glass_New_Space Heating_Natural Gas_Steam System Efficiency Improvements_A_Achievable Technical Potential | F3 | Industrial | Stone, Clay, and Glass | New | Space Heating | Natural Gas | Steam System Efficiency Improvements | A | Original Unit Winter Peak Savings (kW) | Achievable Technical Potential | 0 | 0 | 0 | 0 | 0 | 0 | 0 | 0 | 0 | 0 | 0 | 0 | 0 | 0 | 0 | 0 | 0 | 0 | 0 | 0 | 0 | 0
F4_Industrial_Stone, Clay, and Glass_New_Space Heating_Natural Gas_Steam System Efficiency Improvements_A_Achievable Technical Potential | F4 | Industrial | Stone, Clay, and Glass | New | Space Heating | Natural Gas | Steam System Efficiency Improvements | A | Standalone Impact on Baseline Energy (%) | Achievable Technical Potential | 0% | 0% | 0.0008309% | 0.002137% | 0.004448% | 0.008129% | 0.01434% | 0.02269% | 0.03367% | 0.04689% | 0.06333% | 0.08071% | 0.09831% | 0.1134% | 0.1271% | 0.1341% | 0.134% | 0.1259% | 0.121% | 0.1155% | 0.1105% | 0.106%
F5_Industrial_Stone, Clay, and Glass_New_Space Heating_Natural Gas_Steam System Efficiency Improvements_A_Achievable Technical Potential | F5 | Industrial | Stone, Clay, and Glass | New | Space Heating | Natural Gas | Steam System Efficiency Improvements | A | Standalone Impact on Baseline Summer Peak (%) | Achievable Technical Potential | bar: 2019 to 2040
F6_Industrial_Stone, Clay, and Glass_New_Space Heating_Natural Gas_Steam System Efficiency Improvements_A_Achievable Technical Potential | F6 | Industrial | Stone, Clay, and Glass | New | Space Heating | Natural Gas | Steam System Efficiency Improvements | A | Standalone Impact on Baseline Winter Peak (%) | Achievable Technical Potential | bar: 2019 to 2040
F7_Industrial_Stone, Clay, and Glass_New_Space Heating_Natural Gas_Steam System Efficiency Improvements_A_Achievable Technical Potential | F7 | Industrial | Stone, Clay, and Glass | New | Space Heating | Natural Gas | Steam System Efficiency Improvements | A | Incremental Energy Savings (MWh or mTherms) | Achievable Technical Potential | 0 | 0 | 4.2864e-05 | 0.00014953 | 0.00037859 | 0.000822 | 0.0014362 | 0.0023703 | 0.0036451 | 0.0053391 | 0.0071689 | 0.0092206 | 0.011194 | 0.012956 | 0.013724 | 0.013755 | 0.012812 | 0.011287 | 0.013105 | 0.014102 | 0.014577 | 0.014248
F8_Industrial_Stone, Clay, and Glass_New_Space Heating_Natural Gas_Steam System Efficiency Improvements_A_Achievable Technical Potential | F8 | Industrial | Stone, Clay, and Glass | New | Space Heating | Natural Gas | Steam System Efficiency Improvements | A | Incremental Summer Peak Savings (MW) | Achievable Technical Potential | 0 | 0 | 0 | 0 | 0 | 0 | 0 | 0 | 0 | 0 | 0 | 0 | 0 | 0 | 0 | 0 | 0 | 0 | 0 | 0 | 0 | 0
F9_Industrial_Stone, Clay, and Glass_New_Space Heating_Natural Gas_Steam System Efficiency Improvements_A_Achievable Technical Potential | F9 | Industrial | Stone, Clay, and Glass | New | Space Heating | Natural Gas | Steam System Efficiency Improvements | A | Incremental Winter Peak Savings (MW) | Achievable Technical Potential | 0 | 0 | 0 | 0 | 0 | 0 | 0 | 0 | 0 | 0 | 0 | 0 | 0 | 0 | 0 | 0 | 0 | 0 | 0 | 0 | 0 | 0
F10_Industrial_Stone, Clay, and Glass_New_Space Heating_Natural Gas_Steam System Efficiency Improvements_A_Achievable Technical Potential | F10 | Industrial | Stone, Clay, and Glass | New | Space Heating | Natural Gas | Steam System Efficiency Improvements | A | Cumulative Energy Savings (MWh or mTherms) | Achievable Technical Potential | 0 | 0 | 4.2864e-05 | 0.00019239 | 0.00057098 | 0.001393 | 0.0028291 | 0.0051565 | 0.0086521 | 0.013613 | 0.019959 | 0.027744 | 0.036567 | 0.045878 | 0.054263 | 0.060849 | 0.06444 | 0.064491 | 0.064491 | 0.064491 | 0.064491 | 0.064491
F11_Industrial_Stone, Clay, and Glass_New_Space Heating_Natural Gas_Steam System Efficiency Improvements_A_Achievable Technical Potential | F11 | Industrial | Stone, Clay, and Glass | New | Space Heating | Natural Gas | Steam System Efficiency Improvements | A | Cumulative Summer Peak Savings (MW) | Achievable Technical Potential | 0 | 0 | 0 | 0 | 0 | 0 | 0 | 0 | 0 | 0 | 0 | 0 | 0 | 0 | 0 | 0 | 0 | 0 | 0 | 0 | 0 | 0
F12_Industrial_Stone, Clay, and Glass_New_Space Heating_Natural Gas_Steam System Efficiency Improvements_A_Achievable Technical Potential | F12 | Industrial | Stone, Clay, and Glass | New | Space Heating | Natural Gas | Steam System Efficiency Improvements | A | Cumulative Winter Peak Savings (MW) | Achievable Technical Potential | 0 | 0 | 0 | 0 | 0 | 0 | 0 | 0 | 0 | 0 | 0 | 0 | 0 | 0 | 0 | 0 | 0 | 0 | 0 | 0 | 0 | 0
F13_Industrial_Stone, Clay, and Glass_New_Space Heating_Natural Gas_Steam System Efficiency Improvements_A_Achievable Technical Potential | F13 | Industrial | Stone, Clay, and Glass | New | Space Heating | Natural Gas | Steam System Efficiency Improvements | A | Purchases (Incremental) | Achievable Technical Potential | 0 | 0 | 0.32174 | 1.1224 | 2.8418 | 6.1702 | 10.7802 | 17.7917 | 27.3608 | 40.0764 | 53.8113 | 69.2121 | 84.0234 | 97.2483 | 103.0135 | 103.2474 | 96.1718 | 84.7261 | 98.3708 | 105.8552 | 109.4176 | 106.952
F14_Industrial_Stone, Clay, and Glass_New_Space Heating_Natural Gas_Steam System Efficiency Improvements_A_Achievable Technical Potential | F14 | Industrial | Stone, Clay, and Glass | New | Space Heating | Natural Gas | Steam System Efficiency Improvements | A | Purchases (Cumulative) | Achievable Technical Potential | 0 | 0 | 0.32174 | 1.4442 | 4.2859 | 10.4561 | 21.2363 | 38.7062 | 64.9446 | 102.1793 | 149.8205 | 208.2524 | 274.4841 | 344.3716 | 407.3087 | 456.7447 | 483.7044 | 484.0854 | 484.0854 | 484.0854 | 484.0854 | 484.0854
F1_Industrial_Stone, Clay, and Glass_New_Process_Natural Gas_Steam System Efficiency Improvements_A_Achievable Technical Potential | F1 | Industrial | Stone, Clay, and Glass | New | Process | Natural Gas | Steam System Efficiency Improvements | A | Original Unit Energy Savings (kWh or therms) | Achievable Technical Potential | 0 | 0 | 0.082679 | 0.082679 | 0.082679 | 0.082679 | 0.082679 | 0.082679 | 0.082679 | 0.082679 | 0.082679 | 0.082679 | 0.082679 | 0.082679 | 0.082679 | 0.082679 | 0.082679 | 0.082679 | 0.082679 | 0.082679 | 0.082679 | 0.082679
F2_Industrial_Stone, Clay, and Glass_New_Process_Natural Gas_Steam System Efficiency Improvements_A_Achievable Technical Potential | F2 | Industrial | Stone, Clay, and Glass | New | Process | Natural Gas | Steam System Efficiency Improvements | A | Original Unit Summer Peak Savings (kW) | Achievable Technical Potential | 0 | 0 | 0 | 0 | 0 | 0 | 0 | 0 | 0 | 0 | 0 | 0 | 0 | 0 | 0 | 0 | 0 | 0 | 0 | 0 | 0 | 0
F3_Industrial_Stone, Clay, and Glass_New_Process_Natural Gas_Steam System Efficiency Improvements_A_Achievable Technical Potential | F3 | Industrial | Stone, Clay, and Glass | New | Process | Natural Gas | Steam System Efficiency Improvements | A | Original Unit Winter Peak Savings (kW) | Achievable Technical Potential | 0 | 0 | 0 | 0 | 0 | 0 | 0 | 0 | 0 | 0 | 0 | 0 | 0 | 0 | 0 | 0 | 0 | 0 | 0 | 0 | 0 | 0
F4_Industrial_Stone, Clay, and Glass_New_Process_Natural Gas_Steam System Efficiency Improvements_A_Achievable Technical Potential | F4 | Industrial | Stone, Clay, and Glass | New | Process | Natural Gas | Steam System Efficiency Improvements | A | Standalone Impact on Baseline Energy (%) | Achievable Technical Potential | 0% | 0% | 9.601e-07% | 2.469e-06% | 5.139e-06% | 9.393e-06% | 1.657e-05% | 2.622e-05% | 3.891e-05% | 5.418e-05% | 7.317e-05% | 9.325e-05% | 0.0001136% | 0.000131% | 0.0001469% | 0.0001549% | 0.0001548% | 0.0001455% | 0.0001398% | 0.0001334% | 0.0001277% | 0.0001225%
F5_Industrial_Stone, Clay, and Glass_New_Process_Natural Gas_Steam System Efficiency Improvements_A_Achievable Technical Potential | F5 | Industrial | Stone, Clay, and Glass | New | Process | Natural Gas | Steam System Efficiency Improvements | A | Standalone Impact on Baseline Summer Peak (%) | Achievable Technical Potential | bar: 2019 to 2040
F6_Industrial_Stone, Clay, and Glass_New_Process_Natural Gas_Steam System Efficiency Improvements_A_Achievable Technical Potential | F6 | Industrial | Stone, Clay, and Glass | New | Process | Natural Gas | Steam System Efficiency Improvements | A | Standalone Impact on Baseline Winter Peak (%) | Achievable Technical Potential | bar: 2019 to 2040
F7_Industrial_Stone, Clay, and Glass_New_Process_Natural Gas_Steam System Efficiency Improvements_A_Achievable Technical Potential | F7 | Industrial | Stone, Clay, and Glass | New | Process | Natural Gas | Steam System Efficiency Improvements | A | Incremental Energy Savings (MWh or mTherms) | Achievable Technical Potential | 0 | 0 | 1.0195e-06 | 3.5565e-06 | 9.0045e-06 | 1.9551e-05 | 3.4159e-05 | 5.6376e-05 | 8.6697e-05 | 0.00012699 | 0.00017051 | 0.00021931 | 0.00026624 | 0.00030815 | 0.00032641 | 0.00032715 | 0.00030473 | 0.00026847 | 0.0003117 | 0.00033542 | 0.00034671 | 0.00033889
F8_Industrial_Stone, Clay, and Glass_New_Process_Natural Gas_Steam System Efficiency Improvements_A_Achievable Technical Potential | F8 | Industrial | Stone, Clay, and Glass | New | Process | Natural Gas | Steam System Efficiency Improvements | A | Incremental Summer Peak Savings (MW) | Achievable Technical Potential | 0 | 0 | 0 | 0 | 0 | 0 | 0 | 0 | 0 | 0 | 0 | 0 | 0 | 0 | 0 | 0 | 0 | 0 | 0 | 0 | 0 | 0
F9_Industrial_Stone, Clay, and Glass_New_Process_Natural Gas_Steam System Efficiency Improvements_A_Achievable Technical Potential | F9 | Industrial | Stone, Clay, and Glass | New | Process | Natural Gas | Steam System Efficiency Improvements | A | Incremental Winter Peak Savings (MW) | Achievable Technical Potential | 0 | 0 | 0 | 0 | 0 | 0 | 0 | 0 | 0 | 0 | 0 | 0 | 0 | 0 | 0 | 0 | 0 | 0 | 0 | 0 | 0 | 0
F10_Industrial_Stone, Clay, and Glass_New_Process_Natural Gas_Steam System Efficiency Improvements_A_Achievable Technical Potential | F10 | Industrial | Stone, Clay, and Glass | New | Process | Natural Gas | Steam System Efficiency Improvements | A | Cumulative Energy Savings (MWh or mTherms) | Achievable Technical Potential | 0 | 0 | 1.0195e-06 | 4.576e-06 | 1.3581e-05 | 3.3132e-05 | 6.729e-05 | 0.00012265 | 0.00020579 | 0.00032377 | 0.00047473 | 0.00065988 | 0.00086974 | 0.0010912 | 0.0012906 | 0.0014473 | 0.0015327 | 0.0015339 | 0.0015339 | 0.0015339 | 0.0015339 | 0.0015339
F11_Industrial_Stone, Clay, and Glass_New_Process_Natural Gas_Steam System Efficiency Improvements_A_Achievable Technical Potential | F11 | Industrial | Stone, Clay, and Glass | New | Process | Natural Gas | Steam System Efficiency Improvements | A | Cumulative Summer Peak Savings (MW) | Achievable Technical Potential | 0 | 0 | 0 | 0 | 0 | 0 | 0 | 0 | 0 | 0 | 0 | 0 | 0 | 0 | 0 | 0 | 0 | 0 | 0 | 0 | 0 | 0
F12_Industrial_Stone, Clay, and Glass_New_Process_Natural Gas_Steam System Efficiency Improvements_A_Achievable Technical Potential | F12 | Industrial | Stone, Clay, and Glass | New | Process | Natural Gas | Steam System Efficiency Improvements | A | Cumulative Winter Peak Savings (MW) | Achievable Technical Potential | 0 | 0 | 0 | 0 | 0 | 0 | 0 | 0 | 0 | 0 | 0 | 0 | 0 | 0 | 0 | 0 | 0 | 0 | 0 | 0 | 0 | 0
F13_Industrial_Stone, Clay, and Glass_New_Process_Natural Gas_Steam System Efficiency Improvements_A_Achievable Technical Potential | F13 | Industrial | Stone, Clay, and Glass | New | Process | Natural Gas | Steam System Efficiency Improvements | A | Purchases (Incremental) | Achievable Technical Potential | 0 | 0 | 0.012331 | 0.043016 | 0.10891 | 0.23647 | 0.41315 | 0.68186 | 1.0486 | 1.5359 | 2.0623 | 2.6525 | 3.2202 | 3.727 | 3.948 | 3.9569 | 3.6858 | 3.2471 | 3.77 | 4.0569 | 4.1934 | 4.0989
F14_Industrial_Stone, Clay, and Glass_New_Process_Natural Gas_Steam System Efficiency Improvements_A_Achievable Technical Potential | F14 | Industrial | Stone, Clay, and Glass | New | Process | Natural Gas | Steam System Efficiency Improvements | A | Purchases (Cumulative) | Achievable Technical Potential | 0 | 0 | 0.012331 | 0.055347 | 0.16426 | 0.40073 | 0.81388 | 1.4834 | 2.489 | 3.916 | 5.7419 | 7.9812 | 10.5196 | 13.198 | 15.6101 | 17.5047 | 18.5379 | 18.5525 | 18.5525 | 18.5525 | 18.5525 | 18.5525
F1_Industrial_Stone, Clay, and Glass_New_Space Heating_Natural Gas_Strategic Energy Management_A_Achievable Technical Potential | F1 | Industrial | Stone, Clay, and Glass | New | Space Heating | Natural Gas | Strategic Energy Management | A | Original Unit Energy Savings (kWh or therms) | Achievable Technical Potential | 0 | 0 | 18.6709 | 18.6709 | 18.6709 | 18.6709 | 18.6709 | 18.6709 | 18.6709 | 18.6709 | 18.6709 | 18.6709 | 18.6709 | 18.6709 | 18.6709 | 18.6709 | 18.6709 | 18.6709 | 18.6709 | 18.6709 | 18.6709 | 18.6709
F2_Industrial_Stone, Clay, and Glass_New_Space Heating_Natural Gas_Strategic Energy Management_A_Achievable Technical Potential | F2 | Industrial | Stone, Clay, and Glass | New | Space Heating | Natural Gas | Strategic Energy Management | A | Original Unit Summer Peak Savings (kW) | Achievable Technical Potential | 0 | 0 | 0 | 0 | 0 | 0 | 0 | 0 | 0 | 0 | 0 | 0 | 0 | 0 | 0 | 0 | 0 | 0 | 0 | 0 | 0 | 0
F3_Industrial_Stone, Clay, and Glass_New_Space Heating_Natural Gas_Strategic Energy Management_A_Achievable Technical Potential | F3 | Industrial | Stone, Clay, and Glass | New | Space Heating | Natural Gas | Strategic Energy Management | A | Original Unit Winter Peak Savings (kW) | Achievable Technical Potential | 0 | 0 | 0 | 0 | 0 | 0 | 0 | 0 | 0 | 0 | 0 | 0 | 0 | 0 | 0 | 0 | 0 | 0 | 0 | 0 | 0 | 0
F4_Industrial_Stone, Clay, and Glass_New_Space Heating_Natural Gas_Strategic Energy Management_A_Achievable Technical Potential | F4 | Industrial | Stone, Clay, and Glass | New | Space Heating | Natural Gas | Strategic Energy Management | A | Standalone Impact on Baseline Energy (%) | Achievable Technical Potential | 0% | 0% | 0.08224% | 0.1294% | 0.173% | 0.2118% | 0.2663% | 0.2946% | 0.314% | 0.3238% | 0.3358% | 0.3429% | 0.3489% | 0.3507% | 0.3588% | 0.3626% | 0.3657% | 0.3575% | 0.3495% | 0.334% | 0.3198% | 0.3067%
F5_Industrial_Stone, Clay, and Glass_New_Space Heating_Natural Gas_Strategic Energy Management_A_Achievable Technical Potential | F5 | Industrial | Stone, Clay, and Glass | New | Space Heating | Natural Gas | Strategic Energy Management | A | Standalone Impact on Baseline Summer Peak (%) | Achievable Technical Potential | bar: 2019 to 2040
F6_Industrial_Stone, Clay, and Glass_New_Space Heating_Natural Gas_Strategic Energy Management_A_Achievable Technical Potential | F6 | Industrial | Stone, Clay, and Glass | New | Space Heating | Natural Gas | Strategic Energy Management | A | Standalone Impact on Baseline Winter Peak (%) | Achievable Technical Potential | bar: 2019 to 2040
F7_Industrial_Stone, Clay, and Glass_New_Space Heating_Natural Gas_Strategic Energy Management_A_Achievable Technical Potential | F7 | Industrial | Stone, Clay, and Glass | New | Space Heating | Natural Gas | Strategic Energy Management | A | Incremental Energy Savings (MWh or mTherms) | Achievable Technical Potential | 0 | 0 | 0.0042422 | 0.0074034 | 0.010557 | 0.014091 | 0.01622 | 0.018691 | 0.021131 | 0.023875 | 0.02592 | 0.028271 | 0.03059 | 0.033282 | 0.035108 | 0.037328 | 0.039546 | 0.042128 | 0.043834 | 0.045935 | 0.051419 | 0.055766
F8_Industrial_Stone, Clay, and Glass_New_Space Heating_Natural Gas_Strategic Energy Management_A_Achievable Technical Potential | F8 | Industrial | Stone, Clay, and Glass | New | Space Heating | Natural Gas | Strategic Energy Management | A | Incremental Summer Peak Savings (MW) | Achievable Technical Potential | 0 | 0 | 0 | 0 | 0 | 0 | 0 | 0 | 0 | 0 | 0 | 0 | 0 | 0 | 0 | 0 | 0 | 0 | 0 | 0 | 0 | 0
F9_Industrial_Stone, Clay, and Glass_New_Space Heating_Natural Gas_Strategic Energy Management_A_Achievable Technical Potential | F9 | Industrial | Stone, Clay, and Glass | New | Space Heating | Natural Gas | Strategic Energy Management | A | Incremental Winter Peak Savings (MW) | Achievable Technical Potential | 0 | 0 | 0 | 0 | 0 | 0 | 0 | 0 | 0 | 0 | 0 | 0 | 0 | 0 | 0 | 0 | 0 | 0 | 0 | 0 | 0 | 0
F10_Industrial_Stone, Clay, and Glass_New_Space Heating_Natural Gas_Strategic Energy Management_A_Achievable Technical Potential | F10 | Industrial | Stone, Clay, and Glass | New | Space Heating | Natural Gas | Strategic Energy Management | A | Cumulative Energy Savings (MWh or mTherms) | Achievable Technical Potential | 0 | 0 | 0.0042422 | 0.011646 | 0.022202 | 0.036294 | 0.052514 | 0.066963 | 0.08069 | 0.094009 | 0.10584 | 0.11789 | 0.12979 | 0.14194 | 0.15317 | 0.16458 | 0.17585 | 0.18315 | 0.1863 | 0.18657 | 0.18657 | 0.18657
F11_Industrial_Stone, Clay, and Glass_New_Space Heating_Natural Gas_Strategic Energy Management_A_Achievable Technical Potential | F11 | Industrial | Stone, Clay, and Glass | New | Space Heating | Natural Gas | Strategic Energy Management | A | Cumulative Summer Peak Savings (MW) | Achievable Technical Potential | 0 | 0 | 0 | 0 | 0 | 0 | 0 | 0 | 0 | 0 | 0 | 0 | 0 | 0 | 0 | 0 | 0 | 0 | 0 | 0 | 0 | 0
F12_Industrial_Stone, Clay, and Glass_New_Space Heating_Natural Gas_Strategic Energy Management_A_Achievable Technical Potential | F12 | Industrial | Stone, Clay, and Glass | New | Space Heating | Natural Gas | Strategic Energy Management | A | Cumulative Winter Peak Savings (MW) | Achievable Technical Potential | 0 | 0 | 0 | 0 | 0 | 0 | 0 | 0 | 0 | 0 | 0 | 0 | 0 | 0 | 0 | 0 | 0 | 0 | 0 | 0 | 0 | 0
F13_Industrial_Stone, Clay, and Glass_New_Space Heating_Natural Gas_Strategic Energy Management_A_Achievable Technical Potential | F13 | Industrial | Stone, Clay, and Glass | New | Space Heating | Natural Gas | Strategic Energy Management | A | Purchases (Incremental) | Achievable Technical Potential | 0 | 0 | 0.22721 | 0.39652 | 0.56542 | 0.75472 | 0.86873 | 1.0011 | 1.1318 | 1.2788 | 1.3882 | 1.5142 | 1.6384 | 1.7825 | 1.8804 | 1.9992 | 2.118 | 2.2563 | 2.3477 | 2.4603 | 2.754 | 2.9868
F14_Industrial_Stone, Clay, and Glass_New_Space Heating_Natural Gas_Strategic Energy Management_A_Achievable Technical Potential | F14 | Industrial | Stone, Clay, and Glass | New | Space Heating | Natural Gas | Strategic Energy Management | A | Purchases (Cumulative) | Achievable Technical Potential | 0 | 0 | 0.22721 | 0.62373 | 1.1891 | 1.9439 | 2.8126 | 3.5865 | 4.3217 | 5.035 | 5.6686 | 6.314 | 6.9513 | 7.6021 | 8.2037 | 8.8147 | 9.4186 | 9.8093 | 9.9779 | 9.9924 | 9.9924 | 9.9924
F1_Industrial_Stone, Clay, and Glass_New_Process_Natural Gas_Strategic Energy Management_A_Achievable Technical Potential | F1 | Industrial | Stone, Clay, and Glass | New | Process | Natural Gas | Strategic Energy Management | A | Original Unit Energy Savings (kWh or therms) | Achievable Technical Potential | 0 | 0 | 60.5342 | 60.5342 | 60.5342 | 60.5342 | 60.5342 | 60.5342 | 60.5342 | 60.5342 | 60.5342 | 60.5342 | 60.5342 | 60.5342 | 60.5342 | 60.5342 | 60.5342 | 60.5342 | 60.5342 | 60.5342 | 60.5342 | 60.5342
F2_Industrial_Stone, Clay, and Glass_New_Process_Natural Gas_Strategic Energy Management_A_Achievable Technical Potential | F2 | Industrial | Stone, Clay, and Glass | New | Process | Natural Gas | Strategic Energy Management | A | Original Unit Summer Peak Savings (kW) | Achievable Technical Potential | 0 | 0 | 0 | 0 | 0 | 0 | 0 | 0 | 0 | 0 | 0 | 0 | 0 | 0 | 0 | 0 | 0 | 0 | 0 | 0 | 0 | 0
F3_Industrial_Stone, Clay, and Glass_New_Process_Natural Gas_Strategic Energy Management_A_Achievable Technical Potential | F3 | Industrial | Stone, Clay, and Glass | New | Process | Natural Gas | Strategic Energy Management | A | Original Unit Winter Peak Savings (kW) | Achievable Technical Potential | 0 | 0 | 0 | 0 | 0 | 0 | 0 | 0 | 0 | 0 | 0 | 0 | 0 | 0 | 0 | 0 | 0 | 0 | 0 | 0 | 0 | 0
F4_Industrial_Stone, Clay, and Glass_New_Process_Natural Gas_Strategic Energy Management_A_Achievable Technical Potential | F4 | Industrial | Stone, Clay, and Glass | New | Process | Natural Gas | Strategic Energy Management | A | Standalone Impact on Baseline Energy (%) | Achievable Technical Potential | 0% | 0% | 0.08224% | 0.1294% | 0.173% | 0.2118% | 0.2663% | 0.2946% | 0.314% | 0.3238% | 0.3358% | 0.3429% | 0.3489% | 0.3507% | 0.3588% | 0.3626% | 0.3657% | 0.3575% | 0.3495% | 0.334% | 0.3198% | 0.3067%
F5_Industrial_Stone, Clay, and Glass_New_Process_Natural Gas_Strategic Energy Management_A_Achievable Technical Potential | F5 | Industrial | Stone, Clay, and Glass | New | Process | Natural Gas | Strategic Energy Management | A | Standalone Impact on Baseline Summer Peak (%) | Achievable Technical Potential | bar: 2019 to 2040
F6_Industrial_Stone, Clay, and Glass_New_Process_Natural Gas_Strategic Energy Management_A_Achievable Technical Potential | F6 | Industrial | Stone, Clay, and Glass | New | Process | Natural Gas | Strategic Energy Management | A | Standalone Impact on Baseline Winter Peak (%) | Achievable Technical Potential | bar: 2019 to 2040
F7_Industrial_Stone, Clay, and Glass_New_Process_Natural Gas_Strategic Energy Management_A_Achievable Technical Potential | F7 | Industrial | Stone, Clay, and Glass | New | Process | Natural Gas | Strategic Energy Management | A | Incremental Energy Savings (MWh or mTherms) | Achievable Technical Potential | 0 | 0 | 0.087323 | 0.15239 | 0.21731 | 0.29006 | 0.33388 | 0.38475 | 0.43497 | 0.49147 | 0.53354 | 0.58194 | 0.62969 | 0.68508 | 0.72268 | 0.76837 | 0.81403 | 0.86718 | 0.90229 | 0.94556 | 1.0584 | 1.1479
F8_Industrial_Stone, Clay, and Glass_New_Process_Natural Gas_Strategic Energy Management_A_Achievable Technical Potential | F8 | Industrial | Stone, Clay, and Glass | New | Process | Natural Gas | Strategic Energy Management | A | Incremental Summer Peak Savings (MW) | Achievable Technical Potential | 0 | 0 | 0 | 0 | 0 | 0 | 0 | 0 | 0 | 0 | 0 | 0 | 0 | 0 | 0 | 0 | 0 | 0 | 0 | 0 | 0 | 0
F9_Industrial_Stone, Clay, and Glass_New_Process_Natural Gas_Strategic Energy Management_A_Achievable Technical Potential | F9 | Industrial | Stone, Clay, and Glass | New | Process | Natural Gas | Strategic Energy Management | A | Incremental Winter Peak Savings (MW) | Achievable Technical Potential | 0 | 0 | 0 | 0 | 0 | 0 | 0 | 0 | 0 | 0 | 0 | 0 | 0 | 0 | 0 | 0 | 0 | 0 | 0 | 0 | 0 | 0
F10_Industrial_Stone, Clay, and Glass_New_Process_Natural Gas_Strategic Energy Management_A_Achievable Technical Potential | F10 | Industrial | Stone, Clay, and Glass | New | Process | Natural Gas | Strategic Energy Management | A | Cumulative Energy Savings (MWh or mTherms) | Achievable Technical Potential | 0 | 0 | 0.087323 | 0.23972 | 0.45702 | 0.74709 | 1.081 | 1.3784 | 1.661 | 1.9351 | 2.1786 | 2.4267 | 2.6716 | 2.9217 | 3.1529 | 3.3878 | 3.6199 | 3.77 | 3.8348 | 3.8404 | 3.8404 | 3.8404
F11_Industrial_Stone, Clay, and Glass_New_Process_Natural Gas_Strategic Energy Management_A_Achievable Technical Potential | F11 | Industrial | Stone, Clay, and Glass | New | Process | Natural Gas | Strategic Energy Management | A | Cumulative Summer Peak Savings (MW) | Achievable Technical Potential | 0 | 0 | 0 | 0 | 0 | 0 | 0 | 0 | 0 | 0 | 0 | 0 | 0 | 0 | 0 | 0 | 0 | 0 | 0 | 0 | 0 | 0
F12_Industrial_Stone, Clay, and Glass_New_Process_Natural Gas_Strategic Energy Management_A_Achievable Technical Potential | F12 | Industrial | Stone, Clay, and Glass | New | Process | Natural Gas | Strategic Energy Management | A | Cumulative Winter Peak Savings (MW) | Achievable Technical Potential | 0 | 0 | 0 | 0 | 0 | 0 | 0 | 0 | 0 | 0 | 0 | 0 | 0 | 0 | 0 | 0 | 0 | 0 | 0 | 0 | 0 | 0
F13_Industrial_Stone, Clay, and Glass_New_Process_Natural Gas_Strategic Energy Management_A_Achievable Technical Potential | F13 | Industrial | Stone, Clay, and Glass | New | Process | Natural Gas | Strategic Energy Management | A | Purchases (Incremental) | Achievable Technical Potential | 0 | 0 | 1.4425 | 2.5175 | 3.5898 | 4.7917 | 5.5156 | 6.3558 | 7.1855 | 8.1188 | 8.8139 | 9.6134 | 10.4022 | 11.3173 | 11.9384 | 12.6932 | 13.4475 | 14.3255 | 14.9055 | 15.6202 | 17.4849 | 18.963
F14_Industrial_Stone, Clay, and Glass_New_Process_Natural Gas_Strategic Energy Management_A_Achievable Technical Potential | F14 | Industrial | Stone, Clay, and Glass | New | Process | Natural Gas | Strategic Energy Management | A | Purchases (Cumulative) | Achievable Technical Potential | 0 | 0 | 1.4425 | 3.96 | 7.5499 | 12.3416 | 17.8572 | 22.7705 | 27.4385 | 31.9675 | 35.9897 | 40.0875 | 44.1338 | 48.2656 | 52.0852 | 55.9645 | 59.7986 | 62.2793 | 63.3501 | 63.442 | 63.442 | 63.442
F1_Industrial_Stone, Clay, and Glass_New_Miscellaneous_Natural Gas_Strategic Energy Management_A_Achievable Technical Potential | F1 | Industrial | Stone, Clay, and Glass | New | Miscellaneous | Natural Gas | Strategic Energy Management | A | Original Unit Energy Savings (kWh or therms) | Achievable Technical Potential | 0 | 0 | 16.2609 | 16.2609 | 16.2609 | 16.2609 | 16.2609 | 16.2609 | 16.2609 | 16.2609 | 16.2609 | 16.2609 | 16.2609 | 16.2609 | 16.2609 | 16.2609 | 16.2609 | 16.2609 | 16.2609 | 16.2609 | 16.2609 | 16.2609
F2_Industrial_Stone, Clay, and Glass_New_Miscellaneous_Natural Gas_Strategic Energy Management_A_Achievable Technical Potential | F2 | Industrial | Stone, Clay, and Glass | New | Miscellaneous | Natural Gas | Strategic Energy Management | A | Original Unit Summer Peak Savings (kW) | Achievable Technical Potential | 0 | 0 | 0 | 0 | 0 | 0 | 0 | 0 | 0 | 0 | 0 | 0 | 0 | 0 | 0 | 0 | 0 | 0 | 0 | 0 | 0 | 0
F3_Industrial_Stone, Clay, and Glass_New_Miscellaneous_Natural Gas_Strategic Energy Management_A_Achievable Technical Potential | F3 | Industrial | Stone, Clay, and Glass | New | Miscellaneous | Natural Gas | Strategic Energy Management | A | Original Unit Winter Peak Savings (kW) | Achievable Technical Potential | 0 | 0 | 0 | 0 | 0 | 0 | 0 | 0 | 0 | 0 | 0 | 0 | 0 | 0 | 0 | 0 | 0 | 0 | 0 | 0 | 0 | 0
F4_Industrial_Stone, Clay, and Glass_New_Miscellaneous_Natural Gas_Strategic Energy Management_A_Achievable Technical Potential | F4 | Industrial | Stone, Clay, and Glass | New | Miscellaneous | Natural Gas | Strategic Energy Management | A | Standalone Impact on Baseline Energy (%) | Achievable Technical Potential | 0% | 0% | 0.08224% | 0.1294% | 0.173% | 0.2118% | 0.2663% | 0.2946% | 0.314% | 0.3238% | 0.3358% | 0.3429% | 0.3489% | 0.3507% | 0.3588% | 0.3626% | 0.3657% | 0.3575% | 0.3495% | 0.334% | 0.3198% | 0.3067%
F5_Industrial_Stone, Clay, and Glass_New_Miscellaneous_Natural Gas_Strategic Energy Management_A_Achievable Technical Potential | F5 | Industrial | Stone, Clay, and Glass | New | Miscellaneous | Natural Gas | Strategic Energy Management | A | Standalone Impact on Baseline Summer Peak (%) | Achievable Technical Potential | bar: 2019 to 2040
F6_Industrial_Stone, Clay, and Glass_New_Miscellaneous_Natural Gas_Strategic Energy Management_A_Achievable Technical Potential | F6 | Industrial | Stone, Clay, and Glass | New | Miscellaneous | Natural Gas | Strategic Energy Management | A | Standalone Impact on Baseline Winter Peak (%) | Achievable Technical Potential | bar: 2019 to 2040
F7_Industrial_Stone, Clay, and Glass_New_Miscellaneous_Natural Gas_Strategic Energy Management_A_Achievable Technical Potential | F7 | Industrial | Stone, Clay, and Glass | New | Miscellaneous | Natural Gas | Strategic Energy Management | A | Incremental Energy Savings (MWh or mTherms) | Achievable Technical Potential | 0 | 0 | 0.0058642 | 0.010234 | 0.014593 | 0.019479 | 0.022422 | 0.025838 | 0.029211 | 0.033005 | 0.035831 | 0.03908 | 0.042287 | 0.046007 | 0.048532 | 0.051601 | 0.054667 | 0.058237 | 0.060594 | 0.0635 | 0.07108 | 0.077089
F8_Industrial_Stone, Clay, and Glass_New_Miscellaneous_Natural Gas_Strategic Energy Management_A_Achievable Technical Potential | F8 | Industrial | Stone, Clay, and Glass | New | Miscellaneous | Natural Gas | Strategic Energy Management | A | Incremental Summer Peak Savings (MW) | Achievable Technical Potential | 0 | 0 | 0 | 0 | 0 | 0 | 0 | 0 | 0 | 0 | 0 | 0 | 0 | 0 | 0 | 0 | 0 | 0 | 0 | 0 | 0 | 0
F9_Industrial_Stone, Clay, and Glass_New_Miscellaneous_Natural Gas_Strategic Energy Management_A_Achievable Technical Potential | F9 | Industrial | Stone, Clay, and Glass | New | Miscellaneous | Natural Gas | Strategic Energy Management | A | Incremental Winter Peak Savings (MW) | Achievable Technical Potential | 0 | 0 | 0 | 0 | 0 | 0 | 0 | 0 | 0 | 0 | 0 | 0 | 0 | 0 | 0 | 0 | 0 | 0 | 0 | 0 | 0 | 0
F10_Industrial_Stone, Clay, and Glass_New_Miscellaneous_Natural Gas_Strategic Energy Management_A_Achievable Technical Potential | F10 | Industrial | Stone, Clay, and Glass | New | Miscellaneous | Natural Gas | Strategic Energy Management | A | Cumulative Energy Savings (MWh or mTherms) | Achievable Technical Potential | 0 | 0 | 0.0058642 | 0.016098 | 0.030692 | 0.050171 | 0.072593 | 0.092567 | 0.11154 | 0.12996 | 0.14631 | 0.16296 | 0.17941 | 0.19621 | 0.21174 | 0.22751 | 0.24309 | 0.25318 | 0.25753 | 0.25791 | 0.25791 | 0.25791
F11_Industrial_Stone, Clay, and Glass_New_Miscellaneous_Natural Gas_Strategic Energy Management_A_Achievable Technical Potential | F11 | Industrial | Stone, Clay, and Glass | New | Miscellaneous | Natural Gas | Strategic Energy Management | A | Cumulative Summer Peak Savings (MW) | Achievable Technical Potential | 0 | 0 | 0 | 0 | 0 | 0 | 0 | 0 | 0 | 0 | 0 | 0 | 0 | 0 | 0 | 0 | 0 | 0 | 0 | 0 | 0 | 0
F12_Industrial_Stone, Clay, and Glass_New_Miscellaneous_Natural Gas_Strategic Energy Management_A_Achievable Technical Potential | F12 | Industrial | Stone, Clay, and Glass | New | Miscellaneous | Natural Gas | Strategic Energy Management | A | Cumulative Winter Peak Savings (MW) | Achievable Technical Potential | 0 | 0 | 0 | 0 | 0 | 0 | 0 | 0 | 0 | 0 | 0 | 0 | 0 | 0 | 0 | 0 | 0 | 0 | 0 | 0 | 0 | 0
F13_Industrial_Stone, Clay, and Glass_New_Miscellaneous_Natural Gas_Strategic Energy Management_A_Achievable Technical Potential | F13 | Industrial | Stone, Clay, and Glass | New | Miscellaneous | Natural Gas | Strategic Energy Management | A | Purchases (Incremental) | Achievable Technical Potential | 0 | 0 | 0.36063 | 0.62938 | 0.89746 | 1.1979 | 1.3789 | 1.589 | 1.7964 | 2.0297 | 2.2035 | 2.4033 | 2.6006 | 2.8293 | 2.9846 | 3.1733 | 3.3619 | 3.5814 | 3.7264 | 3.905 | 4.3712 | 4.7408
F14_Industrial_Stone, Clay, and Glass_New_Miscellaneous_Natural Gas_Strategic Energy Management_A_Achievable Technical Potential | F14 | Industrial | Stone, Clay, and Glass | New | Miscellaneous | Natural Gas | Strategic Energy Management | A | Purchases (Cumulative) | Achievable Technical Potential | 0 | 0 | 0.36063 | 0.99001 | 1.8875 | 3.0854 | 4.4643 | 5.6926 | 6.8596 | 7.9919 | 8.9974 | 10.0219 | 11.0335 | 12.0664 | 13.0213 | 13.9911 | 14.9496 | 15.5698 | 15.8375 | 15.8605 | 15.8605 | 15.8605
F1_Industrial_Stone, Clay, and Glass_New_Space Heating_Natural Gas_Commissioning_A_Achievable Technical Potential | F1 | Industrial | Stone, Clay, and Glass | New | Space Heating | Natural Gas | Commissioning | A | Original Unit Energy Savings (kWh or therms) | Achievable Technical Potential | 0 | 0 | 16.4136 | 16.4136 | 16.4136 | 16.4136 | 16.4136 | 16.4136 | 16.4136 | 16.4136 | 16.4136 | 16.4136 | 16.4136 | 16.4136 | 16.4136 | 16.4136 | 16.4136 | 16.4136 | 16.4136 | 16.4136 | 16.4136 | 16.4136
F2_Industrial_Stone, Clay, and Glass_New_Space Heating_Natural Gas_Commissioning_A_Achievable Technical Potential | F2 | Industrial | Stone, Clay, and Glass | New | Space Heating | Natural Gas | Commissioning | A | Original Unit Summer Peak Savings (kW) | Achievable Technical Potential | 0 | 0 | 0 | 0 | 0 | 0 | 0 | 0 | 0 | 0 | 0 | 0 | 0 | 0 | 0 | 0 | 0 | 0 | 0 | 0 | 0 | 0
F3_Industrial_Stone, Clay, and Glass_New_Space Heating_Natural Gas_Commissioning_A_Achievable Technical Potential | F3 | Industrial | Stone, Clay, and Glass | New | Space Heating | Natural Gas | Commissioning | A | Original Unit Winter Peak Savings (kW) | Achievable Technical Potential | 0 | 0 | 0 | 0 | 0 | 0 | 0 | 0 | 0 | 0 | 0 | 0 | 0 | 0 | 0 | 0 | 0 | 0 | 0 | 0 | 0 | 0
F4_Industrial_Stone, Clay, and Glass_New_Space Heating_Natural Gas_Commissioning_A_Achievable Technical Potential | F4 | Industrial | Stone, Clay, and Glass | New | Space Heating | Natural Gas | Commissioning | A | Standalone Impact on Baseline Energy (%) | Achievable Technical Potential | bar: 2019 to 2040
F5_Industrial_Stone, Clay, and Glass_New_Space Heating_Natural Gas_Commissioning_A_Achievable Technical Potential | F5 | Industrial | Stone, Clay, and Glass | New | Space Heating | Natural Gas | Commissioning | A | Standalone Impact on Baseline Summer Peak (%) | Achievable Technical Potential | bar: 2019 to 2040
F6_Industrial_Stone, Clay, and Glass_New_Space Heating_Natural Gas_Commissioning_A_Achievable Technical Potential | F6 | Industrial | Stone, Clay, and Glass | New | Space Heating | Natural Gas | Commissioning | A | Standalone Impact on Baseline Winter Peak (%) | Achievable Technical Potential | bar: 2019 to 2040
F7_Industrial_Stone, Clay, and Glass_New_Space Heating_Natural Gas_Commissioning_A_Achievable Technical Potential | F7 | Industrial | Stone, Clay, and Glass | New | Space Heating | Natural Gas | Commissioning | A | Incremental Energy Savings (MWh or mTherms) | Achievable Technical Potential | 0 | 0 | 0 | 0 | 0 | 0 | 0 | 0 | 0 | 0 | 0 | 0 | 0 | 0 | 0 | 0 | 0 | 0 | 0 | 0 | 0 | 0
F8_Industrial_Stone, Clay, and Glass_New_Space Heating_Natural Gas_Commissioning_A_Achievable Technical Potential | F8 | Industrial | Stone, Clay, and Glass | New | Space Heating | Natural Gas | Commissioning | A | Incremental Summer Peak Savings (MW) | Achievable Technical Potential | 0 | 0 | 0 | 0 | 0 | 0 | 0 | 0 | 0 | 0 | 0 | 0 | 0 | 0 | 0 | 0 | 0 | 0 | 0 | 0 | 0 | 0
F9_Industrial_Stone, Clay, and Glass_New_Space Heating_Natural Gas_Commissioning_A_Achievable Technical Potential | F9 | Industrial | Stone, Clay, and Glass | New | Space Heating | Natural Gas | Commissioning | A | Incremental Winter Peak Savings (MW) | Achievable Technical Potential | 0 | 0 | 0 | 0 | 0 | 0 | 0 | 0 | 0 | 0 | 0 | 0 | 0 | 0 | 0 | 0 | 0 | 0 | 0 | 0 | 0 | 0
F10_Industrial_Stone, Clay, and Glass_New_Space Heating_Natural Gas_Commissioning_A_Achievable Technical Potential | F10 | Industrial | Stone, Clay, and Glass | New | Space Heating | Natural Gas | Commissioning | A | Cumulative Energy Savings (MWh or mTherms) | Achievable Technical Potential | 0 | 0 | 0 | 0 | 0 | 0 | 0 | 0 | 0 | 0 | 0 | 0 | 0 | 0 | 0 | 0 | 0 | 0 | 0 | 0 | 0 | 0
F11_Industrial_Stone, Clay, and Glass_New_Space Heating_Natural Gas_Commissioning_A_Achievable Technical Potential | F11 | Industrial | Stone, Clay, and Glass | New | Space Heating | Natural Gas | Commissioning | A | Cumulative Summer Peak Savings (MW) | Achievable Technical Potential | 0 | 0 | 0 | 0 | 0 | 0 | 0 | 0 | 0 | 0 | 0 | 0 | 0 | 0 | 0 | 0 | 0 | 0 | 0 | 0 | 0 | 0
F12_Industrial_Stone, Clay, and Glass_New_Space Heating_Natural Gas_Commissioning_A_Achievable Technical Potential | F12 | Industrial | Stone, Clay, and Glass | New | Space Heating | Natural Gas | Commissioning | A | Cumulative Winter Peak Savings (MW) | Achievable Technical Potential | 0 | 0 | 0 | 0 | 0 | 0 | 0 | 0 | 0 | 0 | 0 | 0 | 0 | 0 | 0 | 0 | 0 | 0 | 0 | 0 | 0 | 0
F13_Industrial_Stone, Clay, and Glass_New_Space Heating_Natural Gas_Commissioning_A_Achievable Technical Potential | F13 | Industrial | Stone, Clay, and Glass | New | Space Heating | Natural Gas | Commissioning | A | Purchases (Incremental) | Achievable Technical Potential | 0 | 0 | 0 | 0 | 0 | 0 | 0 | 0 | 0 | 0 | 0 | 0 | 0 | 0 | 0 | 0 | 0 | 0 | 0 | 0 | 0 | 0
F14_Industrial_Stone, Clay, and Glass_New_Space Heating_Natural Gas_Commissioning_A_Achievable Technical Potential | F14 | Industrial | Stone, Clay, and Glass | New | Space Heating | Natural Gas | Commissioning | A | Purchases (Cumulative) | Achievable Technical Potential | 0 | 0 | 0 | 0 | 0 | 0 | 0 | 0 | 0 | 0 | 0 | 0 | 0 | 0 | 0 | 0 | 0 | 0 | 0 | 0 | 0 | 0
F1_Industrial_Stone, Clay, and Glass_New_Process_Natural Gas_Commissioning_A_Achievable Technical Potential | F1 | Industrial | Stone, Clay, and Glass | New | Process | Natural Gas | Commissioning | A | Original Unit Energy Savings (kWh or therms) | Achievable Technical Potential | 0 | 0 | 337.8652 | 337.8652 | 337.8652 | 337.8652 | 337.8652 | 337.8652 | 337.8652 | 337.8652 | 337.8652 | 337.8652 | 337.8652 | 337.8652 | 337.8652 | 337.8652 | 337.8652 | 337.8652 | 337.8652 | 337.8652 | 337.8652 | 337.8652
F2_Industrial_Stone, Clay, and Glass_New_Process_Natural Gas_Commissioning_A_Achievable Technical Potential | F2 | Industrial | Stone, Clay, and Glass | New | Process | Natural Gas | Commissioning | A | Original Unit Summer Peak Savings (kW) | Achievable Technical Potential | 0 | 0 | 0 | 0 | 0 | 0 | 0 | 0 | 0 | 0 | 0 | 0 | 0 | 0 | 0 | 0 | 0 | 0 | 0 | 0 | 0 | 0
F3_Industrial_Stone, Clay, and Glass_New_Process_Natural Gas_Commissioning_A_Achievable Technical Potential | F3 | Industrial | Stone, Clay, and Glass | New | Process | Natural Gas | Commissioning | A | Original Unit Winter Peak Savings (kW) | Achievable Technical Potential | 0 | 0 | 0 | 0 | 0 | 0 | 0 | 0 | 0 | 0 | 0 | 0 | 0 | 0 | 0 | 0 | 0 | 0 | 0 | 0 | 0 | 0
F4_Industrial_Stone, Clay, and Glass_New_Process_Natural Gas_Commissioning_A_Achievable Technical Potential | F4 | Industrial | Stone, Clay, and Glass | New | Process | Natural Gas | Commissioning | A | Standalone Impact on Baseline Energy (%) | Achievable Technical Potential | bar: 2019 to 2040
F5_Industrial_Stone, Clay, and Glass_New_Process_Natural Gas_Commissioning_A_Achievable Technical Potential | F5 | Industrial | Stone, Clay, and Glass | New | Process | Natural Gas | Commissioning | A | Standalone Impact on Baseline Summer Peak (%) | Achievable Technical Potential | bar: 2019 to 2040
F6_Industrial_Stone, Clay, and Glass_New_Process_Natural Gas_Commissioning_A_Achievable Technical Potential | F6 | Industrial | Stone, Clay, and Glass | New | Process | Natural Gas | Commissioning | A | Standalone Impact on Baseline Winter Peak (%) | Achievable Technical Potential | bar: 2019 to 2040
F7_Industrial_Stone, Clay, and Glass_New_Process_Natural Gas_Commissioning_A_Achievable Technical Potential | F7 | Industrial | Stone, Clay, and Glass | New | Process | Natural Gas | Commissioning | A | Incremental Energy Savings (MWh or mTherms) | Achievable Technical Potential | 0 | 0 | 0 | 0 | 0 | 0 | 0 | 0 | 0 | 0 | 0 | 0 | 0 | 0 | 0 | 0 | 0 | 0 | 0 | 0 | 0 | 0
F8_Industrial_Stone, Clay, and Glass_New_Process_Natural Gas_Commissioning_A_Achievable Technical Potential | F8 | Industrial | Stone, Clay, and Glass | New | Process | Natural Gas | Commissioning | A | Incremental Summer Peak Savings (MW) | Achievable Technical Potential | 0 | 0 | 0 | 0 | 0 | 0 | 0 | 0 | 0 | 0 | 0 | 0 | 0 | 0 | 0 | 0 | 0 | 0 | 0 | 0 | 0 | 0
F9_Industrial_Stone, Clay, and Glass_New_Process_Natural Gas_Commissioning_A_Achievable Technical Potential | F9 | Industrial | Stone, Clay, and Glass | New | Process | Natural Gas | Commissioning | A | Incremental Winter Peak Savings (MW) | Achievable Technical Potential | 0 | 0 | 0 | 0 | 0 | 0 | 0 | 0 | 0 | 0 | 0 | 0 | 0 | 0 | 0 | 0 | 0 | 0 | 0 | 0 | 0 | 0
F10_Industrial_Stone, Clay, and Glass_New_Process_Natural Gas_Commissioning_A_Achievable Technical Potential | F10 | Industrial | Stone, Clay, and Glass | New | Process | Natural Gas | Commissioning | A | Cumulative Energy Savings (MWh or mTherms) | Achievable Technical Potential | 0 | 0 | 0 | 0 | 0 | 0 | 0 | 0 | 0 | 0 | 0 | 0 | 0 | 0 | 0 | 0 | 0 | 0 | 0 | 0 | 0 | 0
F11_Industrial_Stone, Clay, and Glass_New_Process_Natural Gas_Commissioning_A_Achievable Technical Potential | F11 | Industrial | Stone, Clay, and Glass | New | Process | Natural Gas | Commissioning | A | Cumulative Summer Peak Savings (MW) | Achievable Technical Potential | 0 | 0 | 0 | 0 | 0 | 0 | 0 | 0 | 0 | 0 | 0 | 0 | 0 | 0 | 0 | 0 | 0 | 0 | 0 | 0 | 0 | 0
F12_Industrial_Stone, Clay, and Glass_New_Process_Natural Gas_Commissioning_A_Achievable Technical Potential | F12 | Industrial | Stone, Clay, and Glass | New | Process | Natural Gas | Commissioning | A | Cumulative Winter Peak Savings (MW) | Achievable Technical Potential | 0 | 0 | 0 | 0 | 0 | 0 | 0 | 0 | 0 | 0 | 0 | 0 | 0 | 0 | 0 | 0 | 0 | 0 | 0 | 0 | 0 | 0
F13_Industrial_Stone, Clay, and Glass_New_Process_Natural Gas_Commissioning_A_Achievable Technical Potential | F13 | Industrial | Stone, Clay, and Glass | New | Process | Natural Gas | Commissioning | A | Purchases (Incremental) | Achievable Technical Potential | 0 | 0 | 0 | 0 | 0 | 0 | 0 | 0 | 0 | 0 | 0 | 0 | 0 | 0 | 0 | 0 | 0 | 0 | 0 | 0 | 0 | 0
F14_Industrial_Stone, Clay, and Glass_New_Process_Natural Gas_Commissioning_A_Achievable Technical Potential | F14 | Industrial | Stone, Clay, and Glass | New | Process | Natural Gas | Commissioning | A | Purchases (Cumulative) | Achievable Technical Potential | 0 | 0 | 0 | 0 | 0 | 0 | 0 | 0 | 0 | 0 | 0 | 0 | 0 | 0 | 0 | 0 | 0 | 0 | 0 | 0 | 0 | 0
F1_Industrial_Stone, Clay, and Glass_New_Space Heating_Natural Gas_Retrocommissioning_A_Achievable Technical Potential | F1 | Industrial | Stone, Clay, and Glass | New | Space Heating | Natural Gas | Retrocommissioning | A | Original Unit Energy Savings (kWh or therms) | Achievable Technical Potential | 0 | 0 | 0 | 0 | 0 | 0 | 0 | 0 | 0 | 0 | 0 | 0 | 0 | 0 | 0 | 0 | 0 | 0 | 0 | 0 | 0 | 0
F2_Industrial_Stone, Clay, and Glass_New_Space Heating_Natural Gas_Retrocommissioning_A_Achievable Technical Potential | F2 | Industrial | Stone, Clay, and Glass | New | Space Heating | Natural Gas | Retrocommissioning | A | Original Unit Summer Peak Savings (kW) | Achievable Technical Potential | 0 | 0 | 0 | 0 | 0 | 0 | 0 | 0 | 0 | 0 | 0 | 0 | 0 | 0 | 0 | 0 | 0 | 0 | 0 | 0 | 0 | 0
F3_Industrial_Stone, Clay, and Glass_New_Space Heating_Natural Gas_Retrocommissioning_A_Achievable Technical Potential | F3 | Industrial | Stone, Clay, and Glass | New | Space Heating | Natural Gas | Retrocommissioning | A | Original Unit Winter Peak Savings (kW) | Achievable Technical Potential | 0 | 0 | 0 | 0 | 0 | 0 | 0 | 0 | 0 | 0 | 0 | 0 | 0 | 0 | 0 | 0 | 0 | 0 | 0 | 0 | 0 | 0
F4_Industrial_Stone, Clay, and Glass_New_Space Heating_Natural Gas_Retrocommissioning_A_Achievable Technical Potential | F4 | Industrial | Stone, Clay, and Glass | New | Space Heating | Natural Gas | Retrocommissioning | A | Standalone Impact on Baseline Energy (%) | Achievable Technical Potential | bar: 2019 to 2040
F5_Industrial_Stone, Clay, and Glass_New_Space Heating_Natural Gas_Retrocommissioning_A_Achievable Technical Potential | F5 | Industrial | Stone, Clay, and Glass | New | Space Heating | Natural Gas | Retrocommissioning | A | Standalone Impact on Baseline Summer Peak (%) | Achievable Technical Potential | bar: 2019 to 2040
F6_Industrial_Stone, Clay, and Glass_New_Space Heating_Natural Gas_Retrocommissioning_A_Achievable Technical Potential | F6 | Industrial | Stone, Clay, and Glass | New | Space Heating | Natural Gas | Retrocommissioning | A | Standalone Impact on Baseline Winter Peak (%) | Achievable Technical Potential | bar: 2019 to 2040
F7_Industrial_Stone, Clay, and Glass_New_Space Heating_Natural Gas_Retrocommissioning_A_Achievable Technical Potential | F7 | Industrial | Stone, Clay, and Glass | New | Space Heating | Natural Gas | Retrocommissioning | A | Incremental Energy Savings (MWh or mTherms) | Achievable Technical Potential | 0 | 0 | 0 | 0 | 0 | 0 | 0 | 0 | 0 | 0 | 0 | 0 | 0 | 0 | 0 | 0 | 0 | 0 | 0 | 0 | 0 | 0
F8_Industrial_Stone, Clay, and Glass_New_Space Heating_Natural Gas_Retrocommissioning_A_Achievable Technical Potential | F8 | Industrial | Stone, Clay, and Glass | New | Space Heating | Natural Gas | Retrocommissioning | A | Incremental Summer Peak Savings (MW) | Achievable Technical Potential | 0 | 0 | 0 | 0 | 0 | 0 | 0 | 0 | 0 | 0 | 0 | 0 | 0 | 0 | 0 | 0 | 0 | 0 | 0 | 0 | 0 | 0
F9_Industrial_Stone, Clay, and Glass_New_Space Heating_Natural Gas_Retrocommissioning_A_Achievable Technical Potential | F9 | Industrial | Stone, Clay, and Glass | New | Space Heating | Natural Gas | Retrocommissioning | A | Incremental Winter Peak Savings (MW) | Achievable Technical Potential | 0 | 0 | 0 | 0 | 0 | 0 | 0 | 0 | 0 | 0 | 0 | 0 | 0 | 0 | 0 | 0 | 0 | 0 | 0 | 0 | 0 | 0
F10_Industrial_Stone, Clay, and Glass_New_Space Heating_Natural Gas_Retrocommissioning_A_Achievable Technical Potential | F10 | Industrial | Stone, Clay, and Glass | New | Space Heating | Natural Gas | Retrocommissioning | A | Cumulative Energy Savings (MWh or mTherms) | Achievable Technical Potential | 0 | 0 | 0 | 0 | 0 | 0 | 0 | 0 | 0 | 0 | 0 | 0 | 0 | 0 | 0 | 0 | 0 | 0 | 0 | 0 | 0 | 0
F11_Industrial_Stone, Clay, and Glass_New_Space Heating_Natural Gas_Retrocommissioning_A_Achievable Technical Potential | F11 | Industrial | Stone, Clay, and Glass | New | Space Heating | Natural Gas | Retrocommissioning | A | Cumulative Summer Peak Savings (MW) | Achievable Technical Potential | 0 | 0 | 0 | 0 | 0 | 0 | 0 | 0 | 0 | 0 | 0 | 0 | 0 | 0 | 0 | 0 | 0 | 0 | 0 | 0 | 0 | 0
F12_Industrial_Stone, Clay, and Glass_New_Space Heating_Natural Gas_Retrocommissioning_A_Achievable Technical Potential | F12 | Industrial | Stone, Clay, and Glass | New | Space Heating | Natural Gas | Retrocommissioning | A | Cumulative Winter Peak Savings (MW) | Achievable Technical Potential | 0 | 0 | 0 | 0 | 0 | 0 | 0 | 0 | 0 | 0 | 0 | 0 | 0 | 0 | 0 | 0 | 0 | 0 | 0 | 0 | 0 | 0
F13_Industrial_Stone, Clay, and Glass_New_Space Heating_Natural Gas_Retrocommissioning_A_Achievable Technical Potential | F13 | Industrial | Stone, Clay, and Glass | New | Space Heating | Natural Gas | Retrocommissioning | A | Purchases (Incremental) | Achievable Technical Potential | 0 | 0 | 0 | 0 | 0 | 0 | 0 | 0 | 0 | 0 | 0 | 0 | 0 | 0 | 0 | 0 | 0 | 0 | 0 | 0 | 0 | 0
F14_Industrial_Stone, Clay, and Glass_New_Space Heating_Natural Gas_Retrocommissioning_A_Achievable Technical Potential | F14 | Industrial | Stone, Clay, and Glass | New | Space Heating | Natural Gas | Retrocommissioning | A | Purchases (Cumulative) | Achievable Technical Potential | 0 | 0 | 0 | 0 | 0 | 0 | 0 | 0 | 0 | 0 | 0 | 0 | 0 | 0 | 0 | 0 | 0 | 0 | 0 | 0 | 0 | 0
F1_Industrial_Stone, Clay, and Glass_New_Process_Natural Gas_Retrocommissioning_A_Achievable Technical Potential | F1 | Industrial | Stone, Clay, and Glass | New | Process | Natural Gas | Retrocommissioning | A | Original Unit Energy Savings (kWh or therms) | Achievable Technical Potential | 0 | 0 | 0 | 0 | 0 | 0 | 0 | 0 | 0 | 0 | 0 | 0 | 0 | 0 | 0 | 0 | 0 | 0 | 0 | 0 | 0 | 0
F2_Industrial_Stone, Clay, and Glass_New_Process_Natural Gas_Retrocommissioning_A_Achievable Technical Potential | F2 | Industrial | Stone, Clay, and Glass | New | Process | Natural Gas | Retrocommissioning | A | Original Unit Summer Peak Savings (kW) | Achievable Technical Potential | 0 | 0 | 0 | 0 | 0 | 0 | 0 | 0 | 0 | 0 | 0 | 0 | 0 | 0 | 0 | 0 | 0 | 0 | 0 | 0 | 0 | 0
F3_Industrial_Stone, Clay, and Glass_New_Process_Natural Gas_Retrocommissioning_A_Achievable Technical Potential | F3 | Industrial | Stone, Clay, and Glass | New | Process | Natural Gas | Retrocommissioning | A | Original Unit Winter Peak Savings (kW) | Achievable Technical Potential | 0 | 0 | 0 | 0 | 0 | 0 | 0 | 0 | 0 | 0 | 0 | 0 | 0 | 0 | 0 | 0 | 0 | 0 | 0 | 0 | 0 | 0
F4_Industrial_Stone, Clay, and Glass_New_Process_Natural Gas_Retrocommissioning_A_Achievable Technical Potential | F4 | Industrial | Stone, Clay, and Glass | New | Process | Natural Gas | Retrocommissioning | A | Standalone Impact on Baseline Energy (%) | Achievable Technical Potential | bar: 2019 to 2040
F5_Industrial_Stone, Clay, and Glass_New_Process_Natural Gas_Retrocommissioning_A_Achievable Technical Potential | F5 | Industrial | Stone, Clay, and Glass | New | Process | Natural Gas | Retrocommissioning | A | Standalone Impact on Baseline Summer Peak (%) | Achievable Technical Potential | bar: 2019 to 2040
F6_Industrial_Stone, Clay, and Glass_New_Process_Natural Gas_Retrocommissioning_A_Achievable Technical Potential | F6 | Industrial | Stone, Clay, and Glass | New | Process | Natural Gas | Retrocommissioning | A | Standalone Impact on Baseline Winter Peak (%) | Achievable Technical Potential | bar: 2019 to 2040
F7_Industrial_Stone, Clay, and Glass_New_Process_Natural Gas_Retrocommissioning_A_Achievable Technical Potential | F7 | Industrial | Stone, Clay, and Glass | New | Process | Natural Gas | Retrocommissioning | A | Incremental Energy Savings (MWh or mTherms) | Achievable Technical Potential | 0 | 0 | 0 | 0 | 0 | 0 | 0 | 0 | 0 | 0 | 0 | 0 | 0 | 0 | 0 | 0 | 0 | 0 | 0 | 0 | 0 | 0
F8_Industrial_Stone, Clay, and Glass_New_Process_Natural Gas_Retrocommissioning_A_Achievable Technical Potential | F8 | Industrial | Stone, Clay, and Glass | New | Process | Natural Gas | Retrocommissioning | A | Incremental Summer Peak Savings (MW) | Achievable Technical Potential | 0 | 0 | 0 | 0 | 0 | 0 | 0 | 0 | 0 | 0 | 0 | 0 | 0 | 0 | 0 | 0 | 0 | 0 | 0 | 0 | 0 | 0
F9_Industrial_Stone, Clay, and Glass_New_Process_Natural Gas_Retrocommissioning_A_Achievable Technical Potential | F9 | Industrial | Stone, Clay, and Glass | New | Process | Natural Gas | Retrocommissioning | A | Incremental Winter Peak Savings (MW) | Achievable Technical Potential | 0 | 0 | 0 | 0 | 0 | 0 | 0 | 0 | 0 | 0 | 0 | 0 | 0 | 0 | 0 | 0 | 0 | 0 | 0 | 0 | 0 | 0
F10_Industrial_Stone, Clay, and Glass_New_Process_Natural Gas_Retrocommissioning_A_Achievable Technical Potential | F10 | Industrial | Stone, Clay, and Glass | New | Process | Natural Gas | Retrocommissioning | A | Cumulative Energy Savings (MWh or mTherms) | Achievable Technical Potential | 0 | 0 | 0 | 0 | 0 | 0 | 0 | 0 | 0 | 0 | 0 | 0 | 0 | 0 | 0 | 0 | 0 | 0 | 0 | 0 | 0 | 0
F11_Industrial_Stone, Clay, and Glass_New_Process_Natural Gas_Retrocommissioning_A_Achievable Technical Potential | F11 | Industrial | Stone, Clay, and Glass | New | Process | Natural Gas | Retrocommissioning | A | Cumulative Summer Peak Savings (MW) | Achievable Technical Potential | 0 | 0 | 0 | 0 | 0 | 0 | 0 | 0 | 0 | 0 | 0 | 0 | 0 | 0 | 0 | 0 | 0 | 0 | 0 | 0 | 0 | 0
F12_Industrial_Stone, Clay, and Glass_New_Process_Natural Gas_Retrocommissioning_A_Achievable Technical Potential | F12 | Industrial | Stone, Clay, and Glass | New | Process | Natural Gas | Retrocommissioning | A | Cumulative Winter Peak Savings (MW) | Achievable Technical Potential | 0 | 0 | 0 | 0 | 0 | 0 | 0 | 0 | 0 | 0 | 0 | 0 | 0 | 0 | 0 | 0 | 0 | 0 | 0 | 0 | 0 | 0
F13_Industrial_Stone, Clay, and Glass_New_Process_Natural Gas_Retrocommissioning_A_Achievable Technical Potential | F13 | Industrial | Stone, Clay, and Glass | New | Process | Natural Gas | Retrocommissioning | A | Purchases (Incremental) | Achievable Technical Potential | 0 | 0 | 0 | 0 | 0 | 0 | 0 | 0 | 0 | 0 | 0 | 0 | 0 | 0 | 0 | 0 | 0 | 0 | 0 | 0 | 0 | 0
F14_Industrial_Stone, Clay, and Glass_New_Process_Natural Gas_Retrocommissioning_A_Achievable Technical Potential | F14 | Industrial | Stone, Clay, and Glass | New | Process | Natural Gas | Retrocommissioning | A | Purchases (Cumulative) | Achievable Technical Potential | 0 | 0 | 0 | 0 | 0 | 0 | 0 | 0 | 0 | 0 | 0 | 0 | 0 | 0 | 0 | 0 | 0 | 0 | 0 | 0 | 0 | 0
F1_Industrial_Petroleum_Existing_Space Heating_Natural Gas_Insulation - Roof/Ceiling_A_Achievable Technical Potential | F1 | Industrial | Petroleum | Existing | Space Heating | Natural Gas | Insulation - Roof/Ceiling | A | Original Unit Energy Savings (kWh or therms) | Achievable Technical Potential | 0 | 0 | 0.082625 | 0.08222 | 0.081817 | 0.081418 | 0.081026 | 0.080645 | 0.080276 | 0.079922 | 0.079585 | 0.079267 | 0.078968 | 0.078685 | 0.078419 | 0.078169 | 0.077933 | 0.077711 | 0.077503 | 0.077307 | 0.077123 | 0.076951
F2_Industrial_Petroleum_Existing_Space Heating_Natural Gas_Insulation - Roof/Ceiling_A_Achievable Technical Potential | F2 | Industrial | Petroleum | Existing | Space Heating | Natural Gas | Insulation - Roof/Ceiling | A | Original Unit Summer Peak Savings (kW) | Achievable Technical Potential | 0 | 0 | 0 | 0 | 0 | 0 | 0 | 0 | 0 | 0 | 0 | 0 | 0 | 0 | 0 | 0 | 0 | 0 | 0 | 0 | 0 | 0
F3_Industrial_Petroleum_Existing_Space Heating_Natural Gas_Insulation - Roof/Ceiling_A_Achievable Technical Potential | F3 | Industrial | Petroleum | Existing | Space Heating | Natural Gas | Insulation - Roof/Ceiling | A | Original Unit Winter Peak Savings (kW) | Achievable Technical Potential | 0 | 0 | 0 | 0 | 0 | 0 | 0 | 0 | 0 | 0 | 0 | 0 | 0 | 0 | 0 | 0 | 0 | 0 | 0 | 0 | 0 | 0
F4_Industrial_Petroleum_Existing_Space Heating_Natural Gas_Insulation - Roof/Ceiling_A_Achievable Technical Potential | F4 | Industrial | Petroleum | Existing | Space Heating | Natural Gas | Insulation - Roof/Ceiling | A | Standalone Impact on Baseline Energy (%) | Achievable Technical Potential | 0% | 0% | 0.3143% | 0.8697% | 1.74% | 2.969% | 4.545% | 6.403% | 8.431% | 10.49% | 12.47% | 14.25% | 15.79% | 17.06% | 18.1% | 18.94% | 19.61% | 20.18% | 20.66% | 21.12% | 21.49% | 21.86%
F5_Industrial_Petroleum_Existing_Space Heating_Natural Gas_Insulation - Roof/Ceiling_A_Achievable Technical Potential | F5 | Industrial | Petroleum | Existing | Space Heating | Natural Gas | Insulation - Roof/Ceiling | A | Standalone Impact on Baseline Summer Peak (%) | Achievable Technical Potential | bar: 2019 to 2040
F6_Industrial_Petroleum_Existing_Space Heating_Natural Gas_Insulation - Roof/Ceiling_A_Achievable Technical Potential | F6 | Industrial | Petroleum | Existing | Space Heating | Natural Gas | Insulation - Roof/Ceiling | A | Standalone Impact on Baseline Winter Peak (%) | Achievable Technical Potential | bar: 2019 to 2040
F7_Industrial_Petroleum_Existing_Space Heating_Natural Gas_Insulation - Roof/Ceiling_A_Achievable Technical Potential | F7 | Industrial | Petroleum | Existing | Space Heating | Natural Gas | Insulation - Roof/Ceiling | A | Incremental Energy Savings (MWh or mTherms) | Achievable Technical Potential | 0 | 0 | 0.017065 | 0.029204 | 0.044427 | 0.060827 | 0.075715 | 0.086403 | 0.091027 | 0.089063 | 0.081348 | 0.069673 | 0.056175 | 0.042785 | 0.030878 | 0.021174 | 0.013831 | 0.0086249 | 0.0051456 | 0.0034153 | 0 | 0
F8_Industrial_Petroleum_Existing_Space Heating_Natural Gas_Insulation - Roof/Ceiling_A_Achievable Technical Potential | F8 | Industrial | Petroleum | Existing | Space Heating | Natural Gas | Insulation - Roof/Ceiling | A | Incremental Summer Peak Savings (MW) | Achievable Technical Potential | 0 | 0 | 0 | 0 | 0 | 0 | 0 | 0 | 0 | 0 | 0 | 0 | 0 | 0 | 0 | 0 | 0 | 0 | 0 | 0 | 0 | 0
F9_Industrial_Petroleum_Existing_Space Heating_Natural Gas_Insulation - Roof/Ceiling_A_Achievable Technical Potential | F9 | Industrial | Petroleum | Existing | Space Heating | Natural Gas | Insulation - Roof/Ceiling | A | Incremental Winter Peak Savings (MW) | Achievable Technical Potential | 0 | 0 | 0 | 0 | 0 | 0 | 0 | 0 | 0 | 0 | 0 | 0 | 0 | 0 | 0 | 0 | 0 | 0 | 0 | 0 | 0 | 0
F10_Industrial_Petroleum_Existing_Space Heating_Natural Gas_Insulation - Roof/Ceiling_A_Achievable Technical Potential | F10 | Industrial | Petroleum | Existing | Space Heating | Natural Gas | Insulation - Roof/Ceiling | A | Cumulative Energy Savings (MWh or mTherms) | Achievable Technical Potential | 0 | 0 | 0.017065 | 0.046185 | 0.090385 | 0.15077 | 0.22576 | 0.3111 | 0.40071 | 0.488 | 0.56729 | 0.6347 | 0.68848 | 0.7288 | 0.75721 | 0.77597 | 0.78746 | 0.79384 | 0.79686 | 0.79826 | 0.79636 | 0.79458
F11_Industrial_Petroleum_Existing_Space Heating_Natural Gas_Insulation - Roof/Ceiling_A_Achievable Technical Potential | F11 | Industrial | Petroleum | Existing | Space Heating | Natural Gas | Insulation - Roof/Ceiling | A | Cumulative Summer Peak Savings (MW) | Achievable Technical Potential | 0 | 0 | 0 | 0 | 0 | 0 | 0 | 0 | 0 | 0 | 0 | 0 | 0 | 0 | 0 | 0 | 0 | 0 | 0 | 0 | 0 | 0
F12_Industrial_Petroleum_Existing_Space Heating_Natural Gas_Insulation - Roof/Ceiling_A_Achievable Technical Potential | F12 | Industrial | Petroleum | Existing | Space Heating | Natural Gas | Insulation - Roof/Ceiling | A | Cumulative Winter Peak Savings (MW) | Achievable Technical Potential | 0 | 0 | 0 | 0 | 0 | 0 | 0 | 0 | 0 | 0 | 0 | 0 | 0 | 0 | 0 | 0 | 0 | 0 | 0 | 0 | 0 | 0
F13_Industrial_Petroleum_Existing_Space Heating_Natural Gas_Insulation - Roof/Ceiling_A_Achievable Technical Potential | F13 | Industrial | Petroleum | Existing | Space Heating | Natural Gas | Insulation - Roof/Ceiling | A | Purchases (Incremental) | Achievable Technical Potential | 0 | 0 | 206.5306 | 355.1969 | 543.0022 | 747.0962 | 934.4557 | 1071.4018 | 1133.9239 | 1114.3735 | 1022.1495 | 878.9604 | 711.3696 | 543.748 | 393.7486 | 270.8719 | 177.4678 | 110.9869 | 66.3925 | 44.1782 | 0 | 0
F14_Industrial_Petroleum_Existing_Space Heating_Natural Gas_Insulation - Roof/Ceiling_A_Achievable Technical Potential | F14 | Industrial | Petroleum | Existing | Space Heating | Natural Gas | Insulation - Roof/Ceiling | A | Purchases (Cumulative) | Achievable Technical Potential | 0 | 0 | 206.5306 | 561.7275 | 1104.7297 | 1851.8259 | 2786.2816 | 3857.6834 | 4991.6073 | 6105.9808 | 7128.1303 | 8007.0907 | 8718.4603 | 9262.2084 | 9655.9569 | 9926.8288 | 10104.2966 | 10215.2835 | 10281.6759 | 10325.8541 | 10325.8541 | 10325.8541
F1_Industrial_Petroleum_Existing_Space Heating_Natural Gas_Insulation - Wall Cavity_A_Achievable Technical Potential | F1 | Industrial | Petroleum | Existing | Space Heating | Natural Gas | Insulation - Wall Cavity | A | Original Unit Energy Savings (kWh or therms) | Achievable Technical Potential | 0 | 0 | 0.018076 | 0.017987 | 0.017899 | 0.017811 | 0.017726 | 0.017642 | 0.017562 | 0.017484 | 0.017411 | 0.017341 | 0.017276 | 0.017214 | 0.017156 | 0.017101 | 0.017049 | 0.017001 | 0.016955 | 0.016912 | 0.016872 | 0.016834
F2_Industrial_Petroleum_Existing_Space Heating_Natural Gas_Insulation - Wall Cavity_A_Achievable Technical Potential | F2 | Industrial | Petroleum | Existing | Space Heating | Natural Gas | Insulation - Wall Cavity | A | Original Unit Summer Peak Savings (kW) | Achievable Technical Potential | 0 | 0 | 0 | 0 | 0 | 0 | 0 | 0 | 0 | 0 | 0 | 0 | 0 | 0 | 0 | 0 | 0 | 0 | 0 | 0 | 0 | 0
F3_Industrial_Petroleum_Existing_Space Heating_Natural Gas_Insulation - Wall Cavity_A_Achievable Technical Potential | F3 | Industrial | Petroleum | Existing | Space Heating | Natural Gas | Insulation - Wall Cavity | A | Original Unit Winter Peak Savings (kW) | Achievable Technical Potential | 0 | 0 | 0 | 0 | 0 | 0 | 0 | 0 | 0 | 0 | 0 | 0 | 0 | 0 | 0 | 0 | 0 | 0 | 0 | 0 | 0 | 0
F4_Industrial_Petroleum_Existing_Space Heating_Natural Gas_Insulation - Wall Cavity_A_Achievable Technical Potential | F4 | Industrial | Petroleum | Existing | Space Heating | Natural Gas | Insulation - Wall Cavity | A | Standalone Impact on Baseline Energy (%) | Achievable Technical Potential | 0% | 0% | 0.06875% | 0.1903% | 0.3808% | 0.6494% | 0.9943% | 1.401% | 1.844% | 2.296% | 2.727% | 3.117% | 3.453% | 3.733% | 3.96% | 4.143% | 4.291% | 4.414% | 4.521% | 4.62% | 4.701% | 4.783%
F5_Industrial_Petroleum_Existing_Space Heating_Natural Gas_Insulation - Wall Cavity_A_Achievable Technical Potential | F5 | Industrial | Petroleum | Existing | Space Heating | Natural Gas | Insulation - Wall Cavity | A | Standalone Impact on Baseline Summer Peak (%) | Achievable Technical Potential | bar: 2019 to 2040
F6_Industrial_Petroleum_Existing_Space Heating_Natural Gas_Insulation - Wall Cavity_A_Achievable Technical Potential | F6 | Industrial | Petroleum | Existing | Space Heating | Natural Gas | Insulation - Wall Cavity | A | Standalone Impact on Baseline Winter Peak (%) | Achievable Technical Potential | bar: 2019 to 2040
F7_Industrial_Petroleum_Existing_Space Heating_Natural Gas_Insulation - Wall Cavity_A_Achievable Technical Potential | F7 | Industrial | Petroleum | Existing | Space Heating | Natural Gas | Insulation - Wall Cavity | A | Incremental Energy Savings (MWh or mTherms) | Achievable Technical Potential | 0 | 0 | 0.0037332 | 0.0063889 | 0.0097191 | 0.013307 | 0.016564 | 0.018902 | 0.019914 | 0.019484 | 0.017796 | 0.015242 | 0.012289 | 0.0093599 | 0.006755 | 0.0046321 | 0.0030257 | 0.0018868 | 0.0011257 | 0.00074715 | 0 | 0
F8_Industrial_Petroleum_Existing_Space Heating_Natural Gas_Insulation - Wall Cavity_A_Achievable Technical Potential | F8 | Industrial | Petroleum | Existing | Space Heating | Natural Gas | Insulation - Wall Cavity | A | Incremental Summer Peak Savings (MW) | Achievable Technical Potential | 0 | 0 | 0 | 0 | 0 | 0 | 0 | 0 | 0 | 0 | 0 | 0 | 0 | 0 | 0 | 0 | 0 | 0 | 0 | 0 | 0 | 0
F9_Industrial_Petroleum_Existing_Space Heating_Natural Gas_Insulation - Wall Cavity_A_Achievable Technical Potential | F9 | Industrial | Petroleum | Existing | Space Heating | Natural Gas | Insulation - Wall Cavity | A | Incremental Winter Peak Savings (MW) | Achievable Technical Potential | 0 | 0 | 0 | 0 | 0 | 0 | 0 | 0 | 0 | 0 | 0 | 0 | 0 | 0 | 0 | 0 | 0 | 0 | 0 | 0 | 0 | 0
F10_Industrial_Petroleum_Existing_Space Heating_Natural Gas_Insulation - Wall Cavity_A_Achievable Technical Potential | F10 | Industrial | Petroleum | Existing | Space Heating | Natural Gas | Insulation - Wall Cavity | A | Cumulative Energy Savings (MWh or mTherms) | Achievable Technical Potential | 0 | 0 | 0.0037332 | 0.010104 | 0.019773 | 0.032984 | 0.049389 | 0.068059 | 0.087661 | 0.10676 | 0.1241 | 0.13885 | 0.15062 | 0.15944 | 0.16565 | 0.16976 | 0.17227 | 0.17367 | 0.17433 | 0.17463 | 0.17422 | 0.17383
F11_Industrial_Petroleum_Existing_Space Heating_Natural Gas_Insulation - Wall Cavity_A_Achievable Technical Potential | F11 | Industrial | Petroleum | Existing | Space Heating | Natural Gas | Insulation - Wall Cavity | A | Cumulative Summer Peak Savings (MW) | Achievable Technical Potential | 0 | 0 | 0 | 0 | 0 | 0 | 0 | 0 | 0 | 0 | 0 | 0 | 0 | 0 | 0 | 0 | 0 | 0 | 0 | 0 | 0 | 0
F12_Industrial_Petroleum_Existing_Space Heating_Natural Gas_Insulation - Wall Cavity_A_Achievable Technical Potential | F12 | Industrial | Petroleum | Existing | Space Heating | Natural Gas | Insulation - Wall Cavity | A | Cumulative Winter Peak Savings (MW) | Achievable Technical Potential | 0 | 0 | 0 | 0 | 0 | 0 | 0 | 0 | 0 | 0 | 0 | 0 | 0 | 0 | 0 | 0 | 0 | 0 | 0 | 0 | 0 | 0
F13_Industrial_Petroleum_Existing_Space Heating_Natural Gas_Insulation - Wall Cavity_A_Achievable Technical Potential | F13 | Industrial | Petroleum | Existing | Space Heating | Natural Gas | Insulation - Wall Cavity | A | Purchases (Incremental) | Achievable Technical Potential | 0 | 0 | 206.5306 | 355.1969 | 543.0022 | 747.0962 | 934.4557 | 1071.4018 | 1133.9239 | 1114.3735 | 1022.1495 | 878.9604 | 711.3696 | 543.748 | 393.7486 | 270.8719 | 177.4678 | 110.9869 | 66.3925 | 44.1782 | 0 | 0
F14_Industrial_Petroleum_Existing_Space Heating_Natural Gas_Insulation - Wall Cavity_A_Achievable Technical Potential | F14 | Industrial | Petroleum | Existing | Space Heating | Natural Gas | Insulation - Wall Cavity | A | Purchases (Cumulative) | Achievable Technical Potential | 0 | 0 | 206.5306 | 561.7275 | 1104.7297 | 1851.8259 | 2786.2816 | 3857.6834 | 4991.6073 | 6105.9808 | 7128.1303 | 8007.0907 | 8718.4603 | 9262.2084 | 9655.9569 | 9926.8288 | 10104.2966 | 10215.2835 | 10281.6759 | 10325.8541 | 10325.8541 | 10325.8541
F1_Industrial_Petroleum_Existing_Space Heating_Natural Gas_Insulation - Ducting_A_Achievable Technical Potential | F1 | Industrial | Petroleum | Existing | Space Heating | Natural Gas | Insulation - Ducting | A | Original Unit Energy Savings (kWh or therms) | Achievable Technical Potential | 0 | 0 | 0.0014398 | 0.0014319 | 0.0014239 | 0.0014161 | 0.0014083 | 0.0014008 | 0.0013935 | 0.0013865 | 0.0013799 | 0.0013736 | 0.0013677 | 0.0013622 | 0.001357 | 0.0013521 | 0.0013475 | 0.0013431 | 0.001339 | 0.0013352 | 0.0013316 | 0.0013281
F2_Industrial_Petroleum_Existing_Space Heating_Natural Gas_Insulation - Ducting_A_Achievable Technical Potential | F2 | Industrial | Petroleum | Existing | Space Heating | Natural Gas | Insulation - Ducting | A | Original Unit Summer Peak Savings (kW) | Achievable Technical Potential | 0 | 0 | 0 | 0 | 0 | 0 | 0 | 0 | 0 | 0 | 0 | 0 | 0 | 0 | 0 | 0 | 0 | 0 | 0 | 0 | 0 | 0
F3_Industrial_Petroleum_Existing_Space Heating_Natural Gas_Insulation - Ducting_A_Achievable Technical Potential | F3 | Industrial | Petroleum | Existing | Space Heating | Natural Gas | Insulation - Ducting | A | Original Unit Winter Peak Savings (kW) | Achievable Technical Potential | 0 | 0 | 0 | 0 | 0 | 0 | 0 | 0 | 0 | 0 | 0 | 0 | 0 | 0 | 0 | 0 | 0 | 0 | 0 | 0 | 0 | 0
F4_Industrial_Petroleum_Existing_Space Heating_Natural Gas_Insulation - Ducting_A_Achievable Technical Potential | F4 | Industrial | Petroleum | Existing | Space Heating | Natural Gas | Insulation - Ducting | A | Standalone Impact on Baseline Energy (%) | Achievable Technical Potential | 0% | 0% | 0.001418% | 0.003182% | 0.005364% | 0.007923% | 0.01087% | 0.01434% | 0.01819% | 0.02218% | 0.02602% | 0.02944% | 0.03224% | 0.03431% | 0.03578% | 0.03682% | 0.03763% | 0.03834% | 0.03902% | 0.0397% | 0.04038% | 0.04108%
F5_Industrial_Petroleum_Existing_Space Heating_Natural Gas_Insulation - Ducting_A_Achievable Technical Potential | F5 | Industrial | Petroleum | Existing | Space Heating | Natural Gas | Insulation - Ducting | A | Standalone Impact on Baseline Summer Peak (%) | Achievable Technical Potential | bar: 2019 to 2040
F6_Industrial_Petroleum_Existing_Space Heating_Natural Gas_Insulation - Ducting_A_Achievable Technical Potential | F6 | Industrial | Petroleum | Existing | Space Heating | Natural Gas | Insulation - Ducting | A | Standalone Impact on Baseline Winter Peak (%) | Achievable Technical Potential | bar: 2019 to 2040
F7_Industrial_Petroleum_Existing_Space Heating_Natural Gas_Insulation - Ducting_A_Achievable Technical Potential | F7 | Industrial | Petroleum | Existing | Space Heating | Natural Gas | Insulation - Ducting | A | Incremental Energy Savings (MWh or mTherms) | Achievable Technical Potential | 0 | 0 | 7.7e-05 | 9.24e-05 | 0.0001105 | 0.00012537 | 0.00013977 | 0.00015973 | 0.00017131 | 0.00017112 | 0.00015772 | 0.00013263 | 0.00010044 | 6.506e-05 | 3.6984e-05 | 1.7437e-05 | 7.2251e-06 | 2.5737e-06 | 7.8763e-07 | 1.6822e-07 | 2.7101e-08 | 3.1887e-09
F8_Industrial_Petroleum_Existing_Space Heating_Natural Gas_Insulation - Ducting_A_Achievable Technical Potential | F8 | Industrial | Petroleum | Existing | Space Heating | Natural Gas | Insulation - Ducting | A | Incremental Summer Peak Savings (MW) | Achievable Technical Potential | 0 | 0 | 0 | 0 | 0 | 0 | 0 | 0 | 0 | 0 | 0 | 0 | 0 | 0 | 0 | 0 | 0 | 0 | 0 | 0 | 0 | 0
F9_Industrial_Petroleum_Existing_Space Heating_Natural Gas_Insulation - Ducting_A_Achievable Technical Potential | F9 | Industrial | Petroleum | Existing | Space Heating | Natural Gas | Insulation - Ducting | A | Incremental Winter Peak Savings (MW) | Achievable Technical Potential | 0 | 0 | 0 | 0 | 0 | 0 | 0 | 0 | 0 | 0 | 0 | 0 | 0 | 0 | 0 | 0 | 0 | 0 | 0 | 0 | 0 | 0
F10_Industrial_Petroleum_Existing_Space Heating_Natural Gas_Insulation - Ducting_A_Achievable Technical Potential | F10 | Industrial | Petroleum | Existing | Space Heating | Natural Gas | Insulation - Ducting | A | Cumulative Energy Savings (MWh or mTherms) | Achievable Technical Potential | 0 | 0 | 7.7e-05 | 0.00016897 | 0.00027854 | 0.00040237 | 0.00053994 | 0.00069678 | 0.00086446 | 0.0010312 | 0.001184 | 0.0013113 | 0.0014061 | 0.0014655 | 0.0014969 | 0.0015089 | 0.001511 | 0.0015087 | 0.0015048 | 0.0015007 | 0.0014966 | 0.0014928
F11_Industrial_Petroleum_Existing_Space Heating_Natural Gas_Insulation - Ducting_A_Achievable Technical Potential | F11 | Industrial | Petroleum | Existing | Space Heating | Natural Gas | Insulation - Ducting | A | Cumulative Summer Peak Savings (MW) | Achievable Technical Potential | 0 | 0 | 0 | 0 | 0 | 0 | 0 | 0 | 0 | 0 | 0 | 0 | 0 | 0 | 0 | 0 | 0 | 0 | 0 | 0 | 0 | 0
F12_Industrial_Petroleum_Existing_Space Heating_Natural Gas_Insulation - Ducting_A_Achievable Technical Potential | F12 | Industrial | Petroleum | Existing | Space Heating | Natural Gas | Insulation - Ducting | A | Cumulative Winter Peak Savings (MW) | Achievable Technical Potential | 0 | 0 | 0 | 0 | 0 | 0 | 0 | 0 | 0 | 0 | 0 | 0 | 0 | 0 | 0 | 0 | 0 | 0 | 0 | 0 | 0 | 0
F13_Industrial_Petroleum_Existing_Space Heating_Natural Gas_Insulation - Ducting_A_Achievable Technical Potential | F13 | Industrial | Petroleum | Existing | Space Heating | Natural Gas | Insulation - Ducting | A | Purchases (Incremental) | Achievable Technical Potential | 0 | 0 | 53.4782 | 64.5305 | 77.605 | 88.5339 | 99.2431 | 114.0266 | 122.9323 | 123.4187 | 114.302 | 96.5583 | 73.4326 | 47.7613 | 27.2542 | 12.8962 | 5.362 | 1.9162 | 0.58822 | 0.12599 | 0.020353 | 0.0024009
F14_Industrial_Petroleum_Existing_Space Heating_Natural Gas_Insulation - Ducting_A_Achievable Technical Potential | F14 | Industrial | Petroleum | Existing | Space Heating | Natural Gas | Insulation - Ducting | A | Purchases (Cumulative) | Achievable Technical Potential | 0 | 0 | 53.4782 | 118.0087 | 195.6137 | 284.1476 | 383.3907 | 497.4173 | 620.3495 | 743.7683 | 858.0703 | 954.6286 | 1028.0612 | 1075.8225 | 1103.0768 | 1115.9729 | 1121.3349 | 1123.2511 | 1123.8393 | 1123.9653 | 1123.9857 | 1123.9881
F1_Industrial_Petroleum_Existing_Space Heating_Natural Gas_HVAC - Duct Repair and Sealing_A_Achievable Technical Potential | F1 | Industrial | Petroleum | Existing | Space Heating | Natural Gas | HVAC - Duct Repair and Sealing | A | Original Unit Energy Savings (kWh or therms) | Achievable Technical Potential | 0 | 0 | 0.0040723 | 0.0040498 | 0.0040273 | 0.004005 | 0.0039832 | 0.0039618 | 0.0039412 | 0.0039215 | 0.0039027 | 0.003885 | 0.0038683 | 0.0038527 | 0.0038379 | 0.0038241 | 0.003811 | 0.0037987 | 0.0037871 | 0.0037763 | 0.003766 | 0.0037564
F2_Industrial_Petroleum_Existing_Space Heating_Natural Gas_HVAC - Duct Repair and Sealing_A_Achievable Technical Potential | F2 | Industrial | Petroleum | Existing | Space Heating | Natural Gas | HVAC - Duct Repair and Sealing | A | Original Unit Summer Peak Savings (kW) | Achievable Technical Potential | 0 | 0 | 0 | 0 | 0 | 0 | 0 | 0 | 0 | 0 | 0 | 0 | 0 | 0 | 0 | 0 | 0 | 0 | 0 | 0 | 0 | 0
F3_Industrial_Petroleum_Existing_Space Heating_Natural Gas_HVAC - Duct Repair and Sealing_A_Achievable Technical Potential | F3 | Industrial | Petroleum | Existing | Space Heating | Natural Gas | HVAC - Duct Repair and Sealing | A | Original Unit Winter Peak Savings (kW) | Achievable Technical Potential | 0 | 0 | 0 | 0 | 0 | 0 | 0 | 0 | 0 | 0 | 0 | 0 | 0 | 0 | 0 | 0 | 0 | 0 | 0 | 0 | 0 | 0
F4_Industrial_Petroleum_Existing_Space Heating_Natural Gas_HVAC - Duct Repair and Sealing_A_Achievable Technical Potential | F4 | Industrial | Petroleum | Existing | Space Heating | Natural Gas | HVAC - Duct Repair and Sealing | A | Standalone Impact on Baseline Energy (%) | Achievable Technical Potential | 0% | 0% | 0.008161% | 0.01645% | 0.02488% | 0.03345% | 0.04215% | 0.051% | 0.05999% | 0.06913% | 0.07842% | 0.08787% | 0.09748% | 0.1072% | 0.1172% | 0.1273% | 0.1376% | 0.148% | 0.1587% | 0.1695% | 0.1805% | 0.1917%
F5_Industrial_Petroleum_Existing_Space Heating_Natural Gas_HVAC - Duct Repair and Sealing_A_Achievable Technical Potential | F5 | Industrial | Petroleum | Existing | Space Heating | Natural Gas | HVAC - Duct Repair and Sealing | A | Standalone Impact on Baseline Summer Peak (%) | Achievable Technical Potential | bar: 2019 to 2040
F6_Industrial_Petroleum_Existing_Space Heating_Natural Gas_HVAC - Duct Repair and Sealing_A_Achievable Technical Potential | F6 | Industrial | Petroleum | Existing | Space Heating | Natural Gas | HVAC - Duct Repair and Sealing | A | Standalone Impact on Baseline Winter Peak (%) | Achievable Technical Potential | bar: 2019 to 2040
F7_Industrial_Petroleum_Existing_Space Heating_Natural Gas_HVAC - Duct Repair and Sealing_A_Achievable Technical Potential | F7 | Industrial | Petroleum | Existing | Space Heating | Natural Gas | HVAC - Duct Repair and Sealing | A | Incremental Energy Savings (MWh or mTherms) | Achievable Technical Potential | 0 | 0 | 0.00044315 | 0.00043311 | 0.00042327 | 0.00041368 | 0.00040433 | 0.00039523 | 0.00038639 | 0.00037783 | 0.00036953 | 0.00036152 | 0.00035376 | 0.00034625 | 0.00033898 | 0.00033193 | 0.0003251 | 0.00031846 | 0.00031202 | 0.00030576 | 0.00029967 | 0.00029375
F8_Industrial_Petroleum_Existing_Space Heating_Natural Gas_HVAC - Duct Repair and Sealing_A_Achievable Technical Potential | F8 | Industrial | Petroleum | Existing | Space Heating | Natural Gas | HVAC - Duct Repair and Sealing | A | Incremental Summer Peak Savings (MW) | Achievable Technical Potential | 0 | 0 | 0 | 0 | 0 | 0 | 0 | 0 | 0 | 0 | 0 | 0 | 0 | 0 | 0 | 0 | 0 | 0 | 0 | 0 | 0 | 0
F9_Industrial_Petroleum_Existing_Space Heating_Natural Gas_HVAC - Duct Repair and Sealing_A_Achievable Technical Potential | F9 | Industrial | Petroleum | Existing | Space Heating | Natural Gas | HVAC - Duct Repair and Sealing | A | Incremental Winter Peak Savings (MW) | Achievable Technical Potential | 0 | 0 | 0 | 0 | 0 | 0 | 0 | 0 | 0 | 0 | 0 | 0 | 0 | 0 | 0 | 0 | 0 | 0 | 0 | 0 | 0 | 0
F10_Industrial_Petroleum_Existing_Space Heating_Natural Gas_HVAC - Duct Repair and Sealing_A_Achievable Technical Potential | F10 | Industrial | Petroleum | Existing | Space Heating | Natural Gas | HVAC - Duct Repair and Sealing | A | Cumulative Energy Savings (MWh or mTherms) | Achievable Technical Potential | 0 | 0 | 0.00044315 | 0.00087381 | 0.0012922 | 0.0016988 | 0.0020938 | 0.0024778 | 0.0028513 | 0.0032149 | 0.003569 | 0.0039143 | 0.0042513 | 0.0045804 | 0.0049018 | 0.005216 | 0.0055233 | 0.005824 | 0.0061182 | 0.0064064 | 0.0066887 | 0.0069653
F11_Industrial_Petroleum_Existing_Space Heating_Natural Gas_HVAC - Duct Repair and Sealing_A_Achievable Technical Potential | F11 | Industrial | Petroleum | Existing | Space Heating | Natural Gas | HVAC - Duct Repair and Sealing | A | Cumulative Summer Peak Savings (MW) | Achievable Technical Potential | 0 | 0 | 0 | 0 | 0 | 0 | 0 | 0 | 0 | 0 | 0 | 0 | 0 | 0 | 0 | 0 | 0 | 0 | 0 | 0 | 0 | 0
F12_Industrial_Petroleum_Existing_Space Heating_Natural Gas_HVAC - Duct Repair and Sealing_A_Achievable Technical Potential | F12 | Industrial | Petroleum | Existing | Space Heating | Natural Gas | HVAC - Duct Repair and Sealing | A | Cumulative Winter Peak Savings (MW) | Achievable Technical Potential | 0 | 0 | 0 | 0 | 0 | 0 | 0 | 0 | 0 | 0 | 0 | 0 | 0 | 0 | 0 | 0 | 0 | 0 | 0 | 0 | 0 | 0
F13_Industrial_Petroleum_Existing_Space Heating_Natural Gas_HVAC - Duct Repair and Sealing_A_Achievable Technical Potential | F13 | Industrial | Petroleum | Existing | Space Heating | Natural Gas | HVAC - Duct Repair and Sealing | A | Purchases (Incremental) | Achievable Technical Potential | 0 | 0 | 108.8218 | 106.9456 | 105.1017 | 103.2896 | 101.5087 | 99.7586 | 98.0386 | 96.3483 | 94.6871 | 93.0546 | 91.4502 | 89.8735 | 88.3239 | 86.8011 | 85.3045 | 83.8338 | 82.3883 | 80.9679 | 79.5719 | 78.1999
F14_Industrial_Petroleum_Existing_Space Heating_Natural Gas_HVAC - Duct Repair and Sealing_A_Achievable Technical Potential | F14 | Industrial | Petroleum | Existing | Space Heating | Natural Gas | HVAC - Duct Repair and Sealing | A | Purchases (Cumulative) | Achievable Technical Potential | 0 | 0 | 108.8218 | 215.7674 | 320.8691 | 424.1587 | 525.6674 | 625.426 | 723.4647 | 819.813 | 914.5001 | 1007.5547 | 1099.0048 | 1188.8783 | 1277.2022 | 1364.0033 | 1449.3079 | 1533.1416 | 1615.53 | 1696.4978 | 1776.0697 | 1854.2696
F1_Industrial_Petroleum_Existing_Space Heating_Natural Gas_Windows - High Efficiency_A_Achievable Technical Potential | F1 | Industrial | Petroleum | Existing | Space Heating | Natural Gas | Windows - High Efficiency | A | Original Unit Energy Savings (kWh or therms) | Achievable Technical Potential | 0 | 0 | 0.0077291 | 0.0076912 | 0.0076535 | 0.0076162 | 0.0075796 | 0.0075439 | 0.0075094 | 0.0074763 | 0.0074448 | 0.007415 | 0.007387 | 0.0073606 | 0.0073357 | 0.0073123 | 0.0072902 | 0.0072695 | 0.00725 | 0.0072317 | 0.0072145 | 0.0071983
F2_Industrial_Petroleum_Existing_Space Heating_Natural Gas_Windows - High Efficiency_A_Achievable Technical Potential | F2 | Industrial | Petroleum | Existing | Space Heating | Natural Gas | Windows - High Efficiency | A | Original Unit Summer Peak Savings (kW) | Achievable Technical Potential | 0 | 0 | 0 | 0 | 0 | 0 | 0 | 0 | 0 | 0 | 0 | 0 | 0 | 0 | 0 | 0 | 0 | 0 | 0 | 0 | 0 | 0
F3_Industrial_Petroleum_Existing_Space Heating_Natural Gas_Windows - High Efficiency_A_Achievable Technical Potential | F3 | Industrial | Petroleum | Existing | Space Heating | Natural Gas | Windows - High Efficiency | A | Original Unit Winter Peak Savings (kW) | Achievable Technical Potential | 0 | 0 | 0 | 0 | 0 | 0 | 0 | 0 | 0 | 0 | 0 | 0 | 0 | 0 | 0 | 0 | 0 | 0 | 0 | 0 | 0 | 0
F4_Industrial_Petroleum_Existing_Space Heating_Natural Gas_Windows - High Efficiency_A_Achievable Technical Potential | F4 | Industrial | Petroleum | Existing | Space Heating | Natural Gas | Windows - High Efficiency | A | Standalone Impact on Baseline Energy (%) | Achievable Technical Potential | 0% | 0% | 0.00596% | 0.01798% | 0.03945% | 0.07455% | 0.1281% | 0.2051% | 0.3105% | 0.4478% | 0.6188% | 0.8221% | 1.052% | 1.3% | 1.554% | 1.798% | 2.021% | 2.215% | 2.374% | 2.5% | 2.597% | 2.677%
F5_Industrial_Petroleum_Existing_Space Heating_Natural Gas_Windows - High Efficiency_A_Achievable Technical Potential | F5 | Industrial | Petroleum | Existing | Space Heating | Natural Gas | Windows - High Efficiency | A | Standalone Impact on Baseline Summer Peak (%) | Achievable Technical Potential | bar: 2019 to 2040
F6_Industrial_Petroleum_Existing_Space Heating_Natural Gas_Windows - High Efficiency_A_Achievable Technical Potential | F6 | Industrial | Petroleum | Existing | Space Heating | Natural Gas | Windows - High Efficiency | A | Standalone Impact on Baseline Winter Peak (%) | Achievable Technical Potential | bar: 2019 to 2040
F7_Industrial_Petroleum_Existing_Space Heating_Natural Gas_Windows - High Efficiency_A_Achievable Technical Potential | F7 | Industrial | Petroleum | Existing | Space Heating | Natural Gas | Windows - High Efficiency | A | Incremental Energy Savings (MWh or mTherms) | Achievable Technical Potential | 0 | 0 | 0.00032364 | 0.00063266 | 0.0010985 | 0.0017475 | 0.0025943 | 0.0036343 | 0.0048362 | 0.0061342 | 0.0074247 | 0.0085701 | 0.0094137 | 0.0098065 | 0.0096449 | 0.0089067 | 0.0076727 | 0.0062181 | 0.0046605 | 0.0031629 | 0.0019812 | 0.0012669
F8_Industrial_Petroleum_Existing_Space Heating_Natural Gas_Windows - High Efficiency_A_Achievable Technical Potential | F8 | Industrial | Petroleum | Existing | Space Heating | Natural Gas | Windows - High Efficiency | A | Incremental Summer Peak Savings (MW) | Achievable Technical Potential | 0 | 0 | 0 | 0 | 0 | 0 | 0 | 0 | 0 | 0 | 0 | 0 | 0 | 0 | 0 | 0 | 0 | 0 | 0 | 0 | 0 | 0
F9_Industrial_Petroleum_Existing_Space Heating_Natural Gas_Windows - High Efficiency_A_Achievable Technical Potential | F9 | Industrial | Petroleum | Existing | Space Heating | Natural Gas | Windows - High Efficiency | A | Incremental Winter Peak Savings (MW) | Achievable Technical Potential | 0 | 0 | 0 | 0 | 0 | 0 | 0 | 0 | 0 | 0 | 0 | 0 | 0 | 0 | 0 | 0 | 0 | 0 | 0 | 0 | 0 | 0
F10_Industrial_Petroleum_Existing_Space Heating_Natural Gas_Windows - High Efficiency_A_Achievable Technical Potential | F10 | Industrial | Petroleum | Existing | Space Heating | Natural Gas | Windows - High Efficiency | A | Cumulative Energy Savings (MWh or mTherms) | Achievable Technical Potential | 0 | 0 | 0.00032364 | 0.00095471 | 0.0020486 | 0.0037861 | 0.0063622 | 0.0099665 | 0.014757 | 0.020826 | 0.028163 | 0.036621 | 0.045896 | 0.055538 | 0.064996 | 0.073695 | 0.081145 | 0.087132 | 0.091559 | 0.094491 | 0.096247 | 0.097299
F11_Industrial_Petroleum_Existing_Space Heating_Natural Gas_Windows - High Efficiency_A_Achievable Technical Potential | F11 | Industrial | Petroleum | Existing | Space Heating | Natural Gas | Windows - High Efficiency | A | Cumulative Summer Peak Savings (MW) | Achievable Technical Potential | 0 | 0 | 0 | 0 | 0 | 0 | 0 | 0 | 0 | 0 | 0 | 0 | 0 | 0 | 0 | 0 | 0 | 0 | 0 | 0 | 0 | 0
F12_Industrial_Petroleum_Existing_Space Heating_Natural Gas_Windows - High Efficiency_A_Achievable Technical Potential | F12 | Industrial | Petroleum | Existing | Space Heating | Natural Gas | Windows - High Efficiency | A | Cumulative Winter Peak Savings (MW) | Achievable Technical Potential | 0 | 0 | 0 | 0 | 0 | 0 | 0 | 0 | 0 | 0 | 0 | 0 | 0 | 0 | 0 | 0 | 0 | 0 | 0 | 0 | 0 | 0
F13_Industrial_Petroleum_Existing_Space Heating_Natural Gas_Windows - High Efficiency_A_Achievable Technical Potential | F13 | Industrial | Petroleum | Existing | Space Heating | Natural Gas | Windows - High Efficiency | A | Purchases (Incremental) | Achievable Technical Potential | 0 | 0 | 41.8725 | 82.2574 | 143.5335 | 229.4515 | 342.2705 | 481.7528 | 644.0175 | 820.4848 | 997.3018 | 1155.7789 | 1274.3517 | 1332.2967 | 1314.7923 | 1218.0443 | 1052.469 | 855.3737 | 642.8315 | 437.3642 | 274.6094 | 176.0053
F14_Industrial_Petroleum_Existing_Space Heating_Natural Gas_Windows - High Efficiency_A_Achievable Technical Potential | F14 | Industrial | Petroleum | Existing | Space Heating | Natural Gas | Windows - High Efficiency | A | Purchases (Cumulative) | Achievable Technical Potential | 0 | 0 | 41.8725 | 124.1299 | 267.6634 | 497.1149 | 839.3854 | 1321.1382 | 1965.1557 | 2785.6405 | 3782.9423 | 4938.7212 | 6213.0729 | 7545.3696 | 8860.1619 | 10078.2063 | 11130.6753 | 11986.0489 | 12628.8805 | 13066.2446 | 13340.854 | 13516.8593
F1_Industrial_Petroleum_Existing_Space Heating_Natural Gas_Gas Boiler - Maintenance_A_Achievable Technical Potential | F1 | Industrial | Petroleum | Existing | Space Heating | Natural Gas | Gas Boiler - Maintenance | A | Original Unit Energy Savings (kWh or therms) | Achievable Technical Potential | 0 | 0 | 106.5789 | 106.3113 | 106.0493 | 105.7934 | 105.5442 | 105.3021 | 105.0677 | 104.8413 | 104.6233 | 104.4141 | 104.214 | 104.0232 | 103.842 | 103.6706 | 103.5093 | 103.3582 | 103.2175 | 103.0875 | 102.9681 | 102.8596
F2_Industrial_Petroleum_Existing_Space Heating_Natural Gas_Gas Boiler - Maintenance_A_Achievable Technical Potential | F2 | Industrial | Petroleum | Existing | Space Heating | Natural Gas | Gas Boiler - Maintenance | A | Original Unit Summer Peak Savings (kW) | Achievable Technical Potential | 0 | 0 | 0 | 0 | 0 | 0 | 0 | 0 | 0 | 0 | 0 | 0 | 0 | 0 | 0 | 0 | 0 | 0 | 0 | 0 | 0 | 0
F3_Industrial_Petroleum_Existing_Space Heating_Natural Gas_Gas Boiler - Maintenance_A_Achievable Technical Potential | F3 | Industrial | Petroleum | Existing | Space Heating | Natural Gas | Gas Boiler - Maintenance | A | Original Unit Winter Peak Savings (kW) | Achievable Technical Potential | 0 | 0 | 0 | 0 | 0 | 0 | 0 | 0 | 0 | 0 | 0 | 0 | 0 | 0 | 0 | 0 | 0 | 0 | 0 | 0 | 0 | 0
F4_Industrial_Petroleum_Existing_Space Heating_Natural Gas_Gas Boiler - Maintenance_A_Achievable Technical Potential | F4 | Industrial | Petroleum | Existing | Space Heating | Natural Gas | Gas Boiler - Maintenance | A | Standalone Impact on Baseline Energy (%) | Achievable Technical Potential | 0% | 0% | 0.008633% | 0.01487% | 0.01938% | 0.02305% | 0.0264% | 0.02943% | 0.03217% | 0.03464% | 0.03687% | 0.03889% | 0.04074% | 0.04237% | 0.04385% | 0.0452% | 0.04647% | 0.04772% | 0.04891% | 0.05008% | 0.05123% | 0.05236%
F5_Industrial_Petroleum_Existing_Space Heating_Natural Gas_Gas Boiler - Maintenance_A_Achievable Technical Potential | F5 | Industrial | Petroleum | Existing | Space Heating | Natural Gas | Gas Boiler - Maintenance | A | Standalone Impact on Baseline Summer Peak (%) | Achievable Technical Potential | bar: 2019 to 2040
F6_Industrial_Petroleum_Existing_Space Heating_Natural Gas_Gas Boiler - Maintenance_A_Achievable Technical Potential | F6 | Industrial | Petroleum | Existing | Space Heating | Natural Gas | Gas Boiler - Maintenance | A | Standalone Impact on Baseline Winter Peak (%) | Achievable Technical Potential | bar: 2019 to 2040
F7_Industrial_Petroleum_Existing_Space Heating_Natural Gas_Gas Boiler - Maintenance_A_Achievable Technical Potential | F7 | Industrial | Petroleum | Existing | Space Heating | Natural Gas | Gas Boiler - Maintenance | A | Incremental Energy Savings (MWh or mTherms) | Achievable Technical Potential | 0 | 0 | 0.00046876 | 0.00032209 | 0.00021859 | 0.0001669 | 0.00014337 | 0.00012164 | 0.00010218 | 8.5134e-05 | 7.0443e-05 | 5.7946e-05 | 4.7427e-05 | 3.6233e-05 | 2.7684e-05 | 2.1153e-05 | 1.6165e-05 | 1.4566e-05 | 1.1187e-05 | 9.4556e-06 | 7.7847e-06 | 6.1728e-06
F8_Industrial_Petroleum_Existing_Space Heating_Natural Gas_Gas Boiler - Maintenance_A_Achievable Technical Potential | F8 | Industrial | Petroleum | Existing | Space Heating | Natural Gas | Gas Boiler - Maintenance | A | Incremental Summer Peak Savings (MW) | Achievable Technical Potential | 0 | 0 | 0 | 0 | 0 | 0 | 0 | 0 | 0 | 0 | 0 | 0 | 0 | 0 | 0 | 0 | 0 | 0 | 0 | 0 | 0 | 0
F9_Industrial_Petroleum_Existing_Space Heating_Natural Gas_Gas Boiler - Maintenance_A_Achievable Technical Potential | F9 | Industrial | Petroleum | Existing | Space Heating | Natural Gas | Gas Boiler - Maintenance | A | Incremental Winter Peak Savings (MW) | Achievable Technical Potential | 0 | 0 | 0 | 0 | 0 | 0 | 0 | 0 | 0 | 0 | 0 | 0 | 0 | 0 | 0 | 0 | 0 | 0 | 0 | 0 | 0 | 0
F10_Industrial_Petroleum_Existing_Space Heating_Natural Gas_Gas Boiler - Maintenance_A_Achievable Technical Potential | F10 | Industrial | Petroleum | Existing | Space Heating | Natural Gas | Gas Boiler - Maintenance | A | Cumulative Energy Savings (MWh or mTherms) | Achievable Technical Potential | 0 | 0 | 0.00046876 | 0.00078967 | 0.0010063 | 0.0011708 | 0.0013114 | 0.00143 | 0.001529 | 0.0016109 | 0.001678 | 0.0017325 | 0.0017766 | 0.0018096 | 0.0018342 | 0.0018523 | 0.0018656 | 0.0018774 | 0.001886 | 0.0018931 | 0.0018987 | 0.0019029
F11_Industrial_Petroleum_Existing_Space Heating_Natural Gas_Gas Boiler - Maintenance_A_Achievable Technical Potential | F11 | Industrial | Petroleum | Existing | Space Heating | Natural Gas | Gas Boiler - Maintenance | A | Cumulative Summer Peak Savings (MW) | Achievable Technical Potential | 0 | 0 | 0 | 0 | 0 | 0 | 0 | 0 | 0 | 0 | 0 | 0 | 0 | 0 | 0 | 0 | 0 | 0 | 0 | 0 | 0 | 0
F12_Industrial_Petroleum_Existing_Space Heating_Natural Gas_Gas Boiler - Maintenance_A_Achievable Technical Potential | F12 | Industrial | Petroleum | Existing | Space Heating | Natural Gas | Gas Boiler - Maintenance | A | Cumulative Winter Peak Savings (MW) | Achievable Technical Potential | 0 | 0 | 0 | 0 | 0 | 0 | 0 | 0 | 0 | 0 | 0 | 0 | 0 | 0 | 0 | 0 | 0 | 0 | 0 | 0 | 0 | 0
F13_Industrial_Petroleum_Existing_Space Heating_Natural Gas_Gas Boiler - Maintenance_A_Achievable Technical Potential | F13 | Industrial | Petroleum | Existing | Space Heating | Natural Gas | Gas Boiler - Maintenance | A | Purchases (Incremental) | Achievable Technical Potential | 0 | 0 | 0.0043982 | 0.0030297 | 0.0020612 | 0.0015776 | 0.0013584 | 0.0011552 | 0.00097255 | 0.00081203 | 0.0006733 | 0.00055496 | 0.00045509 | 0.00034832 | 0.00026659 | 0.00020404 | 0.00015617 | 0.00014092 | 0.00010839 | 9.1724e-05 | 7.5603e-05 | 6.0011e-05
F14_Industrial_Petroleum_Existing_Space Heating_Natural Gas_Gas Boiler - Maintenance_A_Achievable Technical Potential | F14 | Industrial | Petroleum | Existing | Space Heating | Natural Gas | Gas Boiler - Maintenance | A | Purchases (Cumulative) | Achievable Technical Potential | 0 | 0 | 0.0043982 | 0.0074279 | 0.0094891 | 0.011067 | 0.012425 | 0.01358 | 0.014553 | 0.015365 | 0.016038 | 0.016593 | 0.017048 | 0.017396 | 0.017663 | 0.017867 | 0.018023 | 0.018164 | 0.018273 | 0.018364 | 0.01844 | 0.0185
F1_Industrial_Petroleum_Existing_Process_Natural Gas_Gas Boiler - Maintenance_A_Achievable Technical Potential | F1 | Industrial | Petroleum | Existing | Process | Natural Gas | Gas Boiler - Maintenance | A | Original Unit Energy Savings (kWh or therms) | Achievable Technical Potential | 0 | 0 | 536.7637 | 536.7637 | 536.7637 | 536.7637 | 536.7637 | 536.7637 | 536.7637 | 536.7637 | 536.7637 | 536.7637 | 536.7637 | 536.7637 | 536.7637 | 536.7637 | 536.7637 | 536.7637 | 536.7637 | 536.7637 | 536.7637 | 536.7637
F2_Industrial_Petroleum_Existing_Process_Natural Gas_Gas Boiler - Maintenance_A_Achievable Technical Potential | F2 | Industrial | Petroleum | Existing | Process | Natural Gas | Gas Boiler - Maintenance | A | Original Unit Summer Peak Savings (kW) | Achievable Technical Potential | 0 | 0 | 0 | 0 | 0 | 0 | 0 | 0 | 0 | 0 | 0 | 0 | 0 | 0 | 0 | 0 | 0 | 0 | 0 | 0 | 0 | 0
F3_Industrial_Petroleum_Existing_Process_Natural Gas_Gas Boiler - Maintenance_A_Achievable Technical Potential | F3 | Industrial | Petroleum | Existing | Process | Natural Gas | Gas Boiler - Maintenance | A | Original Unit Winter Peak Savings (kW) | Achievable Technical Potential | 0 | 0 | 0 | 0 | 0 | 0 | 0 | 0 | 0 | 0 | 0 | 0 | 0 | 0 | 0 | 0 | 0 | 0 | 0 | 0 | 0 | 0
F4_Industrial_Petroleum_Existing_Process_Natural Gas_Gas Boiler - Maintenance_A_Achievable Technical Potential | F4 | Industrial | Petroleum | Existing | Process | Natural Gas | Gas Boiler - Maintenance | A | Standalone Impact on Baseline Energy (%) | Achievable Technical Potential | 0% | 0% | 0.01411% | 0.02424% | 0.03151% | 0.0374% | 0.04272% | 0.04752% | 0.05181% | 0.05566% | 0.05912% | 0.06224% | 0.06507% | 0.06756% | 0.0698% | 0.07185% | 0.07375% | 0.07563% | 0.07741% | 0.07917% | 0.08089% | 0.08257%
F5_Industrial_Petroleum_Existing_Process_Natural Gas_Gas Boiler - Maintenance_A_Achievable Technical Potential | F5 | Industrial | Petroleum | Existing | Process | Natural Gas | Gas Boiler - Maintenance | A | Standalone Impact on Baseline Summer Peak (%) | Achievable Technical Potential | bar: 2019 to 2040
F6_Industrial_Petroleum_Existing_Process_Natural Gas_Gas Boiler - Maintenance_A_Achievable Technical Potential | F6 | Industrial | Petroleum | Existing | Process | Natural Gas | Gas Boiler - Maintenance | A | Standalone Impact on Baseline Winter Peak (%) | Achievable Technical Potential | bar: 2019 to 2040
F7_Industrial_Petroleum_Existing_Process_Natural Gas_Gas Boiler - Maintenance_A_Achievable Technical Potential | F7 | Industrial | Petroleum | Existing | Process | Natural Gas | Gas Boiler - Maintenance | A | Incremental Energy Savings (MWh or mTherms) | Achievable Technical Potential | 0 | 0 | 0.18748 | 0.12914 | 0.08786 | 0.067245 | 0.057901 | 0.04924 | 0.041456 | 0.034614 | 0.0287 | 0.023656 | 0.019399 | 0.014847 | 0.011364 | 0.0086975 | 0.0066569 | 0.006007 | 0.0046201 | 0.0039098 | 0.0032227 | 0.002558
F8_Industrial_Petroleum_Existing_Process_Natural Gas_Gas Boiler - Maintenance_A_Achievable Technical Potential | F8 | Industrial | Petroleum | Existing | Process | Natural Gas | Gas Boiler - Maintenance | A | Incremental Summer Peak Savings (MW) | Achievable Technical Potential | 0 | 0 | 0 | 0 | 0 | 0 | 0 | 0 | 0 | 0 | 0 | 0 | 0 | 0 | 0 | 0 | 0 | 0 | 0 | 0 | 0 | 0
F9_Industrial_Petroleum_Existing_Process_Natural Gas_Gas Boiler - Maintenance_A_Achievable Technical Potential | F9 | Industrial | Petroleum | Existing | Process | Natural Gas | Gas Boiler - Maintenance | A | Incremental Winter Peak Savings (MW) | Achievable Technical Potential | 0 | 0 | 0 | 0 | 0 | 0 | 0 | 0 | 0 | 0 | 0 | 0 | 0 | 0 | 0 | 0 | 0 | 0 | 0 | 0 | 0 | 0
F10_Industrial_Petroleum_Existing_Process_Natural Gas_Gas Boiler - Maintenance_A_Achievable Technical Potential | F10 | Industrial | Petroleum | Existing | Process | Natural Gas | Gas Boiler - Maintenance | A | Cumulative Energy Savings (MWh or mTherms) | Achievable Technical Potential | 0 | 0 | 0.18748 | 0.31662 | 0.40448 | 0.47173 | 0.52963 | 0.57887 | 0.62032 | 0.65494 | 0.68364 | 0.70729 | 0.72669 | 0.74154 | 0.7529 | 0.7616 | 0.76826 | 0.77426 | 0.77888 | 0.78279 | 0.78602 | 0.78857
F11_Industrial_Petroleum_Existing_Process_Natural Gas_Gas Boiler - Maintenance_A_Achievable Technical Potential | F11 | Industrial | Petroleum | Existing | Process | Natural Gas | Gas Boiler - Maintenance | A | Cumulative Summer Peak Savings (MW) | Achievable Technical Potential | 0 | 0 | 0 | 0 | 0 | 0 | 0 | 0 | 0 | 0 | 0 | 0 | 0 | 0 | 0 | 0 | 0 | 0 | 0 | 0 | 0 | 0
F12_Industrial_Petroleum_Existing_Process_Natural Gas_Gas Boiler - Maintenance_A_Achievable Technical Potential | F12 | Industrial | Petroleum | Existing | Process | Natural Gas | Gas Boiler - Maintenance | A | Cumulative Winter Peak Savings (MW) | Achievable Technical Potential | 0 | 0 | 0 | 0 | 0 | 0 | 0 | 0 | 0 | 0 | 0 | 0 | 0 | 0 | 0 | 0 | 0 | 0 | 0 | 0 | 0 | 0
F13_Industrial_Petroleum_Existing_Process_Natural Gas_Gas Boiler - Maintenance_A_Achievable Technical Potential | F13 | Industrial | Petroleum | Existing | Process | Natural Gas | Gas Boiler - Maintenance | A | Purchases (Incremental) | Achievable Technical Potential | 0 | 0 | 0.34928 | 0.24059 | 0.16368 | 0.12528 | 0.10787 | 0.091735 | 0.077233 | 0.064486 | 0.053469 | 0.044071 | 0.03614 | 0.027661 | 0.021171 | 0.016204 | 0.012402 | 0.011191 | 0.0086073 | 0.0072841 | 0.0060039 | 0.0047657
F14_Industrial_Petroleum_Existing_Process_Natural Gas_Gas Boiler - Maintenance_A_Achievable Technical Potential | F14 | Industrial | Petroleum | Existing | Process | Natural Gas | Gas Boiler - Maintenance | A | Purchases (Cumulative) | Achievable Technical Potential | 0 | 0 | 0.34928 | 0.58987 | 0.75355 | 0.87883 | 0.98671 | 1.0784 | 1.1557 | 1.2202 | 1.2736 | 1.3177 | 1.3538 | 1.3815 | 1.4027 | 1.4189 | 1.4313 | 1.4425 | 1.4511 | 1.4584 | 1.4644 | 1.4691
F1_Industrial_Petroleum_Existing_Space Heating_Natural Gas_Gas Furnace - Maintenance_A_Achievable Technical Potential | F1 | Industrial | Petroleum | Existing | Space Heating | Natural Gas | Gas Furnace - Maintenance | A | Original Unit Energy Savings (kWh or therms) | Achievable Technical Potential | 0 | 0 | 0.0093975 | 0.0093456 | 0.0092937 | 0.0092423 | 0.0091918 | 0.0091426 | 0.0090951 | 0.0090495 | 0.0090061 | 0.0089653 | 0.0089269 | 0.0088907 | 0.0088567 | 0.0088247 | 0.0087946 | 0.0087662 | 0.0087395 | 0.0087144 | 0.0086907 | 0.0086685
F2_Industrial_Petroleum_Existing_Space Heating_Natural Gas_Gas Furnace - Maintenance_A_Achievable Technical Potential | F2 | Industrial | Petroleum | Existing | Space Heating | Natural Gas | Gas Furnace - Maintenance | A | Original Unit Summer Peak Savings (kW) | Achievable Technical Potential | 0 | 0 | 0 | 0 | 0 | 0 | 0 | 0 | 0 | 0 | 0 | 0 | 0 | 0 | 0 | 0 | 0 | 0 | 0 | 0 | 0 | 0
F3_Industrial_Petroleum_Existing_Space Heating_Natural Gas_Gas Furnace - Maintenance_A_Achievable Technical Potential | F3 | Industrial | Petroleum | Existing | Space Heating | Natural Gas | Gas Furnace - Maintenance | A | Original Unit Winter Peak Savings (kW) | Achievable Technical Potential | 0 | 0 | 0 | 0 | 0 | 0 | 0 | 0 | 0 | 0 | 0 | 0 | 0 | 0 | 0 | 0 | 0 | 0 | 0 | 0 | 0 | 0
F4_Industrial_Petroleum_Existing_Space Heating_Natural Gas_Gas Furnace - Maintenance_A_Achievable Technical Potential | F4 | Industrial | Petroleum | Existing | Space Heating | Natural Gas | Gas Furnace - Maintenance | A | Standalone Impact on Baseline Energy (%) | Achievable Technical Potential | 0% | 0% | 1.725e-07% | 2.962e-07% | 3.848e-07% | 4.564e-07% | 5.211e-07% | 5.791e-07% | 6.311e-07% | 6.776e-07% | 7.192e-07% | 7.568e-07% | 7.908e-07% | 8.207e-07% | 8.475e-07% | 8.72e-07% | 8.947e-07% | 9.171e-07% | 9.385e-07% | 9.594e-07% | 9.799e-07% | 1e-06%
F5_Industrial_Petroleum_Existing_Space Heating_Natural Gas_Gas Furnace - Maintenance_A_Achievable Technical Potential | F5 | Industrial | Petroleum | Existing | Space Heating | Natural Gas | Gas Furnace - Maintenance | A | Standalone Impact on Baseline Summer Peak (%) | Achievable Technical Potential | bar: 2019 to 2040
F6_Industrial_Petroleum_Existing_Space Heating_Natural Gas_Gas Furnace - Maintenance_A_Achievable Technical Potential | F6 | Industrial | Petroleum | Existing | Space Heating | Natural Gas | Gas Furnace - Maintenance | A | Standalone Impact on Baseline Winter Peak (%) | Achievable Technical Potential | bar: 2019 to 2040
F7_Industrial_Petroleum_Existing_Space Heating_Natural Gas_Gas Furnace - Maintenance_A_Achievable Technical Potential | F7 | Industrial | Petroleum | Existing | Space Heating | Natural Gas | Gas Furnace - Maintenance | A | Incremental Energy Savings (MWh or mTherms) | Achievable Technical Potential | 0 | 0 | 9.3667e-09 | 6.4164e-09 | 4.3411e-09 | 3.3042e-09 | 2.8295e-09 | 2.3934e-09 | 2.0045e-09 | 1.6653e-09 | 1.3742e-09 | 1.1275e-09 | 9.2065e-10 | 7.0179e-10 | 5.3508e-10 | 4.0805e-10 | 3.1125e-10 | 2.7996e-10 | 2.1466e-10 | 1.8114e-10 | 1.489e-10 | 1.1789e-10
F8_Industrial_Petroleum_Existing_Space Heating_Natural Gas_Gas Furnace - Maintenance_A_Achievable Technical Potential | F8 | Industrial | Petroleum | Existing | Space Heating | Natural Gas | Gas Furnace - Maintenance | A | Incremental Summer Peak Savings (MW) | Achievable Technical Potential | 0 | 0 | 0 | 0 | 0 | 0 | 0 | 0 | 0 | 0 | 0 | 0 | 0 | 0 | 0 | 0 | 0 | 0 | 0 | 0 | 0 | 0
F9_Industrial_Petroleum_Existing_Space Heating_Natural Gas_Gas Furnace - Maintenance_A_Achievable Technical Potential | F9 | Industrial | Petroleum | Existing | Space Heating | Natural Gas | Gas Furnace - Maintenance | A | Incremental Winter Peak Savings (MW) | Achievable Technical Potential | 0 | 0 | 0 | 0 | 0 | 0 | 0 | 0 | 0 | 0 | 0 | 0 | 0 | 0 | 0 | 0 | 0 | 0 | 0 | 0 | 0 | 0
F10_Industrial_Petroleum_Existing_Space Heating_Natural Gas_Gas Furnace - Maintenance_A_Achievable Technical Potential | F10 | Industrial | Petroleum | Existing | Space Heating | Natural Gas | Gas Furnace - Maintenance | A | Cumulative Energy Savings (MWh or mTherms) | Achievable Technical Potential | 0 | 0 | 9.3667e-09 | 1.5731e-08 | 1.9985e-08 | 2.3179e-08 | 2.5882e-08 | 2.8137e-08 | 2.9995e-08 | 3.1509e-08 | 3.2733e-08 | 3.3712e-08 | 3.4488e-08 | 3.505e-08 | 3.5451e-08 | 3.5731e-08 | 3.592e-08 | 3.6084e-08 | 3.6189e-08 | 3.6266e-08 | 3.6317e-08 | 3.6342e-08
F11_Industrial_Petroleum_Existing_Space Heating_Natural Gas_Gas Furnace - Maintenance_A_Achievable Technical Potential | F11 | Industrial | Petroleum | Existing | Space Heating | Natural Gas | Gas Furnace - Maintenance | A | Cumulative Summer Peak Savings (MW) | Achievable Technical Potential | 0 | 0 | 0 | 0 | 0 | 0 | 0 | 0 | 0 | 0 | 0 | 0 | 0 | 0 | 0 | 0 | 0 | 0 | 0 | 0 | 0 | 0
F12_Industrial_Petroleum_Existing_Space Heating_Natural Gas_Gas Furnace - Maintenance_A_Achievable Technical Potential | F12 | Industrial | Petroleum | Existing | Space Heating | Natural Gas | Gas Furnace - Maintenance | A | Cumulative Winter Peak Savings (MW) | Achievable Technical Potential | 0 | 0 | 0 | 0 | 0 | 0 | 0 | 0 | 0 | 0 | 0 | 0 | 0 | 0 | 0 | 0 | 0 | 0 | 0 | 0 | 0 | 0
F13_Industrial_Petroleum_Existing_Space Heating_Natural Gas_Gas Furnace - Maintenance_A_Achievable Technical Potential | F13 | Industrial | Petroleum | Existing | Space Heating | Natural Gas | Gas Furnace - Maintenance | A | Purchases (Incremental) | Achievable Technical Potential | 0 | 0 | 0.00099672 | 0.00068657 | 0.0004671 | 0.0003575 | 0.00030783 | 0.00026178 | 0.0002204 | 0.00018402 | 0.00015258 | 0.00012576 | 0.00010313 | 7.8935e-05 | 6.0415e-05 | 4.624e-05 | 3.5391e-05 | 3.1936e-05 | 2.4562e-05 | 2.0786e-05 | 1.7133e-05 | 1.36e-05
F14_Industrial_Petroleum_Existing_Space Heating_Natural Gas_Gas Furnace - Maintenance_A_Achievable Technical Potential | F14 | Industrial | Petroleum | Existing | Space Heating | Natural Gas | Gas Furnace - Maintenance | A | Purchases (Cumulative) | Achievable Technical Potential | 0 | 0 | 0.00099672 | 0.0016833 | 0.0021504 | 0.0025079 | 0.0028157 | 0.0030775 | 0.0032979 | 0.0034819 | 0.0036345 | 0.0037603 | 0.0038634 | 0.0039423 | 0.0040027 | 0.004049 | 0.0040844 | 0.0041163 | 0.0041409 | 0.0041617 | 0.0041788 | 0.0041924
F1_Industrial_Petroleum_Existing_Space Heating_Natural Gas_Gas Boiler - Hot Water Reset_A_Achievable Technical Potential | F1 | Industrial | Petroleum | Existing | Space Heating | Natural Gas | Gas Boiler - Hot Water Reset | A | Original Unit Energy Savings (kWh or therms) | Achievable Technical Potential | 0 | 0 | 387.5595 | 386.5867 | 385.6339 | 384.7033 | 383.7971 | 382.9169 | 382.0644 | 381.2412 | 380.4485 | 379.6877 | 378.9599 | 378.2661 | 377.6072 | 376.984 | 376.3974 | 375.848 | 375.3365 | 374.8635 | 374.4295 | 374.0349
F2_Industrial_Petroleum_Existing_Space Heating_Natural Gas_Gas Boiler - Hot Water Reset_A_Achievable Technical Potential | F2 | Industrial | Petroleum | Existing | Space Heating | Natural Gas | Gas Boiler - Hot Water Reset | A | Original Unit Summer Peak Savings (kW) | Achievable Technical Potential | 0 | 0 | 0 | 0 | 0 | 0 | 0 | 0 | 0 | 0 | 0 | 0 | 0 | 0 | 0 | 0 | 0 | 0 | 0 | 0 | 0 | 0
F3_Industrial_Petroleum_Existing_Space Heating_Natural Gas_Gas Boiler - Hot Water Reset_A_Achievable Technical Potential | F3 | Industrial | Petroleum | Existing | Space Heating | Natural Gas | Gas Boiler - Hot Water Reset | A | Original Unit Winter Peak Savings (kW) | Achievable Technical Potential | 0 | 0 | 0 | 0 | 0 | 0 | 0 | 0 | 0 | 0 | 0 | 0 | 0 | 0 | 0 | 0 | 0 | 0 | 0 | 0 | 0 | 0
F4_Industrial_Petroleum_Existing_Space Heating_Natural Gas_Gas Boiler - Hot Water Reset_A_Achievable Technical Potential | F4 | Industrial | Petroleum | Existing | Space Heating | Natural Gas | Gas Boiler - Hot Water Reset | A | Standalone Impact on Baseline Energy (%) | Achievable Technical Potential | 0% | 0% | 0.01526% | 0.03434% | 0.05806% | 0.08603% | 0.1184% | 0.1567% | 0.1993% | 0.2437% | 0.2867% | 0.3252% | 0.357% | 0.3809% | 0.398% | 0.4104% | 0.4202% | 0.4289% | 0.4372% | 0.4455% | 0.4539% | 0.4624%
F5_Industrial_Petroleum_Existing_Space Heating_Natural Gas_Gas Boiler - Hot Water Reset_A_Achievable Technical Potential | F5 | Industrial | Petroleum | Existing | Space Heating | Natural Gas | Gas Boiler - Hot Water Reset | A | Standalone Impact on Baseline Summer Peak (%) | Achievable Technical Potential | bar: 2019 to 2040
F6_Industrial_Petroleum_Existing_Space Heating_Natural Gas_Gas Boiler - Hot Water Reset_A_Achievable Technical Potential | F6 | Industrial | Petroleum | Existing | Space Heating | Natural Gas | Gas Boiler - Hot Water Reset | A | Standalone Impact on Baseline Winter Peak (%) | Achievable Technical Potential | bar: 2019 to 2040
F7_Industrial_Petroleum_Existing_Space Heating_Natural Gas_Gas Boiler - Hot Water Reset_A_Achievable Technical Potential | F7 | Industrial | Petroleum | Existing | Space Heating | Natural Gas | Gas Boiler - Hot Water Reset | A | Incremental Energy Savings (MWh or mTherms) | Achievable Technical Potential | 0 | 0 | 0.0008284 | 0.0009971 | 0.0011962 | 0.0013613 | 0.0015224 | 0.0017452 | 0.0018773 | 0.0018806 | 0.0017381 | 0.0014654 | 0.0011123 | 0.00072211 | 0.00041134 | 0.00019432 | 8.0668e-05 | 2.8786e-05 | 8.8244e-06 | 1.8878e-06 | 3.0459e-07 | 3.5893e-08
F8_Industrial_Petroleum_Existing_Space Heating_Natural Gas_Gas Boiler - Hot Water Reset_A_Achievable Technical Potential | F8 | Industrial | Petroleum | Existing | Space Heating | Natural Gas | Gas Boiler - Hot Water Reset | A | Incremental Summer Peak Savings (MW) | Achievable Technical Potential | 0 | 0 | 0 | 0 | 0 | 0 | 0 | 0 | 0 | 0 | 0 | 0 | 0 | 0 | 0 | 0 | 0 | 0 | 0 | 0 | 0 | 0
F9_Industrial_Petroleum_Existing_Space Heating_Natural Gas_Gas Boiler - Hot Water Reset_A_Achievable Technical Potential | F9 | Industrial | Petroleum | Existing | Space Heating | Natural Gas | Gas Boiler - Hot Water Reset | A | Incremental Winter Peak Savings (MW) | Achievable Technical Potential | 0 | 0 | 0 | 0 | 0 | 0 | 0 | 0 | 0 | 0 | 0 | 0 | 0 | 0 | 0 | 0 | 0 | 0 | 0 | 0 | 0 | 0
F10_Industrial_Petroleum_Existing_Space Heating_Natural Gas_Gas Boiler - Hot Water Reset_A_Achievable Technical Potential | F10 | Industrial | Petroleum | Existing | Space Heating | Natural Gas | Gas Boiler - Hot Water Reset | A | Cumulative Energy Savings (MWh or mTherms) | Achievable Technical Potential | 0 | 0 | 0.0008284 | 0.0018234 | 0.0030151 | 0.0043691 | 0.0058813 | 0.0076129 | 0.0094733 | 0.011334 | 0.013048 | 0.014487 | 0.015572 | 0.016265 | 0.016648 | 0.016815 | 0.01687 | 0.016874 | 0.01686 | 0.01684 | 0.016821 | 0.016804
F11_Industrial_Petroleum_Existing_Space Heating_Natural Gas_Gas Boiler - Hot Water Reset_A_Achievable Technical Potential | F11 | Industrial | Petroleum | Existing | Space Heating | Natural Gas | Gas Boiler - Hot Water Reset | A | Cumulative Summer Peak Savings (MW) | Achievable Technical Potential | 0 | 0 | 0 | 0 | 0 | 0 | 0 | 0 | 0 | 0 | 0 | 0 | 0 | 0 | 0 | 0 | 0 | 0 | 0 | 0 | 0 | 0
F12_Industrial_Petroleum_Existing_Space Heating_Natural Gas_Gas Boiler - Hot Water Reset_A_Achievable Technical Potential | F12 | Industrial | Petroleum | Existing | Space Heating | Natural Gas | Gas Boiler - Hot Water Reset | A | Cumulative Winter Peak Savings (MW) | Achievable Technical Potential | 0 | 0 | 0 | 0 | 0 | 0 | 0 | 0 | 0 | 0 | 0 | 0 | 0 | 0 | 0 | 0 | 0 | 0 | 0 | 0 | 0 | 0
F13_Industrial_Petroleum_Existing_Space Heating_Natural Gas_Gas Boiler - Hot Water Reset_A_Achievable Technical Potential | F13 | Industrial | Petroleum | Existing | Space Heating | Natural Gas | Gas Boiler - Hot Water Reset | A | Purchases (Incremental) | Achievable Technical Potential | 0 | 0 | 0.0021375 | 0.0025792 | 0.0031018 | 0.0035386 | 0.0039667 | 0.0045576 | 0.0049135 | 0.004933 | 0.0045686 | 0.0038594 | 0.002935 | 0.001909 | 0.0010893 | 0.00051545 | 0.00021432 | 7.6589e-05 | 2.3511e-05 | 5.0359e-06 | 8.1349e-07 | 9.5963e-08
F14_Industrial_Petroleum_Existing_Space Heating_Natural Gas_Gas Boiler - Hot Water Reset_A_Achievable Technical Potential | F14 | Industrial | Petroleum | Existing | Space Heating | Natural Gas | Gas Boiler - Hot Water Reset | A | Purchases (Cumulative) | Achievable Technical Potential | 0 | 0 | 0.0021375 | 0.0047167 | 0.0078185 | 0.011357 | 0.015324 | 0.019881 | 0.024795 | 0.029728 | 0.034296 | 0.038156 | 0.041091 | 0.043 | 0.044089 | 0.044605 | 0.044819 | 0.044896 | 0.044919 | 0.044924 | 0.044925 | 0.044925
F1_Industrial_Petroleum_Existing_Process_Natural Gas_Gas Boiler - Hot Water Reset_A_Achievable Technical Potential | F1 | Industrial | Petroleum | Existing | Process | Natural Gas | Gas Boiler - Hot Water Reset | A | Original Unit Energy Savings (kWh or therms) | Achievable Technical Potential | 0 | 0 | 975.934 | 975.934 | 975.934 | 975.934 | 975.934 | 975.934 | 975.934 | 975.934 | 975.934 | 975.934 | 975.934 | 975.934 | 975.934 | 975.934 | 975.934 | 975.934 | 975.934 | 975.934 | 975.934 | 975.934
F2_Industrial_Petroleum_Existing_Process_Natural Gas_Gas Boiler - Hot Water Reset_A_Achievable Technical Potential | F2 | Industrial | Petroleum | Existing | Process | Natural Gas | Gas Boiler - Hot Water Reset | A | Original Unit Summer Peak Savings (kW) | Achievable Technical Potential | 0 | 0 | 0 | 0 | 0 | 0 | 0 | 0 | 0 | 0 | 0 | 0 | 0 | 0 | 0 | 0 | 0 | 0 | 0 | 0 | 0 | 0
F3_Industrial_Petroleum_Existing_Process_Natural Gas_Gas Boiler - Hot Water Reset_A_Achievable Technical Potential | F3 | Industrial | Petroleum | Existing | Process | Natural Gas | Gas Boiler - Hot Water Reset | A | Original Unit Winter Peak Savings (kW) | Achievable Technical Potential | 0 | 0 | 0 | 0 | 0 | 0 | 0 | 0 | 0 | 0 | 0 | 0 | 0 | 0 | 0 | 0 | 0 | 0 | 0 | 0 | 0 | 0
F4_Industrial_Petroleum_Existing_Process_Natural Gas_Gas Boiler - Hot Water Reset_A_Achievable Technical Potential | F4 | Industrial | Petroleum | Existing | Process | Natural Gas | Gas Boiler - Hot Water Reset | A | Standalone Impact on Baseline Energy (%) | Achievable Technical Potential | 0% | 0% | 0.01247% | 0.02799% | 0.04721% | 0.06978% | 0.0958% | 0.1265% | 0.1605% | 0.1958% | 0.2299% | 0.2602% | 0.2852% | 0.3036% | 0.3168% | 0.3261% | 0.3334% | 0.3399% | 0.346% | 0.3521% | 0.3583% | 0.3646%
F5_Industrial_Petroleum_Existing_Process_Natural Gas_Gas Boiler - Hot Water Reset_A_Achievable Technical Potential | F5 | Industrial | Petroleum | Existing | Process | Natural Gas | Gas Boiler - Hot Water Reset | A | Standalone Impact on Baseline Summer Peak (%) | Achievable Technical Potential | bar: 2019 to 2040
F6_Industrial_Petroleum_Existing_Process_Natural Gas_Gas Boiler - Hot Water Reset_A_Achievable Technical Potential | F6 | Industrial | Petroleum | Existing | Process | Natural Gas | Gas Boiler - Hot Water Reset | A | Standalone Impact on Baseline Winter Peak (%) | Achievable Technical Potential | bar: 2019 to 2040
F7_Industrial_Petroleum_Existing_Process_Natural Gas_Gas Boiler - Hot Water Reset_A_Achievable Technical Potential | F7 | Industrial | Petroleum | Existing | Process | Natural Gas | Gas Boiler - Hot Water Reset | A | Incremental Energy Savings (MWh or mTherms) | Achievable Technical Potential | 0 | 0 | 0.16566 | 0.1999 | 0.2404 | 0.27425 | 0.30742 | 0.35322 | 0.38081 | 0.38231 | 0.35407 | 0.29911 | 0.22747 | 0.14795 | 0.084425 | 0.039948 | 0.01661 | 0.0059358 | 0.0018221 | 0.00039029 | 6.3047e-05 | 7.4373e-06
F8_Industrial_Petroleum_Existing_Process_Natural Gas_Gas Boiler - Hot Water Reset_A_Achievable Technical Potential | F8 | Industrial | Petroleum | Existing | Process | Natural Gas | Gas Boiler - Hot Water Reset | A | Incremental Summer Peak Savings (MW) | Achievable Technical Potential | 0 | 0 | 0 | 0 | 0 | 0 | 0 | 0 | 0 | 0 | 0 | 0 | 0 | 0 | 0 | 0 | 0 | 0 | 0 | 0 | 0 | 0
F9_Industrial_Petroleum_Existing_Process_Natural Gas_Gas Boiler - Hot Water Reset_A_Achievable Technical Potential | F9 | Industrial | Petroleum | Existing | Process | Natural Gas | Gas Boiler - Hot Water Reset | A | Incremental Winter Peak Savings (MW) | Achievable Technical Potential | 0 | 0 | 0 | 0 | 0 | 0 | 0 | 0 | 0 | 0 | 0 | 0 | 0 | 0 | 0 | 0 | 0 | 0 | 0 | 0 | 0 | 0
F10_Industrial_Petroleum_Existing_Process_Natural Gas_Gas Boiler - Hot Water Reset_A_Achievable Technical Potential | F10 | Industrial | Petroleum | Existing | Process | Natural Gas | Gas Boiler - Hot Water Reset | A | Cumulative Energy Savings (MWh or mTherms) | Achievable Technical Potential | 0 | 0 | 0.16566 | 0.36555 | 0.60595 | 0.8802 | 1.1876 | 1.5408 | 1.9217 | 2.304 | 2.658 | 2.9571 | 3.1846 | 3.3326 | 3.417 | 3.4569 | 3.4736 | 3.4795 | 3.4813 | 3.4817 | 3.4818 | 3.4818
F11_Industrial_Petroleum_Existing_Process_Natural Gas_Gas Boiler - Hot Water Reset_A_Achievable Technical Potential | F11 | Industrial | Petroleum | Existing | Process | Natural Gas | Gas Boiler - Hot Water Reset | A | Cumulative Summer Peak Savings (MW) | Achievable Technical Potential | 0 | 0 | 0 | 0 | 0 | 0 | 0 | 0 | 0 | 0 | 0 | 0 | 0 | 0 | 0 | 0 | 0 | 0 | 0 | 0 | 0 | 0
F12_Industrial_Petroleum_Existing_Process_Natural Gas_Gas Boiler - Hot Water Reset_A_Achievable Technical Potential | F12 | Industrial | Petroleum | Existing | Process | Natural Gas | Gas Boiler - Hot Water Reset | A | Cumulative Winter Peak Savings (MW) | Achievable Technical Potential | 0 | 0 | 0 | 0 | 0 | 0 | 0 | 0 | 0 | 0 | 0 | 0 | 0 | 0 | 0 | 0 | 0 | 0 | 0 | 0 | 0 | 0
F13_Industrial_Petroleum_Existing_Process_Natural Gas_Gas Boiler - Hot Water Reset_A_Achievable Technical Potential | F13 | Industrial | Petroleum | Existing | Process | Natural Gas | Gas Boiler - Hot Water Reset | A | Purchases (Incremental) | Achievable Technical Potential | 0 | 0 | 0.16974 | 0.20483 | 0.24632 | 0.28101 | 0.31501 | 0.36193 | 0.3902 | 0.39174 | 0.3628 | 0.30648 | 0.23308 | 0.1516 | 0.086507 | 0.040933 | 0.017019 | 0.0060822 | 0.001867 | 0.00039991 | 6.4601e-05 | 7.6207e-06
F14_Industrial_Petroleum_Existing_Process_Natural Gas_Gas Boiler - Hot Water Reset_A_Achievable Technical Potential | F14 | Industrial | Petroleum | Existing | Process | Natural Gas | Gas Boiler - Hot Water Reset | A | Purchases (Cumulative) | Achievable Technical Potential | 0 | 0 | 0.16974 | 0.37457 | 0.62089 | 0.90191 | 1.2169 | 1.5788 | 1.969 | 2.3608 | 2.7236 | 3.0301 | 3.2631 | 3.4147 | 3.5013 | 3.5422 | 3.5592 | 3.5653 | 3.5672 | 3.5676 | 3.5676 | 3.5676
F1_Industrial_Petroleum_Existing_Space Heating_Natural Gas_Steam Trap Maintenance_A_Achievable Technical Potential | F1 | Industrial | Petroleum | Existing | Space Heating | Natural Gas | Steam Trap Maintenance | A | Original Unit Energy Savings (kWh or therms) | Achievable Technical Potential | 0 | 0 | 136.9166 | 136.573 | 136.2363 | 135.9076 | 135.5874 | 135.2765 | 134.9753 | 134.6845 | 134.4045 | 134.1357 | 133.8786 | 133.6335 | 133.4007 | 133.1805 | 132.9733 | 132.7792 | 132.5985 | 132.4314 | 132.2781 | 132.1387
F2_Industrial_Petroleum_Existing_Space Heating_Natural Gas_Steam Trap Maintenance_A_Achievable Technical Potential | F2 | Industrial | Petroleum | Existing | Space Heating | Natural Gas | Steam Trap Maintenance | A | Original Unit Summer Peak Savings (kW) | Achievable Technical Potential | 0 | 0 | 0 | 0 | 0 | 0 | 0 | 0 | 0 | 0 | 0 | 0 | 0 | 0 | 0 | 0 | 0 | 0 | 0 | 0 | 0 | 0
F3_Industrial_Petroleum_Existing_Space Heating_Natural Gas_Steam Trap Maintenance_A_Achievable Technical Potential | F3 | Industrial | Petroleum | Existing | Space Heating | Natural Gas | Steam Trap Maintenance | A | Original Unit Winter Peak Savings (kW) | Achievable Technical Potential | 0 | 0 | 0 | 0 | 0 | 0 | 0 | 0 | 0 | 0 | 0 | 0 | 0 | 0 | 0 | 0 | 0 | 0 | 0 | 0 | 0 | 0
F4_Industrial_Petroleum_Existing_Space Heating_Natural Gas_Steam Trap Maintenance_A_Achievable Technical Potential | F4 | Industrial | Petroleum | Existing | Space Heating | Natural Gas | Steam Trap Maintenance | A | Standalone Impact on Baseline Energy (%) | Achievable Technical Potential | 0% | 0% | 0.003008% | 0.006084% | 0.009228% | 0.01244% | 0.01573% | 0.01909% | 0.02252% | 0.02603% | 0.02961% | 0.03326% | 0.03698% | 0.04078% | 0.04465% | 0.0486% | 0.05262% | 0.05672% | 0.0609% | 0.06516% | 0.06949% | 0.07391%
F5_Industrial_Petroleum_Existing_Space Heating_Natural Gas_Steam Trap Maintenance_A_Achievable Technical Potential | F5 | Industrial | Petroleum | Existing | Space Heating | Natural Gas | Steam Trap Maintenance | A | Standalone Impact on Baseline Summer Peak (%) | Achievable Technical Potential | bar: 2019 to 2040
F6_Industrial_Petroleum_Existing_Space Heating_Natural Gas_Steam Trap Maintenance_A_Achievable Technical Potential | F6 | Industrial | Petroleum | Existing | Space Heating | Natural Gas | Steam Trap Maintenance | A | Standalone Impact on Baseline Winter Peak (%) | Achievable Technical Potential | bar: 2019 to 2040
F7_Industrial_Petroleum_Existing_Space Heating_Natural Gas_Steam Trap Maintenance_A_Achievable Technical Potential | F7 | Industrial | Petroleum | Existing | Space Heating | Natural Gas | Steam Trap Maintenance | A | Incremental Energy Savings (MWh or mTherms) | Achievable Technical Potential | 0 | 0 | 0.00016334 | 0.00016012 | 0.00015698 | 0.0001539 | 0.00015089 | 0.00014795 | 0.00014507 | 0.00014226 | 0.00013952 | 0.00013684 | 0.00013422 | 0.00013167 | 0.00012917 | 0.00012673 | 0.00012436 | 0.00012203 | 0.00011977 | 0.00011755 | 0.00011539 | 0.00011328
F8_Industrial_Petroleum_Existing_Space Heating_Natural Gas_Steam Trap Maintenance_A_Achievable Technical Potential | F8 | Industrial | Petroleum | Existing | Space Heating | Natural Gas | Steam Trap Maintenance | A | Incremental Summer Peak Savings (MW) | Achievable Technical Potential | 0 | 0 | 0 | 0 | 0 | 0 | 0 | 0 | 0 | 0 | 0 | 0 | 0 | 0 | 0 | 0 | 0 | 0 | 0 | 0 | 0 | 0
F9_Industrial_Petroleum_Existing_Space Heating_Natural Gas_Steam Trap Maintenance_A_Achievable Technical Potential | F9 | Industrial | Petroleum | Existing | Space Heating | Natural Gas | Steam Trap Maintenance | A | Incremental Winter Peak Savings (MW) | Achievable Technical Potential | 0 | 0 | 0 | 0 | 0 | 0 | 0 | 0 | 0 | 0 | 0 | 0 | 0 | 0 | 0 | 0 | 0 | 0 | 0 | 0 | 0 | 0
F10_Industrial_Petroleum_Existing_Space Heating_Natural Gas_Steam Trap Maintenance_A_Achievable Technical Potential | F10 | Industrial | Petroleum | Existing | Space Heating | Natural Gas | Steam Trap Maintenance | A | Cumulative Energy Savings (MWh or mTherms) | Achievable Technical Potential | 0 | 0 | 0.00016334 | 0.00032306 | 0.00047924 | 0.00063198 | 0.00078138 | 0.00092753 | 0.0010705 | 0.0012105 | 0.0013475 | 0.0014816 | 0.001613 | 0.0017417 | 0.0018679 | 0.0019915 | 0.0021128 | 0.0022317 | 0.0023485 | 0.0024631 | 0.0025756 | 0.0026862
F11_Industrial_Petroleum_Existing_Space Heating_Natural Gas_Steam Trap Maintenance_A_Achievable Technical Potential | F11 | Industrial | Petroleum | Existing | Space Heating | Natural Gas | Steam Trap Maintenance | A | Cumulative Summer Peak Savings (MW) | Achievable Technical Potential | 0 | 0 | 0 | 0 | 0 | 0 | 0 | 0 | 0 | 0 | 0 | 0 | 0 | 0 | 0 | 0 | 0 | 0 | 0 | 0 | 0 | 0
F12_Industrial_Petroleum_Existing_Space Heating_Natural Gas_Steam Trap Maintenance_A_Achievable Technical Potential | F12 | Industrial | Petroleum | Existing | Space Heating | Natural Gas | Steam Trap Maintenance | A | Cumulative Winter Peak Savings (MW) | Achievable Technical Potential | 0 | 0 | 0 | 0 | 0 | 0 | 0 | 0 | 0 | 0 | 0 | 0 | 0 | 0 | 0 | 0 | 0 | 0 | 0 | 0 | 0 | 0
F13_Industrial_Petroleum_Existing_Space Heating_Natural Gas_Steam Trap Maintenance_A_Achievable Technical Potential | F13 | Industrial | Petroleum | Existing | Space Heating | Natural Gas | Steam Trap Maintenance | A | Purchases (Incremental) | Achievable Technical Potential | 0 | 0 | 0.001193 | 0.0011724 | 0.0011522 | 0.0011324 | 0.0011128 | 0.0010937 | 0.0010748 | 0.0010563 | 0.0010381 | 0.0010202 | 0.0010026 | 0.00098528 | 0.0009683 | 0.0009516 | 0.00093519 | 0.00091907 | 0.00090322 | 0.00088765 | 0.00087235 | 0.00085731
F14_Industrial_Petroleum_Existing_Space Heating_Natural Gas_Steam Trap Maintenance_A_Achievable Technical Potential | F14 | Industrial | Petroleum | Existing | Space Heating | Natural Gas | Steam Trap Maintenance | A | Purchases (Cumulative) | Achievable Technical Potential | 0 | 0 | 0.001193 | 0.0023655 | 0.0035177 | 0.0046501 | 0.0057629 | 0.0068566 | 0.0079314 | 0.0089876 | 0.010026 | 0.011046 | 0.012048 | 0.013034 | 0.014002 | 0.014954 | 0.015889 | 0.016808 | 0.017711 | 0.018599 | 0.019471 | 0.020328
F1_Industrial_Petroleum_Existing_Process_Natural Gas_Steam Trap Maintenance_A_Achievable Technical Potential | F1 | Industrial | Petroleum | Existing | Process | Natural Gas | Steam Trap Maintenance | A | Original Unit Energy Savings (kWh or therms) | Achievable Technical Potential | 0 | 0 | 689.554 | 689.554 | 689.554 | 689.554 | 689.554 | 689.554 | 689.554 | 689.554 | 689.554 | 689.554 | 689.554 | 689.554 | 689.554 | 689.554 | 689.554 | 689.554 | 689.554 | 689.554 | 689.554 | 689.554
F2_Industrial_Petroleum_Existing_Process_Natural Gas_Steam Trap Maintenance_A_Achievable Technical Potential | F2 | Industrial | Petroleum | Existing | Process | Natural Gas | Steam Trap Maintenance | A | Original Unit Summer Peak Savings (kW) | Achievable Technical Potential | 0 | 0 | 0 | 0 | 0 | 0 | 0 | 0 | 0 | 0 | 0 | 0 | 0 | 0 | 0 | 0 | 0 | 0 | 0 | 0 | 0 | 0
F3_Industrial_Petroleum_Existing_Process_Natural Gas_Steam Trap Maintenance_A_Achievable Technical Potential | F3 | Industrial | Petroleum | Existing | Process | Natural Gas | Steam Trap Maintenance | A | Original Unit Winter Peak Savings (kW) | Achievable Technical Potential | 0 | 0 | 0 | 0 | 0 | 0 | 0 | 0 | 0 | 0 | 0 | 0 | 0 | 0 | 0 | 0 | 0 | 0 | 0 | 0 | 0 | 0
F4_Industrial_Petroleum_Existing_Process_Natural Gas_Steam Trap Maintenance_A_Achievable Technical Potential | F4 | Industrial | Petroleum | Existing | Process | Natural Gas | Steam Trap Maintenance | A | Standalone Impact on Baseline Energy (%) | Achievable Technical Potential | 0% | 0% | 0.004916% | 0.009918% | 0.01501% | 0.02019% | 0.02546% | 0.03082% | 0.03628% | 0.04183% | 0.04748% | 0.05323% | 0.05908% | 0.06503% | 0.07108% | 0.07725% | 0.08352% | 0.0899% | 0.09639% | 0.103% | 0.1097% | 0.1166%
F5_Industrial_Petroleum_Existing_Process_Natural Gas_Steam Trap Maintenance_A_Achievable Technical Potential | F5 | Industrial | Petroleum | Existing | Process | Natural Gas | Steam Trap Maintenance | A | Standalone Impact on Baseline Summer Peak (%) | Achievable Technical Potential | bar: 2019 to 2040
F6_Industrial_Petroleum_Existing_Process_Natural Gas_Steam Trap Maintenance_A_Achievable Technical Potential | F6 | Industrial | Petroleum | Existing | Process | Natural Gas | Steam Trap Maintenance | A | Standalone Impact on Baseline Winter Peak (%) | Achievable Technical Potential | bar: 2019 to 2040
F7_Industrial_Petroleum_Existing_Process_Natural Gas_Steam Trap Maintenance_A_Achievable Technical Potential | F7 | Industrial | Petroleum | Existing | Process | Natural Gas | Steam Trap Maintenance | A | Incremental Energy Savings (MWh or mTherms) | Achievable Technical Potential | 0 | 0 | 0.065329 | 0.064203 | 0.063096 | 0.062008 | 0.060939 | 0.059888 | 0.058855 | 0.057841 | 0.056843 | 0.055863 | 0.0549 | 0.053954 | 0.053023 | 0.052109 | 0.051211 | 0.050328 | 0.04946 | 0.048607 | 0.047769 | 0.046946
F8_Industrial_Petroleum_Existing_Process_Natural Gas_Steam Trap Maintenance_A_Achievable Technical Potential | F8 | Industrial | Petroleum | Existing | Process | Natural Gas | Steam Trap Maintenance | A | Incremental Summer Peak Savings (MW) | Achievable Technical Potential | 0 | 0 | 0 | 0 | 0 | 0 | 0 | 0 | 0 | 0 | 0 | 0 | 0 | 0 | 0 | 0 | 0 | 0 | 0 | 0 | 0 | 0
F9_Industrial_Petroleum_Existing_Process_Natural Gas_Steam Trap Maintenance_A_Achievable Technical Potential | F9 | Industrial | Petroleum | Existing | Process | Natural Gas | Steam Trap Maintenance | A | Incremental Winter Peak Savings (MW) | Achievable Technical Potential | 0 | 0 | 0 | 0 | 0 | 0 | 0 | 0 | 0 | 0 | 0 | 0 | 0 | 0 | 0 | 0 | 0 | 0 | 0 | 0 | 0 | 0
F10_Industrial_Petroleum_Existing_Process_Natural Gas_Steam Trap Maintenance_A_Achievable Technical Potential | F10 | Industrial | Petroleum | Existing | Process | Natural Gas | Steam Trap Maintenance | A | Cumulative Energy Savings (MWh or mTherms) | Achievable Technical Potential | 0 | 0 | 0.065329 | 0.12953 | 0.19263 | 0.25463 | 0.31557 | 0.37546 | 0.43432 | 0.49216 | 0.549 | 0.60486 | 0.65976 | 0.71372 | 0.76674 | 0.81885 | 0.87006 | 0.92039 | 0.96985 | 1.0185 | 1.0662 | 1.1132
F11_Industrial_Petroleum_Existing_Process_Natural Gas_Steam Trap Maintenance_A_Achievable Technical Potential | F11 | Industrial | Petroleum | Existing | Process | Natural Gas | Steam Trap Maintenance | A | Cumulative Summer Peak Savings (MW) | Achievable Technical Potential | 0 | 0 | 0 | 0 | 0 | 0 | 0 | 0 | 0 | 0 | 0 | 0 | 0 | 0 | 0 | 0 | 0 | 0 | 0 | 0 | 0 | 0
F12_Industrial_Petroleum_Existing_Process_Natural Gas_Steam Trap Maintenance_A_Achievable Technical Potential | F12 | Industrial | Petroleum | Existing | Process | Natural Gas | Steam Trap Maintenance | A | Cumulative Winter Peak Savings (MW) | Achievable Technical Potential | 0 | 0 | 0 | 0 | 0 | 0 | 0 | 0 | 0 | 0 | 0 | 0 | 0 | 0 | 0 | 0 | 0 | 0 | 0 | 0 | 0 | 0
F13_Industrial_Petroleum_Existing_Process_Natural Gas_Steam Trap Maintenance_A_Achievable Technical Potential | F13 | Industrial | Petroleum | Existing | Process | Natural Gas | Steam Trap Maintenance | A | Purchases (Incremental) | Achievable Technical Potential | 0 | 0 | 0.094741 | 0.093107 | 0.091502 | 0.089924 | 0.088374 | 0.08685 | 0.085353 | 0.083881 | 0.082435 | 0.081014 | 0.079617 | 0.078244 | 0.076895 | 0.075569 | 0.074267 | 0.072986 | 0.071728 | 0.070491 | 0.069276 | 0.068081
F14_Industrial_Petroleum_Existing_Process_Natural Gas_Steam Trap Maintenance_A_Achievable Technical Potential | F14 | Industrial | Petroleum | Existing | Process | Natural Gas | Steam Trap Maintenance | A | Purchases (Cumulative) | Achievable Technical Potential | 0 | 0 | 0.094741 | 0.18785 | 0.27935 | 0.36927 | 0.45765 | 0.5445 | 0.62985 | 0.71373 | 0.79617 | 0.87718 | 0.9568 | 1.035 | 1.1119 | 1.1875 | 1.2618 | 1.3348 | 1.4065 | 1.477 | 1.5463 | 1.6143
F1_Industrial_Petroleum_Existing_Space Heating_Natural Gas_Gas Boiler - High Turndown_A_Achievable Technical Potential | F1 | Industrial | Petroleum | Existing | Space Heating | Natural Gas | Gas Boiler - High Turndown | A | Original Unit Energy Savings (kWh or therms) | Achievable Technical Potential | 0 | 0 | 145.3348 | 144.97 | 144.6127 | 144.2637 | 143.9239 | 143.5938 | 143.2742 | 142.9654 | 142.6682 | 142.3829 | 142.11 | 141.8498 | 141.6027 | 141.369 | 141.149 | 140.943 | 140.7512 | 140.5738 | 140.411 | 140.2631
F2_Industrial_Petroleum_Existing_Space Heating_Natural Gas_Gas Boiler - High Turndown_A_Achievable Technical Potential | F2 | Industrial | Petroleum | Existing | Space Heating | Natural Gas | Gas Boiler - High Turndown | A | Original Unit Summer Peak Savings (kW) | Achievable Technical Potential | 0 | 0 | 0 | 0 | 0 | 0 | 0 | 0 | 0 | 0 | 0 | 0 | 0 | 0 | 0 | 0 | 0 | 0 | 0 | 0 | 0 | 0
F3_Industrial_Petroleum_Existing_Space Heating_Natural Gas_Gas Boiler - High Turndown_A_Achievable Technical Potential | F3 | Industrial | Petroleum | Existing | Space Heating | Natural Gas | Gas Boiler - High Turndown | A | Original Unit Winter Peak Savings (kW) | Achievable Technical Potential | 0 | 0 | 0 | 0 | 0 | 0 | 0 | 0 | 0 | 0 | 0 | 0 | 0 | 0 | 0 | 0 | 0 | 0 | 0 | 0 | 0 | 0
F4_Industrial_Petroleum_Existing_Space Heating_Natural Gas_Gas Boiler - High Turndown_A_Achievable Technical Potential | F4 | Industrial | Petroleum | Existing | Space Heating | Natural Gas | Gas Boiler - High Turndown | A | Standalone Impact on Baseline Energy (%) | Achievable Technical Potential | 0% | 0% | 0.008731% | 0.01766% | 0.02678% | 0.03612% | 0.04566% | 0.05453% | 0.06199% | 0.06834% | 0.07379% | 0.07852% | 0.08268% | 0.08639% | 0.08974% | 0.09281% | 0.09566% | 0.09835% | 0.1002% | 0.1021% | 0.104% | 0.106%
F5_Industrial_Petroleum_Existing_Space Heating_Natural Gas_Gas Boiler - High Turndown_A_Achievable Technical Potential | F5 | Industrial | Petroleum | Existing | Space Heating | Natural Gas | Gas Boiler - High Turndown | A | Standalone Impact on Baseline Summer Peak (%) | Achievable Technical Potential | bar: 2019 to 2040
F6_Industrial_Petroleum_Existing_Space Heating_Natural Gas_Gas Boiler - High Turndown_A_Achievable Technical Potential | F6 | Industrial | Petroleum | Existing | Space Heating | Natural Gas | Gas Boiler - High Turndown | A | Standalone Impact on Baseline Winter Peak (%) | Achievable Technical Potential | bar: 2019 to 2040
F7_Industrial_Petroleum_Existing_Space Heating_Natural Gas_Gas Boiler - High Turndown_A_Achievable Technical Potential | F7 | Industrial | Petroleum | Existing | Space Heating | Natural Gas | Gas Boiler - High Turndown | A | Incremental Energy Savings (MWh or mTherms) | Achievable Technical Potential | 0 | 0 | 0.0004741 | 0.00046476 | 0.00045562 | 0.00044668 | 0.00043795 | 0.00038647 | 0.00030317 | 0.00023784 | 0.0001866 | 0.00014641 | 0.00011489 | 9.0163e-05 | 7.0763e-05 | 5.5543e-05 | 4.36e-05 | 3.4229e-05 | 2.2913e-07 | 8.0319e-08 | 2.6878e-08 | 8.6045e-09
F8_Industrial_Petroleum_Existing_Space Heating_Natural Gas_Gas Boiler - High Turndown_A_Achievable Technical Potential | F8 | Industrial | Petroleum | Existing | Space Heating | Natural Gas | Gas Boiler - High Turndown | A | Incremental Summer Peak Savings (MW) | Achievable Technical Potential | 0 | 0 | 0 | 0 | 0 | 0 | 0 | 0 | 0 | 0 | 0 | 0 | 0 | 0 | 0 | 0 | 0 | 0 | 0 | 0 | 0 | 0
F9_Industrial_Petroleum_Existing_Space Heating_Natural Gas_Gas Boiler - High Turndown_A_Achievable Technical Potential | F9 | Industrial | Petroleum | Existing | Space Heating | Natural Gas | Gas Boiler - High Turndown | A | Incremental Winter Peak Savings (MW) | Achievable Technical Potential | 0 | 0 | 0 | 0 | 0 | 0 | 0 | 0 | 0 | 0 | 0 | 0 | 0 | 0 | 0 | 0 | 0 | 0 | 0 | 0 | 0 | 0
F10_Industrial_Petroleum_Existing_Space Heating_Natural Gas_Gas Boiler - High Turndown_A_Achievable Technical Potential | F10 | Industrial | Petroleum | Existing | Space Heating | Natural Gas | Gas Boiler - High Turndown | A | Cumulative Energy Savings (MWh or mTherms) | Achievable Technical Potential | 0 | 0 | 0.0004741 | 0.00093767 | 0.001391 | 0.0018343 | 0.0022679 | 0.0026492 | 0.0029465 | 0.003178 | 0.003358 | 0.0034977 | 0.0036058 | 0.0036894 | 0.0037537 | 0.0038031 | 0.0038408 | 0.0038694 | 0.0038644 | 0.0038596 | 0.0038551 | 0.0038511
F11_Industrial_Petroleum_Existing_Space Heating_Natural Gas_Gas Boiler - High Turndown_A_Achievable Technical Potential | F11 | Industrial | Petroleum | Existing | Space Heating | Natural Gas | Gas Boiler - High Turndown | A | Cumulative Summer Peak Savings (MW) | Achievable Technical Potential | 0 | 0 | 0 | 0 | 0 | 0 | 0 | 0 | 0 | 0 | 0 | 0 | 0 | 0 | 0 | 0 | 0 | 0 | 0 | 0 | 0 | 0
F12_Industrial_Petroleum_Existing_Space Heating_Natural Gas_Gas Boiler - High Turndown_A_Achievable Technical Potential | F12 | Industrial | Petroleum | Existing | Space Heating | Natural Gas | Gas Boiler - High Turndown | A | Cumulative Winter Peak Savings (MW) | Achievable Technical Potential | 0 | 0 | 0 | 0 | 0 | 0 | 0 | 0 | 0 | 0 | 0 | 0 | 0 | 0 | 0 | 0 | 0 | 0 | 0 | 0 | 0 | 0
F13_Industrial_Petroleum_Existing_Space Heating_Natural Gas_Gas Boiler - High Turndown_A_Achievable Technical Potential | F13 | Industrial | Petroleum | Existing | Space Heating | Natural Gas | Gas Boiler - High Turndown | A | Purchases (Incremental) | Achievable Technical Potential | 0 | 0 | 0.0032621 | 0.0032059 | 0.0031506 | 0.0030963 | 0.0030429 | 0.0026914 | 0.002116 | 0.0016636 | 0.0013079 | 0.0010283 | 0.00080847 | 0.00063562 | 0.00049973 | 0.00039289 | 0.00030889 | 0.00024286 | 1.6279e-06 | 5.7137e-07 | 1.9143e-07 | 6.1345e-08
F14_Industrial_Petroleum_Existing_Space Heating_Natural Gas_Gas Boiler - High Turndown_A_Achievable Technical Potential | F14 | Industrial | Petroleum | Existing | Space Heating | Natural Gas | Gas Boiler - High Turndown | A | Purchases (Cumulative) | Achievable Technical Potential | 0 | 0 | 0.0032621 | 0.006468 | 0.0096187 | 0.012715 | 0.015758 | 0.018449 | 0.020565 | 0.022229 | 0.023537 | 0.024565 | 0.025374 | 0.026009 | 0.026509 | 0.026902 | 0.027211 | 0.027454 | 0.027455 | 0.027456 | 0.027456 | 0.027456
F1_Industrial_Petroleum_Existing_Process_Natural Gas_Gas Boiler - High Turndown_A_Achievable Technical Potential | F1 | Industrial | Petroleum | Existing | Process | Natural Gas | Gas Boiler - High Turndown | A | Original Unit Energy Savings (kWh or therms) | Achievable Technical Potential | 0 | 0 | 731.9505 | 731.9505 | 731.9505 | 731.9505 | 731.9505 | 731.9505 | 731.9505 | 731.9505 | 731.9505 | 731.9505 | 731.9505 | 731.9505 | 731.9505 | 731.9505 | 731.9505 | 731.9505 | 731.9505 | 731.9505 | 731.9505 | 731.9505
F2_Industrial_Petroleum_Existing_Process_Natural Gas_Gas Boiler - High Turndown_A_Achievable Technical Potential | F2 | Industrial | Petroleum | Existing | Process | Natural Gas | Gas Boiler - High Turndown | A | Original Unit Summer Peak Savings (kW) | Achievable Technical Potential | 0 | 0 | 0 | 0 | 0 | 0 | 0 | 0 | 0 | 0 | 0 | 0 | 0 | 0 | 0 | 0 | 0 | 0 | 0 | 0 | 0 | 0
F3_Industrial_Petroleum_Existing_Process_Natural Gas_Gas Boiler - High Turndown_A_Achievable Technical Potential | F3 | Industrial | Petroleum | Existing | Process | Natural Gas | Gas Boiler - High Turndown | A | Original Unit Winter Peak Savings (kW) | Achievable Technical Potential | 0 | 0 | 0 | 0 | 0 | 0 | 0 | 0 | 0 | 0 | 0 | 0 | 0 | 0 | 0 | 0 | 0 | 0 | 0 | 0 | 0 | 0
F4_Industrial_Petroleum_Existing_Process_Natural Gas_Gas Boiler - High Turndown_A_Achievable Technical Potential | F4 | Industrial | Petroleum | Existing | Process | Natural Gas | Gas Boiler - High Turndown | A | Standalone Impact on Baseline Energy (%) | Achievable Technical Potential | 0% | 0% | 0.01427% | 0.02879% | 0.04356% | 0.05859% | 0.07389% | 0.08803% | 0.09984% | 0.1098% | 0.1183% | 0.1256% | 0.1321% | 0.1377% | 0.1429% | 0.1475% | 0.1518% | 0.1559% | 0.1586% | 0.1614% | 0.1642% | 0.1671%
F5_Industrial_Petroleum_Existing_Process_Natural Gas_Gas Boiler - High Turndown_A_Achievable Technical Potential | F5 | Industrial | Petroleum | Existing | Process | Natural Gas | Gas Boiler - High Turndown | A | Standalone Impact on Baseline Summer Peak (%) | Achievable Technical Potential | bar: 2019 to 2040
F6_Industrial_Petroleum_Existing_Process_Natural Gas_Gas Boiler - High Turndown_A_Achievable Technical Potential | F6 | Industrial | Petroleum | Existing | Process | Natural Gas | Gas Boiler - High Turndown | A | Standalone Impact on Baseline Winter Peak (%) | Achievable Technical Potential | bar: 2019 to 2040
F7_Industrial_Petroleum_Existing_Process_Natural Gas_Gas Boiler - High Turndown_A_Achievable Technical Potential | F7 | Industrial | Petroleum | Existing | Process | Natural Gas | Gas Boiler - High Turndown | A | Incremental Energy Savings (MWh or mTherms) | Achievable Technical Potential | 0 | 0 | 0.18962 | 0.18635 | 0.18313 | 0.17998 | 0.17687 | 0.15644 | 0.123 | 0.0967 | 0.076026 | 0.059772 | 0.046993 | 0.036946 | 0.029048 | 0.022837 | 0.017955 | 0.014116 | 9.4624e-05 | 3.3212e-05 | 1.1127e-05 | 3.5658e-06
F8_Industrial_Petroleum_Existing_Process_Natural Gas_Gas Boiler - High Turndown_A_Achievable Technical Potential | F8 | Industrial | Petroleum | Existing | Process | Natural Gas | Gas Boiler - High Turndown | A | Incremental Summer Peak Savings (MW) | Achievable Technical Potential | 0 | 0 | 0 | 0 | 0 | 0 | 0 | 0 | 0 | 0 | 0 | 0 | 0 | 0 | 0 | 0 | 0 | 0 | 0 | 0 | 0 | 0
F9_Industrial_Petroleum_Existing_Process_Natural Gas_Gas Boiler - High Turndown_A_Achievable Technical Potential | F9 | Industrial | Petroleum | Existing | Process | Natural Gas | Gas Boiler - High Turndown | A | Incremental Winter Peak Savings (MW) | Achievable Technical Potential | 0 | 0 | 0 | 0 | 0 | 0 | 0 | 0 | 0 | 0 | 0 | 0 | 0 | 0 | 0 | 0 | 0 | 0 | 0 | 0 | 0 | 0
F10_Industrial_Petroleum_Existing_Process_Natural Gas_Gas Boiler - High Turndown_A_Achievable Technical Potential | F10 | Industrial | Petroleum | Existing | Process | Natural Gas | Gas Boiler - High Turndown | A | Cumulative Energy Savings (MWh or mTherms) | Achievable Technical Potential | 0 | 0 | 0.18962 | 0.37596 | 0.5591 | 0.73907 | 0.91595 | 1.0724 | 1.1954 | 1.2921 | 1.3681 | 1.4279 | 1.4749 | 1.5118 | 1.5409 | 1.5637 | 1.5817 | 1.5958 | 1.5959 | 1.5959 | 1.5959 | 1.5959
F11_Industrial_Petroleum_Existing_Process_Natural Gas_Gas Boiler - High Turndown_A_Achievable Technical Potential | F11 | Industrial | Petroleum | Existing | Process | Natural Gas | Gas Boiler - High Turndown | A | Cumulative Summer Peak Savings (MW) | Achievable Technical Potential | 0 | 0 | 0 | 0 | 0 | 0 | 0 | 0 | 0 | 0 | 0 | 0 | 0 | 0 | 0 | 0 | 0 | 0 | 0 | 0 | 0 | 0
F12_Industrial_Petroleum_Existing_Process_Natural Gas_Gas Boiler - High Turndown_A_Achievable Technical Potential | F12 | Industrial | Petroleum | Existing | Process | Natural Gas | Gas Boiler - High Turndown | A | Cumulative Winter Peak Savings (MW) | Achievable Technical Potential | 0 | 0 | 0 | 0 | 0 | 0 | 0 | 0 | 0 | 0 | 0 | 0 | 0 | 0 | 0 | 0 | 0 | 0 | 0 | 0 | 0 | 0
F13_Industrial_Petroleum_Existing_Process_Natural Gas_Gas Boiler - High Turndown_A_Achievable Technical Potential | F13 | Industrial | Petroleum | Existing | Process | Natural Gas | Gas Boiler - High Turndown | A | Purchases (Incremental) | Achievable Technical Potential | 0 | 0 | 0.25906 | 0.25459 | 0.2502 | 0.24589 | 0.24165 | 0.21373 | 0.16804 | 0.13211 | 0.10387 | 0.081662 | 0.064203 | 0.050477 | 0.039685 | 0.031201 | 0.02453 | 0.019286 | 0.00012928 | 4.5374e-05 | 1.5202e-05 | 4.8716e-06
F14_Industrial_Petroleum_Existing_Process_Natural Gas_Gas Boiler - High Turndown_A_Achievable Technical Potential | F14 | Industrial | Petroleum | Existing | Process | Natural Gas | Gas Boiler - High Turndown | A | Purchases (Cumulative) | Achievable Technical Potential | 0 | 0 | 0.25906 | 0.51365 | 0.76385 | 1.0097 | 1.2514 | 1.4651 | 1.6331 | 1.7653 | 1.8691 | 1.9508 | 2.015 | 2.0655 | 2.1052 | 2.1364 | 2.1609 | 2.1802 | 2.1803 | 2.1803 | 2.1804 | 2.1804
F1_Industrial_Petroleum_Existing_Space Heating_Natural Gas_Gas Boiler - Burner Control Optimization_A_Achievable Technical Potential | F1 | Industrial | Petroleum | Existing | Space Heating | Natural Gas | Gas Boiler - Burner Control Optimization | A | Original Unit Energy Savings (kWh or therms) | Achievable Technical Potential | 0 | 0 | 42.1471 | 42.0413 | 41.9377 | 41.8365 | 41.7379 | 41.6422 | 41.5495 | 41.46 | 41.3738 | 41.291 | 41.2119 | 41.1364 | 41.0648 | 40.997 | 40.9332 | 40.8735 | 40.8178 | 40.7664 | 40.7192 | 40.6763
F2_Industrial_Petroleum_Existing_Space Heating_Natural Gas_Gas Boiler - Burner Control Optimization_A_Achievable Technical Potential | F2 | Industrial | Petroleum | Existing | Space Heating | Natural Gas | Gas Boiler - Burner Control Optimization | A | Original Unit Summer Peak Savings (kW) | Achievable Technical Potential | 0 | 0 | 0 | 0 | 0 | 0 | 0 | 0 | 0 | 0 | 0 | 0 | 0 | 0 | 0 | 0 | 0 | 0 | 0 | 0 | 0 | 0
F3_Industrial_Petroleum_Existing_Space Heating_Natural Gas_Gas Boiler - Burner Control Optimization_A_Achievable Technical Potential | F3 | Industrial | Petroleum | Existing | Space Heating | Natural Gas | Gas Boiler - Burner Control Optimization | A | Original Unit Winter Peak Savings (kW) | Achievable Technical Potential | 0 | 0 | 0 | 0 | 0 | 0 | 0 | 0 | 0 | 0 | 0 | 0 | 0 | 0 | 0 | 0 | 0 | 0 | 0 | 0 | 0 | 0
F4_Industrial_Petroleum_Existing_Space Heating_Natural Gas_Gas Boiler - Burner Control Optimization_A_Achievable Technical Potential | F4 | Industrial | Petroleum | Existing | Space Heating | Natural Gas | Gas Boiler - Burner Control Optimization | A | Standalone Impact on Baseline Energy (%) | Achievable Technical Potential | 0% | 0% | 0.000683% | 0.001773% | 0.003966% | 0.007831% | 0.01389% | 0.02245% | 0.03347% | 0.04649% | 0.06074% | 0.0753% | 0.08926% | 0.1019% | 0.1129% | 0.1221% | 0.1296% | 0.1357% | 0.1407% | 0.1449% | 0.1486% | 0.152%
F5_Industrial_Petroleum_Existing_Space Heating_Natural Gas_Gas Boiler - Burner Control Optimization_A_Achievable Technical Potential | F5 | Industrial | Petroleum | Existing | Space Heating | Natural Gas | Gas Boiler - Burner Control Optimization | A | Standalone Impact on Baseline Summer Peak (%) | Achievable Technical Potential | bar: 2019 to 2040
F6_Industrial_Petroleum_Existing_Space Heating_Natural Gas_Gas Boiler - Burner Control Optimization_A_Achievable Technical Potential | F6 | Industrial | Petroleum | Existing | Space Heating | Natural Gas | Gas Boiler - Burner Control Optimization | A | Standalone Impact on Baseline Winter Peak (%) | Achievable Technical Potential | bar: 2019 to 2040
F7_Industrial_Petroleum_Existing_Space Heating_Natural Gas_Gas Boiler - Burner Control Optimization_A_Achievable Technical Potential | F7 | Industrial | Petroleum | Existing | Space Heating | Natural Gas | Gas Boiler - Burner Control Optimization | A | Incremental Energy Savings (MWh or mTherms) | Achievable Technical Potential | 0 | 0 | 3.7088e-05 | 5.7151e-05 | 0.00011205 | 0.00019225 | 0.0002932 | 0.00040248 | 0.0005023 | 0.00057467 | 0.00060694 | 0.00059528 | 0.00054497 | 0.00046777 | 0.00037792 | 0.00028839 | 0.00020851 | 0.00014323 | 9.3714e-05 | 5.8534e-05 | 3.4975e-05 | 2.3248e-05
F8_Industrial_Petroleum_Existing_Space Heating_Natural Gas_Gas Boiler - Burner Control Optimization_A_Achievable Technical Potential | F8 | Industrial | Petroleum | Existing | Space Heating | Natural Gas | Gas Boiler - Burner Control Optimization | A | Incremental Summer Peak Savings (MW) | Achievable Technical Potential | 0 | 0 | 0 | 0 | 0 | 0 | 0 | 0 | 0 | 0 | 0 | 0 | 0 | 0 | 0 | 0 | 0 | 0 | 0 | 0 | 0 | 0
F9_Industrial_Petroleum_Existing_Space Heating_Natural Gas_Gas Boiler - Burner Control Optimization_A_Achievable Technical Potential | F9 | Industrial | Petroleum | Existing | Space Heating | Natural Gas | Gas Boiler - Burner Control Optimization | A | Incremental Winter Peak Savings (MW) | Achievable Technical Potential | 0 | 0 | 0 | 0 | 0 | 0 | 0 | 0 | 0 | 0 | 0 | 0 | 0 | 0 | 0 | 0 | 0 | 0 | 0 | 0 | 0 | 0
F10_Industrial_Petroleum_Existing_Space Heating_Natural Gas_Gas Boiler - Burner Control Optimization_A_Achievable Technical Potential | F10 | Industrial | Petroleum | Existing | Space Heating | Natural Gas | Gas Boiler - Burner Control Optimization | A | Cumulative Energy Savings (MWh or mTherms) | Achievable Technical Potential | 0 | 0 | 3.7088e-05 | 9.4146e-05 | 0.00020597 | 0.00039772 | 0.00068999 | 0.0010909 | 0.0015908 | 0.002162 | 0.0027644 | 0.0033542 | 0.0038927 | 0.0043534 | 0.0047237 | 0.0050043 | 0.005205 | 0.0053407 | 0.0054271 | 0.0054788 | 0.0055075 | 0.0055249
F11_Industrial_Petroleum_Existing_Space Heating_Natural Gas_Gas Boiler - Burner Control Optimization_A_Achievable Technical Potential | F11 | Industrial | Petroleum | Existing | Space Heating | Natural Gas | Gas Boiler - Burner Control Optimization | A | Cumulative Summer Peak Savings (MW) | Achievable Technical Potential | 0 | 0 | 0 | 0 | 0 | 0 | 0 | 0 | 0 | 0 | 0 | 0 | 0 | 0 | 0 | 0 | 0 | 0 | 0 | 0 | 0 | 0
F12_Industrial_Petroleum_Existing_Space Heating_Natural Gas_Gas Boiler - Burner Control Optimization_A_Achievable Technical Potential | F12 | Industrial | Petroleum | Existing | Space Heating | Natural Gas | Gas Boiler - Burner Control Optimization | A | Cumulative Winter Peak Savings (MW) | Achievable Technical Potential | 0 | 0 | 0 | 0 | 0 | 0 | 0 | 0 | 0 | 0 | 0 | 0 | 0 | 0 | 0 | 0 | 0 | 0 | 0 | 0 | 0 | 0
F13_Industrial_Petroleum_Existing_Space Heating_Natural Gas_Gas Boiler - Burner Control Optimization_A_Achievable Technical Potential | F13 | Industrial | Petroleum | Existing | Space Heating | Natural Gas | Gas Boiler - Burner Control Optimization | A | Purchases (Incremental) | Achievable Technical Potential | 0 | 0 | 0.00087998 | 0.0013594 | 0.0026719 | 0.0045952 | 0.0070249 | 0.0096653 | 0.012089 | 0.013861 | 0.01467 | 0.014417 | 0.013224 | 0.011371 | 0.0092031 | 0.0070345 | 0.005094 | 0.0035043 | 0.0022959 | 0.0014358 | 0.00085893 | 0.00057154
F14_Industrial_Petroleum_Existing_Space Heating_Natural Gas_Gas Boiler - Burner Control Optimization_A_Achievable Technical Potential | F14 | Industrial | Petroleum | Existing | Space Heating | Natural Gas | Gas Boiler - Burner Control Optimization | A | Purchases (Cumulative) | Achievable Technical Potential | 0 | 0 | 0.00087998 | 0.0022394 | 0.0049113 | 0.0095065 | 0.016531 | 0.026197 | 0.038286 | 0.052147 | 0.066816 | 0.081233 | 0.094457 | 0.10583 | 0.11503 | 0.12207 | 0.12716 | 0.13066 | 0.13296 | 0.1344 | 0.13525 | 0.13583
F1_Industrial_Petroleum_Existing_Process_Natural Gas_Gas Boiler - Burner Control Optimization_A_Achievable Technical Potential | F1 | Industrial | Petroleum | Existing | Process | Natural Gas | Gas Boiler - Burner Control Optimization | A | Original Unit Energy Savings (kWh or therms) | Achievable Technical Potential | 0 | 0 | 212.2656 | 212.2656 | 212.2656 | 212.2656 | 212.2656 | 212.2656 | 212.2656 | 212.2656 | 212.2656 | 212.2656 | 212.2656 | 212.2656 | 212.2656 | 212.2656 | 212.2656 | 212.2656 | 212.2656 | 212.2656 | 212.2656 | 212.2656
F2_Industrial_Petroleum_Existing_Process_Natural Gas_Gas Boiler - Burner Control Optimization_A_Achievable Technical Potential | F2 | Industrial | Petroleum | Existing | Process | Natural Gas | Gas Boiler - Burner Control Optimization | A | Original Unit Summer Peak Savings (kW) | Achievable Technical Potential | 0 | 0 | 0 | 0 | 0 | 0 | 0 | 0 | 0 | 0 | 0 | 0 | 0 | 0 | 0 | 0 | 0 | 0 | 0 | 0 | 0 | 0
F3_Industrial_Petroleum_Existing_Process_Natural Gas_Gas Boiler - Burner Control Optimization_A_Achievable Technical Potential | F3 | Industrial | Petroleum | Existing | Process | Natural Gas | Gas Boiler - Burner Control Optimization | A | Original Unit Winter Peak Savings (kW) | Achievable Technical Potential | 0 | 0 | 0 | 0 | 0 | 0 | 0 | 0 | 0 | 0 | 0 | 0 | 0 | 0 | 0 | 0 | 0 | 0 | 0 | 0 | 0 | 0
F4_Industrial_Petroleum_Existing_Process_Natural Gas_Gas Boiler - Burner Control Optimization_A_Achievable Technical Potential | F4 | Industrial | Petroleum | Existing | Process | Natural Gas | Gas Boiler - Burner Control Optimization | A | Standalone Impact on Baseline Energy (%) | Achievable Technical Potential | 0% | 0% | 0.001116% | 0.00289% | 0.00645% | 0.0127% | 0.02248% | 0.03625% | 0.0539% | 0.07471% | 0.0974% | 0.1205% | 0.1426% | 0.1625% | 0.1798% | 0.1941% | 0.2058% | 0.2151% | 0.2228% | 0.2291% | 0.2346% | 0.2397%
F5_Industrial_Petroleum_Existing_Process_Natural Gas_Gas Boiler - Burner Control Optimization_A_Achievable Technical Potential | F5 | Industrial | Petroleum | Existing | Process | Natural Gas | Gas Boiler - Burner Control Optimization | A | Standalone Impact on Baseline Summer Peak (%) | Achievable Technical Potential | bar: 2019 to 2040
F6_Industrial_Petroleum_Existing_Process_Natural Gas_Gas Boiler - Burner Control Optimization_A_Achievable Technical Potential | F6 | Industrial | Petroleum | Existing | Process | Natural Gas | Gas Boiler - Burner Control Optimization | A | Standalone Impact on Baseline Winter Peak (%) | Achievable Technical Potential | bar: 2019 to 2040
F7_Industrial_Petroleum_Existing_Process_Natural Gas_Gas Boiler - Burner Control Optimization_A_Achievable Technical Potential | F7 | Industrial | Petroleum | Existing | Process | Natural Gas | Gas Boiler - Burner Control Optimization | A | Incremental Energy Savings (MWh or mTherms) | Achievable Technical Potential | 0 | 0 | 0.014833 | 0.022915 | 0.045039 | 0.07746 | 0.11842 | 0.16292 | 0.20378 | 0.23365 | 0.24728 | 0.24302 | 0.22291 | 0.19168 | 0.15513 | 0.11858 | 0.085867 | 0.059071 | 0.038701 | 0.024204 | 0.014479 | 0.0096342
F8_Industrial_Petroleum_Existing_Process_Natural Gas_Gas Boiler - Burner Control Optimization_A_Achievable Technical Potential | F8 | Industrial | Petroleum | Existing | Process | Natural Gas | Gas Boiler - Burner Control Optimization | A | Incremental Summer Peak Savings (MW) | Achievable Technical Potential | 0 | 0 | 0 | 0 | 0 | 0 | 0 | 0 | 0 | 0 | 0 | 0 | 0 | 0 | 0 | 0 | 0 | 0 | 0 | 0 | 0 | 0
F9_Industrial_Petroleum_Existing_Process_Natural Gas_Gas Boiler - Burner Control Optimization_A_Achievable Technical Potential | F9 | Industrial | Petroleum | Existing | Process | Natural Gas | Gas Boiler - Burner Control Optimization | A | Incremental Winter Peak Savings (MW) | Achievable Technical Potential | 0 | 0 | 0 | 0 | 0 | 0 | 0 | 0 | 0 | 0 | 0 | 0 | 0 | 0 | 0 | 0 | 0 | 0 | 0 | 0 | 0 | 0
F10_Industrial_Petroleum_Existing_Process_Natural Gas_Gas Boiler - Burner Control Optimization_A_Achievable Technical Potential | F10 | Industrial | Petroleum | Existing | Process | Natural Gas | Gas Boiler - Burner Control Optimization | A | Cumulative Energy Savings (MWh or mTherms) | Achievable Technical Potential | 0 | 0 | 0.014833 | 0.037748 | 0.082788 | 0.16025 | 0.27866 | 0.44159 | 0.64537 | 0.87902 | 1.1263 | 1.3693 | 1.5922 | 1.7839 | 1.939 | 2.0576 | 2.1435 | 2.2026 | 2.2413 | 2.2655 | 2.2799 | 2.2896
F11_Industrial_Petroleum_Existing_Process_Natural Gas_Gas Boiler - Burner Control Optimization_A_Achievable Technical Potential | F11 | Industrial | Petroleum | Existing | Process | Natural Gas | Gas Boiler - Burner Control Optimization | A | Cumulative Summer Peak Savings (MW) | Achievable Technical Potential | 0 | 0 | 0 | 0 | 0 | 0 | 0 | 0 | 0 | 0 | 0 | 0 | 0 | 0 | 0 | 0 | 0 | 0 | 0 | 0 | 0 | 0
F12_Industrial_Petroleum_Existing_Process_Natural Gas_Gas Boiler - Burner Control Optimization_A_Achievable Technical Potential | F12 | Industrial | Petroleum | Existing | Process | Natural Gas | Gas Boiler - Burner Control Optimization | A | Cumulative Winter Peak Savings (MW) | Achievable Technical Potential | 0 | 0 | 0 | 0 | 0 | 0 | 0 | 0 | 0 | 0 | 0 | 0 | 0 | 0 | 0 | 0 | 0 | 0 | 0 | 0 | 0 | 0
F13_Industrial_Petroleum_Existing_Process_Natural Gas_Gas Boiler - Burner Control Optimization_A_Achievable Technical Potential | F13 | Industrial | Petroleum | Existing | Process | Natural Gas | Gas Boiler - Burner Control Optimization | A | Purchases (Incremental) | Achievable Technical Potential | 0 | 0 | 0.069881 | 0.10795 | 0.21218 | 0.36492 | 0.55787 | 0.76755 | 0.96003 | 1.1007 | 1.165 | 1.1449 | 1.0501 | 0.90302 | 0.73084 | 0.55863 | 0.40453 | 0.27829 | 0.18233 | 0.11402 | 0.06821 | 0.045388
F14_Industrial_Petroleum_Existing_Process_Natural Gas_Gas Boiler - Burner Control Optimization_A_Achievable Technical Potential | F14 | Industrial | Petroleum | Existing | Process | Natural Gas | Gas Boiler - Burner Control Optimization | A | Purchases (Cumulative) | Achievable Technical Potential | 0 | 0 | 0.069881 | 0.17783 | 0.39002 | 0.75494 | 1.3128 | 2.0804 | 3.0404 | 4.1411 | 5.3061 | 6.451 | 7.5011 | 8.4041 | 9.1349 | 9.6936 | 10.0981 | 10.3764 | 10.5587 | 10.6727 | 10.741 | 10.7863
F1_Industrial_Petroleum_Existing_Space Heating_Natural Gas_HVAC - Demand Controlled Ventilation_A_Achievable Technical Potential | F1 | Industrial | Petroleum | Existing | Space Heating | Natural Gas | HVAC - Demand Controlled Ventilation | A | Original Unit Energy Savings (kWh or therms) | Achievable Technical Potential | 0 | 0 | 0.076632 | 0.076208 | 0.075785 | 0.075366 | 0.074954 | 0.074553 | 0.074165 | 0.073793 | 0.07344 | 0.073107 | 0.072794 | 0.072499 | 0.072221 | 0.07196 | 0.071715 | 0.071483 | 0.071266 | 0.071061 | 0.070868 | 0.070686
F2_Industrial_Petroleum_Existing_Space Heating_Natural Gas_HVAC - Demand Controlled Ventilation_A_Achievable Technical Potential | F2 | Industrial | Petroleum | Existing | Space Heating | Natural Gas | HVAC - Demand Controlled Ventilation | A | Original Unit Summer Peak Savings (kW) | Achievable Technical Potential | 0 | 0 | 0 | 0 | 0 | 0 | 0 | 0 | 0 | 0 | 0 | 0 | 0 | 0 | 0 | 0 | 0 | 0 | 0 | 0 | 0 | 0
F3_Industrial_Petroleum_Existing_Space Heating_Natural Gas_HVAC - Demand Controlled Ventilation_A_Achievable Technical Potential | F3 | Industrial | Petroleum | Existing | Space Heating | Natural Gas | HVAC - Demand Controlled Ventilation | A | Original Unit Winter Peak Savings (kW) | Achievable Technical Potential | 0 | 0 | 0 | 0 | 0 | 0 | 0 | 0 | 0 | 0 | 0 | 0 | 0 | 0 | 0 | 0 | 0 | 0 | 0 | 0 | 0 | 0
F4_Industrial_Petroleum_Existing_Space Heating_Natural Gas_HVAC - Demand Controlled Ventilation_A_Achievable Technical Potential | F4 | Industrial | Petroleum | Existing | Space Heating | Natural Gas | HVAC - Demand Controlled Ventilation | A | Standalone Impact on Baseline Energy (%) | Achievable Technical Potential | 0% | 0% | 0.08776% | 0.1769% | 0.2676% | 0.3597% | 0.4533% | 0.5484% | 0.6451% | 0.7434% | 0.8433% | 0.9449% | 1.048% | 1.153% | 1.26% | 1.369% | 1.479% | 1.592% | 1.706% | 1.822% | 1.941% | 2.061%
F5_Industrial_Petroleum_Existing_Space Heating_Natural Gas_HVAC - Demand Controlled Ventilation_A_Achievable Technical Potential | F5 | Industrial | Petroleum | Existing | Space Heating | Natural Gas | HVAC - Demand Controlled Ventilation | A | Standalone Impact on Baseline Summer Peak (%) | Achievable Technical Potential | bar: 2019 to 2040
F6_Industrial_Petroleum_Existing_Space Heating_Natural Gas_HVAC - Demand Controlled Ventilation_A_Achievable Technical Potential | F6 | Industrial | Petroleum | Existing | Space Heating | Natural Gas | HVAC - Demand Controlled Ventilation | A | Standalone Impact on Baseline Winter Peak (%) | Achievable Technical Potential | bar: 2019 to 2040
F7_Industrial_Petroleum_Existing_Space Heating_Natural Gas_HVAC - Demand Controlled Ventilation_A_Achievable Technical Potential | F7 | Industrial | Petroleum | Existing | Space Heating | Natural Gas | HVAC - Demand Controlled Ventilation | A | Incremental Energy Savings (MWh or mTherms) | Achievable Technical Potential | 0 | 0 | 0.0047653 | 0.0046572 | 0.0045515 | 0.0044483 | 0.0043477 | 0.0042499 | 0.0041549 | 0.0040628 | 0.0039736 | 0.0038874 | 0.003804 | 0.0037233 | 0.0036451 | 0.0035693 | 0.0034958 | 0.0034244 | 0.0033551 | 0.0032878 | 0.0032223 | 0.0031587
F8_Industrial_Petroleum_Existing_Space Heating_Natural Gas_HVAC - Demand Controlled Ventilation_A_Achievable Technical Potential | F8 | Industrial | Petroleum | Existing | Space Heating | Natural Gas | HVAC - Demand Controlled Ventilation | A | Incremental Summer Peak Savings (MW) | Achievable Technical Potential | 0 | 0 | 0 | 0 | 0 | 0 | 0 | 0 | 0 | 0 | 0 | 0 | 0 | 0 | 0 | 0 | 0 | 0 | 0 | 0 | 0 | 0
F9_Industrial_Petroleum_Existing_Space Heating_Natural Gas_HVAC - Demand Controlled Ventilation_A_Achievable Technical Potential | F9 | Industrial | Petroleum | Existing | Space Heating | Natural Gas | HVAC - Demand Controlled Ventilation | A | Incremental Winter Peak Savings (MW) | Achievable Technical Potential | 0 | 0 | 0 | 0 | 0 | 0 | 0 | 0 | 0 | 0 | 0 | 0 | 0 | 0 | 0 | 0 | 0 | 0 | 0 | 0 | 0 | 0
F10_Industrial_Petroleum_Existing_Space Heating_Natural Gas_HVAC - Demand Controlled Ventilation_A_Achievable Technical Potential | F10 | Industrial | Petroleum | Existing | Space Heating | Natural Gas | HVAC - Demand Controlled Ventilation | A | Cumulative Energy Savings (MWh or mTherms) | Achievable Technical Potential | 0 | 0 | 0.0047653 | 0.0093961 | 0.013895 | 0.018267 | 0.022515 | 0.026644 | 0.030661 | 0.034569 | 0.038377 | 0.042091 | 0.045715 | 0.049253 | 0.052709 | 0.056088 | 0.059392 | 0.062625 | 0.06579 | 0.068888 | 0.071924 | 0.074898
F11_Industrial_Petroleum_Existing_Space Heating_Natural Gas_HVAC - Demand Controlled Ventilation_A_Achievable Technical Potential | F11 | Industrial | Petroleum | Existing | Space Heating | Natural Gas | HVAC - Demand Controlled Ventilation | A | Cumulative Summer Peak Savings (MW) | Achievable Technical Potential | 0 | 0 | 0 | 0 | 0 | 0 | 0 | 0 | 0 | 0 | 0 | 0 | 0 | 0 | 0 | 0 | 0 | 0 | 0 | 0 | 0 | 0
F12_Industrial_Petroleum_Existing_Space Heating_Natural Gas_HVAC - Demand Controlled Ventilation_A_Achievable Technical Potential | F12 | Industrial | Petroleum | Existing | Space Heating | Natural Gas | HVAC - Demand Controlled Ventilation | A | Cumulative Winter Peak Savings (MW) | Achievable Technical Potential | 0 | 0 | 0 | 0 | 0 | 0 | 0 | 0 | 0 | 0 | 0 | 0 | 0 | 0 | 0 | 0 | 0 | 0 | 0 | 0 | 0 | 0
F13_Industrial_Petroleum_Existing_Space Heating_Natural Gas_HVAC - Demand Controlled Ventilation_A_Achievable Technical Potential | F13 | Industrial | Petroleum | Existing | Space Heating | Natural Gas | HVAC - Demand Controlled Ventilation | A | Purchases (Incremental) | Achievable Technical Potential | 0 | 0 | 62.1839 | 61.1118 | 60.0581 | 59.0226 | 58.005 | 57.0049 | 56.0221 | 55.0562 | 54.1069 | 53.174 | 52.2573 | 51.3563 | 50.4708 | 49.6006 | 48.7454 | 47.905 | 47.0791 | 46.2673 | 45.4696 | 44.6857
F14_Industrial_Petroleum_Existing_Space Heating_Natural Gas_HVAC - Demand Controlled Ventilation_A_Achievable Technical Potential | F14 | Industrial | Petroleum | Existing | Space Heating | Natural Gas | HVAC - Demand Controlled Ventilation | A | Purchases (Cumulative) | Achievable Technical Potential | 0 | 0 | 62.1839 | 123.2957 | 183.3538 | 242.3764 | 300.3814 | 357.3863 | 413.4084 | 468.4645 | 522.5715 | 575.7455 | 628.0028 | 679.359 | 729.8298 | 779.4305 | 828.1759 | 876.0809 | 923.16 | 969.4273 | 1014.897 | 1059.5826
F1_Industrial_Petroleum_Existing_Space Heating_Natural Gas_Gas Boiler - Stack Economizer_A_Achievable Technical Potential | F1 | Industrial | Petroleum | Existing | Space Heating | Natural Gas | Gas Boiler - Stack Economizer | A | Original Unit Energy Savings (kWh or therms) | Achievable Technical Potential | 0 | 0 | 106.0944 | 105.8281 | 105.5673 | 105.3125 | 105.0644 | 104.8235 | 104.5901 | 104.3648 | 104.1478 | 103.9395 | 103.7403 | 103.5503 | 103.37 | 103.1994 | 103.0388 | 102.8884 | 102.7484 | 102.6189 | 102.5001 | 102.392
F2_Industrial_Petroleum_Existing_Space Heating_Natural Gas_Gas Boiler - Stack Economizer_A_Achievable Technical Potential | F2 | Industrial | Petroleum | Existing | Space Heating | Natural Gas | Gas Boiler - Stack Economizer | A | Original Unit Summer Peak Savings (kW) | Achievable Technical Potential | 0 | 0 | 0 | 0 | 0 | 0 | 0 | 0 | 0 | 0 | 0 | 0 | 0 | 0 | 0 | 0 | 0 | 0 | 0 | 0 | 0 | 0
F3_Industrial_Petroleum_Existing_Space Heating_Natural Gas_Gas Boiler - Stack Economizer_A_Achievable Technical Potential | F3 | Industrial | Petroleum | Existing | Space Heating | Natural Gas | Gas Boiler - Stack Economizer | A | Original Unit Winter Peak Savings (kW) | Achievable Technical Potential | 0 | 0 | 0 | 0 | 0 | 0 | 0 | 0 | 0 | 0 | 0 | 0 | 0 | 0 | 0 | 0 | 0 | 0 | 0 | 0 | 0 | 0
F4_Industrial_Petroleum_Existing_Space Heating_Natural Gas_Gas Boiler - Stack Economizer_A_Achievable Technical Potential | F4 | Industrial | Petroleum | Existing | Space Heating | Natural Gas | Gas Boiler - Stack Economizer | A | Standalone Impact on Baseline Energy (%) | Achievable Technical Potential | 0% | 0% | 0.017% | 0.03437% | 0.05214% | 0.07031% | 0.08888% | 0.1061% | 0.1207% | 0.133% | 0.1436% | 0.1528% | 0.1609% | 0.1682% | 0.1747% | 0.1807% | 0.1862% | 0.1914% | 0.1951% | 0.1988% | 0.2025% | 0.2063%
F5_Industrial_Petroleum_Existing_Space Heating_Natural Gas_Gas Boiler - Stack Economizer_A_Achievable Technical Potential | F5 | Industrial | Petroleum | Existing | Space Heating | Natural Gas | Gas Boiler - Stack Economizer | A | Standalone Impact on Baseline Summer Peak (%) | Achievable Technical Potential | bar: 2019 to 2040
F6_Industrial_Petroleum_Existing_Space Heating_Natural Gas_Gas Boiler - Stack Economizer_A_Achievable Technical Potential | F6 | Industrial | Petroleum | Existing | Space Heating | Natural Gas | Gas Boiler - Stack Economizer | A | Standalone Impact on Baseline Winter Peak (%) | Achievable Technical Potential | bar: 2019 to 2040
F7_Industrial_Petroleum_Existing_Space Heating_Natural Gas_Gas Boiler - Stack Economizer_A_Achievable Technical Potential | F7 | Industrial | Petroleum | Existing | Space Heating | Natural Gas | Gas Boiler - Stack Economizer | A | Incremental Energy Savings (MWh or mTherms) | Achievable Technical Potential | 0 | 0 | 0.00092292 | 0.00090473 | 0.00088694 | 0.00086954 | 0.00085254 | 0.00075233 | 0.00059017 | 0.00046299 | 0.00036325 | 0.00028502 | 0.00022366 | 0.00017552 | 0.00013775 | 0.00010812 | 8.4875e-05 | 6.6632e-05 | 4.4604e-07 | 1.5636e-07 | 5.2323e-08 | 1.675e-08
F8_Industrial_Petroleum_Existing_Space Heating_Natural Gas_Gas Boiler - Stack Economizer_A_Achievable Technical Potential | F8 | Industrial | Petroleum | Existing | Space Heating | Natural Gas | Gas Boiler - Stack Economizer | A | Incremental Summer Peak Savings (MW) | Achievable Technical Potential | 0 | 0 | 0 | 0 | 0 | 0 | 0 | 0 | 0 | 0 | 0 | 0 | 0 | 0 | 0 | 0 | 0 | 0 | 0 | 0 | 0 | 0
F9_Industrial_Petroleum_Existing_Space Heating_Natural Gas_Gas Boiler - Stack Economizer_A_Achievable Technical Potential | F9 | Industrial | Petroleum | Existing | Space Heating | Natural Gas | Gas Boiler - Stack Economizer | A | Incremental Winter Peak Savings (MW) | Achievable Technical Potential | 0 | 0 | 0 | 0 | 0 | 0 | 0 | 0 | 0 | 0 | 0 | 0 | 0 | 0 | 0 | 0 | 0 | 0 | 0 | 0 | 0 | 0
F10_Industrial_Petroleum_Existing_Space Heating_Natural Gas_Gas Boiler - Stack Economizer_A_Achievable Technical Potential | F10 | Industrial | Petroleum | Existing | Space Heating | Natural Gas | Gas Boiler - Stack Economizer | A | Cumulative Energy Savings (MWh or mTherms) | Achievable Technical Potential | 0 | 0 | 0.00092292 | 0.0018253 | 0.0027078 | 0.0035708 | 0.0044149 | 0.0051571 | 0.0057358 | 0.0061864 | 0.0065368 | 0.0068088 | 0.0070194 | 0.007182 | 0.0073073 | 0.0074033 | 0.0074767 | 0.0075324 | 0.0075226 | 0.0075133 | 0.0075046 | 0.0074968
F11_Industrial_Petroleum_Existing_Space Heating_Natural Gas_Gas Boiler - Stack Economizer_A_Achievable Technical Potential | F11 | Industrial | Petroleum | Existing | Space Heating | Natural Gas | Gas Boiler - Stack Economizer | A | Cumulative Summer Peak Savings (MW) | Achievable Technical Potential | 0 | 0 | 0 | 0 | 0 | 0 | 0 | 0 | 0 | 0 | 0 | 0 | 0 | 0 | 0 | 0 | 0 | 0 | 0 | 0 | 0 | 0
F12_Industrial_Petroleum_Existing_Space Heating_Natural Gas_Gas Boiler - Stack Economizer_A_Achievable Technical Potential | F12 | Industrial | Petroleum | Existing | Space Heating | Natural Gas | Gas Boiler - Stack Economizer | A | Cumulative Winter Peak Savings (MW) | Achievable Technical Potential | 0 | 0 | 0 | 0 | 0 | 0 | 0 | 0 | 0 | 0 | 0 | 0 | 0 | 0 | 0 | 0 | 0 | 0 | 0 | 0 | 0 | 0
F13_Industrial_Petroleum_Existing_Space Heating_Natural Gas_Gas Boiler - Stack Economizer_A_Achievable Technical Potential | F13 | Industrial | Petroleum | Existing | Space Heating | Natural Gas | Gas Boiler - Stack Economizer | A | Purchases (Incremental) | Achievable Technical Potential | 0 | 0 | 0.008699 | 0.0085491 | 0.0084017 | 0.0082568 | 0.0081144 | 0.0071771 | 0.0056427 | 0.0044363 | 0.0034879 | 0.0027422 | 0.0021559 | 0.001695 | 0.0013326 | 0.0010477 | 0.00082372 | 0.00064761 | 4.3411e-06 | 1.5237e-06 | 5.1047e-07 | 1.6359e-07
F14_Industrial_Petroleum_Existing_Space Heating_Natural Gas_Gas Boiler - Stack Economizer_A_Achievable Technical Potential | F14 | Industrial | Petroleum | Existing | Space Heating | Natural Gas | Gas Boiler - Stack Economizer | A | Purchases (Cumulative) | Achievable Technical Potential | 0 | 0 | 0.008699 | 0.017248 | 0.02565 | 0.033907 | 0.042021 | 0.049198 | 0.054841 | 0.059277 | 0.062765 | 0.065507 | 0.067663 | 0.069358 | 0.070691 | 0.071738 | 0.072562 | 0.07321 | 0.073214 | 0.073216 | 0.073216 | 0.073216
F1_Industrial_Petroleum_Existing_Process_Natural Gas_Gas Boiler - Stack Economizer_A_Achievable Technical Potential | F1 | Industrial | Petroleum | Existing | Process | Natural Gas | Gas Boiler - Stack Economizer | A | Original Unit Energy Savings (kWh or therms) | Achievable Technical Potential | 0 | 0 | 702.6725 | 702.6725 | 702.6725 | 702.6725 | 702.6725 | 702.6725 | 702.6725 | 702.6725 | 702.6725 | 702.6725 | 702.6725 | 702.6725 | 702.6725 | 702.6725 | 702.6725 | 702.6725 | 702.6725 | 702.6725 | 702.6725 | 702.6725
F2_Industrial_Petroleum_Existing_Process_Natural Gas_Gas Boiler - Stack Economizer_A_Achievable Technical Potential | F2 | Industrial | Petroleum | Existing | Process | Natural Gas | Gas Boiler - Stack Economizer | A | Original Unit Summer Peak Savings (kW) | Achievable Technical Potential | 0 | 0 | 0 | 0 | 0 | 0 | 0 | 0 | 0 | 0 | 0 | 0 | 0 | 0 | 0 | 0 | 0 | 0 | 0 | 0 | 0 | 0
F3_Industrial_Petroleum_Existing_Process_Natural Gas_Gas Boiler - Stack Economizer_A_Achievable Technical Potential | F3 | Industrial | Petroleum | Existing | Process | Natural Gas | Gas Boiler - Stack Economizer | A | Original Unit Winter Peak Savings (kW) | Achievable Technical Potential | 0 | 0 | 0 | 0 | 0 | 0 | 0 | 0 | 0 | 0 | 0 | 0 | 0 | 0 | 0 | 0 | 0 | 0 | 0 | 0 | 0 | 0
F4_Industrial_Petroleum_Existing_Process_Natural Gas_Gas Boiler - Stack Economizer_A_Achievable Technical Potential | F4 | Industrial | Petroleum | Existing | Process | Natural Gas | Gas Boiler - Stack Economizer | A | Standalone Impact on Baseline Energy (%) | Achievable Technical Potential | 0% | 0% | 0.03653% | 0.07369% | 0.1115% | 0.15% | 0.1892% | 0.2253% | 0.2556% | 0.2811% | 0.3029% | 0.3217% | 0.3381% | 0.3526% | 0.3657% | 0.3776% | 0.3887% | 0.399% | 0.406% | 0.4132% | 0.4204% | 0.4278%
F5_Industrial_Petroleum_Existing_Process_Natural Gas_Gas Boiler - Stack Economizer_A_Achievable Technical Potential | F5 | Industrial | Petroleum | Existing | Process | Natural Gas | Gas Boiler - Stack Economizer | A | Standalone Impact on Baseline Summer Peak (%) | Achievable Technical Potential | bar: 2019 to 2040
F6_Industrial_Petroleum_Existing_Process_Natural Gas_Gas Boiler - Stack Economizer_A_Achievable Technical Potential | F6 | Industrial | Petroleum | Existing | Process | Natural Gas | Gas Boiler - Stack Economizer | A | Standalone Impact on Baseline Winter Peak (%) | Achievable Technical Potential | bar: 2019 to 2040
F7_Industrial_Petroleum_Existing_Process_Natural Gas_Gas Boiler - Stack Economizer_A_Achievable Technical Potential | F7 | Industrial | Petroleum | Existing | Process | Natural Gas | Gas Boiler - Stack Economizer | A | Incremental Energy Savings (MWh or mTherms) | Achievable Technical Potential | 0 | 0 | 0.48542 | 0.47705 | 0.46882 | 0.46074 | 0.4528 | 0.40049 | 0.31487 | 0.24755 | 0.19463 | 0.15302 | 0.1203 | 0.094583 | 0.074362 | 0.058464 | 0.045965 | 0.036138 | 0.00024224 | 8.5022e-05 | 2.8485e-05 | 9.1284e-06
F8_Industrial_Petroleum_Existing_Process_Natural Gas_Gas Boiler - Stack Economizer_A_Achievable Technical Potential | F8 | Industrial | Petroleum | Existing | Process | Natural Gas | Gas Boiler - Stack Economizer | A | Incremental Summer Peak Savings (MW) | Achievable Technical Potential | 0 | 0 | 0 | 0 | 0 | 0 | 0 | 0 | 0 | 0 | 0 | 0 | 0 | 0 | 0 | 0 | 0 | 0 | 0 | 0 | 0 | 0
F9_Industrial_Petroleum_Existing_Process_Natural Gas_Gas Boiler - Stack Economizer_A_Achievable Technical Potential | F9 | Industrial | Petroleum | Existing | Process | Natural Gas | Gas Boiler - Stack Economizer | A | Incremental Winter Peak Savings (MW) | Achievable Technical Potential | 0 | 0 | 0 | 0 | 0 | 0 | 0 | 0 | 0 | 0 | 0 | 0 | 0 | 0 | 0 | 0 | 0 | 0 | 0 | 0 | 0 | 0
F10_Industrial_Petroleum_Existing_Process_Natural Gas_Gas Boiler - Stack Economizer_A_Achievable Technical Potential | F10 | Industrial | Petroleum | Existing | Process | Natural Gas | Gas Boiler - Stack Economizer | A | Cumulative Energy Savings (MWh or mTherms) | Achievable Technical Potential | 0 | 0 | 0.48542 | 0.96247 | 1.4313 | 1.892 | 2.3448 | 2.7453 | 3.0602 | 3.3077 | 3.5024 | 3.6554 | 3.7757 | 3.8703 | 3.9446 | 4.0031 | 4.0491 | 4.0852 | 4.0854 | 4.0855 | 4.0855 | 4.0856
F11_Industrial_Petroleum_Existing_Process_Natural Gas_Gas Boiler - Stack Economizer_A_Achievable Technical Potential | F11 | Industrial | Petroleum | Existing | Process | Natural Gas | Gas Boiler - Stack Economizer | A | Cumulative Summer Peak Savings (MW) | Achievable Technical Potential | 0 | 0 | 0 | 0 | 0 | 0 | 0 | 0 | 0 | 0 | 0 | 0 | 0 | 0 | 0 | 0 | 0 | 0 | 0 | 0 | 0 | 0
F12_Industrial_Petroleum_Existing_Process_Natural Gas_Gas Boiler - Stack Economizer_A_Achievable Technical Potential | F12 | Industrial | Petroleum | Existing | Process | Natural Gas | Gas Boiler - Stack Economizer | A | Cumulative Winter Peak Savings (MW) | Achievable Technical Potential | 0 | 0 | 0 | 0 | 0 | 0 | 0 | 0 | 0 | 0 | 0 | 0 | 0 | 0 | 0 | 0 | 0 | 0 | 0 | 0 | 0 | 0
F13_Industrial_Petroleum_Existing_Process_Natural Gas_Gas Boiler - Stack Economizer_A_Achievable Technical Potential | F13 | Industrial | Petroleum | Existing | Process | Natural Gas | Gas Boiler - Stack Economizer | A | Purchases (Incremental) | Achievable Technical Potential | 0 | 0 | 0.69082 | 0.67891 | 0.6672 | 0.6557 | 0.64439 | 0.56995 | 0.4481 | 0.3523 | 0.27698 | 0.21776 | 0.17121 | 0.1346 | 0.10583 | 0.083202 | 0.065414 | 0.051429 | 0.00034474 | 0.000121 | 4.0538e-05 | 1.2991e-05
F14_Industrial_Petroleum_Existing_Process_Natural Gas_Gas Boiler - Stack Economizer_A_Achievable Technical Potential | F14 | Industrial | Petroleum | Existing | Process | Natural Gas | Gas Boiler - Stack Economizer | A | Purchases (Cumulative) | Achievable Technical Potential | 0 | 0 | 0.69082 | 1.3697 | 2.0369 | 2.6926 | 3.337 | 3.907 | 4.3551 | 4.7074 | 4.9843 | 5.2021 | 5.3733 | 5.5079 | 5.6137 | 5.697 | 5.7624 | 5.8138 | 5.8141 | 5.8143 | 5.8143 | 5.8143
F1_Industrial_Petroleum_Existing_Space Heating_Natural Gas_Gas Furnace Tube Inserts_A_Achievable Technical Potential | F1 | Industrial | Petroleum | Existing | Space Heating | Natural Gas | Gas Furnace Tube Inserts | A | Original Unit Energy Savings (kWh or therms) | Achievable Technical Potential | 0 | 0 | 0.088102 | 0.087615 | 0.087128 | 0.086647 | 0.086173 | 0.085712 | 0.085266 | 0.084839 | 0.084432 | 0.08405 | 0.08369 | 0.083351 | 0.083032 | 0.082732 | 0.082449 | 0.082183 | 0.081933 | 0.081697 | 0.081476 | 0.081267
F2_Industrial_Petroleum_Existing_Space Heating_Natural Gas_Gas Furnace Tube Inserts_A_Achievable Technical Potential | F2 | Industrial | Petroleum | Existing | Space Heating | Natural Gas | Gas Furnace Tube Inserts | A | Original Unit Summer Peak Savings (kW) | Achievable Technical Potential | 0 | 0 | 0 | 0 | 0 | 0 | 0 | 0 | 0 | 0 | 0 | 0 | 0 | 0 | 0 | 0 | 0 | 0 | 0 | 0 | 0 | 0
F3_Industrial_Petroleum_Existing_Space Heating_Natural Gas_Gas Furnace Tube Inserts_A_Achievable Technical Potential | F3 | Industrial | Petroleum | Existing | Space Heating | Natural Gas | Gas Furnace Tube Inserts | A | Original Unit Winter Peak Savings (kW) | Achievable Technical Potential | 0 | 0 | 0 | 0 | 0 | 0 | 0 | 0 | 0 | 0 | 0 | 0 | 0 | 0 | 0 | 0 | 0 | 0 | 0 | 0 | 0 | 0
F4_Industrial_Petroleum_Existing_Space Heating_Natural Gas_Gas Furnace Tube Inserts_A_Achievable Technical Potential | F4 | Industrial | Petroleum | Existing | Space Heating | Natural Gas | Gas Furnace Tube Inserts | A | Standalone Impact on Baseline Energy (%) | Achievable Technical Potential | bar: 2019 to 2040
F5_Industrial_Petroleum_Existing_Space Heating_Natural Gas_Gas Furnace Tube Inserts_A_Achievable Technical Potential | F5 | Industrial | Petroleum | Existing | Space Heating | Natural Gas | Gas Furnace Tube Inserts | A | Standalone Impact on Baseline Summer Peak (%) | Achievable Technical Potential | bar: 2019 to 2040
F6_Industrial_Petroleum_Existing_Space Heating_Natural Gas_Gas Furnace Tube Inserts_A_Achievable Technical Potential | F6 | Industrial | Petroleum | Existing | Space Heating | Natural Gas | Gas Furnace Tube Inserts | A | Standalone Impact on Baseline Winter Peak (%) | Achievable Technical Potential | bar: 2019 to 2040
F7_Industrial_Petroleum_Existing_Space Heating_Natural Gas_Gas Furnace Tube Inserts_A_Achievable Technical Potential | F7 | Industrial | Petroleum | Existing | Space Heating | Natural Gas | Gas Furnace Tube Inserts | A | Incremental Energy Savings (MWh or mTherms) | Achievable Technical Potential | 0 | 0 | 0 | 0 | 0 | 0 | 0 | 0 | 0 | 0 | 0 | 0 | 0 | 0 | 0 | 0 | 0 | 0 | 0 | 0 | 0 | 0
F8_Industrial_Petroleum_Existing_Space Heating_Natural Gas_Gas Furnace Tube Inserts_A_Achievable Technical Potential | F8 | Industrial | Petroleum | Existing | Space Heating | Natural Gas | Gas Furnace Tube Inserts | A | Incremental Summer Peak Savings (MW) | Achievable Technical Potential | 0 | 0 | 0 | 0 | 0 | 0 | 0 | 0 | 0 | 0 | 0 | 0 | 0 | 0 | 0 | 0 | 0 | 0 | 0 | 0 | 0 | 0
F9_Industrial_Petroleum_Existing_Space Heating_Natural Gas_Gas Furnace Tube Inserts_A_Achievable Technical Potential | F9 | Industrial | Petroleum | Existing | Space Heating | Natural Gas | Gas Furnace Tube Inserts | A | Incremental Winter Peak Savings (MW) | Achievable Technical Potential | 0 | 0 | 0 | 0 | 0 | 0 | 0 | 0 | 0 | 0 | 0 | 0 | 0 | 0 | 0 | 0 | 0 | 0 | 0 | 0 | 0 | 0
F10_Industrial_Petroleum_Existing_Space Heating_Natural Gas_Gas Furnace Tube Inserts_A_Achievable Technical Potential | F10 | Industrial | Petroleum | Existing | Space Heating | Natural Gas | Gas Furnace Tube Inserts | A | Cumulative Energy Savings (MWh or mTherms) | Achievable Technical Potential | 0 | 0 | 0 | 0 | 0 | 0 | 0 | 0 | 0 | 0 | 0 | 0 | 0 | 0 | 0 | 0 | 0 | 0 | 0 | 0 | 0 | 0
F11_Industrial_Petroleum_Existing_Space Heating_Natural Gas_Gas Furnace Tube Inserts_A_Achievable Technical Potential | F11 | Industrial | Petroleum | Existing | Space Heating | Natural Gas | Gas Furnace Tube Inserts | A | Cumulative Summer Peak Savings (MW) | Achievable Technical Potential | 0 | 0 | 0 | 0 | 0 | 0 | 0 | 0 | 0 | 0 | 0 | 0 | 0 | 0 | 0 | 0 | 0 | 0 | 0 | 0 | 0 | 0
F12_Industrial_Petroleum_Existing_Space Heating_Natural Gas_Gas Furnace Tube Inserts_A_Achievable Technical Potential | F12 | Industrial | Petroleum | Existing | Space Heating | Natural Gas | Gas Furnace Tube Inserts | A | Cumulative Winter Peak Savings (MW) | Achievable Technical Potential | 0 | 0 | 0 | 0 | 0 | 0 | 0 | 0 | 0 | 0 | 0 | 0 | 0 | 0 | 0 | 0 | 0 | 0 | 0 | 0 | 0 | 0
F13_Industrial_Petroleum_Existing_Space Heating_Natural Gas_Gas Furnace Tube Inserts_A_Achievable Technical Potential | F13 | Industrial | Petroleum | Existing | Space Heating | Natural Gas | Gas Furnace Tube Inserts | A | Purchases (Incremental) | Achievable Technical Potential | 0 | 0 | 0 | 0 | 0 | 0 | 0 | 0 | 0 | 0 | 0 | 0 | 0 | 0 | 0 | 0 | 0 | 0 | 0 | 0 | 0 | 0
F14_Industrial_Petroleum_Existing_Space Heating_Natural Gas_Gas Furnace Tube Inserts_A_Achievable Technical Potential | F14 | Industrial | Petroleum | Existing | Space Heating | Natural Gas | Gas Furnace Tube Inserts | A | Purchases (Cumulative) | Achievable Technical Potential | 0 | 0 | 0 | 0 | 0 | 0 | 0 | 0 | 0 | 0 | 0 | 0 | 0 | 0 | 0 | 0 | 0 | 0 | 0 | 0 | 0 | 0
F1_Industrial_Petroleum_Existing_Space Heating_Natural Gas_Space Heating - Heat Recovery Ventilator_A_Achievable Technical Potential | F1 | Industrial | Petroleum | Existing | Space Heating | Natural Gas | Space Heating - Heat Recovery Ventilator | A | Original Unit Energy Savings (kWh or therms) | Achievable Technical Potential | 0 | 0 | 0.013294 | 0.013229 | 0.013164 | 0.0131 | 0.013037 | 0.012976 | 0.012916 | 0.012859 | 0.012805 | 0.012754 | 0.012706 | 0.012661 | 0.012618 | 0.012577 | 0.012539 | 0.012504 | 0.01247 | 0.012439 | 0.012409 | 0.012381
F2_Industrial_Petroleum_Existing_Space Heating_Natural Gas_Space Heating - Heat Recovery Ventilator_A_Achievable Technical Potential | F2 | Industrial | Petroleum | Existing | Space Heating | Natural Gas | Space Heating - Heat Recovery Ventilator | A | Original Unit Summer Peak Savings (kW) | Achievable Technical Potential | 0 | 0 | 0 | 0 | 0 | 0 | 0 | 0 | 0 | 0 | 0 | 0 | 0 | 0 | 0 | 0 | 0 | 0 | 0 | 0 | 0 | 0
F3_Industrial_Petroleum_Existing_Space Heating_Natural Gas_Space Heating - Heat Recovery Ventilator_A_Achievable Technical Potential | F3 | Industrial | Petroleum | Existing | Space Heating | Natural Gas | Space Heating - Heat Recovery Ventilator | A | Original Unit Winter Peak Savings (kW) | Achievable Technical Potential | 0 | 0 | 0 | 0 | 0 | 0 | 0 | 0 | 0 | 0 | 0 | 0 | 0 | 0 | 0 | 0 | 0 | 0 | 0 | 0 | 0 | 0
F4_Industrial_Petroleum_Existing_Space Heating_Natural Gas_Space Heating - Heat Recovery Ventilator_A_Achievable Technical Potential | F4 | Industrial | Petroleum | Existing | Space Heating | Natural Gas | Space Heating - Heat Recovery Ventilator | A | Standalone Impact on Baseline Energy (%) | Achievable Technical Potential | 0% | 0% | 0.01817% | 0.03666% | 0.05548% | 0.07462% | 0.0941% | 0.1139% | 0.1341% | 0.1546% | 0.1755% | 0.1967% | 0.2184% | 0.2404% | 0.2628% | 0.2855% | 0.3087% | 0.3323% | 0.3563% | 0.3807% | 0.4056% | 0.4309%
F5_Industrial_Petroleum_Existing_Space Heating_Natural Gas_Space Heating - Heat Recovery Ventilator_A_Achievable Technical Potential | F5 | Industrial | Petroleum | Existing | Space Heating | Natural Gas | Space Heating - Heat Recovery Ventilator | A | Standalone Impact on Baseline Summer Peak (%) | Achievable Technical Potential | bar: 2019 to 2040
F6_Industrial_Petroleum_Existing_Space Heating_Natural Gas_Space Heating - Heat Recovery Ventilator_A_Achievable Technical Potential | F6 | Industrial | Petroleum | Existing | Space Heating | Natural Gas | Space Heating - Heat Recovery Ventilator | A | Standalone Impact on Baseline Winter Peak (%) | Achievable Technical Potential | bar: 2019 to 2040
F7_Industrial_Petroleum_Existing_Space Heating_Natural Gas_Space Heating - Heat Recovery Ventilator_A_Achievable Technical Potential | F7 | Industrial | Petroleum | Existing | Space Heating | Natural Gas | Space Heating - Heat Recovery Ventilator | A | Incremental Energy Savings (MWh or mTherms) | Achievable Technical Potential | 0 | 0 | 0.00098671 | 0.00096495 | 0.00094366 | 0.00092287 | 0.00090259 | 0.00088286 | 0.00086367 | 0.00084503 | 0.00082696 | 0.00080946 | 0.0007925 | 0.00077605 | 0.00076009 | 0.0007446 | 0.00072955 | 0.00071493 | 0.00070072 | 0.0006869 | 0.00067345 | 0.00066036
F8_Industrial_Petroleum_Existing_Space Heating_Natural Gas_Space Heating - Heat Recovery Ventilator_A_Achievable Technical Potential | F8 | Industrial | Petroleum | Existing | Space Heating | Natural Gas | Space Heating - Heat Recovery Ventilator | A | Incremental Summer Peak Savings (MW) | Achievable Technical Potential | 0 | 0 | 0 | 0 | 0 | 0 | 0 | 0 | 0 | 0 | 0 | 0 | 0 | 0 | 0 | 0 | 0 | 0 | 0 | 0 | 0 | 0
F9_Industrial_Petroleum_Existing_Space Heating_Natural Gas_Space Heating - Heat Recovery Ventilator_A_Achievable Technical Potential | F9 | Industrial | Petroleum | Existing | Space Heating | Natural Gas | Space Heating - Heat Recovery Ventilator | A | Incremental Winter Peak Savings (MW) | Achievable Technical Potential | 0 | 0 | 0 | 0 | 0 | 0 | 0 | 0 | 0 | 0 | 0 | 0 | 0 | 0 | 0 | 0 | 0 | 0 | 0 | 0 | 0 | 0
F10_Industrial_Petroleum_Existing_Space Heating_Natural Gas_Space Heating - Heat Recovery Ventilator_A_Achievable Technical Potential | F10 | Industrial | Petroleum | Existing | Space Heating | Natural Gas | Space Heating - Heat Recovery Ventilator | A | Cumulative Energy Savings (MWh or mTherms) | Achievable Technical Potential | 0 | 0 | 0.00098671 | 0.0019468 | 0.0028809 | 0.0037897 | 0.0046741 | 0.005535 | 0.0063733 | 0.0071903 | 0.0079869 | 0.0087645 | 0.0095238 | 0.010266 | 0.010991 | 0.011701 | 0.012395 | 0.013075 | 0.01374 | 0.014392 | 0.015032 | 0.015658
F11_Industrial_Petroleum_Existing_Space Heating_Natural Gas_Space Heating - Heat Recovery Ventilator_A_Achievable Technical Potential | F11 | Industrial | Petroleum | Existing | Space Heating | Natural Gas | Space Heating - Heat Recovery Ventilator | A | Cumulative Summer Peak Savings (MW) | Achievable Technical Potential | 0 | 0 | 0 | 0 | 0 | 0 | 0 | 0 | 0 | 0 | 0 | 0 | 0 | 0 | 0 | 0 | 0 | 0 | 0 | 0 | 0 | 0
F12_Industrial_Petroleum_Existing_Space Heating_Natural Gas_Space Heating - Heat Recovery Ventilator_A_Achievable Technical Potential | F12 | Industrial | Petroleum | Existing | Space Heating | Natural Gas | Space Heating - Heat Recovery Ventilator | A | Cumulative Winter Peak Savings (MW) | Achievable Technical Potential | 0 | 0 | 0 | 0 | 0 | 0 | 0 | 0 | 0 | 0 | 0 | 0 | 0 | 0 | 0 | 0 | 0 | 0 | 0 | 0 | 0 | 0
F13_Industrial_Petroleum_Existing_Space Heating_Natural Gas_Space Heating - Heat Recovery Ventilator_A_Achievable Technical Potential | F13 | Industrial | Petroleum | Existing | Space Heating | Natural Gas | Space Heating - Heat Recovery Ventilator | A | Purchases (Incremental) | Achievable Technical Potential | 0 | 0 | 74.2201 | 72.9404 | 71.6828 | 70.4469 | 69.2323 | 68.0386 | 66.8656 | 65.7127 | 64.5797 | 63.4663 | 62.372 | 61.2967 | 60.2398 | 59.2012 | 58.1805 | 57.1774 | 56.1916 | 55.2227 | 54.2706 | 53.3349
F14_Industrial_Petroleum_Existing_Space Heating_Natural Gas_Space Heating - Heat Recovery Ventilator_A_Achievable Technical Potential | F14 | Industrial | Petroleum | Existing | Space Heating | Natural Gas | Space Heating - Heat Recovery Ventilator | A | Purchases (Cumulative) | Achievable Technical Potential | 0 | 0 | 74.2201 | 147.1605 | 218.8433 | 289.2902 | 358.5225 | 426.5612 | 493.4267 | 559.1394 | 623.7192 | 687.1855 | 749.5575 | 810.8542 | 871.094 | 930.2952 | 988.4757 | 1045.6531 | 1101.8447 | 1157.0674 | 1211.338 | 1264.673
F1_Industrial_Petroleum_Existing_Space Heating_Natural Gas_Thermostat - Programmable_A_Achievable Technical Potential | F1 | Industrial | Petroleum | Existing | Space Heating | Natural Gas | Thermostat - Programmable | A | Original Unit Energy Savings (kWh or therms) | Achievable Technical Potential | 0 | 0 | 0.0064314 | 0.0063999 | 0.0063685 | 0.0063375 | 0.006307 | 0.0062773 | 0.0062486 | 0.006221 | 0.0061948 | 0.0061701 | 0.0061468 | 0.0061248 | 0.0061041 | 0.0060846 | 0.0060662 | 0.006049 | 0.0060327 | 0.0060175 | 0.0060032 | 0.0059898
F2_Industrial_Petroleum_Existing_Space Heating_Natural Gas_Thermostat - Programmable_A_Achievable Technical Potential | F2 | Industrial | Petroleum | Existing | Space Heating | Natural Gas | Thermostat - Programmable | A | Original Unit Summer Peak Savings (kW) | Achievable Technical Potential | 0 | 0 | 0 | 0 | 0 | 0 | 0 | 0 | 0 | 0 | 0 | 0 | 0 | 0 | 0 | 0 | 0 | 0 | 0 | 0 | 0 | 0
F3_Industrial_Petroleum_Existing_Space Heating_Natural Gas_Thermostat - Programmable_A_Achievable Technical Potential | F3 | Industrial | Petroleum | Existing | Space Heating | Natural Gas | Thermostat - Programmable | A | Original Unit Winter Peak Savings (kW) | Achievable Technical Potential | 0 | 0 | 0 | 0 | 0 | 0 | 0 | 0 | 0 | 0 | 0 | 0 | 0 | 0 | 0 | 0 | 0 | 0 | 0 | 0 | 0 | 0
F4_Industrial_Petroleum_Existing_Space Heating_Natural Gas_Thermostat - Programmable_A_Achievable Technical Potential | F4 | Industrial | Petroleum | Existing | Space Heating | Natural Gas | Thermostat - Programmable | A | Standalone Impact on Baseline Energy (%) | Achievable Technical Potential | 0% | 0% | 0.02637% | 0.05321% | 0.08051% | 0.1083% | 0.1366% | 0.1653% | 0.1946% | 0.2244% | 0.2547% | 0.2855% | 0.3169% | 0.3489% | 0.3813% | 0.4144% | 0.4481% | 0.4823% | 0.5171% | 0.5526% | 0.5886% | 0.6253%
F5_Industrial_Petroleum_Existing_Space Heating_Natural Gas_Thermostat - Programmable_A_Achievable Technical Potential | F5 | Industrial | Petroleum | Existing | Space Heating | Natural Gas | Thermostat - Programmable | A | Standalone Impact on Baseline Summer Peak (%) | Achievable Technical Potential | bar: 2019 to 2040
F6_Industrial_Petroleum_Existing_Space Heating_Natural Gas_Thermostat - Programmable_A_Achievable Technical Potential | F6 | Industrial | Petroleum | Existing | Space Heating | Natural Gas | Thermostat - Programmable | A | Standalone Impact on Baseline Winter Peak (%) | Achievable Technical Potential | bar: 2019 to 2040
F7_Industrial_Petroleum_Existing_Space Heating_Natural Gas_Thermostat - Programmable_A_Achievable Technical Potential | F7 | Industrial | Petroleum | Existing | Space Heating | Natural Gas | Thermostat - Programmable | A | Incremental Energy Savings (MWh or mTherms) | Achievable Technical Potential | 0 | 0 | 0.001432 | 0.0014004 | 0.0013695 | 0.0013394 | 0.0013099 | 0.0012813 | 0.0012534 | 0.0012264 | 0.0012002 | 0.0011748 | 0.0011502 | 0.0011263 | 0.0011031 | 0.0010806 | 0.0010588 | 0.0010376 | 0.001017 | 0.00099691 | 0.00097739 | 0.00095839
F8_Industrial_Petroleum_Existing_Space Heating_Natural Gas_Thermostat - Programmable_A_Achievable Technical Potential | F8 | Industrial | Petroleum | Existing | Space Heating | Natural Gas | Thermostat - Programmable | A | Incremental Summer Peak Savings (MW) | Achievable Technical Potential | 0 | 0 | 0 | 0 | 0 | 0 | 0 | 0 | 0 | 0 | 0 | 0 | 0 | 0 | 0 | 0 | 0 | 0 | 0 | 0 | 0 | 0
F9_Industrial_Petroleum_Existing_Space Heating_Natural Gas_Thermostat - Programmable_A_Achievable Technical Potential | F9 | Industrial | Petroleum | Existing | Space Heating | Natural Gas | Thermostat - Programmable | A | Incremental Winter Peak Savings (MW) | Achievable Technical Potential | 0 | 0 | 0 | 0 | 0 | 0 | 0 | 0 | 0 | 0 | 0 | 0 | 0 | 0 | 0 | 0 | 0 | 0 | 0 | 0 | 0 | 0
F10_Industrial_Petroleum_Existing_Space Heating_Natural Gas_Thermostat - Programmable_A_Achievable Technical Potential | F10 | Industrial | Petroleum | Existing | Space Heating | Natural Gas | Thermostat - Programmable | A | Cumulative Energy Savings (MWh or mTherms) | Achievable Technical Potential | 0 | 0 | 0.001432 | 0.0028254 | 0.0041811 | 0.0055001 | 0.0067836 | 0.008033 | 0.0092497 | 0.010435 | 0.011591 | 0.01272 | 0.013822 | 0.014899 | 0.015952 | 0.016981 | 0.017989 | 0.018975 | 0.019941 | 0.020888 | 0.021816 | 0.022725
F11_Industrial_Petroleum_Existing_Space Heating_Natural Gas_Thermostat - Programmable_A_Achievable Technical Potential | F11 | Industrial | Petroleum | Existing | Space Heating | Natural Gas | Thermostat - Programmable | A | Cumulative Summer Peak Savings (MW) | Achievable Technical Potential | 0 | 0 | 0 | 0 | 0 | 0 | 0 | 0 | 0 | 0 | 0 | 0 | 0 | 0 | 0 | 0 | 0 | 0 | 0 | 0 | 0 | 0
F12_Industrial_Petroleum_Existing_Space Heating_Natural Gas_Thermostat - Programmable_A_Achievable Technical Potential | F12 | Industrial | Petroleum | Existing | Space Heating | Natural Gas | Thermostat - Programmable | A | Cumulative Winter Peak Savings (MW) | Achievable Technical Potential | 0 | 0 | 0 | 0 | 0 | 0 | 0 | 0 | 0 | 0 | 0 | 0 | 0 | 0 | 0 | 0 | 0 | 0 | 0 | 0 | 0 | 0
F13_Industrial_Petroleum_Existing_Space Heating_Natural Gas_Thermostat - Programmable_A_Achievable Technical Potential | F13 | Industrial | Petroleum | Existing | Space Heating | Natural Gas | Thermostat - Programmable | A | Purchases (Incremental) | Achievable Technical Potential | 0 | 0 | 222.6602 | 218.8212 | 215.0485 | 211.3407 | 207.6969 | 204.1159 | 200.5967 | 197.1381 | 193.7392 | 190.3989 | 187.1161 | 183.89 | 180.7195 | 177.6036 | 174.5415 | 171.5322 | 168.5747 | 165.6682 | 162.8119 | 160.0048
F14_Industrial_Petroleum_Existing_Space Heating_Natural Gas_Thermostat - Programmable_A_Achievable Technical Potential | F14 | Industrial | Petroleum | Existing | Space Heating | Natural Gas | Thermostat - Programmable | A | Purchases (Cumulative) | Achievable Technical Potential | 0 | 0 | 222.6602 | 441.4814 | 656.5299 | 867.8706 | 1075.5676 | 1279.6835 | 1480.2802 | 1677.4183 | 1871.1575 | 2061.5564 | 2248.6725 | 2432.5625 | 2613.282 | 2790.8856 | 2965.4271 | 3136.9593 | 3305.534 | 3471.2022 | 3634.0141 | 3794.0189
F1_Industrial_Petroleum_Existing_Space Heating_Natural Gas_ENERGY STAR Connected Thermostat_A_Achievable Technical Potential | F1 | Industrial | Petroleum | Existing | Space Heating | Natural Gas | ENERGY STAR Connected Thermostat | A | Original Unit Energy Savings (kWh or therms) | Achievable Technical Potential | 0 | 0 | 0.015547 | 0.015471 | 0.015395 | 0.01532 | 0.015246 | 0.015174 | 0.015105 | 0.015038 | 0.014975 | 0.014915 | 0.014859 | 0.014806 | 0.014756 | 0.014709 | 0.014664 | 0.014622 | 0.014583 | 0.014546 | 0.014512 | 0.014479
F2_Industrial_Petroleum_Existing_Space Heating_Natural Gas_ENERGY STAR Connected Thermostat_A_Achievable Technical Potential | F2 | Industrial | Petroleum | Existing | Space Heating | Natural Gas | ENERGY STAR Connected Thermostat | A | Original Unit Summer Peak Savings (kW) | Achievable Technical Potential | 0 | 0 | 0 | 0 | 0 | 0 | 0 | 0 | 0 | 0 | 0 | 0 | 0 | 0 | 0 | 0 | 0 | 0 | 0 | 0 | 0 | 0
F3_Industrial_Petroleum_Existing_Space Heating_Natural Gas_ENERGY STAR Connected Thermostat_A_Achievable Technical Potential | F3 | Industrial | Petroleum | Existing | Space Heating | Natural Gas | ENERGY STAR Connected Thermostat | A | Original Unit Winter Peak Savings (kW) | Achievable Technical Potential | 0 | 0 | 0 | 0 | 0 | 0 | 0 | 0 | 0 | 0 | 0 | 0 | 0 | 0 | 0 | 0 | 0 | 0 | 0 | 0 | 0 | 0
F4_Industrial_Petroleum_Existing_Space Heating_Natural Gas_ENERGY STAR Connected Thermostat_A_Achievable Technical Potential | F4 | Industrial | Petroleum | Existing | Space Heating | Natural Gas | ENERGY STAR Connected Thermostat | A | Standalone Impact on Baseline Energy (%) | Achievable Technical Potential | 0% | 0% | 0.06375% | 0.1286% | 0.1946% | 0.2618% | 0.3301% | 0.3997% | 0.4704% | 0.5424% | 0.6157% | 0.6903% | 0.7661% | 0.8433% | 0.9219% | 1.002% | 1.083% | 1.166% | 1.25% | 1.336% | 1.423% | 1.512%
F5_Industrial_Petroleum_Existing_Space Heating_Natural Gas_ENERGY STAR Connected Thermostat_A_Achievable Technical Potential | F5 | Industrial | Petroleum | Existing | Space Heating | Natural Gas | ENERGY STAR Connected Thermostat | A | Standalone Impact on Baseline Summer Peak (%) | Achievable Technical Potential | bar: 2019 to 2040
F6_Industrial_Petroleum_Existing_Space Heating_Natural Gas_ENERGY STAR Connected Thermostat_A_Achievable Technical Potential | F6 | Industrial | Petroleum | Existing | Space Heating | Natural Gas | ENERGY STAR Connected Thermostat | A | Standalone Impact on Baseline Winter Peak (%) | Achievable Technical Potential | bar: 2019 to 2040
F7_Industrial_Petroleum_Existing_Space Heating_Natural Gas_ENERGY STAR Connected Thermostat_A_Achievable Technical Potential | F7 | Industrial | Petroleum | Existing | Space Heating | Natural Gas | ENERGY STAR Connected Thermostat | A | Incremental Energy Savings (MWh or mTherms) | Achievable Technical Potential | 0 | 0 | 0.0034617 | 0.0033853 | 0.0033107 | 0.0032377 | 0.0031666 | 0.0030974 | 0.00303 | 0.0029647 | 0.0029013 | 0.0028399 | 0.0027803 | 0.0027226 | 0.0026666 | 0.0026123 | 0.0025595 | 0.0025082 | 0.0024584 | 0.0024099 | 0.0023627 | 0.0023168
F8_Industrial_Petroleum_Existing_Space Heating_Natural Gas_ENERGY STAR Connected Thermostat_A_Achievable Technical Potential | F8 | Industrial | Petroleum | Existing | Space Heating | Natural Gas | ENERGY STAR Connected Thermostat | A | Incremental Summer Peak Savings (MW) | Achievable Technical Potential | 0 | 0 | 0 | 0 | 0 | 0 | 0 | 0 | 0 | 0 | 0 | 0 | 0 | 0 | 0 | 0 | 0 | 0 | 0 | 0 | 0 | 0
F9_Industrial_Petroleum_Existing_Space Heating_Natural Gas_ENERGY STAR Connected Thermostat_A_Achievable Technical Potential | F9 | Industrial | Petroleum | Existing | Space Heating | Natural Gas | ENERGY STAR Connected Thermostat | A | Incremental Winter Peak Savings (MW) | Achievable Technical Potential | 0 | 0 | 0 | 0 | 0 | 0 | 0 | 0 | 0 | 0 | 0 | 0 | 0 | 0 | 0 | 0 | 0 | 0 | 0 | 0 | 0 | 0
F10_Industrial_Petroleum_Existing_Space Heating_Natural Gas_ENERGY STAR Connected Thermostat_A_Achievable Technical Potential | F10 | Industrial | Petroleum | Existing | Space Heating | Natural Gas | ENERGY STAR Connected Thermostat | A | Cumulative Energy Savings (MWh or mTherms) | Achievable Technical Potential | 0 | 0 | 0.0034617 | 0.0068301 | 0.010107 | 0.013296 | 0.016398 | 0.019419 | 0.02236 | 0.025226 | 0.028021 | 0.030749 | 0.033413 | 0.036016 | 0.038561 | 0.04105 | 0.043486 | 0.04587 | 0.048205 | 0.050494 | 0.052736 | 0.054935
F11_Industrial_Petroleum_Existing_Space Heating_Natural Gas_ENERGY STAR Connected Thermostat_A_Achievable Technical Potential | F11 | Industrial | Petroleum | Existing | Space Heating | Natural Gas | ENERGY STAR Connected Thermostat | A | Cumulative Summer Peak Savings (MW) | Achievable Technical Potential | 0 | 0 | 0 | 0 | 0 | 0 | 0 | 0 | 0 | 0 | 0 | 0 | 0 | 0 | 0 | 0 | 0 | 0 | 0 | 0 | 0 | 0
F12_Industrial_Petroleum_Existing_Space Heating_Natural Gas_ENERGY STAR Connected Thermostat_A_Achievable Technical Potential | F12 | Industrial | Petroleum | Existing | Space Heating | Natural Gas | ENERGY STAR Connected Thermostat | A | Cumulative Winter Peak Savings (MW) | Achievable Technical Potential | 0 | 0 | 0 | 0 | 0 | 0 | 0 | 0 | 0 | 0 | 0 | 0 | 0 | 0 | 0 | 0 | 0 | 0 | 0 | 0 | 0 | 0
F13_Industrial_Petroleum_Existing_Space Heating_Natural Gas_ENERGY STAR Connected Thermostat_A_Achievable Technical Potential | F13 | Industrial | Petroleum | Existing | Space Heating | Natural Gas | ENERGY STAR Connected Thermostat | A | Purchases (Incremental) | Achievable Technical Potential | 0 | 0 | 222.6602 | 218.8212 | 215.0485 | 211.3407 | 207.6969 | 204.1159 | 200.5967 | 197.1381 | 193.7392 | 190.3989 | 187.1161 | 183.89 | 180.7195 | 177.6036 | 174.5415 | 171.5322 | 168.5747 | 165.6682 | 162.8119 | 160.0048
F14_Industrial_Petroleum_Existing_Space Heating_Natural Gas_ENERGY STAR Connected Thermostat_A_Achievable Technical Potential | F14 | Industrial | Petroleum | Existing | Space Heating | Natural Gas | ENERGY STAR Connected Thermostat | A | Purchases (Cumulative) | Achievable Technical Potential | 0 | 0 | 222.6602 | 441.4814 | 656.5299 | 867.8706 | 1075.5676 | 1279.6835 | 1480.2802 | 1677.4183 | 1871.1575 | 2061.5564 | 2248.6725 | 2432.5625 | 2613.282 | 2790.8856 | 2965.4271 | 3136.9593 | 3305.534 | 3471.2022 | 3634.0141 | 3794.0189
F1_Industrial_Petroleum_Existing_Space Heating_Natural Gas_Destratification Fans (HVLS)_A_Achievable Technical Potential | F1 | Industrial | Petroleum | Existing | Space Heating | Natural Gas | Destratification Fans (HVLS) | A | Original Unit Energy Savings (kWh or therms) | Achievable Technical Potential | 0 | 0 | 0.015547 | 0.015471 | 0.015395 | 0.01532 | 0.015246 | 0.015174 | 0.015105 | 0.015038 | 0.014975 | 0.014915 | 0.014859 | 0.014806 | 0.014756 | 0.014709 | 0.014664 | 0.014622 | 0.014583 | 0.014546 | 0.014512 | 0.014479
F2_Industrial_Petroleum_Existing_Space Heating_Natural Gas_Destratification Fans (HVLS)_A_Achievable Technical Potential | F2 | Industrial | Petroleum | Existing | Space Heating | Natural Gas | Destratification Fans (HVLS) | A | Original Unit Summer Peak Savings (kW) | Achievable Technical Potential | 0 | 0 | 0 | 0 | 0 | 0 | 0 | 0 | 0 | 0 | 0 | 0 | 0 | 0 | 0 | 0 | 0 | 0 | 0 | 0 | 0 | 0
F3_Industrial_Petroleum_Existing_Space Heating_Natural Gas_Destratification Fans (HVLS)_A_Achievable Technical Potential | F3 | Industrial | Petroleum | Existing | Space Heating | Natural Gas | Destratification Fans (HVLS) | A | Original Unit Winter Peak Savings (kW) | Achievable Technical Potential | 0 | 0 | 0 | 0 | 0 | 0 | 0 | 0 | 0 | 0 | 0 | 0 | 0 | 0 | 0 | 0 | 0 | 0 | 0 | 0 | 0 | 0
F4_Industrial_Petroleum_Existing_Space Heating_Natural Gas_Destratification Fans (HVLS)_A_Achievable Technical Potential | F4 | Industrial | Petroleum | Existing | Space Heating | Natural Gas | Destratification Fans (HVLS) | A | Standalone Impact on Baseline Energy (%) | Achievable Technical Potential | 0% | 0% | 0.06375% | 0.1286% | 0.1946% | 0.2618% | 0.3301% | 0.3997% | 0.4704% | 0.5424% | 0.6157% | 0.6903% | 0.7661% | 0.8433% | 0.9219% | 1.002% | 1.083% | 1.166% | 1.25% | 1.336% | 1.423% | 1.512%
F5_Industrial_Petroleum_Existing_Space Heating_Natural Gas_Destratification Fans (HVLS)_A_Achievable Technical Potential | F5 | Industrial | Petroleum | Existing | Space Heating | Natural Gas | Destratification Fans (HVLS) | A | Standalone Impact on Baseline Summer Peak (%) | Achievable Technical Potential | bar: 2019 to 2040
F6_Industrial_Petroleum_Existing_Space Heating_Natural Gas_Destratification Fans (HVLS)_A_Achievable Technical Potential | F6 | Industrial | Petroleum | Existing | Space Heating | Natural Gas | Destratification Fans (HVLS) | A | Standalone Impact on Baseline Winter Peak (%) | Achievable Technical Potential | bar: 2019 to 2040
F7_Industrial_Petroleum_Existing_Space Heating_Natural Gas_Destratification Fans (HVLS)_A_Achievable Technical Potential | F7 | Industrial | Petroleum | Existing | Space Heating | Natural Gas | Destratification Fans (HVLS) | A | Incremental Energy Savings (MWh or mTherms) | Achievable Technical Potential | 0 | 0 | 0.0034617 | 0.0033853 | 0.0033107 | 0.0032377 | 0.0031666 | 0.0030974 | 0.00303 | 0.0029647 | 0.0029013 | 0.0028399 | 0.0027803 | 0.0027226 | 0.0026666 | 0.0026123 | 0.0025595 | 0.0025082 | 0.0024584 | 0.0024099 | 0.0023627 | 0.0023168
F8_Industrial_Petroleum_Existing_Space Heating_Natural Gas_Destratification Fans (HVLS)_A_Achievable Technical Potential | F8 | Industrial | Petroleum | Existing | Space Heating | Natural Gas | Destratification Fans (HVLS) | A | Incremental Summer Peak Savings (MW) | Achievable Technical Potential | 0 | 0 | 0 | 0 | 0 | 0 | 0 | 0 | 0 | 0 | 0 | 0 | 0 | 0 | 0 | 0 | 0 | 0 | 0 | 0 | 0 | 0
F9_Industrial_Petroleum_Existing_Space Heating_Natural Gas_Destratification Fans (HVLS)_A_Achievable Technical Potential | F9 | Industrial | Petroleum | Existing | Space Heating | Natural Gas | Destratification Fans (HVLS) | A | Incremental Winter Peak Savings (MW) | Achievable Technical Potential | 0 | 0 | 0 | 0 | 0 | 0 | 0 | 0 | 0 | 0 | 0 | 0 | 0 | 0 | 0 | 0 | 0 | 0 | 0 | 0 | 0 | 0
F10_Industrial_Petroleum_Existing_Space Heating_Natural Gas_Destratification Fans (HVLS)_A_Achievable Technical Potential | F10 | Industrial | Petroleum | Existing | Space Heating | Natural Gas | Destratification Fans (HVLS) | A | Cumulative Energy Savings (MWh or mTherms) | Achievable Technical Potential | 0 | 0 | 0.0034617 | 0.0068301 | 0.010107 | 0.013296 | 0.016398 | 0.019419 | 0.02236 | 0.025226 | 0.028021 | 0.030749 | 0.033413 | 0.036016 | 0.038561 | 0.04105 | 0.043486 | 0.04587 | 0.048205 | 0.050494 | 0.052736 | 0.054935
F11_Industrial_Petroleum_Existing_Space Heating_Natural Gas_Destratification Fans (HVLS)_A_Achievable Technical Potential | F11 | Industrial | Petroleum | Existing | Space Heating | Natural Gas | Destratification Fans (HVLS) | A | Cumulative Summer Peak Savings (MW) | Achievable Technical Potential | 0 | 0 | 0 | 0 | 0 | 0 | 0 | 0 | 0 | 0 | 0 | 0 | 0 | 0 | 0 | 0 | 0 | 0 | 0 | 0 | 0 | 0
F12_Industrial_Petroleum_Existing_Space Heating_Natural Gas_Destratification Fans (HVLS)_A_Achievable Technical Potential | F12 | Industrial | Petroleum | Existing | Space Heating | Natural Gas | Destratification Fans (HVLS) | A | Cumulative Winter Peak Savings (MW) | Achievable Technical Potential | 0 | 0 | 0 | 0 | 0 | 0 | 0 | 0 | 0 | 0 | 0 | 0 | 0 | 0 | 0 | 0 | 0 | 0 | 0 | 0 | 0 | 0
F13_Industrial_Petroleum_Existing_Space Heating_Natural Gas_Destratification Fans (HVLS)_A_Achievable Technical Potential | F13 | Industrial | Petroleum | Existing | Space Heating | Natural Gas | Destratification Fans (HVLS) | A | Purchases (Incremental) | Achievable Technical Potential | 0 | 0 | 222.6602 | 218.8212 | 215.0485 | 211.3407 | 207.6969 | 204.1159 | 200.5967 | 197.1381 | 193.7392 | 190.3989 | 187.1161 | 183.89 | 180.7195 | 177.6036 | 174.5415 | 171.5322 | 168.5747 | 165.6682 | 162.8119 | 160.0048
F14_Industrial_Petroleum_Existing_Space Heating_Natural Gas_Destratification Fans (HVLS)_A_Achievable Technical Potential | F14 | Industrial | Petroleum | Existing | Space Heating | Natural Gas | Destratification Fans (HVLS) | A | Purchases (Cumulative) | Achievable Technical Potential | 0 | 0 | 222.6602 | 441.4814 | 656.5299 | 867.8706 | 1075.5676 | 1279.6835 | 1480.2802 | 1677.4183 | 1871.1575 | 2061.5564 | 2248.6725 | 2432.5625 | 2613.282 | 2790.8856 | 2965.4271 | 3136.9593 | 3305.534 | 3471.2022 | 3634.0141 | 3794.0189
F1_Industrial_Petroleum_Existing_Space Heating_Natural Gas_Gas Boiler - Insulate Steam Lines/Condensate Tank_A_Achievable Technical Potential | F1 | Industrial | Petroleum | Existing | Space Heating | Natural Gas | Gas Boiler - Insulate Steam Lines/Condensate Tank | A | Original Unit Energy Savings (kWh or therms) | Achievable Technical Potential | 0 | 0 | 1154.2339 | 1151.3365 | 1148.4988 | 1145.7275 | 1143.0284 | 1140.407 | 1137.8682 | 1135.4165 | 1133.0559 | 1130.7901 | 1128.6224 | 1126.556 | 1124.5936 | 1122.7378 | 1120.9907 | 1119.3546 | 1117.8313 | 1116.4225 | 1115.1298 | 1113.9546
F2_Industrial_Petroleum_Existing_Space Heating_Natural Gas_Gas Boiler - Insulate Steam Lines/Condensate Tank_A_Achievable Technical Potential | F2 | Industrial | Petroleum | Existing | Space Heating | Natural Gas | Gas Boiler - Insulate Steam Lines/Condensate Tank | A | Original Unit Summer Peak Savings (kW) | Achievable Technical Potential | 0 | 0 | 0 | 0 | 0 | 0 | 0 | 0 | 0 | 0 | 0 | 0 | 0 | 0 | 0 | 0 | 0 | 0 | 0 | 0 | 0 | 0
F3_Industrial_Petroleum_Existing_Space Heating_Natural Gas_Gas Boiler - Insulate Steam Lines/Condensate Tank_A_Achievable Technical Potential | F3 | Industrial | Petroleum | Existing | Space Heating | Natural Gas | Gas Boiler - Insulate Steam Lines/Condensate Tank | A | Original Unit Winter Peak Savings (kW) | Achievable Technical Potential | 0 | 0 | 0 | 0 | 0 | 0 | 0 | 0 | 0 | 0 | 0 | 0 | 0 | 0 | 0 | 0 | 0 | 0 | 0 | 0 | 0 | 0
F4_Industrial_Petroleum_Existing_Space Heating_Natural Gas_Gas Boiler - Insulate Steam Lines/Condensate Tank_A_Achievable Technical Potential | F4 | Industrial | Petroleum | Existing | Space Heating | Natural Gas | Gas Boiler - Insulate Steam Lines/Condensate Tank | A | Standalone Impact on Baseline Energy (%) | Achievable Technical Potential | 0% | 0% | 0.01057% | 0.02137% | 0.03241% | 0.04371% | 0.05526% | 0.06706% | 0.07912% | 0.09143% | 0.104% | 0.1168% | 0.1299% | 0.1433% | 0.1569% | 0.1707% | 0.1848% | 0.1992% | 0.2139% | 0.2289% | 0.2441% | 0.2596%
F5_Industrial_Petroleum_Existing_Space Heating_Natural Gas_Gas Boiler - Insulate Steam Lines/Condensate Tank_A_Achievable Technical Potential | F5 | Industrial | Petroleum | Existing | Space Heating | Natural Gas | Gas Boiler - Insulate Steam Lines/Condensate Tank | A | Standalone Impact on Baseline Summer Peak (%) | Achievable Technical Potential | bar: 2019 to 2040
F6_Industrial_Petroleum_Existing_Space Heating_Natural Gas_Gas Boiler - Insulate Steam Lines/Condensate Tank_A_Achievable Technical Potential | F6 | Industrial | Petroleum | Existing | Space Heating | Natural Gas | Gas Boiler - Insulate Steam Lines/Condensate Tank | A | Standalone Impact on Baseline Winter Peak (%) | Achievable Technical Potential | bar: 2019 to 2040
F7_Industrial_Petroleum_Existing_Space Heating_Natural Gas_Gas Boiler - Insulate Steam Lines/Condensate Tank_A_Achievable Technical Potential | F7 | Industrial | Petroleum | Existing | Space Heating | Natural Gas | Gas Boiler - Insulate Steam Lines/Condensate Tank | A | Incremental Energy Savings (MWh or mTherms) | Achievable Technical Potential | 0 | 0 | 0.00057376 | 0.00056245 | 0.00055139 | 0.00054058 | 0.00053 | 0.00051967 | 0.00050957 | 0.00049971 | 0.00049007 | 0.00048066 | 0.00047147 | 0.00046249 | 0.00045372 | 0.00044517 | 0.00043681 | 0.00042865 | 0.00042069 | 0.00041291 | 0.00040533 | 0.00039792
F8_Industrial_Petroleum_Existing_Space Heating_Natural Gas_Gas Boiler - Insulate Steam Lines/Condensate Tank_A_Achievable Technical Potential | F8 | Industrial | Petroleum | Existing | Space Heating | Natural Gas | Gas Boiler - Insulate Steam Lines/Condensate Tank | A | Incremental Summer Peak Savings (MW) | Achievable Technical Potential | 0 | 0 | 0 | 0 | 0 | 0 | 0 | 0 | 0 | 0 | 0 | 0 | 0 | 0 | 0 | 0 | 0 | 0 | 0 | 0 | 0 | 0
F9_Industrial_Petroleum_Existing_Space Heating_Natural Gas_Gas Boiler - Insulate Steam Lines/Condensate Tank_A_Achievable Technical Potential | F9 | Industrial | Petroleum | Existing | Space Heating | Natural Gas | Gas Boiler - Insulate Steam Lines/Condensate Tank | A | Incremental Winter Peak Savings (MW) | Achievable Technical Potential | 0 | 0 | 0 | 0 | 0 | 0 | 0 | 0 | 0 | 0 | 0 | 0 | 0 | 0 | 0 | 0 | 0 | 0 | 0 | 0 | 0 | 0
F10_Industrial_Petroleum_Existing_Space Heating_Natural Gas_Gas Boiler - Insulate Steam Lines/Condensate Tank_A_Achievable Technical Potential | F10 | Industrial | Petroleum | Existing | Space Heating | Natural Gas | Gas Boiler - Insulate Steam Lines/Condensate Tank | A | Cumulative Energy Savings (MWh or mTherms) | Achievable Technical Potential | 0 | 0 | 0.00057376 | 0.0011348 | 0.0016834 | 0.0022199 | 0.0027446 | 0.003258 | 0.0037603 | 0.004252 | 0.0047332 | 0.0052044 | 0.0056659 | 0.006118 | 0.0065611 | 0.0069954 | 0.0074213 | 0.0078391 | 0.0082492 | 0.0086517 | 0.009047 | 0.0094354
F11_Industrial_Petroleum_Existing_Space Heating_Natural Gas_Gas Boiler - Insulate Steam Lines/Condensate Tank_A_Achievable Technical Potential | F11 | Industrial | Petroleum | Existing | Space Heating | Natural Gas | Gas Boiler - Insulate Steam Lines/Condensate Tank | A | Cumulative Summer Peak Savings (MW) | Achievable Technical Potential | 0 | 0 | 0 | 0 | 0 | 0 | 0 | 0 | 0 | 0 | 0 | 0 | 0 | 0 | 0 | 0 | 0 | 0 | 0 | 0 | 0 | 0
F12_Industrial_Petroleum_Existing_Space Heating_Natural Gas_Gas Boiler - Insulate Steam Lines/Condensate Tank_A_Achievable Technical Potential | F12 | Industrial | Petroleum | Existing | Space Heating | Natural Gas | Gas Boiler - Insulate Steam Lines/Condensate Tank | A | Cumulative Winter Peak Savings (MW) | Achievable Technical Potential | 0 | 0 | 0 | 0 | 0 | 0 | 0 | 0 | 0 | 0 | 0 | 0 | 0 | 0 | 0 | 0 | 0 | 0 | 0 | 0 | 0 | 0
F13_Industrial_Petroleum_Existing_Space Heating_Natural Gas_Gas Boiler - Insulate Steam Lines/Condensate Tank_A_Achievable Technical Potential | F13 | Industrial | Petroleum | Existing | Space Heating | Natural Gas | Gas Boiler - Insulate Steam Lines/Condensate Tank | A | Purchases (Incremental) | Achievable Technical Potential | 0 | 0 | 0.00049709 | 0.00048852 | 0.0004801 | 0.00047182 | 0.00046368 | 0.00045569 | 0.00044783 | 0.00044011 | 0.00043252 | 0.00042507 | 0.00041774 | 0.00041053 | 0.00040346 | 0.0003965 | 0.00038966 | 0.00038295 | 0.00037634 | 0.00036985 | 0.00036348 | 0.00035721
F14_Industrial_Petroleum_Existing_Space Heating_Natural Gas_Gas Boiler - Insulate Steam Lines/Condensate Tank_A_Achievable Technical Potential | F14 | Industrial | Petroleum | Existing | Space Heating | Natural Gas | Gas Boiler - Insulate Steam Lines/Condensate Tank | A | Purchases (Cumulative) | Achievable Technical Potential | 0 | 0 | 0.00049709 | 0.00098561 | 0.0014657 | 0.0019375 | 0.0024012 | 0.0028569 | 0.0033047 | 0.0037448 | 0.0041774 | 0.0046024 | 0.0050202 | 0.0054307 | 0.0058342 | 0.0062307 | 0.0066203 | 0.0070033 | 0.0073796 | 0.0077495 | 0.0081129 | 0.0084702
F1_Industrial_Petroleum_Existing_Process_Natural Gas_Gas Boiler - Insulate Steam Lines/Condensate Tank_A_Achievable Technical Potential | F1 | Industrial | Petroleum | Existing | Process | Natural Gas | Gas Boiler - Insulate Steam Lines/Condensate Tank | A | Original Unit Energy Savings (kWh or therms) | Achievable Technical Potential | 0 | 0 | 5813.0737 | 5813.0737 | 5813.0737 | 5813.0737 | 5813.0737 | 5813.0737 | 5813.0737 | 5813.0737 | 5813.0737 | 5813.0737 | 5813.0737 | 5813.0737 | 5813.0737 | 5813.0737 | 5813.0737 | 5813.0737 | 5813.0737 | 5813.0737 | 5813.0737 | 5813.0737
F2_Industrial_Petroleum_Existing_Process_Natural Gas_Gas Boiler - Insulate Steam Lines/Condensate Tank_A_Achievable Technical Potential | F2 | Industrial | Petroleum | Existing | Process | Natural Gas | Gas Boiler - Insulate Steam Lines/Condensate Tank | A | Original Unit Summer Peak Savings (kW) | Achievable Technical Potential | 0 | 0 | 0 | 0 | 0 | 0 | 0 | 0 | 0 | 0 | 0 | 0 | 0 | 0 | 0 | 0 | 0 | 0 | 0 | 0 | 0 | 0
F3_Industrial_Petroleum_Existing_Process_Natural Gas_Gas Boiler - Insulate Steam Lines/Condensate Tank_A_Achievable Technical Potential | F3 | Industrial | Petroleum | Existing | Process | Natural Gas | Gas Boiler - Insulate Steam Lines/Condensate Tank | A | Original Unit Winter Peak Savings (kW) | Achievable Technical Potential | 0 | 0 | 0 | 0 | 0 | 0 | 0 | 0 | 0 | 0 | 0 | 0 | 0 | 0 | 0 | 0 | 0 | 0 | 0 | 0 | 0 | 0
F4_Industrial_Petroleum_Existing_Process_Natural Gas_Gas Boiler - Insulate Steam Lines/Condensate Tank_A_Achievable Technical Potential | F4 | Industrial | Petroleum | Existing | Process | Natural Gas | Gas Boiler - Insulate Steam Lines/Condensate Tank | A | Standalone Impact on Baseline Energy (%) | Achievable Technical Potential | 0% | 0% | 0.01727% | 0.03484% | 0.05272% | 0.07091% | 0.08942% | 0.1083% | 0.1274% | 0.1469% | 0.1668% | 0.187% | 0.2075% | 0.2284% | 0.2497% | 0.2713% | 0.2934% | 0.3158% | 0.3386% | 0.3618% | 0.3854% | 0.4094%
F5_Industrial_Petroleum_Existing_Process_Natural Gas_Gas Boiler - Insulate Steam Lines/Condensate Tank_A_Achievable Technical Potential | F5 | Industrial | Petroleum | Existing | Process | Natural Gas | Gas Boiler - Insulate Steam Lines/Condensate Tank | A | Standalone Impact on Baseline Summer Peak (%) | Achievable Technical Potential | bar: 2019 to 2040
F6_Industrial_Petroleum_Existing_Process_Natural Gas_Gas Boiler - Insulate Steam Lines/Condensate Tank_A_Achievable Technical Potential | F6 | Industrial | Petroleum | Existing | Process | Natural Gas | Gas Boiler - Insulate Steam Lines/Condensate Tank | A | Standalone Impact on Baseline Winter Peak (%) | Achievable Technical Potential | bar: 2019 to 2040
F7_Industrial_Petroleum_Existing_Process_Natural Gas_Gas Boiler - Insulate Steam Lines/Condensate Tank_A_Achievable Technical Potential | F7 | Industrial | Petroleum | Existing | Process | Natural Gas | Gas Boiler - Insulate Steam Lines/Condensate Tank | A | Incremental Energy Savings (MWh or mTherms) | Achievable Technical Potential | 0 | 0 | 0.22947 | 0.22552 | 0.22163 | 0.21781 | 0.21405 | 0.21036 | 0.20673 | 0.20317 | 0.19967 | 0.19622 | 0.19284 | 0.18952 | 0.18625 | 0.18304 | 0.17988 | 0.17678 | 0.17373 | 0.17074 | 0.16779 | 0.1649
F8_Industrial_Petroleum_Existing_Process_Natural Gas_Gas Boiler - Insulate Steam Lines/Condensate Tank_A_Achievable Technical Potential | F8 | Industrial | Petroleum | Existing | Process | Natural Gas | Gas Boiler - Insulate Steam Lines/Condensate Tank | A | Incremental Summer Peak Savings (MW) | Achievable Technical Potential | 0 | 0 | 0 | 0 | 0 | 0 | 0 | 0 | 0 | 0 | 0 | 0 | 0 | 0 | 0 | 0 | 0 | 0 | 0 | 0 | 0 | 0
F9_Industrial_Petroleum_Existing_Process_Natural Gas_Gas Boiler - Insulate Steam Lines/Condensate Tank_A_Achievable Technical Potential | F9 | Industrial | Petroleum | Existing | Process | Natural Gas | Gas Boiler - Insulate Steam Lines/Condensate Tank | A | Incremental Winter Peak Savings (MW) | Achievable Technical Potential | 0 | 0 | 0 | 0 | 0 | 0 | 0 | 0 | 0 | 0 | 0 | 0 | 0 | 0 | 0 | 0 | 0 | 0 | 0 | 0 | 0 | 0
F10_Industrial_Petroleum_Existing_Process_Natural Gas_Gas Boiler - Insulate Steam Lines/Condensate Tank_A_Achievable Technical Potential | F10 | Industrial | Petroleum | Existing | Process | Natural Gas | Gas Boiler - Insulate Steam Lines/Condensate Tank | A | Cumulative Energy Savings (MWh or mTherms) | Achievable Technical Potential | 0 | 0 | 0.22947 | 0.45499 | 0.67662 | 0.89443 | 1.1085 | 1.3188 | 1.5256 | 1.7287 | 1.9284 | 2.1246 | 2.3175 | 2.507 | 2.6932 | 2.8763 | 3.0562 | 3.2329 | 3.4067 | 3.5774 | 3.7452 | 3.9101
F11_Industrial_Petroleum_Existing_Process_Natural Gas_Gas Boiler - Insulate Steam Lines/Condensate Tank_A_Achievable Technical Potential | F11 | Industrial | Petroleum | Existing | Process | Natural Gas | Gas Boiler - Insulate Steam Lines/Condensate Tank | A | Cumulative Summer Peak Savings (MW) | Achievable Technical Potential | 0 | 0 | 0 | 0 | 0 | 0 | 0 | 0 | 0 | 0 | 0 | 0 | 0 | 0 | 0 | 0 | 0 | 0 | 0 | 0 | 0 | 0
F12_Industrial_Petroleum_Existing_Process_Natural Gas_Gas Boiler - Insulate Steam Lines/Condensate Tank_A_Achievable Technical Potential | F12 | Industrial | Petroleum | Existing | Process | Natural Gas | Gas Boiler - Insulate Steam Lines/Condensate Tank | A | Cumulative Winter Peak Savings (MW) | Achievable Technical Potential | 0 | 0 | 0 | 0 | 0 | 0 | 0 | 0 | 0 | 0 | 0 | 0 | 0 | 0 | 0 | 0 | 0 | 0 | 0 | 0 | 0 | 0
F13_Industrial_Petroleum_Existing_Process_Natural Gas_Gas Boiler - Insulate Steam Lines/Condensate Tank_A_Achievable Technical Potential | F13 | Industrial | Petroleum | Existing | Process | Natural Gas | Gas Boiler - Insulate Steam Lines/Condensate Tank | A | Purchases (Incremental) | Achievable Technical Potential | 0 | 0 | 0.039475 | 0.038795 | 0.038126 | 0.037469 | 0.036823 | 0.036188 | 0.035564 | 0.034951 | 0.034348 | 0.033756 | 0.033174 | 0.032602 | 0.03204 | 0.031487 | 0.030944 | 0.030411 | 0.029887 | 0.029371 | 0.028865 | 0.028367
F14_Industrial_Petroleum_Existing_Process_Natural Gas_Gas Boiler - Insulate Steam Lines/Condensate Tank_A_Achievable Technical Potential | F14 | Industrial | Petroleum | Existing | Process | Natural Gas | Gas Boiler - Insulate Steam Lines/Condensate Tank | A | Purchases (Cumulative) | Achievable Technical Potential | 0 | 0 | 0.039475 | 0.07827 | 0.1164 | 0.15386 | 0.19069 | 0.22687 | 0.26244 | 0.29739 | 0.33174 | 0.36549 | 0.39867 | 0.43127 | 0.46331 | 0.4948 | 0.52574 | 0.55615 | 0.58604 | 0.61541 | 0.64427 | 0.67264
F1_Industrial_Petroleum_Existing_Space Heating_Natural Gas_Gas Boiler - Insulate Hot Water Lines_A_Achievable Technical Potential | F1 | Industrial | Petroleum | Existing | Space Heating | Natural Gas | Gas Boiler - Insulate Hot Water Lines | A | Original Unit Energy Savings (kWh or therms) | Achievable Technical Potential | 0 | 0 | 1304.6473 | 1301.3723 | 1298.1649 | 1295.0324 | 1291.9816 | 1289.0186 | 1286.149 | 1283.3777 | 1280.7095 | 1278.1484 | 1275.6983 | 1273.3626 | 1271.1445 | 1269.0468 | 1267.0721 | 1265.2227 | 1263.5009 | 1261.9085 | 1260.4473 | 1259.119
F2_Industrial_Petroleum_Existing_Space Heating_Natural Gas_Gas Boiler - Insulate Hot Water Lines_A_Achievable Technical Potential | F2 | Industrial | Petroleum | Existing | Space Heating | Natural Gas | Gas Boiler - Insulate Hot Water Lines | A | Original Unit Summer Peak Savings (kW) | Achievable Technical Potential | 0 | 0 | 0 | 0 | 0 | 0 | 0 | 0 | 0 | 0 | 0 | 0 | 0 | 0 | 0 | 0 | 0 | 0 | 0 | 0 | 0 | 0
F3_Industrial_Petroleum_Existing_Space Heating_Natural Gas_Gas Boiler - Insulate Hot Water Lines_A_Achievable Technical Potential | F3 | Industrial | Petroleum | Existing | Space Heating | Natural Gas | Gas Boiler - Insulate Hot Water Lines | A | Original Unit Winter Peak Savings (kW) | Achievable Technical Potential | 0 | 0 | 0 | 0 | 0 | 0 | 0 | 0 | 0 | 0 | 0 | 0 | 0 | 0 | 0 | 0 | 0 | 0 | 0 | 0 | 0 | 0
F4_Industrial_Petroleum_Existing_Space Heating_Natural Gas_Gas Boiler - Insulate Hot Water Lines_A_Achievable Technical Potential | F4 | Industrial | Petroleum | Existing | Space Heating | Natural Gas | Gas Boiler - Insulate Hot Water Lines | A | Standalone Impact on Baseline Energy (%) | Achievable Technical Potential | 0% | 0% | 0.02389% | 0.04831% | 0.07328% | 0.09881% | 0.1249% | 0.1516% | 0.1789% | 0.2067% | 0.2351% | 0.2641% | 0.2937% | 0.3238% | 0.3546% | 0.3859% | 0.4179% | 0.4504% | 0.4836% | 0.5174% | 0.5518% | 0.5869%
F5_Industrial_Petroleum_Existing_Space Heating_Natural Gas_Gas Boiler - Insulate Hot Water Lines_A_Achievable Technical Potential | F5 | Industrial | Petroleum | Existing | Space Heating | Natural Gas | Gas Boiler - Insulate Hot Water Lines | A | Standalone Impact on Baseline Summer Peak (%) | Achievable Technical Potential | bar: 2019 to 2040
F6_Industrial_Petroleum_Existing_Space Heating_Natural Gas_Gas Boiler - Insulate Hot Water Lines_A_Achievable Technical Potential | F6 | Industrial | Petroleum | Existing | Space Heating | Natural Gas | Gas Boiler - Insulate Hot Water Lines | A | Standalone Impact on Baseline Winter Peak (%) | Achievable Technical Potential | bar: 2019 to 2040
F7_Industrial_Petroleum_Existing_Space Heating_Natural Gas_Gas Boiler - Insulate Hot Water Lines_A_Achievable Technical Potential | F7 | Industrial | Petroleum | Existing | Space Heating | Natural Gas | Gas Boiler - Insulate Hot Water Lines | A | Incremental Energy Savings (MWh or mTherms) | Achievable Technical Potential | 0 | 0 | 0.0012971 | 0.0012715 | 0.0012465 | 0.001222 | 0.0011981 | 0.0011748 | 0.001152 | 0.0011297 | 0.0011079 | 0.0010866 | 0.0010658 | 0.0010455 | 0.0010257 | 0.0010064 | 0.00098747 | 0.00096902 | 0.00095102 | 0.00093345 | 0.00091629 | 0.00089954
F8_Industrial_Petroleum_Existing_Space Heating_Natural Gas_Gas Boiler - Insulate Hot Water Lines_A_Achievable Technical Potential | F8 | Industrial | Petroleum | Existing | Space Heating | Natural Gas | Gas Boiler - Insulate Hot Water Lines | A | Incremental Summer Peak Savings (MW) | Achievable Technical Potential | 0 | 0 | 0 | 0 | 0 | 0 | 0 | 0 | 0 | 0 | 0 | 0 | 0 | 0 | 0 | 0 | 0 | 0 | 0 | 0 | 0 | 0
F9_Industrial_Petroleum_Existing_Space Heating_Natural Gas_Gas Boiler - Insulate Hot Water Lines_A_Achievable Technical Potential | F9 | Industrial | Petroleum | Existing | Space Heating | Natural Gas | Gas Boiler - Insulate Hot Water Lines | A | Incremental Winter Peak Savings (MW) | Achievable Technical Potential | 0 | 0 | 0 | 0 | 0 | 0 | 0 | 0 | 0 | 0 | 0 | 0 | 0 | 0 | 0 | 0 | 0 | 0 | 0 | 0 | 0 | 0
F10_Industrial_Petroleum_Existing_Space Heating_Natural Gas_Gas Boiler - Insulate Hot Water Lines_A_Achievable Technical Potential | F10 | Industrial | Petroleum | Existing | Space Heating | Natural Gas | Gas Boiler - Insulate Hot Water Lines | A | Cumulative Energy Savings (MWh or mTherms) | Achievable Technical Potential | 0 | 0 | 0.0012971 | 0.0025653 | 0.0038055 | 0.0050183 | 0.0062046 | 0.0073652 | 0.0085007 | 0.0096121 | 0.0107 | 0.011765 | 0.012808 | 0.013831 | 0.014832 | 0.015814 | 0.016777 | 0.017721 | 0.018648 | 0.019558 | 0.020452 | 0.02133
F11_Industrial_Petroleum_Existing_Space Heating_Natural Gas_Gas Boiler - Insulate Hot Water Lines_A_Achievable Technical Potential | F11 | Industrial | Petroleum | Existing | Space Heating | Natural Gas | Gas Boiler - Insulate Hot Water Lines | A | Cumulative Summer Peak Savings (MW) | Achievable Technical Potential | 0 | 0 | 0 | 0 | 0 | 0 | 0 | 0 | 0 | 0 | 0 | 0 | 0 | 0 | 0 | 0 | 0 | 0 | 0 | 0 | 0 | 0
F12_Industrial_Petroleum_Existing_Space Heating_Natural Gas_Gas Boiler - Insulate Hot Water Lines_A_Achievable Technical Potential | F12 | Industrial | Petroleum | Existing | Space Heating | Natural Gas | Gas Boiler - Insulate Hot Water Lines | A | Cumulative Winter Peak Savings (MW) | Achievable Technical Potential | 0 | 0 | 0 | 0 | 0 | 0 | 0 | 0 | 0 | 0 | 0 | 0 | 0 | 0 | 0 | 0 | 0 | 0 | 0 | 0 | 0 | 0
F13_Industrial_Petroleum_Existing_Space Heating_Natural Gas_Gas Boiler - Insulate Hot Water Lines_A_Achievable Technical Potential | F13 | Industrial | Petroleum | Existing | Space Heating | Natural Gas | Gas Boiler - Insulate Hot Water Lines | A | Purchases (Incremental) | Achievable Technical Potential | 0 | 0 | 0.00099418 | 0.00097704 | 0.00096019 | 0.00094364 | 0.00092737 | 0.00091138 | 0.00089567 | 0.00088022 | 0.00086505 | 0.00085013 | 0.00083547 | 0.00082107 | 0.00080691 | 0.000793 | 0.00077933 | 0.00076589 | 0.00075269 | 0.00073971 | 0.00072696 | 0.00071442
F14_Industrial_Petroleum_Existing_Space Heating_Natural Gas_Gas Boiler - Insulate Hot Water Lines_A_Achievable Technical Potential | F14 | Industrial | Petroleum | Existing | Space Heating | Natural Gas | Gas Boiler - Insulate Hot Water Lines | A | Purchases (Cumulative) | Achievable Technical Potential | 0 | 0 | 0.00099418 | 0.0019712 | 0.0029314 | 0.003875 | 0.0048024 | 0.0057138 | 0.0066095 | 0.0074897 | 0.0083547 | 0.0092049 | 0.01004 | 0.010861 | 0.011668 | 0.012461 | 0.013241 | 0.014007 | 0.014759 | 0.015499 | 0.016226 | 0.01694
F1_Industrial_Petroleum_Existing_Process_Natural Gas_Gas Boiler - Insulate Hot Water Lines_A_Achievable Technical Potential | F1 | Industrial | Petroleum | Existing | Process | Natural Gas | Gas Boiler - Insulate Hot Water Lines | A | Original Unit Energy Savings (kWh or therms) | Achievable Technical Potential | 0 | 0 | 6570.6015 | 6570.6015 | 6570.6015 | 6570.6015 | 6570.6015 | 6570.6015 | 6570.6015 | 6570.6015 | 6570.6015 | 6570.6015 | 6570.6015 | 6570.6015 | 6570.6015 | 6570.6015 | 6570.6015 | 6570.6015 | 6570.6015 | 6570.6015 | 6570.6015 | 6570.6015
F2_Industrial_Petroleum_Existing_Process_Natural Gas_Gas Boiler - Insulate Hot Water Lines_A_Achievable Technical Potential | F2 | Industrial | Petroleum | Existing | Process | Natural Gas | Gas Boiler - Insulate Hot Water Lines | A | Original Unit Summer Peak Savings (kW) | Achievable Technical Potential | 0 | 0 | 0 | 0 | 0 | 0 | 0 | 0 | 0 | 0 | 0 | 0 | 0 | 0 | 0 | 0 | 0 | 0 | 0 | 0 | 0 | 0
F3_Industrial_Petroleum_Existing_Process_Natural Gas_Gas Boiler - Insulate Hot Water Lines_A_Achievable Technical Potential | F3 | Industrial | Petroleum | Existing | Process | Natural Gas | Gas Boiler - Insulate Hot Water Lines | A | Original Unit Winter Peak Savings (kW) | Achievable Technical Potential | 0 | 0 | 0 | 0 | 0 | 0 | 0 | 0 | 0 | 0 | 0 | 0 | 0 | 0 | 0 | 0 | 0 | 0 | 0 | 0 | 0 | 0
F4_Industrial_Petroleum_Existing_Process_Natural Gas_Gas Boiler - Insulate Hot Water Lines_A_Achievable Technical Potential | F4 | Industrial | Petroleum | Existing | Process | Natural Gas | Gas Boiler - Insulate Hot Water Lines | A | Standalone Impact on Baseline Energy (%) | Achievable Technical Potential | 0% | 0% | 0.03903% | 0.07875% | 0.1192% | 0.1603% | 0.2021% | 0.2447% | 0.2881% | 0.3321% | 0.377% | 0.4227% | 0.4691% | 0.5164% | 0.5645% | 0.6134% | 0.6632% | 0.7139% | 0.7654% | 0.8179% | 0.8713% | 0.9256%
F5_Industrial_Petroleum_Existing_Process_Natural Gas_Gas Boiler - Insulate Hot Water Lines_A_Achievable Technical Potential | F5 | Industrial | Petroleum | Existing | Process | Natural Gas | Gas Boiler - Insulate Hot Water Lines | A | Standalone Impact on Baseline Summer Peak (%) | Achievable Technical Potential | bar: 2019 to 2040
F6_Industrial_Petroleum_Existing_Process_Natural Gas_Gas Boiler - Insulate Hot Water Lines_A_Achievable Technical Potential | F6 | Industrial | Petroleum | Existing | Process | Natural Gas | Gas Boiler - Insulate Hot Water Lines | A | Standalone Impact on Baseline Winter Peak (%) | Achievable Technical Potential | bar: 2019 to 2040
F7_Industrial_Petroleum_Existing_Process_Natural Gas_Gas Boiler - Insulate Hot Water Lines_A_Achievable Technical Potential | F7 | Industrial | Petroleum | Existing | Process | Natural Gas | Gas Boiler - Insulate Hot Water Lines | A | Incremental Energy Savings (MWh or mTherms) | Achievable Technical Potential | 0 | 0 | 0.51875 | 0.50981 | 0.50102 | 0.49238 | 0.48389 | 0.47555 | 0.46735 | 0.45929 | 0.45137 | 0.44359 | 0.43594 | 0.42843 | 0.42104 | 0.41378 | 0.40665 | 0.39964 | 0.39275 | 0.38597 | 0.37932 | 0.37278
F8_Industrial_Petroleum_Existing_Process_Natural Gas_Gas Boiler - Insulate Hot Water Lines_A_Achievable Technical Potential | F8 | Industrial | Petroleum | Existing | Process | Natural Gas | Gas Boiler - Insulate Hot Water Lines | A | Incremental Summer Peak Savings (MW) | Achievable Technical Potential | 0 | 0 | 0 | 0 | 0 | 0 | 0 | 0 | 0 | 0 | 0 | 0 | 0 | 0 | 0 | 0 | 0 | 0 | 0 | 0 | 0 | 0
F9_Industrial_Petroleum_Existing_Process_Natural Gas_Gas Boiler - Insulate Hot Water Lines_A_Achievable Technical Potential | F9 | Industrial | Petroleum | Existing | Process | Natural Gas | Gas Boiler - Insulate Hot Water Lines | A | Incremental Winter Peak Savings (MW) | Achievable Technical Potential | 0 | 0 | 0 | 0 | 0 | 0 | 0 | 0 | 0 | 0 | 0 | 0 | 0 | 0 | 0 | 0 | 0 | 0 | 0 | 0 | 0 | 0
F10_Industrial_Petroleum_Existing_Process_Natural Gas_Gas Boiler - Insulate Hot Water Lines_A_Achievable Technical Potential | F10 | Industrial | Petroleum | Existing | Process | Natural Gas | Gas Boiler - Insulate Hot Water Lines | A | Cumulative Energy Savings (MWh or mTherms) | Achievable Technical Potential | 0 | 0 | 0.51875 | 1.0286 | 1.5296 | 2.022 | 2.5059 | 2.9814 | 3.4488 | 3.908 | 4.3594 | 4.803 | 5.239 | 5.6674 | 6.0884 | 6.5022 | 6.9088 | 7.3085 | 7.7012 | 8.0872 | 8.4665 | 8.8393
F11_Industrial_Petroleum_Existing_Process_Natural Gas_Gas Boiler - Insulate Hot Water Lines_A_Achievable Technical Potential | F11 | Industrial | Petroleum | Existing | Process | Natural Gas | Gas Boiler - Insulate Hot Water Lines | A | Cumulative Summer Peak Savings (MW) | Achievable Technical Potential | 0 | 0 | 0 | 0 | 0 | 0 | 0 | 0 | 0 | 0 | 0 | 0 | 0 | 0 | 0 | 0 | 0 | 0 | 0 | 0 | 0 | 0
F12_Industrial_Petroleum_Existing_Process_Natural Gas_Gas Boiler - Insulate Hot Water Lines_A_Achievable Technical Potential | F12 | Industrial | Petroleum | Existing | Process | Natural Gas | Gas Boiler - Insulate Hot Water Lines | A | Cumulative Winter Peak Savings (MW) | Achievable Technical Potential | 0 | 0 | 0 | 0 | 0 | 0 | 0 | 0 | 0 | 0 | 0 | 0 | 0 | 0 | 0 | 0 | 0 | 0 | 0 | 0 | 0 | 0
F13_Industrial_Petroleum_Existing_Process_Natural Gas_Gas Boiler - Insulate Hot Water Lines_A_Achievable Technical Potential | F13 | Industrial | Petroleum | Existing | Process | Natural Gas | Gas Boiler - Insulate Hot Water Lines | A | Purchases (Incremental) | Achievable Technical Potential | 0 | 0 | 0.078951 | 0.077589 | 0.076252 | 0.074937 | 0.073645 | 0.072375 | 0.071127 | 0.069901 | 0.068696 | 0.067511 | 0.066347 | 0.065204 | 0.064079 | 0.062975 | 0.061889 | 0.060822 | 0.059773 | 0.058743 | 0.05773 | 0.056734
F14_Industrial_Petroleum_Existing_Process_Natural Gas_Gas Boiler - Insulate Hot Water Lines_A_Achievable Technical Potential | F14 | Industrial | Petroleum | Existing | Process | Natural Gas | Gas Boiler - Insulate Hot Water Lines | A | Purchases (Cumulative) | Achievable Technical Potential | 0 | 0 | 0.078951 | 0.15654 | 0.23279 | 0.30773 | 0.38137 | 0.45375 | 0.52488 | 0.59478 | 0.66347 | 0.73099 | 0.79733 | 0.86254 | 0.92662 | 0.98959 | 1.0515 | 1.1123 | 1.1721 | 1.2308 | 1.2885 | 1.3453
F1_Industrial_Petroleum_Existing_Process_Natural Gas_Process - Insulate Heated Process Fluids_A_Achievable Technical Potential | F1 | Industrial | Petroleum | Existing | Process | Natural Gas | Process - Insulate Heated Process Fluids | A | Original Unit Energy Savings (kWh or therms) | Achievable Technical Potential | 0 | 0 | 11059.7224 | 11059.7224 | 11059.7224 | 11059.7224 | 11059.7224 | 11059.7224 | 11059.7224 | 11059.7224 | 11059.7224 | 11059.7224 | 11059.7224 | 11059.7224 | 11059.7224 | 11059.7224 | 11059.7224 | 11059.7224 | 11059.7224 | 11059.7224 | 11059.7224 | 11059.7224
F2_Industrial_Petroleum_Existing_Process_Natural Gas_Process - Insulate Heated Process Fluids_A_Achievable Technical Potential | F2 | Industrial | Petroleum | Existing | Process | Natural Gas | Process - Insulate Heated Process Fluids | A | Original Unit Summer Peak Savings (kW) | Achievable Technical Potential | 0 | 0 | 0 | 0 | 0 | 0 | 0 | 0 | 0 | 0 | 0 | 0 | 0 | 0 | 0 | 0 | 0 | 0 | 0 | 0 | 0 | 0
F3_Industrial_Petroleum_Existing_Process_Natural Gas_Process - Insulate Heated Process Fluids_A_Achievable Technical Potential | F3 | Industrial | Petroleum | Existing | Process | Natural Gas | Process - Insulate Heated Process Fluids | A | Original Unit Winter Peak Savings (kW) | Achievable Technical Potential | 0 | 0 | 0 | 0 | 0 | 0 | 0 | 0 | 0 | 0 | 0 | 0 | 0 | 0 | 0 | 0 | 0 | 0 | 0 | 0 | 0 | 0
F4_Industrial_Petroleum_Existing_Process_Natural Gas_Process - Insulate Heated Process Fluids_A_Achievable Technical Potential | F4 | Industrial | Petroleum | Existing | Process | Natural Gas | Process - Insulate Heated Process Fluids | A | Standalone Impact on Baseline Energy (%) | Achievable Technical Potential | 0% | 0% | 0.07186% | 0.145% | 0.2194% | 0.2951% | 0.3721% | 0.4434% | 0.5029% | 0.5531% | 0.5959% | 0.6329% | 0.6651% | 0.6938% | 0.7195% | 0.743% | 0.7647% | 0.7851% | 0.7989% | 0.8129% | 0.8272% | 0.8417%
F5_Industrial_Petroleum_Existing_Process_Natural Gas_Process - Insulate Heated Process Fluids_A_Achievable Technical Potential | F5 | Industrial | Petroleum | Existing | Process | Natural Gas | Process - Insulate Heated Process Fluids | A | Standalone Impact on Baseline Summer Peak (%) | Achievable Technical Potential | bar: 2019 to 2040
F6_Industrial_Petroleum_Existing_Process_Natural Gas_Process - Insulate Heated Process Fluids_A_Achievable Technical Potential | F6 | Industrial | Petroleum | Existing | Process | Natural Gas | Process - Insulate Heated Process Fluids | A | Standalone Impact on Baseline Winter Peak (%) | Achievable Technical Potential | bar: 2019 to 2040
F7_Industrial_Petroleum_Existing_Process_Natural Gas_Process - Insulate Heated Process Fluids_A_Achievable Technical Potential | F7 | Industrial | Petroleum | Existing | Process | Natural Gas | Process - Insulate Heated Process Fluids | A | Incremental Energy Savings (MWh or mTherms) | Achievable Technical Potential | 0 | 0 | 0.95503 | 0.93856 | 0.92238 | 0.90648 | 0.89085 | 0.78794 | 0.61948 | 0.48704 | 0.38292 | 0.30105 | 0.23669 | 0.18609 | 0.1463 | 0.11502 | 0.090433 | 0.071099 | 0.00047659 | 0.00016727 | 5.6042e-05 | 1.796e-05
F8_Industrial_Petroleum_Existing_Process_Natural Gas_Process - Insulate Heated Process Fluids_A_Achievable Technical Potential | F8 | Industrial | Petroleum | Existing | Process | Natural Gas | Process - Insulate Heated Process Fluids | A | Incremental Summer Peak Savings (MW) | Achievable Technical Potential | 0 | 0 | 0 | 0 | 0 | 0 | 0 | 0 | 0 | 0 | 0 | 0 | 0 | 0 | 0 | 0 | 0 | 0 | 0 | 0 | 0 | 0
F9_Industrial_Petroleum_Existing_Process_Natural Gas_Process - Insulate Heated Process Fluids_A_Achievable Technical Potential | F9 | Industrial | Petroleum | Existing | Process | Natural Gas | Process - Insulate Heated Process Fluids | A | Incremental Winter Peak Savings (MW) | Achievable Technical Potential | 0 | 0 | 0 | 0 | 0 | 0 | 0 | 0 | 0 | 0 | 0 | 0 | 0 | 0 | 0 | 0 | 0 | 0 | 0 | 0 | 0 | 0
F10_Industrial_Petroleum_Existing_Process_Natural Gas_Process - Insulate Heated Process Fluids_A_Achievable Technical Potential | F10 | Industrial | Petroleum | Existing | Process | Natural Gas | Process - Insulate Heated Process Fluids | A | Cumulative Energy Savings (MWh or mTherms) | Achievable Technical Potential | 0 | 0 | 0.95503 | 1.8936 | 2.816 | 3.7225 | 4.6133 | 5.4012 | 6.0207 | 6.5078 | 6.8907 | 7.1917 | 7.4284 | 7.6145 | 7.7608 | 7.8758 | 7.9663 | 8.0374 | 8.0378 | 8.038 | 8.0381 | 8.0381
F11_Industrial_Petroleum_Existing_Process_Natural Gas_Process - Insulate Heated Process Fluids_A_Achievable Technical Potential | F11 | Industrial | Petroleum | Existing | Process | Natural Gas | Process - Insulate Heated Process Fluids | A | Cumulative Summer Peak Savings (MW) | Achievable Technical Potential | 0 | 0 | 0 | 0 | 0 | 0 | 0 | 0 | 0 | 0 | 0 | 0 | 0 | 0 | 0 | 0 | 0 | 0 | 0 | 0 | 0 | 0
F12_Industrial_Petroleum_Existing_Process_Natural Gas_Process - Insulate Heated Process Fluids_A_Achievable Technical Potential | F12 | Industrial | Petroleum | Existing | Process | Natural Gas | Process - Insulate Heated Process Fluids | A | Cumulative Winter Peak Savings (MW) | Achievable Technical Potential | 0 | 0 | 0 | 0 | 0 | 0 | 0 | 0 | 0 | 0 | 0 | 0 | 0 | 0 | 0 | 0 | 0 | 0 | 0 | 0 | 0 | 0
F13_Industrial_Petroleum_Existing_Process_Natural Gas_Process - Insulate Heated Process Fluids_A_Achievable Technical Potential | F13 | Industrial | Petroleum | Existing | Process | Natural Gas | Process - Insulate Heated Process Fluids | A | Purchases (Incremental) | Achievable Technical Potential | 0 | 0 | 0.086352 | 0.084863 | 0.0834 | 0.081962 | 0.080549 | 0.071244 | 0.056013 | 0.044038 | 0.034623 | 0.027221 | 0.021401 | 0.016826 | 0.013228 | 0.0104 | 0.0081768 | 0.0064286 | 4.3092e-05 | 1.5125e-05 | 5.0672e-06 | 1.6239e-06
F14_Industrial_Petroleum_Existing_Process_Natural Gas_Process - Insulate Heated Process Fluids_A_Achievable Technical Potential | F14 | Industrial | Petroleum | Existing | Process | Natural Gas | Process - Insulate Heated Process Fluids | A | Purchases (Cumulative) | Achievable Technical Potential | 0 | 0 | 0.086352 | 0.17122 | 0.25462 | 0.33658 | 0.41713 | 0.48837 | 0.54438 | 0.58842 | 0.62304 | 0.65026 | 0.67166 | 0.68849 | 0.70172 | 0.71212 | 0.7203 | 0.72672 | 0.72677 | 0.72678 | 0.72679 | 0.72679
F1_Industrial_Petroleum_Existing_Process_Natural Gas_Process Heat Recovery_A_Achievable Technical Potential | F1 | Industrial | Petroleum | Existing | Process | Natural Gas | Process Heat Recovery | A | Original Unit Energy Savings (kWh or therms) | Achievable Technical Potential | 0 | 0 | 33.7751 | 33.7751 | 33.7751 | 33.7751 | 33.7751 | 33.7751 | 33.7751 | 33.7751 | 33.7751 | 33.7751 | 33.7751 | 33.7751 | 33.7751 | 33.7751 | 33.7751 | 33.7751 | 33.7751 | 33.7751 | 33.7751 | 33.7751
F2_Industrial_Petroleum_Existing_Process_Natural Gas_Process Heat Recovery_A_Achievable Technical Potential | F2 | Industrial | Petroleum | Existing | Process | Natural Gas | Process Heat Recovery | A | Original Unit Summer Peak Savings (kW) | Achievable Technical Potential | 0 | 0 | 0 | 0 | 0 | 0 | 0 | 0 | 0 | 0 | 0 | 0 | 0 | 0 | 0 | 0 | 0 | 0 | 0 | 0 | 0 | 0
F3_Industrial_Petroleum_Existing_Process_Natural Gas_Process Heat Recovery_A_Achievable Technical Potential | F3 | Industrial | Petroleum | Existing | Process | Natural Gas | Process Heat Recovery | A | Original Unit Winter Peak Savings (kW) | Achievable Technical Potential | 0 | 0 | 0 | 0 | 0 | 0 | 0 | 0 | 0 | 0 | 0 | 0 | 0 | 0 | 0 | 0 | 0 | 0 | 0 | 0 | 0 | 0
F4_Industrial_Petroleum_Existing_Process_Natural Gas_Process Heat Recovery_A_Achievable Technical Potential | F4 | Industrial | Petroleum | Existing | Process | Natural Gas | Process Heat Recovery | A | Standalone Impact on Baseline Energy (%) | Achievable Technical Potential | 0% | 0% | 0.007901% | 0.01594% | 0.02412% | 0.03244% | 0.04091% | 0.04874% | 0.05529% | 0.06081% | 0.06551% | 0.06958% | 0.07313% | 0.07627% | 0.0791% | 0.08168% | 0.08407% | 0.08631% | 0.08783% | 0.08937% | 0.09094% | 0.09254%
F5_Industrial_Petroleum_Existing_Process_Natural Gas_Process Heat Recovery_A_Achievable Technical Potential | F5 | Industrial | Petroleum | Existing | Process | Natural Gas | Process Heat Recovery | A | Standalone Impact on Baseline Summer Peak (%) | Achievable Technical Potential | bar: 2019 to 2040
F6_Industrial_Petroleum_Existing_Process_Natural Gas_Process Heat Recovery_A_Achievable Technical Potential | F6 | Industrial | Petroleum | Existing | Process | Natural Gas | Process Heat Recovery | A | Standalone Impact on Baseline Winter Peak (%) | Achievable Technical Potential | bar: 2019 to 2040
F7_Industrial_Petroleum_Existing_Process_Natural Gas_Process Heat Recovery_A_Achievable Technical Potential | F7 | Industrial | Petroleum | Existing | Process | Natural Gas | Process Heat Recovery | A | Incremental Energy Savings (MWh or mTherms) | Achievable Technical Potential | 0 | 0 | 0.105 | 0.10319 | 0.10141 | 0.099658 | 0.09794 | 0.086626 | 0.068106 | 0.053545 | 0.042098 | 0.033097 | 0.026021 | 0.020458 | 0.016084 | 0.012646 | 0.0099421 | 0.0078166 | 5.2396e-05 | 1.839e-05 | 6.1613e-06 | 1.9745e-06
F8_Industrial_Petroleum_Existing_Process_Natural Gas_Process Heat Recovery_A_Achievable Technical Potential | F8 | Industrial | Petroleum | Existing | Process | Natural Gas | Process Heat Recovery | A | Incremental Summer Peak Savings (MW) | Achievable Technical Potential | 0 | 0 | 0 | 0 | 0 | 0 | 0 | 0 | 0 | 0 | 0 | 0 | 0 | 0 | 0 | 0 | 0 | 0 | 0 | 0 | 0 | 0
F9_Industrial_Petroleum_Existing_Process_Natural Gas_Process Heat Recovery_A_Achievable Technical Potential | F9 | Industrial | Petroleum | Existing | Process | Natural Gas | Process Heat Recovery | A | Incremental Winter Peak Savings (MW) | Achievable Technical Potential | 0 | 0 | 0 | 0 | 0 | 0 | 0 | 0 | 0 | 0 | 0 | 0 | 0 | 0 | 0 | 0 | 0 | 0 | 0 | 0 | 0 | 0
F10_Industrial_Petroleum_Existing_Process_Natural Gas_Process Heat Recovery_A_Achievable Technical Potential | F10 | Industrial | Petroleum | Existing | Process | Natural Gas | Process Heat Recovery | A | Cumulative Energy Savings (MWh or mTherms) | Achievable Technical Potential | 0 | 0 | 0.105 | 0.20818 | 0.30959 | 0.40924 | 0.50718 | 0.59381 | 0.66192 | 0.71546 | 0.75756 | 0.79066 | 0.81668 | 0.83714 | 0.85322 | 0.86587 | 0.87581 | 0.88363 | 0.88368 | 0.8837 | 0.8837 | 0.8837
F11_Industrial_Petroleum_Existing_Process_Natural Gas_Process Heat Recovery_A_Achievable Technical Potential | F11 | Industrial | Petroleum | Existing | Process | Natural Gas | Process Heat Recovery | A | Cumulative Summer Peak Savings (MW) | Achievable Technical Potential | 0 | 0 | 0 | 0 | 0 | 0 | 0 | 0 | 0 | 0 | 0 | 0 | 0 | 0 | 0 | 0 | 0 | 0 | 0 | 0 | 0 | 0
F12_Industrial_Petroleum_Existing_Process_Natural Gas_Process Heat Recovery_A_Achievable Technical Potential | F12 | Industrial | Petroleum | Existing | Process | Natural Gas | Process Heat Recovery | A | Cumulative Winter Peak Savings (MW) | Achievable Technical Potential | 0 | 0 | 0 | 0 | 0 | 0 | 0 | 0 | 0 | 0 | 0 | 0 | 0 | 0 | 0 | 0 | 0 | 0 | 0 | 0 | 0 | 0
F13_Industrial_Petroleum_Existing_Process_Natural Gas_Process Heat Recovery_A_Achievable Technical Potential | F13 | Industrial | Petroleum | Existing | Process | Natural Gas | Process Heat Recovery | A | Purchases (Incremental) | Achievable Technical Potential | 0 | 0 | 3.1087 | 3.0551 | 3.0024 | 2.9506 | 2.8998 | 2.5648 | 2.0165 | 1.5854 | 1.2464 | 0.97994 | 0.77043 | 0.60572 | 0.47622 | 0.37441 | 0.29436 | 0.23143 | 0.0015513 | 0.00054449 | 0.00018242 | 5.8459e-05
F14_Industrial_Petroleum_Existing_Process_Natural Gas_Process Heat Recovery_A_Achievable Technical Potential | F14 | Industrial | Petroleum | Existing | Process | Natural Gas | Process Heat Recovery | A | Purchases (Cumulative) | Achievable Technical Potential | 0 | 0 | 3.1087 | 6.1637 | 9.1661 | 12.1168 | 15.0165 | 17.5813 | 19.5978 | 21.1831 | 22.4296 | 23.4095 | 24.1799 | 24.7856 | 25.2619 | 25.6363 | 25.9306 | 26.1621 | 26.1636 | 26.1642 | 26.1643 | 26.1644
F1_Industrial_Petroleum_Existing_Space Heating_Natural Gas_Building Automation System_A_Achievable Technical Potential | F1 | Industrial | Petroleum | Existing | Space Heating | Natural Gas | Building Automation System | A | Original Unit Energy Savings (kWh or therms) | Achievable Technical Potential | 0 | 0 | 0.015547 | 0.015471 | 0.015395 | 0.01532 | 0.015246 | 0.015174 | 0.015105 | 0.015038 | 0.014975 | 0.014915 | 0.014859 | 0.014806 | 0.014756 | 0.014709 | 0.014664 | 0.014622 | 0.014583 | 0.014546 | 0.014512 | 0.014479
F2_Industrial_Petroleum_Existing_Space Heating_Natural Gas_Building Automation System_A_Achievable Technical Potential | F2 | Industrial | Petroleum | Existing | Space Heating | Natural Gas | Building Automation System | A | Original Unit Summer Peak Savings (kW) | Achievable Technical Potential | 0 | 0 | 0 | 0 | 0 | 0 | 0 | 0 | 0 | 0 | 0 | 0 | 0 | 0 | 0 | 0 | 0 | 0 | 0 | 0 | 0 | 0
F3_Industrial_Petroleum_Existing_Space Heating_Natural Gas_Building Automation System_A_Achievable Technical Potential | F3 | Industrial | Petroleum | Existing | Space Heating | Natural Gas | Building Automation System | A | Original Unit Winter Peak Savings (kW) | Achievable Technical Potential | 0 | 0 | 0 | 0 | 0 | 0 | 0 | 0 | 0 | 0 | 0 | 0 | 0 | 0 | 0 | 0 | 0 | 0 | 0 | 0 | 0 | 0
F4_Industrial_Petroleum_Existing_Space Heating_Natural Gas_Building Automation System_A_Achievable Technical Potential | F4 | Industrial | Petroleum | Existing | Space Heating | Natural Gas | Building Automation System | A | Standalone Impact on Baseline Energy (%) | Achievable Technical Potential | 0% | 0% | 0.01308% | 0.03945% | 0.08656% | 0.1636% | 0.2811% | 0.4501% | 0.6813% | 0.9827% | 1.358% | 1.804% | 2.309% | 2.854% | 3.41% | 3.946% | 4.435% | 4.86% | 5.21% | 5.485% | 5.699% | 5.875%
F5_Industrial_Petroleum_Existing_Space Heating_Natural Gas_Building Automation System_A_Achievable Technical Potential | F5 | Industrial | Petroleum | Existing | Space Heating | Natural Gas | Building Automation System | A | Standalone Impact on Baseline Summer Peak (%) | Achievable Technical Potential | bar: 2019 to 2040
F6_Industrial_Petroleum_Existing_Space Heating_Natural Gas_Building Automation System_A_Achievable Technical Potential | F6 | Industrial | Petroleum | Existing | Space Heating | Natural Gas | Building Automation System | A | Standalone Impact on Baseline Winter Peak (%) | Achievable Technical Potential | bar: 2019 to 2040
F7_Industrial_Petroleum_Existing_Space Heating_Natural Gas_Building Automation System_A_Achievable Technical Potential | F7 | Industrial | Petroleum | Existing | Space Heating | Natural Gas | Building Automation System | A | Incremental Energy Savings (MWh or mTherms) | Achievable Technical Potential | 0 | 0 | 0.00071018 | 0.0013883 | 0.0024106 | 0.0038347 | 0.0056927 | 0.0079749 | 0.010612 | 0.013461 | 0.016292 | 0.018806 | 0.020657 | 0.021519 | 0.021164 | 0.019544 | 0.016837 | 0.013645 | 0.010227 | 0.0069404 | 0.0043474 | 0.0027801
F8_Industrial_Petroleum_Existing_Space Heating_Natural Gas_Building Automation System_A_Achievable Technical Potential | F8 | Industrial | Petroleum | Existing | Space Heating | Natural Gas | Building Automation System | A | Incremental Summer Peak Savings (MW) | Achievable Technical Potential | 0 | 0 | 0 | 0 | 0 | 0 | 0 | 0 | 0 | 0 | 0 | 0 | 0 | 0 | 0 | 0 | 0 | 0 | 0 | 0 | 0 | 0
F9_Industrial_Petroleum_Existing_Space Heating_Natural Gas_Building Automation System_A_Achievable Technical Potential | F9 | Industrial | Petroleum | Existing | Space Heating | Natural Gas | Building Automation System | A | Incremental Winter Peak Savings (MW) | Achievable Technical Potential | 0 | 0 | 0 | 0 | 0 | 0 | 0 | 0 | 0 | 0 | 0 | 0 | 0 | 0 | 0 | 0 | 0 | 0 | 0 | 0 | 0 | 0
F10_Industrial_Petroleum_Existing_Space Heating_Natural Gas_Building Automation System_A_Achievable Technical Potential | F10 | Industrial | Petroleum | Existing | Space Heating | Natural Gas | Building Automation System | A | Cumulative Energy Savings (MWh or mTherms) | Achievable Technical Potential | 0 | 0 | 0.00071018 | 0.002095 | 0.0044953 | 0.0083081 | 0.013961 | 0.02187 | 0.032382 | 0.0457 | 0.0618 | 0.080359 | 0.10071 | 0.12187 | 0.14262 | 0.16171 | 0.17806 | 0.1912 | 0.20091 | 0.20735 | 0.2112 | 0.21351
F11_Industrial_Petroleum_Existing_Space Heating_Natural Gas_Building Automation System_A_Achievable Technical Potential | F11 | Industrial | Petroleum | Existing | Space Heating | Natural Gas | Building Automation System | A | Cumulative Summer Peak Savings (MW) | Achievable Technical Potential | 0 | 0 | 0 | 0 | 0 | 0 | 0 | 0 | 0 | 0 | 0 | 0 | 0 | 0 | 0 | 0 | 0 | 0 | 0 | 0 | 0 | 0
F12_Industrial_Petroleum_Existing_Space Heating_Natural Gas_Building Automation System_A_Achievable Technical Potential | F12 | Industrial | Petroleum | Existing | Space Heating | Natural Gas | Building Automation System | A | Cumulative Winter Peak Savings (MW) | Achievable Technical Potential | 0 | 0 | 0 | 0 | 0 | 0 | 0 | 0 | 0 | 0 | 0 | 0 | 0 | 0 | 0 | 0 | 0 | 0 | 0 | 0 | 0 | 0
F13_Industrial_Petroleum_Existing_Space Heating_Natural Gas_Building Automation System_A_Achievable Technical Potential | F13 | Industrial | Petroleum | Existing | Space Heating | Natural Gas | Building Automation System | A | Purchases (Incremental) | Achievable Technical Potential | 0 | 0 | 45.6791 | 89.7353 | 156.582 | 250.3107 | 373.3861 | 525.5485 | 702.5645 | 895.0743 | 1087.9656 | 1260.8497 | 1390.2019 | 1453.4146 | 1434.3189 | 1328.7756 | 1148.148 | 933.1349 | 701.2708 | 477.1245 | 299.5739 | 192.0058
F14_Industrial_Petroleum_Existing_Space Heating_Natural Gas_Building Automation System_A_Achievable Technical Potential | F14 | Industrial | Petroleum | Existing | Space Heating | Natural Gas | Building Automation System | A | Purchases (Cumulative) | Achievable Technical Potential | 0 | 0 | 45.6791 | 135.4144 | 291.9964 | 542.3072 | 915.6932 | 1441.2417 | 2143.8062 | 3038.8805 | 4126.8461 | 5387.6958 | 6777.8977 | 8231.3123 | 9665.6312 | 10994.4068 | 12142.5548 | 13075.6898 | 13776.9605 | 14254.0851 | 14553.659 | 14745.6647
F1_Industrial_Petroleum_Existing_Space Heating_Natural Gas_Steam System Efficiency Improvements_A_Achievable Technical Potential | F1 | Industrial | Petroleum | Existing | Space Heating | Natural Gas | Steam System Efficiency Improvements | A | Original Unit Energy Savings (kWh or therms) | Achievable Technical Potential | 0 | 0 | 0.13953 | 0.13917 | 0.13883 | 0.1385 | 0.13817 | 0.13785 | 0.13755 | 0.13725 | 0.13697 | 0.13669 | 0.13643 | 0.13618 | 0.13594 | 0.13572 | 0.13551 | 0.13531 | 0.13512 | 0.13495 | 0.1348 | 0.13466
F2_Industrial_Petroleum_Existing_Space Heating_Natural Gas_Steam System Efficiency Improvements_A_Achievable Technical Potential | F2 | Industrial | Petroleum | Existing | Space Heating | Natural Gas | Steam System Efficiency Improvements | A | Original Unit Summer Peak Savings (kW) | Achievable Technical Potential | 0 | 0 | 0 | 0 | 0 | 0 | 0 | 0 | 0 | 0 | 0 | 0 | 0 | 0 | 0 | 0 | 0 | 0 | 0 | 0 | 0 | 0
F3_Industrial_Petroleum_Existing_Space Heating_Natural Gas_Steam System Efficiency Improvements_A_Achievable Technical Potential | F3 | Industrial | Petroleum | Existing | Space Heating | Natural Gas | Steam System Efficiency Improvements | A | Original Unit Winter Peak Savings (kW) | Achievable Technical Potential | 0 | 0 | 0 | 0 | 0 | 0 | 0 | 0 | 0 | 0 | 0 | 0 | 0 | 0 | 0 | 0 | 0 | 0 | 0 | 0 | 0 | 0
F4_Industrial_Petroleum_Existing_Space Heating_Natural Gas_Steam System Efficiency Improvements_A_Achievable Technical Potential | F4 | Industrial | Petroleum | Existing | Space Heating | Natural Gas | Steam System Efficiency Improvements | A | Standalone Impact on Baseline Energy (%) | Achievable Technical Potential | 0% | 0% | 0.001706% | 0.005158% | 0.01135% | 0.02149% | 0.03702% | 0.05943% | 0.09017% | 0.1304% | 0.1805% | 0.2403% | 0.3082% | 0.3815% | 0.4566% | 0.5292% | 0.5956% | 0.6536% | 0.7016% | 0.7396% | 0.7693% | 0.7941%
F5_Industrial_Petroleum_Existing_Space Heating_Natural Gas_Steam System Efficiency Improvements_A_Achievable Technical Potential | F5 | Industrial | Petroleum | Existing | Space Heating | Natural Gas | Steam System Efficiency Improvements | A | Standalone Impact on Baseline Summer Peak (%) | Achievable Technical Potential | bar: 2019 to 2040
F6_Industrial_Petroleum_Existing_Space Heating_Natural Gas_Steam System Efficiency Improvements_A_Achievable Technical Potential | F6 | Industrial | Petroleum | Existing | Space Heating | Natural Gas | Steam System Efficiency Improvements | A | Standalone Impact on Baseline Winter Peak (%) | Achievable Technical Potential | bar: 2019 to 2040
F7_Industrial_Petroleum_Existing_Space Heating_Natural Gas_Steam System Efficiency Improvements_A_Achievable Technical Potential | F7 | Industrial | Petroleum | Existing | Space Heating | Natural Gas | Steam System Efficiency Improvements | A | Incremental Energy Savings (MWh or mTherms) | Achievable Technical Potential | 0 | 0 | 9.2632e-05 | 0.00018152 | 0.00031595 | 0.00050386 | 0.00074983 | 0.001053 | 0.0014045 | 0.0017855 | 0.0021658 | 0.0025049 | 0.0027566 | 0.0028767 | 0.0028339 | 0.0026211 | 0.0022612 | 0.0018351 | 0.0013772 | 0.00093585 | 0.00058692 | 0.00037578
F8_Industrial_Petroleum_Existing_Space Heating_Natural Gas_Steam System Efficiency Improvements_A_Achievable Technical Potential | F8 | Industrial | Petroleum | Existing | Space Heating | Natural Gas | Steam System Efficiency Improvements | A | Incremental Summer Peak Savings (MW) | Achievable Technical Potential | 0 | 0 | 0 | 0 | 0 | 0 | 0 | 0 | 0 | 0 | 0 | 0 | 0 | 0 | 0 | 0 | 0 | 0 | 0 | 0 | 0 | 0
F9_Industrial_Petroleum_Existing_Space Heating_Natural Gas_Steam System Efficiency Improvements_A_Achievable Technical Potential | F9 | Industrial | Petroleum | Existing | Space Heating | Natural Gas | Steam System Efficiency Improvements | A | Incremental Winter Peak Savings (MW) | Achievable Technical Potential | 0 | 0 | 0 | 0 | 0 | 0 | 0 | 0 | 0 | 0 | 0 | 0 | 0 | 0 | 0 | 0 | 0 | 0 | 0 | 0 | 0 | 0
F10_Industrial_Petroleum_Existing_Space Heating_Natural Gas_Steam System Efficiency Improvements_A_Achievable Technical Potential | F10 | Industrial | Petroleum | Existing | Space Heating | Natural Gas | Steam System Efficiency Improvements | A | Cumulative Energy Savings (MWh or mTherms) | Achievable Technical Potential | 0 | 0 | 9.2632e-05 | 0.00027391 | 0.00058919 | 0.0010916 | 0.0018389 | 0.0028877 | 0.0042857 | 0.006062 | 0.0082152 | 0.010704 | 0.01344 | 0.016292 | 0.019097 | 0.021687 | 0.023914 | 0.025715 | 0.027057 | 0.027959 | 0.028513 | 0.028859
F11_Industrial_Petroleum_Existing_Space Heating_Natural Gas_Steam System Efficiency Improvements_A_Achievable Technical Potential | F11 | Industrial | Petroleum | Existing | Space Heating | Natural Gas | Steam System Efficiency Improvements | A | Cumulative Summer Peak Savings (MW) | Achievable Technical Potential | 0 | 0 | 0 | 0 | 0 | 0 | 0 | 0 | 0 | 0 | 0 | 0 | 0 | 0 | 0 | 0 | 0 | 0 | 0 | 0 | 0 | 0
F12_Industrial_Petroleum_Existing_Space Heating_Natural Gas_Steam System Efficiency Improvements_A_Achievable Technical Potential | F12 | Industrial | Petroleum | Existing | Space Heating | Natural Gas | Steam System Efficiency Improvements | A | Cumulative Winter Peak Savings (MW) | Achievable Technical Potential | 0 | 0 | 0 | 0 | 0 | 0 | 0 | 0 | 0 | 0 | 0 | 0 | 0 | 0 | 0 | 0 | 0 | 0 | 0 | 0 | 0 | 0
F13_Industrial_Petroleum_Existing_Space Heating_Natural Gas_Steam System Efficiency Improvements_A_Achievable Technical Potential | F13 | Industrial | Petroleum | Existing | Space Heating | Natural Gas | Steam System Efficiency Improvements | A | Purchases (Incremental) | Achievable Technical Potential | 0 | 0 | 0.66391 | 1.3042 | 2.2758 | 3.6381 | 5.4268 | 7.6384 | 10.2112 | 13.0091 | 15.8126 | 18.3254 | 20.2054 | 21.1241 | 20.8466 | 19.3126 | 16.6873 | 13.5623 | 10.1924 | 6.9346 | 4.354 | 2.7906
F14_Industrial_Petroleum_Existing_Space Heating_Natural Gas_Steam System Efficiency Improvements_A_Achievable Technical Potential | F14 | Industrial | Petroleum | Existing | Space Heating | Natural Gas | Steam System Efficiency Improvements | A | Purchases (Cumulative) | Achievable Technical Potential | 0 | 0 | 0.66391 | 1.9681 | 4.2439 | 7.882 | 13.3088 | 20.9472 | 31.1584 | 44.1675 | 59.9802 | 78.3055 | 98.5109 | 119.6351 | 140.4817 | 159.7943 | 176.4816 | 190.0439 | 200.2363 | 207.1709 | 211.525 | 214.3156
F1_Industrial_Petroleum_Existing_Process_Natural Gas_Steam System Efficiency Improvements_A_Achievable Technical Potential | F1 | Industrial | Petroleum | Existing | Process | Natural Gas | Steam System Efficiency Improvements | A | Original Unit Energy Savings (kWh or therms) | Achievable Technical Potential | 0 | 0 | 0.70269 | 0.70269 | 0.70269 | 0.70269 | 0.70269 | 0.70269 | 0.70269 | 0.70269 | 0.70269 | 0.70269 | 0.70269 | 0.70269 | 0.70269 | 0.70269 | 0.70269 | 0.70269 | 0.70269 | 0.70269 | 0.70269 | 0.70269
F2_Industrial_Petroleum_Existing_Process_Natural Gas_Steam System Efficiency Improvements_A_Achievable Technical Potential | F2 | Industrial | Petroleum | Existing | Process | Natural Gas | Steam System Efficiency Improvements | A | Original Unit Summer Peak Savings (kW) | Achievable Technical Potential | 0 | 0 | 0 | 0 | 0 | 0 | 0 | 0 | 0 | 0 | 0 | 0 | 0 | 0 | 0 | 0 | 0 | 0 | 0 | 0 | 0 | 0
F3_Industrial_Petroleum_Existing_Process_Natural Gas_Steam System Efficiency Improvements_A_Achievable Technical Potential | F3 | Industrial | Petroleum | Existing | Process | Natural Gas | Steam System Efficiency Improvements | A | Original Unit Winter Peak Savings (kW) | Achievable Technical Potential | 0 | 0 | 0 | 0 | 0 | 0 | 0 | 0 | 0 | 0 | 0 | 0 | 0 | 0 | 0 | 0 | 0 | 0 | 0 | 0 | 0 | 0
F4_Industrial_Petroleum_Existing_Process_Natural Gas_Steam System Efficiency Improvements_A_Achievable Technical Potential | F4 | Industrial | Petroleum | Existing | Process | Natural Gas | Steam System Efficiency Improvements | A | Standalone Impact on Baseline Energy (%) | Achievable Technical Potential | 0% | 0% | 6.423e-07% | 1.938e-06% | 4.251e-06% | 8.034e-06% | 1.38e-05% | 2.211e-05% | 3.346e-05% | 4.826e-05% | 6.669e-05% | 8.86e-05% | 0.0001134% | 0.0001401% | 0.0001675% | 0.0001938% | 0.0002178% | 0.0002387% | 0.0002559% | 0.0002694% | 0.0002799% | 0.0002885%
F5_Industrial_Petroleum_Existing_Process_Natural Gas_Steam System Efficiency Improvements_A_Achievable Technical Potential | F5 | Industrial | Petroleum | Existing | Process | Natural Gas | Steam System Efficiency Improvements | A | Standalone Impact on Baseline Summer Peak (%) | Achievable Technical Potential | bar: 2019 to 2040
F6_Industrial_Petroleum_Existing_Process_Natural Gas_Steam System Efficiency Improvements_A_Achievable Technical Potential | F6 | Industrial | Petroleum | Existing | Process | Natural Gas | Steam System Efficiency Improvements | A | Standalone Impact on Baseline Winter Peak (%) | Achievable Technical Potential | bar: 2019 to 2040
F7_Industrial_Petroleum_Existing_Process_Natural Gas_Steam System Efficiency Improvements_A_Achievable Technical Potential | F7 | Industrial | Petroleum | Existing | Process | Natural Gas | Steam System Efficiency Improvements | A | Incremental Energy Savings (MWh or mTherms) | Achievable Technical Potential | 0 | 0 | 8.536e-06 | 1.6769e-05 | 2.926e-05 | 4.6775e-05 | 6.9775e-05 | 9.8209e-05 | 0.00013129 | 0.00016726 | 0.00020331 | 0.00023561 | 0.00025979 | 0.0002716 | 0.00026803 | 0.00024831 | 0.00021455 | 0.00017437 | 0.00013105 | 8.916e-05 | 5.5981e-05 | 3.588e-05
F8_Industrial_Petroleum_Existing_Process_Natural Gas_Steam System Efficiency Improvements_A_Achievable Technical Potential | F8 | Industrial | Petroleum | Existing | Process | Natural Gas | Steam System Efficiency Improvements | A | Incremental Summer Peak Savings (MW) | Achievable Technical Potential | 0 | 0 | 0 | 0 | 0 | 0 | 0 | 0 | 0 | 0 | 0 | 0 | 0 | 0 | 0 | 0 | 0 | 0 | 0 | 0 | 0 | 0
F9_Industrial_Petroleum_Existing_Process_Natural Gas_Steam System Efficiency Improvements_A_Achievable Technical Potential | F9 | Industrial | Petroleum | Existing | Process | Natural Gas | Steam System Efficiency Improvements | A | Incremental Winter Peak Savings (MW) | Achievable Technical Potential | 0 | 0 | 0 | 0 | 0 | 0 | 0 | 0 | 0 | 0 | 0 | 0 | 0 | 0 | 0 | 0 | 0 | 0 | 0 | 0 | 0 | 0
F10_Industrial_Petroleum_Existing_Process_Natural Gas_Steam System Efficiency Improvements_A_Achievable Technical Potential | F10 | Industrial | Petroleum | Existing | Process | Natural Gas | Steam System Efficiency Improvements | A | Cumulative Energy Savings (MWh or mTherms) | Achievable Technical Potential | 0 | 0 | 8.536e-06 | 2.5305e-05 | 5.4565e-05 | 0.00010134 | 0.00017112 | 0.00026932 | 0.00040061 | 0.00056787 | 0.00077118 | 0.0010068 | 0.0012666 | 0.0015382 | 0.0018062 | 0.0020545 | 0.0022691 | 0.0024434 | 0.0025745 | 0.0026637 | 0.0027196 | 0.0027555
F11_Industrial_Petroleum_Existing_Process_Natural Gas_Steam System Efficiency Improvements_A_Achievable Technical Potential | F11 | Industrial | Petroleum | Existing | Process | Natural Gas | Steam System Efficiency Improvements | A | Cumulative Summer Peak Savings (MW) | Achievable Technical Potential | 0 | 0 | 0 | 0 | 0 | 0 | 0 | 0 | 0 | 0 | 0 | 0 | 0 | 0 | 0 | 0 | 0 | 0 | 0 | 0 | 0 | 0
F12_Industrial_Petroleum_Existing_Process_Natural Gas_Steam System Efficiency Improvements_A_Achievable Technical Potential | F12 | Industrial | Petroleum | Existing | Process | Natural Gas | Steam System Efficiency Improvements | A | Cumulative Winter Peak Savings (MW) | Achievable Technical Potential | 0 | 0 | 0 | 0 | 0 | 0 | 0 | 0 | 0 | 0 | 0 | 0 | 0 | 0 | 0 | 0 | 0 | 0 | 0 | 0 | 0 | 0
F13_Industrial_Petroleum_Existing_Process_Natural Gas_Steam System Efficiency Improvements_A_Achievable Technical Potential | F13 | Industrial | Petroleum | Existing | Process | Natural Gas | Steam System Efficiency Improvements | A | Purchases (Incremental) | Achievable Technical Potential | 0 | 0 | 0.012148 | 0.023864 | 0.041641 | 0.066566 | 0.099296 | 0.13976 | 0.18684 | 0.23803 | 0.28933 | 0.3353 | 0.3697 | 0.38651 | 0.38143 | 0.35337 | 0.30533 | 0.24815 | 0.18649 | 0.12688 | 0.079667 | 0.051061
F14_Industrial_Petroleum_Existing_Process_Natural Gas_Steam System Efficiency Improvements_A_Achievable Technical Potential | F14 | Industrial | Petroleum | Existing | Process | Natural Gas | Steam System Efficiency Improvements | A | Purchases (Cumulative) | Achievable Technical Potential | 0 | 0 | 0.012148 | 0.036011 | 0.077652 | 0.14422 | 0.24351 | 0.38328 | 0.57011 | 0.80814 | 1.0975 | 1.4328 | 1.8025 | 2.189 | 2.5704 | 2.9238 | 3.2291 | 3.4773 | 3.6638 | 3.7907 | 3.8703 | 3.9214
F1_Industrial_Petroleum_Existing_Space Heating_Natural Gas_Strategic Energy Management_A_Achievable Technical Potential | F1 | Industrial | Petroleum | Existing | Space Heating | Natural Gas | Strategic Energy Management | A | Original Unit Energy Savings (kWh or therms) | Achievable Technical Potential | 0 | 0 | 813.7547 | 809.7668 | 805.7941 | 801.8662 | 798.011 | 794.2546 | 790.6216 | 787.1351 | 783.8168 | 780.6873 | 777.7367 | 774.9558 | 772.3359 | 769.8688 | 767.5468 | 765.3625 | 763.3092 | 761.3803 | 759.5698 | 757.8719
F2_Industrial_Petroleum_Existing_Space Heating_Natural Gas_Strategic Energy Management_A_Achievable Technical Potential | F2 | Industrial | Petroleum | Existing | Space Heating | Natural Gas | Strategic Energy Management | A | Original Unit Summer Peak Savings (kW) | Achievable Technical Potential | 0 | 0 | 0 | 0 | 0 | 0 | 0 | 0 | 0 | 0 | 0 | 0 | 0 | 0 | 0 | 0 | 0 | 0 | 0 | 0 | 0 | 0
F3_Industrial_Petroleum_Existing_Space Heating_Natural Gas_Strategic Energy Management_A_Achievable Technical Potential | F3 | Industrial | Petroleum | Existing | Space Heating | Natural Gas | Strategic Energy Management | A | Original Unit Winter Peak Savings (kW) | Achievable Technical Potential | 0 | 0 | 0 | 0 | 0 | 0 | 0 | 0 | 0 | 0 | 0 | 0 | 0 | 0 | 0 | 0 | 0 | 0 | 0 | 0 | 0 | 0
F4_Industrial_Petroleum_Existing_Space Heating_Natural Gas_Strategic Energy Management_A_Achievable Technical Potential | F4 | Industrial | Petroleum | Existing | Space Heating | Natural Gas | Strategic Energy Management | A | Standalone Impact on Baseline Energy (%) | Achievable Technical Potential | 0% | 0% | 0.08224% | 0.1659% | 0.2511% | 0.3377% | 0.4259% | 0.5156% | 0.6069% | 0.6997% | 0.7943% | 0.8904% | 0.9883% | 1.088% | 1.189% | 1.292% | 1.397% | 1.504% | 1.613% | 1.723% | 1.836% | 1.95%
F5_Industrial_Petroleum_Existing_Space Heating_Natural Gas_Strategic Energy Management_A_Achievable Technical Potential | F5 | Industrial | Petroleum | Existing | Space Heating | Natural Gas | Strategic Energy Management | A | Standalone Impact on Baseline Summer Peak (%) | Achievable Technical Potential | bar: 2019 to 2040
F6_Industrial_Petroleum_Existing_Space Heating_Natural Gas_Strategic Energy Management_A_Achievable Technical Potential | F6 | Industrial | Petroleum | Existing | Space Heating | Natural Gas | Strategic Energy Management | A | Standalone Impact on Baseline Winter Peak (%) | Achievable Technical Potential | bar: 2019 to 2040
F7_Industrial_Petroleum_Existing_Space Heating_Natural Gas_Strategic Energy Management_A_Achievable Technical Potential | F7 | Industrial | Petroleum | Existing | Space Heating | Natural Gas | Strategic Energy Management | A | Incremental Energy Savings (MWh or mTherms) | Achievable Technical Potential | 0 | 0 | 0.0044656 | 0.0043671 | 0.0042707 | 0.0041767 | 0.0040849 | 0.0039956 | 0.0039087 | 0.0038244 | 0.0037426 | 0.0036634 | 0.0035866 | 0.0035122 | 0.00344 | 0.0033699 | 0.0033018 | 0.0032356 | 0.0031713 | 0.0031087 | 0.0030479 | 0.0029886
F8_Industrial_Petroleum_Existing_Space Heating_Natural Gas_Strategic Energy Management_A_Achievable Technical Potential | F8 | Industrial | Petroleum | Existing | Space Heating | Natural Gas | Strategic Energy Management | A | Incremental Summer Peak Savings (MW) | Achievable Technical Potential | 0 | 0 | 0 | 0 | 0 | 0 | 0 | 0 | 0 | 0 | 0 | 0 | 0 | 0 | 0 | 0 | 0 | 0 | 0 | 0 | 0 | 0
F9_Industrial_Petroleum_Existing_Space Heating_Natural Gas_Strategic Energy Management_A_Achievable Technical Potential | F9 | Industrial | Petroleum | Existing | Space Heating | Natural Gas | Strategic Energy Management | A | Incremental Winter Peak Savings (MW) | Achievable Technical Potential | 0 | 0 | 0 | 0 | 0 | 0 | 0 | 0 | 0 | 0 | 0 | 0 | 0 | 0 | 0 | 0 | 0 | 0 | 0 | 0 | 0 | 0
F10_Industrial_Petroleum_Existing_Space Heating_Natural Gas_Strategic Energy Management_A_Achievable Technical Potential | F10 | Industrial | Petroleum | Existing | Space Heating | Natural Gas | Strategic Energy Management | A | Cumulative Energy Savings (MWh or mTherms) | Achievable Technical Potential | 0 | 0 | 0.0044656 | 0.0088108 | 0.013038 | 0.017151 | 0.021154 | 0.02505 | 0.028844 | 0.032541 | 0.036147 | 0.039666 | 0.043103 | 0.046461 | 0.049743 | 0.052954 | 0.056097 | 0.059172 | 0.062185 | 0.065137 | 0.06803 | 0.070866
F11_Industrial_Petroleum_Existing_Space Heating_Natural Gas_Strategic Energy Management_A_Achievable Technical Potential | F11 | Industrial | Petroleum | Existing | Space Heating | Natural Gas | Strategic Energy Management | A | Cumulative Summer Peak Savings (MW) | Achievable Technical Potential | 0 | 0 | 0 | 0 | 0 | 0 | 0 | 0 | 0 | 0 | 0 | 0 | 0 | 0 | 0 | 0 | 0 | 0 | 0 | 0 | 0 | 0
F12_Industrial_Petroleum_Existing_Space Heating_Natural Gas_Strategic Energy Management_A_Achievable Technical Potential | F12 | Industrial | Petroleum | Existing | Space Heating | Natural Gas | Strategic Energy Management | A | Cumulative Winter Peak Savings (MW) | Achievable Technical Potential | 0 | 0 | 0 | 0 | 0 | 0 | 0 | 0 | 0 | 0 | 0 | 0 | 0 | 0 | 0 | 0 | 0 | 0 | 0 | 0 | 0 | 0
F13_Industrial_Petroleum_Existing_Space Heating_Natural Gas_Strategic Energy Management_A_Achievable Technical Potential | F13 | Industrial | Petroleum | Existing | Space Heating | Natural Gas | Strategic Energy Management | A | Purchases (Incremental) | Achievable Technical Potential | 0 | 0 | 0.0054876 | 0.005393 | 0.0053001 | 0.0052087 | 0.0051189 | 0.0050306 | 0.0049439 | 0.0048586 | 0.0047749 | 0.0046925 | 0.0046116 | 0.0045321 | 0.004454 | 0.0043772 | 0.0043017 | 0.0042276 | 0.0041547 | 0.004083 | 0.0040126 | 0.0039435
F14_Industrial_Petroleum_Existing_Space Heating_Natural Gas_Strategic Energy Management_A_Achievable Technical Potential | F14 | Industrial | Petroleum | Existing | Space Heating | Natural Gas | Strategic Energy Management | A | Purchases (Cumulative) | Achievable Technical Potential | 0 | 0 | 0.0054876 | 0.010881 | 0.016181 | 0.021389 | 0.026508 | 0.031539 | 0.036483 | 0.041341 | 0.046116 | 0.050809 | 0.05542 | 0.059953 | 0.064407 | 0.068784 | 0.073085 | 0.077313 | 0.081468 | 0.085551 | 0.089563 | 0.093507
F1_Industrial_Petroleum_Existing_Process_Natural Gas_Strategic Energy Management_A_Achievable Technical Potential | F1 | Industrial | Petroleum | Existing | Process | Natural Gas | Strategic Energy Management | A | Original Unit Energy Savings (kWh or therms) | Achievable Technical Potential | 0 | 0 | 769.0432 | 769.0432 | 769.0432 | 769.0432 | 769.0432 | 769.0432 | 769.0432 | 769.0432 | 769.0432 | 769.0432 | 769.0432 | 769.0432 | 769.0432 | 769.0432 | 769.0432 | 769.0432 | 769.0432 | 769.0432 | 769.0432 | 769.0432
F2_Industrial_Petroleum_Existing_Process_Natural Gas_Strategic Energy Management_A_Achievable Technical Potential | F2 | Industrial | Petroleum | Existing | Process | Natural Gas | Strategic Energy Management | A | Original Unit Summer Peak Savings (kW) | Achievable Technical Potential | 0 | 0 | 0 | 0 | 0 | 0 | 0 | 0 | 0 | 0 | 0 | 0 | 0 | 0 | 0 | 0 | 0 | 0 | 0 | 0 | 0 | 0
F3_Industrial_Petroleum_Existing_Process_Natural Gas_Strategic Energy Management_A_Achievable Technical Potential | F3 | Industrial | Petroleum | Existing | Process | Natural Gas | Strategic Energy Management | A | Original Unit Winter Peak Savings (kW) | Achievable Technical Potential | 0 | 0 | 0 | 0 | 0 | 0 | 0 | 0 | 0 | 0 | 0 | 0 | 0 | 0 | 0 | 0 | 0 | 0 | 0 | 0 | 0 | 0
F4_Industrial_Petroleum_Existing_Process_Natural Gas_Strategic Energy Management_A_Achievable Technical Potential | F4 | Industrial | Petroleum | Existing | Process | Natural Gas | Strategic Energy Management | A | Standalone Impact on Baseline Energy (%) | Achievable Technical Potential | 0% | 0% | 0.08224% | 0.1659% | 0.2511% | 0.3377% | 0.4259% | 0.5156% | 0.6069% | 0.6997% | 0.7943% | 0.8904% | 0.9883% | 1.088% | 1.189% | 1.292% | 1.397% | 1.504% | 1.613% | 1.723% | 1.836% | 1.95%
F5_Industrial_Petroleum_Existing_Process_Natural Gas_Strategic Energy Management_A_Achievable Technical Potential | F5 | Industrial | Petroleum | Existing | Process | Natural Gas | Strategic Energy Management | A | Standalone Impact on Baseline Summer Peak (%) | Achievable Technical Potential | bar: 2019 to 2040
F6_Industrial_Petroleum_Existing_Process_Natural Gas_Strategic Energy Management_A_Achievable Technical Potential | F6 | Industrial | Petroleum | Existing | Process | Natural Gas | Strategic Energy Management | A | Standalone Impact on Baseline Winter Peak (%) | Achievable Technical Potential | bar: 2019 to 2040
F7_Industrial_Petroleum_Existing_Process_Natural Gas_Strategic Energy Management_A_Achievable Technical Potential | F7 | Industrial | Petroleum | Existing | Process | Natural Gas | Strategic Energy Management | A | Incremental Energy Savings (MWh or mTherms) | Achievable Technical Potential | 0 | 0 | 1.0929 | 1.0741 | 1.0555 | 1.0373 | 1.0195 | 1.0019 | 0.9846 | 0.96763 | 0.95094 | 0.93455 | 0.91843 | 0.9026 | 0.88704 | 0.87174 | 0.85671 | 0.84194 | 0.82743 | 0.81316 | 0.79914 | 0.78536
F8_Industrial_Petroleum_Existing_Process_Natural Gas_Strategic Energy Management_A_Achievable Technical Potential | F8 | Industrial | Petroleum | Existing | Process | Natural Gas | Strategic Energy Management | A | Incremental Summer Peak Savings (MW) | Achievable Technical Potential | 0 | 0 | 0 | 0 | 0 | 0 | 0 | 0 | 0 | 0 | 0 | 0 | 0 | 0 | 0 | 0 | 0 | 0 | 0 | 0 | 0 | 0
F9_Industrial_Petroleum_Existing_Process_Natural Gas_Strategic Energy Management_A_Achievable Technical Potential | F9 | Industrial | Petroleum | Existing | Process | Natural Gas | Strategic Energy Management | A | Incremental Winter Peak Savings (MW) | Achievable Technical Potential | 0 | 0 | 0 | 0 | 0 | 0 | 0 | 0 | 0 | 0 | 0 | 0 | 0 | 0 | 0 | 0 | 0 | 0 | 0 | 0 | 0 | 0
F10_Industrial_Petroleum_Existing_Process_Natural Gas_Strategic Energy Management_A_Achievable Technical Potential | F10 | Industrial | Petroleum | Existing | Process | Natural Gas | Strategic Energy Management | A | Cumulative Energy Savings (MWh or mTherms) | Achievable Technical Potential | 0 | 0 | 1.0929 | 2.167 | 3.2225 | 4.2598 | 5.2793 | 6.2811 | 7.2658 | 8.2334 | 9.1843 | 10.1189 | 11.0373 | 11.9399 | 12.8269 | 13.6987 | 14.5554 | 15.3973 | 16.2248 | 17.0379 | 17.8371 | 18.6224
F11_Industrial_Petroleum_Existing_Process_Natural Gas_Strategic Energy Management_A_Achievable Technical Potential | F11 | Industrial | Petroleum | Existing | Process | Natural Gas | Strategic Energy Management | A | Cumulative Summer Peak Savings (MW) | Achievable Technical Potential | 0 | 0 | 0 | 0 | 0 | 0 | 0 | 0 | 0 | 0 | 0 | 0 | 0 | 0 | 0 | 0 | 0 | 0 | 0 | 0 | 0 | 0
F12_Industrial_Petroleum_Existing_Process_Natural Gas_Strategic Energy Management_A_Achievable Technical Potential | F12 | Industrial | Petroleum | Existing | Process | Natural Gas | Strategic Energy Management | A | Cumulative Winter Peak Savings (MW) | Achievable Technical Potential | 0 | 0 | 0 | 0 | 0 | 0 | 0 | 0 | 0 | 0 | 0 | 0 | 0 | 0 | 0 | 0 | 0 | 0 | 0 | 0 | 0 | 0
F13_Industrial_Petroleum_Existing_Process_Natural Gas_Strategic Energy Management_A_Achievable Technical Potential | F13 | Industrial | Petroleum | Existing | Process | Natural Gas | Strategic Energy Management | A | Purchases (Incremental) | Achievable Technical Potential | 0 | 0 | 1.4211 | 1.3966 | 1.3725 | 1.3489 | 1.3256 | 1.3028 | 1.2803 | 1.2582 | 1.2365 | 1.2152 | 1.1943 | 1.1737 | 1.1534 | 1.1335 | 1.114 | 1.0948 | 1.0759 | 1.0574 | 1.0391 | 1.0212
F14_Industrial_Petroleum_Existing_Process_Natural Gas_Strategic Energy Management_A_Achievable Technical Potential | F14 | Industrial | Petroleum | Existing | Process | Natural Gas | Strategic Energy Management | A | Purchases (Cumulative) | Achievable Technical Potential | 0 | 0 | 1.4211 | 2.8177 | 4.1903 | 5.5391 | 6.8647 | 8.1675 | 9.4478 | 10.706 | 11.9425 | 13.1577 | 14.352 | 15.5257 | 16.6791 | 17.8126 | 18.9266 | 20.0214 | 21.0973 | 22.1547 | 23.1938 | 24.215
F1_Industrial_Petroleum_Existing_Miscellaneous_Natural Gas_Strategic Energy Management_A_Achievable Technical Potential | F1 | Industrial | Petroleum | Existing | Miscellaneous | Natural Gas | Strategic Energy Management | A | Original Unit Energy Savings (kWh or therms) | Achievable Technical Potential | 0 | 0 | 160.7723 | 160.7723 | 160.7723 | 160.7723 | 160.7723 | 160.7723 | 160.7723 | 160.7723 | 160.7723 | 160.7723 | 160.7723 | 160.7723 | 160.7723 | 160.7723 | 160.7723 | 160.7723 | 160.7723 | 160.7723 | 160.7723 | 160.7723
F2_Industrial_Petroleum_Existing_Miscellaneous_Natural Gas_Strategic Energy Management_A_Achievable Technical Potential | F2 | Industrial | Petroleum | Existing | Miscellaneous | Natural Gas | Strategic Energy Management | A | Original Unit Summer Peak Savings (kW) | Achievable Technical Potential | 0 | 0 | 0 | 0 | 0 | 0 | 0 | 0 | 0 | 0 | 0 | 0 | 0 | 0 | 0 | 0 | 0 | 0 | 0 | 0 | 0 | 0
F3_Industrial_Petroleum_Existing_Miscellaneous_Natural Gas_Strategic Energy Management_A_Achievable Technical Potential | F3 | Industrial | Petroleum | Existing | Miscellaneous | Natural Gas | Strategic Energy Management | A | Original Unit Winter Peak Savings (kW) | Achievable Technical Potential | 0 | 0 | 0 | 0 | 0 | 0 | 0 | 0 | 0 | 0 | 0 | 0 | 0 | 0 | 0 | 0 | 0 | 0 | 0 | 0 | 0 | 0
F4_Industrial_Petroleum_Existing_Miscellaneous_Natural Gas_Strategic Energy Management_A_Achievable Technical Potential | F4 | Industrial | Petroleum | Existing | Miscellaneous | Natural Gas | Strategic Energy Management | A | Standalone Impact on Baseline Energy (%) | Achievable Technical Potential | 0% | 0% | 0.08224% | 0.1659% | 0.2511% | 0.3377% | 0.4259% | 0.5156% | 0.6069% | 0.6997% | 0.7943% | 0.8904% | 0.9883% | 1.088% | 1.189% | 1.292% | 1.397% | 1.504% | 1.613% | 1.723% | 1.836% | 1.95%
F5_Industrial_Petroleum_Existing_Miscellaneous_Natural Gas_Strategic Energy Management_A_Achievable Technical Potential | F5 | Industrial | Petroleum | Existing | Miscellaneous | Natural Gas | Strategic Energy Management | A | Standalone Impact on Baseline Summer Peak (%) | Achievable Technical Potential | bar: 2019 to 2040
F6_Industrial_Petroleum_Existing_Miscellaneous_Natural Gas_Strategic Energy Management_A_Achievable Technical Potential | F6 | Industrial | Petroleum | Existing | Miscellaneous | Natural Gas | Strategic Energy Management | A | Standalone Impact on Baseline Winter Peak (%) | Achievable Technical Potential | bar: 2019 to 2040
F7_Industrial_Petroleum_Existing_Miscellaneous_Natural Gas_Strategic Energy Management_A_Achievable Technical Potential | F7 | Industrial | Petroleum | Existing | Miscellaneous | Natural Gas | Strategic Energy Management | A | Incremental Energy Savings (MWh or mTherms) | Achievable Technical Potential | 0 | 0 | 0.057119 | 0.056134 | 0.055166 | 0.054215 | 0.05328 | 0.052362 | 0.051459 | 0.050572 | 0.0497 | 0.048843 | 0.048001 | 0.047173 | 0.04636 | 0.045561 | 0.044775 | 0.044003 | 0.043244 | 0.042499 | 0.041766 | 0.041046
F8_Industrial_Petroleum_Existing_Miscellaneous_Natural Gas_Strategic Energy Management_A_Achievable Technical Potential | F8 | Industrial | Petroleum | Existing | Miscellaneous | Natural Gas | Strategic Energy Management | A | Incremental Summer Peak Savings (MW) | Achievable Technical Potential | 0 | 0 | 0 | 0 | 0 | 0 | 0 | 0 | 0 | 0 | 0 | 0 | 0 | 0 | 0 | 0 | 0 | 0 | 0 | 0 | 0 | 0
F9_Industrial_Petroleum_Existing_Miscellaneous_Natural Gas_Strategic Energy Management_A_Achievable Technical Potential | F9 | Industrial | Petroleum | Existing | Miscellaneous | Natural Gas | Strategic Energy Management | A | Incremental Winter Peak Savings (MW) | Achievable Technical Potential | 0 | 0 | 0 | 0 | 0 | 0 | 0 | 0 | 0 | 0 | 0 | 0 | 0 | 0 | 0 | 0 | 0 | 0 | 0 | 0 | 0 | 0
F10_Industrial_Petroleum_Existing_Miscellaneous_Natural Gas_Strategic Energy Management_A_Achievable Technical Potential | F10 | Industrial | Petroleum | Existing | Miscellaneous | Natural Gas | Strategic Energy Management | A | Cumulative Energy Savings (MWh or mTherms) | Achievable Technical Potential | 0 | 0 | 0.057119 | 0.11325 | 0.16842 | 0.22263 | 0.27591 | 0.32828 | 0.37974 | 0.43031 | 0.48001 | 0.52885 | 0.57685 | 0.62402 | 0.67038 | 0.71594 | 0.76072 | 0.80472 | 0.84797 | 0.89047 | 0.93223 | 0.97328
F11_Industrial_Petroleum_Existing_Miscellaneous_Natural Gas_Strategic Energy Management_A_Achievable Technical Potential | F11 | Industrial | Petroleum | Existing | Miscellaneous | Natural Gas | Strategic Energy Management | A | Cumulative Summer Peak Savings (MW) | Achievable Technical Potential | 0 | 0 | 0 | 0 | 0 | 0 | 0 | 0 | 0 | 0 | 0 | 0 | 0 | 0 | 0 | 0 | 0 | 0 | 0 | 0 | 0 | 0
F12_Industrial_Petroleum_Existing_Miscellaneous_Natural Gas_Strategic Energy Management_A_Achievable Technical Potential | F12 | Industrial | Petroleum | Existing | Miscellaneous | Natural Gas | Strategic Energy Management | A | Cumulative Winter Peak Savings (MW) | Achievable Technical Potential | 0 | 0 | 0 | 0 | 0 | 0 | 0 | 0 | 0 | 0 | 0 | 0 | 0 | 0 | 0 | 0 | 0 | 0 | 0 | 0 | 0 | 0
F13_Industrial_Petroleum_Existing_Miscellaneous_Natural Gas_Strategic Energy Management_A_Achievable Technical Potential | F13 | Industrial | Petroleum | Existing | Miscellaneous | Natural Gas | Strategic Energy Management | A | Purchases (Incremental) | Achievable Technical Potential | 0 | 0 | 0.35528 | 0.34915 | 0.34313 | 0.33722 | 0.3314 | 0.32569 | 0.32007 | 0.31455 | 0.30913 | 0.3038 | 0.29856 | 0.29342 | 0.28836 | 0.28339 | 0.2785 | 0.2737 | 0.26898 | 0.26434 | 0.25978 | 0.2553
F14_Industrial_Petroleum_Existing_Miscellaneous_Natural Gas_Strategic Energy Management_A_Achievable Technical Potential | F14 | Industrial | Petroleum | Existing | Miscellaneous | Natural Gas | Strategic Energy Management | A | Purchases (Cumulative) | Achievable Technical Potential | 0 | 0 | 0.35528 | 0.70443 | 1.0476 | 1.3848 | 1.7162 | 2.0419 | 2.3619 | 2.6765 | 2.9856 | 3.2894 | 3.588 | 3.8814 | 4.1698 | 4.4532 | 4.7317 | 5.0054 | 5.2743 | 5.5387 | 5.7985 | 6.0538
F1_Industrial_Petroleum_Existing_Space Heating_Natural Gas_Commissioning_A_Achievable Technical Potential | F1 | Industrial | Petroleum | Existing | Space Heating | Natural Gas | Commissioning | A | Original Unit Energy Savings (kWh or therms) | Achievable Technical Potential | 0 | 0 | 17.5386 | 17.4526 | 17.367 | 17.2823 | 17.1993 | 17.1183 | 17.04 | 16.9648 | 16.8933 | 16.8259 | 16.7623 | 16.7024 | 16.6459 | 16.5927 | 16.5427 | 16.4956 | 16.4513 | 16.4098 | 16.3707 | 16.3341
F2_Industrial_Petroleum_Existing_Space Heating_Natural Gas_Commissioning_A_Achievable Technical Potential | F2 | Industrial | Petroleum | Existing | Space Heating | Natural Gas | Commissioning | A | Original Unit Summer Peak Savings (kW) | Achievable Technical Potential | 0 | 0 | 0 | 0 | 0 | 0 | 0 | 0 | 0 | 0 | 0 | 0 | 0 | 0 | 0 | 0 | 0 | 0 | 0 | 0 | 0 | 0
F3_Industrial_Petroleum_Existing_Space Heating_Natural Gas_Commissioning_A_Achievable Technical Potential | F3 | Industrial | Petroleum | Existing | Space Heating | Natural Gas | Commissioning | A | Original Unit Winter Peak Savings (kW) | Achievable Technical Potential | 0 | 0 | 0 | 0 | 0 | 0 | 0 | 0 | 0 | 0 | 0 | 0 | 0 | 0 | 0 | 0 | 0 | 0 | 0 | 0 | 0 | 0
F4_Industrial_Petroleum_Existing_Space Heating_Natural Gas_Commissioning_A_Achievable Technical Potential | F4 | Industrial | Petroleum | Existing | Space Heating | Natural Gas | Commissioning | A | Standalone Impact on Baseline Energy (%) | Achievable Technical Potential | bar: 2019 to 2040
F5_Industrial_Petroleum_Existing_Space Heating_Natural Gas_Commissioning_A_Achievable Technical Potential | F5 | Industrial | Petroleum | Existing | Space Heating | Natural Gas | Commissioning | A | Standalone Impact on Baseline Summer Peak (%) | Achievable Technical Potential | bar: 2019 to 2040
F6_Industrial_Petroleum_Existing_Space Heating_Natural Gas_Commissioning_A_Achievable Technical Potential | F6 | Industrial | Petroleum | Existing | Space Heating | Natural Gas | Commissioning | A | Standalone Impact on Baseline Winter Peak (%) | Achievable Technical Potential | bar: 2019 to 2040
F7_Industrial_Petroleum_Existing_Space Heating_Natural Gas_Commissioning_A_Achievable Technical Potential | F7 | Industrial | Petroleum | Existing | Space Heating | Natural Gas | Commissioning | A | Incremental Energy Savings (MWh or mTherms) | Achievable Technical Potential | 0 | 0 | 0 | 0 | 0 | 0 | 0 | 0 | 0 | 0 | 0 | 0 | 0 | 0 | 0 | 0 | 0 | 0 | 0 | 0 | 0 | 0
F8_Industrial_Petroleum_Existing_Space Heating_Natural Gas_Commissioning_A_Achievable Technical Potential | F8 | Industrial | Petroleum | Existing | Space Heating | Natural Gas | Commissioning | A | Incremental Summer Peak Savings (MW) | Achievable Technical Potential | 0 | 0 | 0 | 0 | 0 | 0 | 0 | 0 | 0 | 0 | 0 | 0 | 0 | 0 | 0 | 0 | 0 | 0 | 0 | 0 | 0 | 0
F9_Industrial_Petroleum_Existing_Space Heating_Natural Gas_Commissioning_A_Achievable Technical Potential | F9 | Industrial | Petroleum | Existing | Space Heating | Natural Gas | Commissioning | A | Incremental Winter Peak Savings (MW) | Achievable Technical Potential | 0 | 0 | 0 | 0 | 0 | 0 | 0 | 0 | 0 | 0 | 0 | 0 | 0 | 0 | 0 | 0 | 0 | 0 | 0 | 0 | 0 | 0
F10_Industrial_Petroleum_Existing_Space Heating_Natural Gas_Commissioning_A_Achievable Technical Potential | F10 | Industrial | Petroleum | Existing | Space Heating | Natural Gas | Commissioning | A | Cumulative Energy Savings (MWh or mTherms) | Achievable Technical Potential | 0 | 0 | 0 | 0 | 0 | 0 | 0 | 0 | 0 | 0 | 0 | 0 | 0 | 0 | 0 | 0 | 0 | 0 | 0 | 0 | 0 | 0
F11_Industrial_Petroleum_Existing_Space Heating_Natural Gas_Commissioning_A_Achievable Technical Potential | F11 | Industrial | Petroleum | Existing | Space Heating | Natural Gas | Commissioning | A | Cumulative Summer Peak Savings (MW) | Achievable Technical Potential | 0 | 0 | 0 | 0 | 0 | 0 | 0 | 0 | 0 | 0 | 0 | 0 | 0 | 0 | 0 | 0 | 0 | 0 | 0 | 0 | 0 | 0
F12_Industrial_Petroleum_Existing_Space Heating_Natural Gas_Commissioning_A_Achievable Technical Potential | F12 | Industrial | Petroleum | Existing | Space Heating | Natural Gas | Commissioning | A | Cumulative Winter Peak Savings (MW) | Achievable Technical Potential | 0 | 0 | 0 | 0 | 0 | 0 | 0 | 0 | 0 | 0 | 0 | 0 | 0 | 0 | 0 | 0 | 0 | 0 | 0 | 0 | 0 | 0
F13_Industrial_Petroleum_Existing_Space Heating_Natural Gas_Commissioning_A_Achievable Technical Potential | F13 | Industrial | Petroleum | Existing | Space Heating | Natural Gas | Commissioning | A | Purchases (Incremental) | Achievable Technical Potential | 0 | 0 | 0 | 0 | 0 | 0 | 0 | 0 | 0 | 0 | 0 | 0 | 0 | 0 | 0 | 0 | 0 | 0 | 0 | 0 | 0 | 0
F14_Industrial_Petroleum_Existing_Space Heating_Natural Gas_Commissioning_A_Achievable Technical Potential | F14 | Industrial | Petroleum | Existing | Space Heating | Natural Gas | Commissioning | A | Purchases (Cumulative) | Achievable Technical Potential | 0 | 0 | 0 | 0 | 0 | 0 | 0 | 0 | 0 | 0 | 0 | 0 | 0 | 0 | 0 | 0 | 0 | 0 | 0 | 0 | 0 | 0
F1_Industrial_Petroleum_Existing_Process_Natural Gas_Commissioning_A_Achievable Technical Potential | F1 | Industrial | Petroleum | Existing | Process | Natural Gas | Commissioning | A | Original Unit Energy Savings (kWh or therms) | Achievable Technical Potential | 0 | 0 | 4292.3343 | 4292.3343 | 4292.3343 | 4292.3343 | 4292.3343 | 4292.3343 | 4292.3343 | 4292.3343 | 4292.3343 | 4292.3343 | 4292.3343 | 4292.3343 | 4292.3343 | 4292.3343 | 4292.3343 | 4292.3343 | 4292.3343 | 4292.3343 | 4292.3343 | 4292.3343
F2_Industrial_Petroleum_Existing_Process_Natural Gas_Commissioning_A_Achievable Technical Potential | F2 | Industrial | Petroleum | Existing | Process | Natural Gas | Commissioning | A | Original Unit Summer Peak Savings (kW) | Achievable Technical Potential | 0 | 0 | 0 | 0 | 0 | 0 | 0 | 0 | 0 | 0 | 0 | 0 | 0 | 0 | 0 | 0 | 0 | 0 | 0 | 0 | 0 | 0
F3_Industrial_Petroleum_Existing_Process_Natural Gas_Commissioning_A_Achievable Technical Potential | F3 | Industrial | Petroleum | Existing | Process | Natural Gas | Commissioning | A | Original Unit Winter Peak Savings (kW) | Achievable Technical Potential | 0 | 0 | 0 | 0 | 0 | 0 | 0 | 0 | 0 | 0 | 0 | 0 | 0 | 0 | 0 | 0 | 0 | 0 | 0 | 0 | 0 | 0
F4_Industrial_Petroleum_Existing_Process_Natural Gas_Commissioning_A_Achievable Technical Potential | F4 | Industrial | Petroleum | Existing | Process | Natural Gas | Commissioning | A | Standalone Impact on Baseline Energy (%) | Achievable Technical Potential | bar: 2019 to 2040
F5_Industrial_Petroleum_Existing_Process_Natural Gas_Commissioning_A_Achievable Technical Potential | F5 | Industrial | Petroleum | Existing | Process | Natural Gas | Commissioning | A | Standalone Impact on Baseline Summer Peak (%) | Achievable Technical Potential | bar: 2019 to 2040
F6_Industrial_Petroleum_Existing_Process_Natural Gas_Commissioning_A_Achievable Technical Potential | F6 | Industrial | Petroleum | Existing | Process | Natural Gas | Commissioning | A | Standalone Impact on Baseline Winter Peak (%) | Achievable Technical Potential | bar: 2019 to 2040
F7_Industrial_Petroleum_Existing_Process_Natural Gas_Commissioning_A_Achievable Technical Potential | F7 | Industrial | Petroleum | Existing | Process | Natural Gas | Commissioning | A | Incremental Energy Savings (MWh or mTherms) | Achievable Technical Potential | 0 | 0 | 0 | 0 | 0 | 0 | 0 | 0 | 0 | 0 | 0 | 0 | 0 | 0 | 0 | 0 | 0 | 0 | 0 | 0 | 0 | 0
F8_Industrial_Petroleum_Existing_Process_Natural Gas_Commissioning_A_Achievable Technical Potential | F8 | Industrial | Petroleum | Existing | Process | Natural Gas | Commissioning | A | Incremental Summer Peak Savings (MW) | Achievable Technical Potential | 0 | 0 | 0 | 0 | 0 | 0 | 0 | 0 | 0 | 0 | 0 | 0 | 0 | 0 | 0 | 0 | 0 | 0 | 0 | 0 | 0 | 0
F9_Industrial_Petroleum_Existing_Process_Natural Gas_Commissioning_A_Achievable Technical Potential | F9 | Industrial | Petroleum | Existing | Process | Natural Gas | Commissioning | A | Incremental Winter Peak Savings (MW) | Achievable Technical Potential | 0 | 0 | 0 | 0 | 0 | 0 | 0 | 0 | 0 | 0 | 0 | 0 | 0 | 0 | 0 | 0 | 0 | 0 | 0 | 0 | 0 | 0
F10_Industrial_Petroleum_Existing_Process_Natural Gas_Commissioning_A_Achievable Technical Potential | F10 | Industrial | Petroleum | Existing | Process | Natural Gas | Commissioning | A | Cumulative Energy Savings (MWh or mTherms) | Achievable Technical Potential | 0 | 0 | 0 | 0 | 0 | 0 | 0 | 0 | 0 | 0 | 0 | 0 | 0 | 0 | 0 | 0 | 0 | 0 | 0 | 0 | 0 | 0
F11_Industrial_Petroleum_Existing_Process_Natural Gas_Commissioning_A_Achievable Technical Potential | F11 | Industrial | Petroleum | Existing | Process | Natural Gas | Commissioning | A | Cumulative Summer Peak Savings (MW) | Achievable Technical Potential | 0 | 0 | 0 | 0 | 0 | 0 | 0 | 0 | 0 | 0 | 0 | 0 | 0 | 0 | 0 | 0 | 0 | 0 | 0 | 0 | 0 | 0
F12_Industrial_Petroleum_Existing_Process_Natural Gas_Commissioning_A_Achievable Technical Potential | F12 | Industrial | Petroleum | Existing | Process | Natural Gas | Commissioning | A | Cumulative Winter Peak Savings (MW) | Achievable Technical Potential | 0 | 0 | 0 | 0 | 0 | 0 | 0 | 0 | 0 | 0 | 0 | 0 | 0 | 0 | 0 | 0 | 0 | 0 | 0 | 0 | 0 | 0
F13_Industrial_Petroleum_Existing_Process_Natural Gas_Commissioning_A_Achievable Technical Potential | F13 | Industrial | Petroleum | Existing | Process | Natural Gas | Commissioning | A | Purchases (Incremental) | Achievable Technical Potential | 0 | 0 | 0 | 0 | 0 | 0 | 0 | 0 | 0 | 0 | 0 | 0 | 0 | 0 | 0 | 0 | 0 | 0 | 0 | 0 | 0 | 0
F14_Industrial_Petroleum_Existing_Process_Natural Gas_Commissioning_A_Achievable Technical Potential | F14 | Industrial | Petroleum | Existing | Process | Natural Gas | Commissioning | A | Purchases (Cumulative) | Achievable Technical Potential | 0 | 0 | 0 | 0 | 0 | 0 | 0 | 0 | 0 | 0 | 0 | 0 | 0 | 0 | 0 | 0 | 0 | 0 | 0 | 0 | 0 | 0
F1_Industrial_Petroleum_Existing_Space Heating_Natural Gas_Retrocommissioning_A_Achievable Technical Potential | F1 | Industrial | Petroleum | Existing | Space Heating | Natural Gas | Retrocommissioning | A | Original Unit Energy Savings (kWh or therms) | Achievable Technical Potential | 0 | 0 | 2.436 | 2.424 | 2.4122 | 2.4004 | 2.3889 | 2.3776 | 2.3667 | 2.3563 | 2.3464 | 2.337 | 2.3282 | 2.3198 | 2.312 | 2.3046 | 2.2977 | 2.2911 | 2.285 | 2.2792 | 2.2738 | 2.2687
F2_Industrial_Petroleum_Existing_Space Heating_Natural Gas_Retrocommissioning_A_Achievable Technical Potential | F2 | Industrial | Petroleum | Existing | Space Heating | Natural Gas | Retrocommissioning | A | Original Unit Summer Peak Savings (kW) | Achievable Technical Potential | 0 | 0 | 0 | 0 | 0 | 0 | 0 | 0 | 0 | 0 | 0 | 0 | 0 | 0 | 0 | 0 | 0 | 0 | 0 | 0 | 0 | 0
F3_Industrial_Petroleum_Existing_Space Heating_Natural Gas_Retrocommissioning_A_Achievable Technical Potential | F3 | Industrial | Petroleum | Existing | Space Heating | Natural Gas | Retrocommissioning | A | Original Unit Winter Peak Savings (kW) | Achievable Technical Potential | 0 | 0 | 0 | 0 | 0 | 0 | 0 | 0 | 0 | 0 | 0 | 0 | 0 | 0 | 0 | 0 | 0 | 0 | 0 | 0 | 0 | 0
F4_Industrial_Petroleum_Existing_Space Heating_Natural Gas_Retrocommissioning_A_Achievable Technical Potential | F4 | Industrial | Petroleum | Existing | Space Heating | Natural Gas | Retrocommissioning | A | Standalone Impact on Baseline Energy (%) | Achievable Technical Potential | 0% | 0% | 0.0124% | 0.02501% | 0.03784% | 0.0509% | 0.06419% | 0.07772% | 0.09148% | 0.1055% | 0.1197% | 0.1342% | 0.149% | 0.164% | 0.1793% | 0.1948% | 0.2106% | 0.2267% | 0.2431% | 0.2597% | 0.2767% | 0.2939%
F5_Industrial_Petroleum_Existing_Space Heating_Natural Gas_Retrocommissioning_A_Achievable Technical Potential | F5 | Industrial | Petroleum | Existing | Space Heating | Natural Gas | Retrocommissioning | A | Standalone Impact on Baseline Summer Peak (%) | Achievable Technical Potential | bar: 2019 to 2040
F6_Industrial_Petroleum_Existing_Space Heating_Natural Gas_Retrocommissioning_A_Achievable Technical Potential | F6 | Industrial | Petroleum | Existing | Space Heating | Natural Gas | Retrocommissioning | A | Standalone Impact on Baseline Winter Peak (%) | Achievable Technical Potential | bar: 2019 to 2040
F7_Industrial_Petroleum_Existing_Space Heating_Natural Gas_Retrocommissioning_A_Achievable Technical Potential | F7 | Industrial | Petroleum | Existing | Space Heating | Natural Gas | Retrocommissioning | A | Incremental Energy Savings (MWh or mTherms) | Achievable Technical Potential | 0 | 0 | 0.00067313 | 0.00065828 | 0.00064376 | 0.00062958 | 0.00061575 | 0.00060228 | 0.00058919 | 0.00057648 | 0.00056415 | 0.00055221 | 0.00054064 | 0.00052942 | 0.00051853 | 0.00050796 | 0.0004977 | 0.00048773 | 0.00047803 | 0.0004686 | 0.00045943 | 0.0004505
F8_Industrial_Petroleum_Existing_Space Heating_Natural Gas_Retrocommissioning_A_Achievable Technical Potential | F8 | Industrial | Petroleum | Existing | Space Heating | Natural Gas | Retrocommissioning | A | Incremental Summer Peak Savings (MW) | Achievable Technical Potential | 0 | 0 | 0 | 0 | 0 | 0 | 0 | 0 | 0 | 0 | 0 | 0 | 0 | 0 | 0 | 0 | 0 | 0 | 0 | 0 | 0 | 0
F9_Industrial_Petroleum_Existing_Space Heating_Natural Gas_Retrocommissioning_A_Achievable Technical Potential | F9 | Industrial | Petroleum | Existing | Space Heating | Natural Gas | Retrocommissioning | A | Incremental Winter Peak Savings (MW) | Achievable Technical Potential | 0 | 0 | 0 | 0 | 0 | 0 | 0 | 0 | 0 | 0 | 0 | 0 | 0 | 0 | 0 | 0 | 0 | 0 | 0 | 0 | 0 | 0
F10_Industrial_Petroleum_Existing_Space Heating_Natural Gas_Retrocommissioning_A_Achievable Technical Potential | F10 | Industrial | Petroleum | Existing | Space Heating | Natural Gas | Retrocommissioning | A | Cumulative Energy Savings (MWh or mTherms) | Achievable Technical Potential | 0 | 0 | 0.00067313 | 0.0013281 | 0.0019654 | 0.0025853 | 0.0031887 | 0.0037759 | 0.0043479 | 0.0049052 | 0.0054486 | 0.0059791 | 0.0064971 | 0.0070033 | 0.0074982 | 0.0079822 | 0.0084558 | 0.0089195 | 0.0093736 | 0.0098185 | 0.010255 | 0.010682
F11_Industrial_Petroleum_Existing_Space Heating_Natural Gas_Retrocommissioning_A_Achievable Technical Potential | F11 | Industrial | Petroleum | Existing | Space Heating | Natural Gas | Retrocommissioning | A | Cumulative Summer Peak Savings (MW) | Achievable Technical Potential | 0 | 0 | 0 | 0 | 0 | 0 | 0 | 0 | 0 | 0 | 0 | 0 | 0 | 0 | 0 | 0 | 0 | 0 | 0 | 0 | 0 | 0
F12_Industrial_Petroleum_Existing_Space Heating_Natural Gas_Retrocommissioning_A_Achievable Technical Potential | F12 | Industrial | Petroleum | Existing | Space Heating | Natural Gas | Retrocommissioning | A | Cumulative Winter Peak Savings (MW) | Achievable Technical Potential | 0 | 0 | 0 | 0 | 0 | 0 | 0 | 0 | 0 | 0 | 0 | 0 | 0 | 0 | 0 | 0 | 0 | 0 | 0 | 0 | 0 | 0
F13_Industrial_Petroleum_Existing_Space Heating_Natural Gas_Retrocommissioning_A_Achievable Technical Potential | F13 | Industrial | Petroleum | Existing | Space Heating | Natural Gas | Retrocommissioning | A | Purchases (Incremental) | Achievable Technical Potential | 0 | 0 | 0.27633 | 0.27156 | 0.26688 | 0.26228 | 0.25776 | 0.25331 | 0.24895 | 0.24465 | 0.24044 | 0.23629 | 0.23222 | 0.22821 | 0.22428 | 0.22041 | 0.21661 | 0.21288 | 0.20921 | 0.2056 | 0.20205 | 0.19857
F14_Industrial_Petroleum_Existing_Space Heating_Natural Gas_Retrocommissioning_A_Achievable Technical Potential | F14 | Industrial | Petroleum | Existing | Space Heating | Natural Gas | Retrocommissioning | A | Purchases (Cumulative) | Achievable Technical Potential | 0 | 0 | 0.27633 | 0.54789 | 0.81477 | 1.0771 | 1.3348 | 1.5881 | 1.8371 | 2.0817 | 2.3222 | 2.5584 | 2.7907 | 3.0189 | 3.2432 | 3.4636 | 3.6802 | 3.8931 | 4.1023 | 4.3079 | 4.5099 | 4.7085
F1_Industrial_Petroleum_Existing_Process_Natural Gas_Retrocommissioning_A_Achievable Technical Potential | F1 | Industrial | Petroleum | Existing | Process | Natural Gas | Retrocommissioning | A | Original Unit Energy Savings (kWh or therms) | Achievable Technical Potential | 0 | 0 | 0 | 0 | 0 | 0 | 0 | 0 | 0 | 0 | 0 | 0 | 0 | 0 | 0 | 0 | 0 | 0 | 0 | 0 | 0 | 0
F2_Industrial_Petroleum_Existing_Process_Natural Gas_Retrocommissioning_A_Achievable Technical Potential | F2 | Industrial | Petroleum | Existing | Process | Natural Gas | Retrocommissioning | A | Original Unit Summer Peak Savings (kW) | Achievable Technical Potential | 0 | 0 | 0 | 0 | 0 | 0 | 0 | 0 | 0 | 0 | 0 | 0 | 0 | 0 | 0 | 0 | 0 | 0 | 0 | 0 | 0 | 0
F3_Industrial_Petroleum_Existing_Process_Natural Gas_Retrocommissioning_A_Achievable Technical Potential | F3 | Industrial | Petroleum | Existing | Process | Natural Gas | Retrocommissioning | A | Original Unit Winter Peak Savings (kW) | Achievable Technical Potential | 0 | 0 | 0 | 0 | 0 | 0 | 0 | 0 | 0 | 0 | 0 | 0 | 0 | 0 | 0 | 0 | 0 | 0 | 0 | 0 | 0 | 0
F4_Industrial_Petroleum_Existing_Process_Natural Gas_Retrocommissioning_A_Achievable Technical Potential | F4 | Industrial | Petroleum | Existing | Process | Natural Gas | Retrocommissioning | A | Standalone Impact on Baseline Energy (%) | Achievable Technical Potential | bar: 2019 to 2040
F5_Industrial_Petroleum_Existing_Process_Natural Gas_Retrocommissioning_A_Achievable Technical Potential | F5 | Industrial | Petroleum | Existing | Process | Natural Gas | Retrocommissioning | A | Standalone Impact on Baseline Summer Peak (%) | Achievable Technical Potential | bar: 2019 to 2040
F6_Industrial_Petroleum_Existing_Process_Natural Gas_Retrocommissioning_A_Achievable Technical Potential | F6 | Industrial | Petroleum | Existing | Process | Natural Gas | Retrocommissioning | A | Standalone Impact on Baseline Winter Peak (%) | Achievable Technical Potential | bar: 2019 to 2040
F7_Industrial_Petroleum_Existing_Process_Natural Gas_Retrocommissioning_A_Achievable Technical Potential | F7 | Industrial | Petroleum | Existing | Process | Natural Gas | Retrocommissioning | A | Incremental Energy Savings (MWh or mTherms) | Achievable Technical Potential | 0 | 0 | 0 | 0 | 0 | 0 | 0 | 0 | 0 | 0 | 0 | 0 | 0 | 0 | 0 | 0 | 0 | 0 | 0 | 0 | 0 | 0
F8_Industrial_Petroleum_Existing_Process_Natural Gas_Retrocommissioning_A_Achievable Technical Potential | F8 | Industrial | Petroleum | Existing | Process | Natural Gas | Retrocommissioning | A | Incremental Summer Peak Savings (MW) | Achievable Technical Potential | 0 | 0 | 0 | 0 | 0 | 0 | 0 | 0 | 0 | 0 | 0 | 0 | 0 | 0 | 0 | 0 | 0 | 0 | 0 | 0 | 0 | 0
F9_Industrial_Petroleum_Existing_Process_Natural Gas_Retrocommissioning_A_Achievable Technical Potential | F9 | Industrial | Petroleum | Existing | Process | Natural Gas | Retrocommissioning | A | Incremental Winter Peak Savings (MW) | Achievable Technical Potential | 0 | 0 | 0 | 0 | 0 | 0 | 0 | 0 | 0 | 0 | 0 | 0 | 0 | 0 | 0 | 0 | 0 | 0 | 0 | 0 | 0 | 0
F10_Industrial_Petroleum_Existing_Process_Natural Gas_Retrocommissioning_A_Achievable Technical Potential | F10 | Industrial | Petroleum | Existing | Process | Natural Gas | Retrocommissioning | A | Cumulative Energy Savings (MWh or mTherms) | Achievable Technical Potential | 0 | 0 | 0 | 0 | 0 | 0 | 0 | 0 | 0 | 0 | 0 | 0 | 0 | 0 | 0 | 0 | 0 | 0 | 0 | 0 | 0 | 0
F11_Industrial_Petroleum_Existing_Process_Natural Gas_Retrocommissioning_A_Achievable Technical Potential | F11 | Industrial | Petroleum | Existing | Process | Natural Gas | Retrocommissioning | A | Cumulative Summer Peak Savings (MW) | Achievable Technical Potential | 0 | 0 | 0 | 0 | 0 | 0 | 0 | 0 | 0 | 0 | 0 | 0 | 0 | 0 | 0 | 0 | 0 | 0 | 0 | 0 | 0 | 0
F12_Industrial_Petroleum_Existing_Process_Natural Gas_Retrocommissioning_A_Achievable Technical Potential | F12 | Industrial | Petroleum | Existing | Process | Natural Gas | Retrocommissioning | A | Cumulative Winter Peak Savings (MW) | Achievable Technical Potential | 0 | 0 | 0 | 0 | 0 | 0 | 0 | 0 | 0 | 0 | 0 | 0 | 0 | 0 | 0 | 0 | 0 | 0 | 0 | 0 | 0 | 0
F13_Industrial_Petroleum_Existing_Process_Natural Gas_Retrocommissioning_A_Achievable Technical Potential | F13 | Industrial | Petroleum | Existing | Process | Natural Gas | Retrocommissioning | A | Purchases (Incremental) | Achievable Technical Potential | 0 | 0 | 0.27633 | 0.27156 | 0.26688 | 0.26228 | 0.25776 | 0.25331 | 0.24895 | 0.24465 | 0.24044 | 0.23629 | 0.23222 | 0.22821 | 0.22428 | 0.22041 | 0.21661 | 0.21288 | 0.20921 | 0.2056 | 0.20205 | 0.19857
F14_Industrial_Petroleum_Existing_Process_Natural Gas_Retrocommissioning_A_Achievable Technical Potential | F14 | Industrial | Petroleum | Existing | Process | Natural Gas | Retrocommissioning | A | Purchases (Cumulative) | Achievable Technical Potential | 0 | 0 | 0.27633 | 0.54789 | 0.81477 | 1.0771 | 1.3348 | 1.5881 | 1.8371 | 2.0817 | 2.3222 | 2.5584 | 2.7907 | 3.0189 | 3.2432 | 3.4636 | 3.6802 | 3.8931 | 4.1023 | 4.3079 | 4.5099 | 4.7085
F1_Industrial_Petroleum_New_Space Heating_Natural Gas_Insulation - Roof/Ceiling_A_Achievable Technical Potential | F1 | Industrial | Petroleum | New | Space Heating | Natural Gas | Insulation - Roof/Ceiling | A | Original Unit Energy Savings (kWh or therms) | Achievable Technical Potential | 0 | 0 | 0.0743 | 0.0743 | 0.0743 | 0.0743 | 0.0743 | 0.0743 | 0.0743 | 0.0743 | 0.0743 | 0.0743 | 0.0743 | 0.0743 | 0.0743 | 0.0743 | 0.0743 | 0.0743 | 0.0743 | 0.0743 | 0.0743 | 0.0743
F2_Industrial_Petroleum_New_Space Heating_Natural Gas_Insulation - Roof/Ceiling_A_Achievable Technical Potential | F2 | Industrial | Petroleum | New | Space Heating | Natural Gas | Insulation - Roof/Ceiling | A | Original Unit Summer Peak Savings (kW) | Achievable Technical Potential | 0 | 0 | 0 | 0 | 0 | 0 | 0 | 0 | 0 | 0 | 0 | 0 | 0 | 0 | 0 | 0 | 0 | 0 | 0 | 0 | 0 | 0
F3_Industrial_Petroleum_New_Space Heating_Natural Gas_Insulation - Roof/Ceiling_A_Achievable Technical Potential | F3 | Industrial | Petroleum | New | Space Heating | Natural Gas | Insulation - Roof/Ceiling | A | Original Unit Winter Peak Savings (kW) | Achievable Technical Potential | 0 | 0 | 0 | 0 | 0 | 0 | 0 | 0 | 0 | 0 | 0 | 0 | 0 | 0 | 0 | 0 | 0 | 0 | 0 | 0 | 0 | 0
F4_Industrial_Petroleum_New_Space Heating_Natural Gas_Insulation - Roof/Ceiling_A_Achievable Technical Potential | F4 | Industrial | Petroleum | New | Space Heating | Natural Gas | Insulation - Roof/Ceiling | A | Standalone Impact on Baseline Energy (%) | Achievable Technical Potential | bar: 2019 to 2040
F5_Industrial_Petroleum_New_Space Heating_Natural Gas_Insulation - Roof/Ceiling_A_Achievable Technical Potential | F5 | Industrial | Petroleum | New | Space Heating | Natural Gas | Insulation - Roof/Ceiling | A | Standalone Impact on Baseline Summer Peak (%) | Achievable Technical Potential | bar: 2019 to 2040
F6_Industrial_Petroleum_New_Space Heating_Natural Gas_Insulation - Roof/Ceiling_A_Achievable Technical Potential | F6 | Industrial | Petroleum | New | Space Heating | Natural Gas | Insulation - Roof/Ceiling | A | Standalone Impact on Baseline Winter Peak (%) | Achievable Technical Potential | bar: 2019 to 2040
F7_Industrial_Petroleum_New_Space Heating_Natural Gas_Insulation - Roof/Ceiling_A_Achievable Technical Potential | F7 | Industrial | Petroleum | New | Space Heating | Natural Gas | Insulation - Roof/Ceiling | A | Incremental Energy Savings (MWh or mTherms) | Achievable Technical Potential | 0 | 0 | 0 | 0 | 0 | 0 | 0 | 0 | 0 | 0 | 0 | 0 | 0 | 0 | 0 | 0 | 0 | 0 | 0 | 0 | 0 | 0
F8_Industrial_Petroleum_New_Space Heating_Natural Gas_Insulation - Roof/Ceiling_A_Achievable Technical Potential | F8 | Industrial | Petroleum | New | Space Heating | Natural Gas | Insulation - Roof/Ceiling | A | Incremental Summer Peak Savings (MW) | Achievable Technical Potential | 0 | 0 | 0 | 0 | 0 | 0 | 0 | 0 | 0 | 0 | 0 | 0 | 0 | 0 | 0 | 0 | 0 | 0 | 0 | 0 | 0 | 0
F9_Industrial_Petroleum_New_Space Heating_Natural Gas_Insulation - Roof/Ceiling_A_Achievable Technical Potential | F9 | Industrial | Petroleum | New | Space Heating | Natural Gas | Insulation - Roof/Ceiling | A | Incremental Winter Peak Savings (MW) | Achievable Technical Potential | 0 | 0 | 0 | 0 | 0 | 0 | 0 | 0 | 0 | 0 | 0 | 0 | 0 | 0 | 0 | 0 | 0 | 0 | 0 | 0 | 0 | 0
F10_Industrial_Petroleum_New_Space Heating_Natural Gas_Insulation - Roof/Ceiling_A_Achievable Technical Potential | F10 | Industrial | Petroleum | New | Space Heating | Natural Gas | Insulation - Roof/Ceiling | A | Cumulative Energy Savings (MWh or mTherms) | Achievable Technical Potential | 0 | 0 | 0 | 0 | 0 | 0 | 0 | 0 | 0 | 0 | 0 | 0 | 0 | 0 | 0 | 0 | 0 | 0 | 0 | 0 | 0 | 0
F11_Industrial_Petroleum_New_Space Heating_Natural Gas_Insulation - Roof/Ceiling_A_Achievable Technical Potential | F11 | Industrial | Petroleum | New | Space Heating | Natural Gas | Insulation - Roof/Ceiling | A | Cumulative Summer Peak Savings (MW) | Achievable Technical Potential | 0 | 0 | 0 | 0 | 0 | 0 | 0 | 0 | 0 | 0 | 0 | 0 | 0 | 0 | 0 | 0 | 0 | 0 | 0 | 0 | 0 | 0
F12_Industrial_Petroleum_New_Space Heating_Natural Gas_Insulation - Roof/Ceiling_A_Achievable Technical Potential | F12 | Industrial | Petroleum | New | Space Heating | Natural Gas | Insulation - Roof/Ceiling | A | Cumulative Winter Peak Savings (MW) | Achievable Technical Potential | 0 | 0 | 0 | 0 | 0 | 0 | 0 | 0 | 0 | 0 | 0 | 0 | 0 | 0 | 0 | 0 | 0 | 0 | 0 | 0 | 0 | 0
F13_Industrial_Petroleum_New_Space Heating_Natural Gas_Insulation - Roof/Ceiling_A_Achievable Technical Potential | F13 | Industrial | Petroleum | New | Space Heating | Natural Gas | Insulation - Roof/Ceiling | A | Purchases (Incremental) | Achievable Technical Potential | 0 | 0 | 0 | 0 | 0 | 0 | 0 | 0 | 0 | 0 | 0 | 0 | 0 | 0 | 0 | 0 | 0 | 0 | 0 | 0 | 0 | 0
F14_Industrial_Petroleum_New_Space Heating_Natural Gas_Insulation - Roof/Ceiling_A_Achievable Technical Potential | F14 | Industrial | Petroleum | New | Space Heating | Natural Gas | Insulation - Roof/Ceiling | A | Purchases (Cumulative) | Achievable Technical Potential | 0 | 0 | 0 | 0 | 0 | 0 | 0 | 0 | 0 | 0 | 0 | 0 | 0 | 0 | 0 | 0 | 0 | 0 | 0 | 0 | 0 | 0
F1_Industrial_Petroleum_New_Space Heating_Natural Gas_Insulation - Wall Cavity_A_Achievable Technical Potential | F1 | Industrial | Petroleum | New | Space Heating | Natural Gas | Insulation - Wall Cavity | A | Original Unit Energy Savings (kWh or therms) | Achievable Technical Potential | 0 | 0 | 0.016254 | 0.016254 | 0.016254 | 0.016254 | 0.016254 | 0.016254 | 0.016254 | 0.016254 | 0.016254 | 0.016254 | 0.016254 | 0.016254 | 0.016254 | 0.016254 | 0.016254 | 0.016254 | 0.016254 | 0.016254 | 0.016254 | 0.016254
F2_Industrial_Petroleum_New_Space Heating_Natural Gas_Insulation - Wall Cavity_A_Achievable Technical Potential | F2 | Industrial | Petroleum | New | Space Heating | Natural Gas | Insulation - Wall Cavity | A | Original Unit Summer Peak Savings (kW) | Achievable Technical Potential | 0 | 0 | 0 | 0 | 0 | 0 | 0 | 0 | 0 | 0 | 0 | 0 | 0 | 0 | 0 | 0 | 0 | 0 | 0 | 0 | 0 | 0
F3_Industrial_Petroleum_New_Space Heating_Natural Gas_Insulation - Wall Cavity_A_Achievable Technical Potential | F3 | Industrial | Petroleum | New | Space Heating | Natural Gas | Insulation - Wall Cavity | A | Original Unit Winter Peak Savings (kW) | Achievable Technical Potential | 0 | 0 | 0 | 0 | 0 | 0 | 0 | 0 | 0 | 0 | 0 | 0 | 0 | 0 | 0 | 0 | 0 | 0 | 0 | 0 | 0 | 0
F4_Industrial_Petroleum_New_Space Heating_Natural Gas_Insulation - Wall Cavity_A_Achievable Technical Potential | F4 | Industrial | Petroleum | New | Space Heating | Natural Gas | Insulation - Wall Cavity | A | Standalone Impact on Baseline Energy (%) | Achievable Technical Potential | bar: 2019 to 2040
F5_Industrial_Petroleum_New_Space Heating_Natural Gas_Insulation - Wall Cavity_A_Achievable Technical Potential | F5 | Industrial | Petroleum | New | Space Heating | Natural Gas | Insulation - Wall Cavity | A | Standalone Impact on Baseline Summer Peak (%) | Achievable Technical Potential | bar: 2019 to 2040
F6_Industrial_Petroleum_New_Space Heating_Natural Gas_Insulation - Wall Cavity_A_Achievable Technical Potential | F6 | Industrial | Petroleum | New | Space Heating | Natural Gas | Insulation - Wall Cavity | A | Standalone Impact on Baseline Winter Peak (%) | Achievable Technical Potential | bar: 2019 to 2040
F7_Industrial_Petroleum_New_Space Heating_Natural Gas_Insulation - Wall Cavity_A_Achievable Technical Potential | F7 | Industrial | Petroleum | New | Space Heating | Natural Gas | Insulation - Wall Cavity | A | Incremental Energy Savings (MWh or mTherms) | Achievable Technical Potential | 0 | 0 | 0 | 0 | 0 | 0 | 0 | 0 | 0 | 0 | 0 | 0 | 0 | 0 | 0 | 0 | 0 | 0 | 0 | 0 | 0 | 0
F8_Industrial_Petroleum_New_Space Heating_Natural Gas_Insulation - Wall Cavity_A_Achievable Technical Potential | F8 | Industrial | Petroleum | New | Space Heating | Natural Gas | Insulation - Wall Cavity | A | Incremental Summer Peak Savings (MW) | Achievable Technical Potential | 0 | 0 | 0 | 0 | 0 | 0 | 0 | 0 | 0 | 0 | 0 | 0 | 0 | 0 | 0 | 0 | 0 | 0 | 0 | 0 | 0 | 0
F9_Industrial_Petroleum_New_Space Heating_Natural Gas_Insulation - Wall Cavity_A_Achievable Technical Potential | F9 | Industrial | Petroleum | New | Space Heating | Natural Gas | Insulation - Wall Cavity | A | Incremental Winter Peak Savings (MW) | Achievable Technical Potential | 0 | 0 | 0 | 0 | 0 | 0 | 0 | 0 | 0 | 0 | 0 | 0 | 0 | 0 | 0 | 0 | 0 | 0 | 0 | 0 | 0 | 0
F10_Industrial_Petroleum_New_Space Heating_Natural Gas_Insulation - Wall Cavity_A_Achievable Technical Potential | F10 | Industrial | Petroleum | New | Space Heating | Natural Gas | Insulation - Wall Cavity | A | Cumulative Energy Savings (MWh or mTherms) | Achievable Technical Potential | 0 | 0 | 0 | 0 | 0 | 0 | 0 | 0 | 0 | 0 | 0 | 0 | 0 | 0 | 0 | 0 | 0 | 0 | 0 | 0 | 0 | 0
F11_Industrial_Petroleum_New_Space Heating_Natural Gas_Insulation - Wall Cavity_A_Achievable Technical Potential | F11 | Industrial | Petroleum | New | Space Heating | Natural Gas | Insulation - Wall Cavity | A | Cumulative Summer Peak Savings (MW) | Achievable Technical Potential | 0 | 0 | 0 | 0 | 0 | 0 | 0 | 0 | 0 | 0 | 0 | 0 | 0 | 0 | 0 | 0 | 0 | 0 | 0 | 0 | 0 | 0
F12_Industrial_Petroleum_New_Space Heating_Natural Gas_Insulation - Wall Cavity_A_Achievable Technical Potential | F12 | Industrial | Petroleum | New | Space Heating | Natural Gas | Insulation - Wall Cavity | A | Cumulative Winter Peak Savings (MW) | Achievable Technical Potential | 0 | 0 | 0 | 0 | 0 | 0 | 0 | 0 | 0 | 0 | 0 | 0 | 0 | 0 | 0 | 0 | 0 | 0 | 0 | 0 | 0 | 0
F13_Industrial_Petroleum_New_Space Heating_Natural Gas_Insulation - Wall Cavity_A_Achievable Technical Potential | F13 | Industrial | Petroleum | New | Space Heating | Natural Gas | Insulation - Wall Cavity | A | Purchases (Incremental) | Achievable Technical Potential | 0 | 0 | 0 | 0 | 0 | 0 | 0 | 0 | 0 | 0 | 0 | 0 | 0 | 0 | 0 | 0 | 0 | 0 | 0 | 0 | 0 | 0
F14_Industrial_Petroleum_New_Space Heating_Natural Gas_Insulation - Wall Cavity_A_Achievable Technical Potential | F14 | Industrial | Petroleum | New | Space Heating | Natural Gas | Insulation - Wall Cavity | A | Purchases (Cumulative) | Achievable Technical Potential | 0 | 0 | 0 | 0 | 0 | 0 | 0 | 0 | 0 | 0 | 0 | 0 | 0 | 0 | 0 | 0 | 0 | 0 | 0 | 0 | 0 | 0
F1_Industrial_Petroleum_New_Space Heating_Natural Gas_Insulation - Ducting_A_Achievable Technical Potential | F1 | Industrial | Petroleum | New | Space Heating | Natural Gas | Insulation - Ducting | A | Original Unit Energy Savings (kWh or therms) | Achievable Technical Potential | 0 | 0 | 0.0012737 | 0.0012737 | 0.0012737 | 0.0012737 | 0.0012737 | 0.0012737 | 0.0012737 | 0.0012737 | 0.0012737 | 0.0012737 | 0.0012737 | 0.0012737 | 0.0012737 | 0.0012737 | 0.0012737 | 0.0012737 | 0.0012737 | 0.0012737 | 0.0012737 | 0.0012737
F2_Industrial_Petroleum_New_Space Heating_Natural Gas_Insulation - Ducting_A_Achievable Technical Potential | F2 | Industrial | Petroleum | New | Space Heating | Natural Gas | Insulation - Ducting | A | Original Unit Summer Peak Savings (kW) | Achievable Technical Potential | 0 | 0 | 0 | 0 | 0 | 0 | 0 | 0 | 0 | 0 | 0 | 0 | 0 | 0 | 0 | 0 | 0 | 0 | 0 | 0 | 0 | 0
F3_Industrial_Petroleum_New_Space Heating_Natural Gas_Insulation - Ducting_A_Achievable Technical Potential | F3 | Industrial | Petroleum | New | Space Heating | Natural Gas | Insulation - Ducting | A | Original Unit Winter Peak Savings (kW) | Achievable Technical Potential | 0 | 0 | 0 | 0 | 0 | 0 | 0 | 0 | 0 | 0 | 0 | 0 | 0 | 0 | 0 | 0 | 0 | 0 | 0 | 0 | 0 | 0
F4_Industrial_Petroleum_New_Space Heating_Natural Gas_Insulation - Ducting_A_Achievable Technical Potential | F4 | Industrial | Petroleum | New | Space Heating | Natural Gas | Insulation - Ducting | A | Standalone Impact on Baseline Energy (%) | Achievable Technical Potential | bar: 2019 to 2040
F5_Industrial_Petroleum_New_Space Heating_Natural Gas_Insulation - Ducting_A_Achievable Technical Potential | F5 | Industrial | Petroleum | New | Space Heating | Natural Gas | Insulation - Ducting | A | Standalone Impact on Baseline Summer Peak (%) | Achievable Technical Potential | bar: 2019 to 2040
F6_Industrial_Petroleum_New_Space Heating_Natural Gas_Insulation - Ducting_A_Achievable Technical Potential | F6 | Industrial | Petroleum | New | Space Heating | Natural Gas | Insulation - Ducting | A | Standalone Impact on Baseline Winter Peak (%) | Achievable Technical Potential | bar: 2019 to 2040
F7_Industrial_Petroleum_New_Space Heating_Natural Gas_Insulation - Ducting_A_Achievable Technical Potential | F7 | Industrial | Petroleum | New | Space Heating | Natural Gas | Insulation - Ducting | A | Incremental Energy Savings (MWh or mTherms) | Achievable Technical Potential | 0 | 0 | 0 | 0 | 0 | 0 | 0 | 0 | 0 | 0 | 0 | 0 | 0 | 0 | 0 | 0 | 0 | 0 | 0 | 0 | 0 | 0
F8_Industrial_Petroleum_New_Space Heating_Natural Gas_Insulation - Ducting_A_Achievable Technical Potential | F8 | Industrial | Petroleum | New | Space Heating | Natural Gas | Insulation - Ducting | A | Incremental Summer Peak Savings (MW) | Achievable Technical Potential | 0 | 0 | 0 | 0 | 0 | 0 | 0 | 0 | 0 | 0 | 0 | 0 | 0 | 0 | 0 | 0 | 0 | 0 | 0 | 0 | 0 | 0
F9_Industrial_Petroleum_New_Space Heating_Natural Gas_Insulation - Ducting_A_Achievable Technical Potential | F9 | Industrial | Petroleum | New | Space Heating | Natural Gas | Insulation - Ducting | A | Incremental Winter Peak Savings (MW) | Achievable Technical Potential | 0 | 0 | 0 | 0 | 0 | 0 | 0 | 0 | 0 | 0 | 0 | 0 | 0 | 0 | 0 | 0 | 0 | 0 | 0 | 0 | 0 | 0
F10_Industrial_Petroleum_New_Space Heating_Natural Gas_Insulation - Ducting_A_Achievable Technical Potential | F10 | Industrial | Petroleum | New | Space Heating | Natural Gas | Insulation - Ducting | A | Cumulative Energy Savings (MWh or mTherms) | Achievable Technical Potential | 0 | 0 | 0 | 0 | 0 | 0 | 0 | 0 | 0 | 0 | 0 | 0 | 0 | 0 | 0 | 0 | 0 | 0 | 0 | 0 | 0 | 0
F11_Industrial_Petroleum_New_Space Heating_Natural Gas_Insulation - Ducting_A_Achievable Technical Potential | F11 | Industrial | Petroleum | New | Space Heating | Natural Gas | Insulation - Ducting | A | Cumulative Summer Peak Savings (MW) | Achievable Technical Potential | 0 | 0 | 0 | 0 | 0 | 0 | 0 | 0 | 0 | 0 | 0 | 0 | 0 | 0 | 0 | 0 | 0 | 0 | 0 | 0 | 0 | 0
F12_Industrial_Petroleum_New_Space Heating_Natural Gas_Insulation - Ducting_A_Achievable Technical Potential | F12 | Industrial | Petroleum | New | Space Heating | Natural Gas | Insulation - Ducting | A | Cumulative Winter Peak Savings (MW) | Achievable Technical Potential | 0 | 0 | 0 | 0 | 0 | 0 | 0 | 0 | 0 | 0 | 0 | 0 | 0 | 0 | 0 | 0 | 0 | 0 | 0 | 0 | 0 | 0
F13_Industrial_Petroleum_New_Space Heating_Natural Gas_Insulation - Ducting_A_Achievable Technical Potential | F13 | Industrial | Petroleum | New | Space Heating | Natural Gas | Insulation - Ducting | A | Purchases (Incremental) | Achievable Technical Potential | 0 | 0 | 0 | 0 | 0 | 0 | 0 | 0 | 0 | 0 | 0 | 0 | 0 | 0 | 0 | 0 | 0 | 0 | 0 | 0 | 0 | 0
F14_Industrial_Petroleum_New_Space Heating_Natural Gas_Insulation - Ducting_A_Achievable Technical Potential | F14 | Industrial | Petroleum | New | Space Heating | Natural Gas | Insulation - Ducting | A | Purchases (Cumulative) | Achievable Technical Potential | 0 | 0 | 0 | 0 | 0 | 0 | 0 | 0 | 0 | 0 | 0 | 0 | 0 | 0 | 0 | 0 | 0 | 0 | 0 | 0 | 0 | 0
F1_Industrial_Petroleum_New_Space Heating_Natural Gas_HVAC - Duct Repair and Sealing_A_Achievable Technical Potential | F1 | Industrial | Petroleum | New | Space Heating | Natural Gas | HVAC - Duct Repair and Sealing | A | Original Unit Energy Savings (kWh or therms) | Achievable Technical Potential | 0 | 0 | 0.0036023 | 0.0036023 | 0.0036023 | 0.0036023 | 0.0036023 | 0.0036023 | 0.0036023 | 0.0036023 | 0.0036023 | 0.0036023 | 0.0036023 | 0.0036023 | 0.0036023 | 0.0036023 | 0.0036023 | 0.0036023 | 0.0036023 | 0.0036023 | 0.0036023 | 0.0036023
F2_Industrial_Petroleum_New_Space Heating_Natural Gas_HVAC - Duct Repair and Sealing_A_Achievable Technical Potential | F2 | Industrial | Petroleum | New | Space Heating | Natural Gas | HVAC - Duct Repair and Sealing | A | Original Unit Summer Peak Savings (kW) | Achievable Technical Potential | 0 | 0 | 0 | 0 | 0 | 0 | 0 | 0 | 0 | 0 | 0 | 0 | 0 | 0 | 0 | 0 | 0 | 0 | 0 | 0 | 0 | 0
F3_Industrial_Petroleum_New_Space Heating_Natural Gas_HVAC - Duct Repair and Sealing_A_Achievable Technical Potential | F3 | Industrial | Petroleum | New | Space Heating | Natural Gas | HVAC - Duct Repair and Sealing | A | Original Unit Winter Peak Savings (kW) | Achievable Technical Potential | 0 | 0 | 0 | 0 | 0 | 0 | 0 | 0 | 0 | 0 | 0 | 0 | 0 | 0 | 0 | 0 | 0 | 0 | 0 | 0 | 0 | 0
F4_Industrial_Petroleum_New_Space Heating_Natural Gas_HVAC - Duct Repair and Sealing_A_Achievable Technical Potential | F4 | Industrial | Petroleum | New | Space Heating | Natural Gas | HVAC - Duct Repair and Sealing | A | Standalone Impact on Baseline Energy (%) | Achievable Technical Potential | bar: 2019 to 2040
F5_Industrial_Petroleum_New_Space Heating_Natural Gas_HVAC - Duct Repair and Sealing_A_Achievable Technical Potential | F5 | Industrial | Petroleum | New | Space Heating | Natural Gas | HVAC - Duct Repair and Sealing | A | Standalone Impact on Baseline Summer Peak (%) | Achievable Technical Potential | bar: 2019 to 2040
F6_Industrial_Petroleum_New_Space Heating_Natural Gas_HVAC - Duct Repair and Sealing_A_Achievable Technical Potential | F6 | Industrial | Petroleum | New | Space Heating | Natural Gas | HVAC - Duct Repair and Sealing | A | Standalone Impact on Baseline Winter Peak (%) | Achievable Technical Potential | bar: 2019 to 2040
F7_Industrial_Petroleum_New_Space Heating_Natural Gas_HVAC - Duct Repair and Sealing_A_Achievable Technical Potential | F7 | Industrial | Petroleum | New | Space Heating | Natural Gas | HVAC - Duct Repair and Sealing | A | Incremental Energy Savings (MWh or mTherms) | Achievable Technical Potential | 0 | 0 | 0 | 0 | 0 | 0 | 0 | 0 | 0 | 0 | 0 | 0 | 0 | 0 | 0 | 0 | 0 | 0 | 0 | 0 | 0 | 0
F8_Industrial_Petroleum_New_Space Heating_Natural Gas_HVAC - Duct Repair and Sealing_A_Achievable Technical Potential | F8 | Industrial | Petroleum | New | Space Heating | Natural Gas | HVAC - Duct Repair and Sealing | A | Incremental Summer Peak Savings (MW) | Achievable Technical Potential | 0 | 0 | 0 | 0 | 0 | 0 | 0 | 0 | 0 | 0 | 0 | 0 | 0 | 0 | 0 | 0 | 0 | 0 | 0 | 0 | 0 | 0
F9_Industrial_Petroleum_New_Space Heating_Natural Gas_HVAC - Duct Repair and Sealing_A_Achievable Technical Potential | F9 | Industrial | Petroleum | New | Space Heating | Natural Gas | HVAC - Duct Repair and Sealing | A | Incremental Winter Peak Savings (MW) | Achievable Technical Potential | 0 | 0 | 0 | 0 | 0 | 0 | 0 | 0 | 0 | 0 | 0 | 0 | 0 | 0 | 0 | 0 | 0 | 0 | 0 | 0 | 0 | 0
F10_Industrial_Petroleum_New_Space Heating_Natural Gas_HVAC - Duct Repair and Sealing_A_Achievable Technical Potential | F10 | Industrial | Petroleum | New | Space Heating | Natural Gas | HVAC - Duct Repair and Sealing | A | Cumulative Energy Savings (MWh or mTherms) | Achievable Technical Potential | 0 | 0 | 0 | 0 | 0 | 0 | 0 | 0 | 0 | 0 | 0 | 0 | 0 | 0 | 0 | 0 | 0 | 0 | 0 | 0 | 0 | 0
F11_Industrial_Petroleum_New_Space Heating_Natural Gas_HVAC - Duct Repair and Sealing_A_Achievable Technical Potential | F11 | Industrial | Petroleum | New | Space Heating | Natural Gas | HVAC - Duct Repair and Sealing | A | Cumulative Summer Peak Savings (MW) | Achievable Technical Potential | 0 | 0 | 0 | 0 | 0 | 0 | 0 | 0 | 0 | 0 | 0 | 0 | 0 | 0 | 0 | 0 | 0 | 0 | 0 | 0 | 0 | 0
F12_Industrial_Petroleum_New_Space Heating_Natural Gas_HVAC - Duct Repair and Sealing_A_Achievable Technical Potential | F12 | Industrial | Petroleum | New | Space Heating | Natural Gas | HVAC - Duct Repair and Sealing | A | Cumulative Winter Peak Savings (MW) | Achievable Technical Potential | 0 | 0 | 0 | 0 | 0 | 0 | 0 | 0 | 0 | 0 | 0 | 0 | 0 | 0 | 0 | 0 | 0 | 0 | 0 | 0 | 0 | 0
F13_Industrial_Petroleum_New_Space Heating_Natural Gas_HVAC - Duct Repair and Sealing_A_Achievable Technical Potential | F13 | Industrial | Petroleum | New | Space Heating | Natural Gas | HVAC - Duct Repair and Sealing | A | Purchases (Incremental) | Achievable Technical Potential | 0 | 0 | 0 | 0 | 0 | 0 | 0 | 0 | 0 | 0 | 0 | 0 | 0 | 0 | 0 | 0 | 0 | 0 | 0 | 0 | 0 | 0
F14_Industrial_Petroleum_New_Space Heating_Natural Gas_HVAC - Duct Repair and Sealing_A_Achievable Technical Potential | F14 | Industrial | Petroleum | New | Space Heating | Natural Gas | HVAC - Duct Repair and Sealing | A | Purchases (Cumulative) | Achievable Technical Potential | 0 | 0 | 0 | 0 | 0 | 0 | 0 | 0 | 0 | 0 | 0 | 0 | 0 | 0 | 0 | 0 | 0 | 0 | 0 | 0 | 0 | 0
F1_Industrial_Petroleum_New_Space Heating_Natural Gas_Windows - High Efficiency_A_Achievable Technical Potential | F1 | Industrial | Petroleum | New | Space Heating | Natural Gas | Windows - High Efficiency | A | Original Unit Energy Savings (kWh or therms) | Achievable Technical Potential | 0 | 0 | 0.0069504 | 0.0069504 | 0.0069504 | 0.0069504 | 0.0069504 | 0.0069504 | 0.0069504 | 0.0069504 | 0.0069504 | 0.0069504 | 0.0069504 | 0.0069504 | 0.0069504 | 0.0069504 | 0.0069504 | 0.0069504 | 0.0069504 | 0.0069504 | 0.0069504 | 0.0069504
F2_Industrial_Petroleum_New_Space Heating_Natural Gas_Windows - High Efficiency_A_Achievable Technical Potential | F2 | Industrial | Petroleum | New | Space Heating | Natural Gas | Windows - High Efficiency | A | Original Unit Summer Peak Savings (kW) | Achievable Technical Potential | 0 | 0 | 0 | 0 | 0 | 0 | 0 | 0 | 0 | 0 | 0 | 0 | 0 | 0 | 0 | 0 | 0 | 0 | 0 | 0 | 0 | 0
F3_Industrial_Petroleum_New_Space Heating_Natural Gas_Windows - High Efficiency_A_Achievable Technical Potential | F3 | Industrial | Petroleum | New | Space Heating | Natural Gas | Windows - High Efficiency | A | Original Unit Winter Peak Savings (kW) | Achievable Technical Potential | 0 | 0 | 0 | 0 | 0 | 0 | 0 | 0 | 0 | 0 | 0 | 0 | 0 | 0 | 0 | 0 | 0 | 0 | 0 | 0 | 0 | 0
F4_Industrial_Petroleum_New_Space Heating_Natural Gas_Windows - High Efficiency_A_Achievable Technical Potential | F4 | Industrial | Petroleum | New | Space Heating | Natural Gas | Windows - High Efficiency | A | Standalone Impact on Baseline Energy (%) | Achievable Technical Potential | bar: 2019 to 2040
F5_Industrial_Petroleum_New_Space Heating_Natural Gas_Windows - High Efficiency_A_Achievable Technical Potential | F5 | Industrial | Petroleum | New | Space Heating | Natural Gas | Windows - High Efficiency | A | Standalone Impact on Baseline Summer Peak (%) | Achievable Technical Potential | bar: 2019 to 2040
F6_Industrial_Petroleum_New_Space Heating_Natural Gas_Windows - High Efficiency_A_Achievable Technical Potential | F6 | Industrial | Petroleum | New | Space Heating | Natural Gas | Windows - High Efficiency | A | Standalone Impact on Baseline Winter Peak (%) | Achievable Technical Potential | bar: 2019 to 2040
F7_Industrial_Petroleum_New_Space Heating_Natural Gas_Windows - High Efficiency_A_Achievable Technical Potential | F7 | Industrial | Petroleum | New | Space Heating | Natural Gas | Windows - High Efficiency | A | Incremental Energy Savings (MWh or mTherms) | Achievable Technical Potential | 0 | 0 | 0 | 0 | 0 | 0 | 0 | 0 | 0 | 0 | 0 | 0 | 0 | 0 | 0 | 0 | 0 | 0 | 0 | 0 | 0 | 0
F8_Industrial_Petroleum_New_Space Heating_Natural Gas_Windows - High Efficiency_A_Achievable Technical Potential | F8 | Industrial | Petroleum | New | Space Heating | Natural Gas | Windows - High Efficiency | A | Incremental Summer Peak Savings (MW) | Achievable Technical Potential | 0 | 0 | 0 | 0 | 0 | 0 | 0 | 0 | 0 | 0 | 0 | 0 | 0 | 0 | 0 | 0 | 0 | 0 | 0 | 0 | 0 | 0
F9_Industrial_Petroleum_New_Space Heating_Natural Gas_Windows - High Efficiency_A_Achievable Technical Potential | F9 | Industrial | Petroleum | New | Space Heating | Natural Gas | Windows - High Efficiency | A | Incremental Winter Peak Savings (MW) | Achievable Technical Potential | 0 | 0 | 0 | 0 | 0 | 0 | 0 | 0 | 0 | 0 | 0 | 0 | 0 | 0 | 0 | 0 | 0 | 0 | 0 | 0 | 0 | 0
F10_Industrial_Petroleum_New_Space Heating_Natural Gas_Windows - High Efficiency_A_Achievable Technical Potential | F10 | Industrial | Petroleum | New | Space Heating | Natural Gas | Windows - High Efficiency | A | Cumulative Energy Savings (MWh or mTherms) | Achievable Technical Potential | 0 | 0 | 0 | 0 | 0 | 0 | 0 | 0 | 0 | 0 | 0 | 0 | 0 | 0 | 0 | 0 | 0 | 0 | 0 | 0 | 0 | 0
F11_Industrial_Petroleum_New_Space Heating_Natural Gas_Windows - High Efficiency_A_Achievable Technical Potential | F11 | Industrial | Petroleum | New | Space Heating | Natural Gas | Windows - High Efficiency | A | Cumulative Summer Peak Savings (MW) | Achievable Technical Potential | 0 | 0 | 0 | 0 | 0 | 0 | 0 | 0 | 0 | 0 | 0 | 0 | 0 | 0 | 0 | 0 | 0 | 0 | 0 | 0 | 0 | 0
F12_Industrial_Petroleum_New_Space Heating_Natural Gas_Windows - High Efficiency_A_Achievable Technical Potential | F12 | Industrial | Petroleum | New | Space Heating | Natural Gas | Windows - High Efficiency | A | Cumulative Winter Peak Savings (MW) | Achievable Technical Potential | 0 | 0 | 0 | 0 | 0 | 0 | 0 | 0 | 0 | 0 | 0 | 0 | 0 | 0 | 0 | 0 | 0 | 0 | 0 | 0 | 0 | 0
F13_Industrial_Petroleum_New_Space Heating_Natural Gas_Windows - High Efficiency_A_Achievable Technical Potential | F13 | Industrial | Petroleum | New | Space Heating | Natural Gas | Windows - High Efficiency | A | Purchases (Incremental) | Achievable Technical Potential | 0 | 0 | 0 | 0 | 0 | 0 | 0 | 0 | 0 | 0 | 0 | 0 | 0 | 0 | 0 | 0 | 0 | 0 | 0 | 0 | 0 | 0
F14_Industrial_Petroleum_New_Space Heating_Natural Gas_Windows - High Efficiency_A_Achievable Technical Potential | F14 | Industrial | Petroleum | New | Space Heating | Natural Gas | Windows - High Efficiency | A | Purchases (Cumulative) | Achievable Technical Potential | 0 | 0 | 0 | 0 | 0 | 0 | 0 | 0 | 0 | 0 | 0 | 0 | 0 | 0 | 0 | 0 | 0 | 0 | 0 | 0 | 0 | 0
F1_Industrial_Petroleum_New_Space Heating_Natural Gas_Gas Boiler - Maintenance_A_Achievable Technical Potential | F1 | Industrial | Petroleum | New | Space Heating | Natural Gas | Gas Boiler - Maintenance | A | Original Unit Energy Savings (kWh or therms) | Achievable Technical Potential | 0 | 0 | 101.7645 | 101.7645 | 101.7645 | 101.7645 | 101.7645 | 101.7645 | 101.7645 | 101.7645 | 101.7645 | 101.7645 | 101.7645 | 101.7645 | 101.7645 | 101.7645 | 101.7645 | 101.7645 | 101.7645 | 101.7645 | 101.7645 | 101.7645
F2_Industrial_Petroleum_New_Space Heating_Natural Gas_Gas Boiler - Maintenance_A_Achievable Technical Potential | F2 | Industrial | Petroleum | New | Space Heating | Natural Gas | Gas Boiler - Maintenance | A | Original Unit Summer Peak Savings (kW) | Achievable Technical Potential | 0 | 0 | 0 | 0 | 0 | 0 | 0 | 0 | 0 | 0 | 0 | 0 | 0 | 0 | 0 | 0 | 0 | 0 | 0 | 0 | 0 | 0
F3_Industrial_Petroleum_New_Space Heating_Natural Gas_Gas Boiler - Maintenance_A_Achievable Technical Potential | F3 | Industrial | Petroleum | New | Space Heating | Natural Gas | Gas Boiler - Maintenance | A | Original Unit Winter Peak Savings (kW) | Achievable Technical Potential | 0 | 0 | 0 | 0 | 0 | 0 | 0 | 0 | 0 | 0 | 0 | 0 | 0 | 0 | 0 | 0 | 0 | 0 | 0 | 0 | 0 | 0
F4_Industrial_Petroleum_New_Space Heating_Natural Gas_Gas Boiler - Maintenance_A_Achievable Technical Potential | F4 | Industrial | Petroleum | New | Space Heating | Natural Gas | Gas Boiler - Maintenance | A | Standalone Impact on Baseline Energy (%) | Achievable Technical Potential | 0% | 0% | 0.004583% | 0.005839% | 0.006318% | 0.005086% | 0.004469% | 0.003936% | 0.003481% | 0.003081% | 0.002838% | 0.002602% | 0.002405% | 0.00221% | 0.002095% | 0.001971% | 0.00186% | 0.001746% | 0.001678% | 0.001601% | 0.001533% | 0.001471%
F5_Industrial_Petroleum_New_Space Heating_Natural Gas_Gas Boiler - Maintenance_A_Achievable Technical Potential | F5 | Industrial | Petroleum | New | Space Heating | Natural Gas | Gas Boiler - Maintenance | A | Standalone Impact on Baseline Summer Peak (%) | Achievable Technical Potential | bar: 2019 to 2040
F6_Industrial_Petroleum_New_Space Heating_Natural Gas_Gas Boiler - Maintenance_A_Achievable Technical Potential | F6 | Industrial | Petroleum | New | Space Heating | Natural Gas | Gas Boiler - Maintenance | A | Standalone Impact on Baseline Winter Peak (%) | Achievable Technical Potential | bar: 2019 to 2040
F7_Industrial_Petroleum_New_Space Heating_Natural Gas_Gas Boiler - Maintenance_A_Achievable Technical Potential | F7 | Industrial | Petroleum | New | Space Heating | Natural Gas | Gas Boiler - Maintenance | A | Incremental Energy Savings (MWh or mTherms) | Achievable Technical Potential | 0 | 0 | 1.2379e-05 | 1.5143e-05 | 1.4948e-05 | 1.5539e-05 | 1.5671e-05 | 1.5627e-05 | 1.5539e-05 | 1.5671e-05 | 1.5627e-05 | 2.7918e-05 | 3.0814e-05 | 3.0575e-05 | 5.5837e-05 | 6.1628e-05 | 6.115e-05 | 0.00011167 | 0.00012326 | 0.0001223 | 0.00022651 | 0.00024704
F8_Industrial_Petroleum_New_Space Heating_Natural Gas_Gas Boiler - Maintenance_A_Achievable Technical Potential | F8 | Industrial | Petroleum | New | Space Heating | Natural Gas | Gas Boiler - Maintenance | A | Incremental Summer Peak Savings (MW) | Achievable Technical Potential | 0 | 0 | 0 | 0 | 0 | 0 | 0 | 0 | 0 | 0 | 0 | 0 | 0 | 0 | 0 | 0 | 0 | 0 | 0 | 0 | 0 | 0
F9_Industrial_Petroleum_New_Space Heating_Natural Gas_Gas Boiler - Maintenance_A_Achievable Technical Potential | F9 | Industrial | Petroleum | New | Space Heating | Natural Gas | Gas Boiler - Maintenance | A | Incremental Winter Peak Savings (MW) | Achievable Technical Potential | 0 | 0 | 0 | 0 | 0 | 0 | 0 | 0 | 0 | 0 | 0 | 0 | 0 | 0 | 0 | 0 | 0 | 0 | 0 | 0 | 0 | 0
F10_Industrial_Petroleum_New_Space Heating_Natural Gas_Gas Boiler - Maintenance_A_Achievable Technical Potential | F10 | Industrial | Petroleum | New | Space Heating | Natural Gas | Gas Boiler - Maintenance | A | Cumulative Energy Savings (MWh or mTherms) | Achievable Technical Potential | 0 | 0 | 1.2379e-05 | 2.7522e-05 | 4.247e-05 | 4.563e-05 | 4.6158e-05 | 4.6837e-05 | 4.6837e-05 | 4.6837e-05 | 4.6837e-05 | 4.6837e-05 | 4.6837e-05 | 4.6837e-05 | 4.6837e-05 | 4.6837e-05 | 4.6837e-05 | 4.6837e-05 | 4.6837e-05 | 4.6837e-05 | 4.6837e-05 | 4.6837e-05
F11_Industrial_Petroleum_New_Space Heating_Natural Gas_Gas Boiler - Maintenance_A_Achievable Technical Potential | F11 | Industrial | Petroleum | New | Space Heating | Natural Gas | Gas Boiler - Maintenance | A | Cumulative Summer Peak Savings (MW) | Achievable Technical Potential | 0 | 0 | 0 | 0 | 0 | 0 | 0 | 0 | 0 | 0 | 0 | 0 | 0 | 0 | 0 | 0 | 0 | 0 | 0 | 0 | 0 | 0
F12_Industrial_Petroleum_New_Space Heating_Natural Gas_Gas Boiler - Maintenance_A_Achievable Technical Potential | F12 | Industrial | Petroleum | New | Space Heating | Natural Gas | Gas Boiler - Maintenance | A | Cumulative Winter Peak Savings (MW) | Achievable Technical Potential | 0 | 0 | 0 | 0 | 0 | 0 | 0 | 0 | 0 | 0 | 0 | 0 | 0 | 0 | 0 | 0 | 0 | 0 | 0 | 0 | 0 | 0
F13_Industrial_Petroleum_New_Space Heating_Natural Gas_Gas Boiler - Maintenance_A_Achievable Technical Potential | F13 | Industrial | Petroleum | New | Space Heating | Natural Gas | Gas Boiler - Maintenance | A | Purchases (Incremental) | Achievable Technical Potential | 0 | 0 | 0.00012165 | 0.0001488 | 0.00014689 | 0.0001527 | 0.000154 | 0.00015356 | 0.0001527 | 0.000154 | 0.00015356 | 0.00027434 | 0.0003028 | 0.00030045 | 0.00054869 | 0.0006056 | 0.00060089 | 0.0010974 | 0.0012112 | 0.0012018 | 0.0022258 | 0.0024276
F14_Industrial_Petroleum_New_Space Heating_Natural Gas_Gas Boiler - Maintenance_A_Achievable Technical Potential | F14 | Industrial | Petroleum | New | Space Heating | Natural Gas | Gas Boiler - Maintenance | A | Purchases (Cumulative) | Achievable Technical Potential | 0 | 0 | 0.00012165 | 0.00027045 | 0.00041734 | 0.00044839 | 0.00045358 | 0.00046025 | 0.00046025 | 0.00046025 | 0.00046025 | 0.00046025 | 0.00046025 | 0.00046025 | 0.00046025 | 0.00046025 | 0.00046025 | 0.00046025 | 0.00046025 | 0.00046025 | 0.00046025 | 0.00046025
F1_Industrial_Petroleum_New_Process_Natural Gas_Gas Boiler - Maintenance_A_Achievable Technical Potential | F1 | Industrial | Petroleum | New | Process | Natural Gas | Gas Boiler - Maintenance | A | Original Unit Energy Savings (kWh or therms) | Achievable Technical Potential | 0 | 0 | 536.7637 | 536.7637 | 536.7637 | 536.7637 | 536.7637 | 536.7637 | 536.7637 | 536.7637 | 536.7637 | 536.7637 | 536.7637 | 536.7637 | 536.7637 | 536.7637 | 536.7637 | 536.7637 | 536.7637 | 536.7637 | 536.7637 | 536.7637
F2_Industrial_Petroleum_New_Process_Natural Gas_Gas Boiler - Maintenance_A_Achievable Technical Potential | F2 | Industrial | Petroleum | New | Process | Natural Gas | Gas Boiler - Maintenance | A | Original Unit Summer Peak Savings (kW) | Achievable Technical Potential | 0 | 0 | 0 | 0 | 0 | 0 | 0 | 0 | 0 | 0 | 0 | 0 | 0 | 0 | 0 | 0 | 0 | 0 | 0 | 0 | 0 | 0
F3_Industrial_Petroleum_New_Process_Natural Gas_Gas Boiler - Maintenance_A_Achievable Technical Potential | F3 | Industrial | Petroleum | New | Process | Natural Gas | Gas Boiler - Maintenance | A | Original Unit Winter Peak Savings (kW) | Achievable Technical Potential | 0 | 0 | 0 | 0 | 0 | 0 | 0 | 0 | 0 | 0 | 0 | 0 | 0 | 0 | 0 | 0 | 0 | 0 | 0 | 0 | 0 | 0
F4_Industrial_Petroleum_New_Process_Natural Gas_Gas Boiler - Maintenance_A_Achievable Technical Potential | F4 | Industrial | Petroleum | New | Process | Natural Gas | Gas Boiler - Maintenance | A | Standalone Impact on Baseline Energy (%) | Achievable Technical Potential | 0% | 0% | 0.007054% | 0.008986% | 0.009724% | 0.007827% | 0.006879% | 0.006057% | 0.005358% | 0.004742% | 0.004368% | 0.004005% | 0.003701% | 0.003402% | 0.003225% | 0.003033% | 0.002863% | 0.002687% | 0.002583% | 0.002465% | 0.00236% | 0.002263%
F5_Industrial_Petroleum_New_Process_Natural Gas_Gas Boiler - Maintenance_A_Achievable Technical Potential | F5 | Industrial | Petroleum | New | Process | Natural Gas | Gas Boiler - Maintenance | A | Standalone Impact on Baseline Summer Peak (%) | Achievable Technical Potential | bar: 2019 to 2040
F6_Industrial_Petroleum_New_Process_Natural Gas_Gas Boiler - Maintenance_A_Achievable Technical Potential | F6 | Industrial | Petroleum | New | Process | Natural Gas | Gas Boiler - Maintenance | A | Standalone Impact on Baseline Winter Peak (%) | Achievable Technical Potential | bar: 2019 to 2040
F7_Industrial_Petroleum_New_Process_Natural Gas_Gas Boiler - Maintenance_A_Achievable Technical Potential | F7 | Industrial | Petroleum | New | Process | Natural Gas | Gas Boiler - Maintenance | A | Incremental Energy Savings (MWh or mTherms) | Achievable Technical Potential | 0 | 0 | 0.0051853 | 0.0063428 | 0.0062612 | 0.0065089 | 0.0065642 | 0.0065456 | 0.0065089 | 0.0065642 | 0.0065456 | 0.011694 | 0.012907 | 0.012807 | 0.023388 | 0.025814 | 0.025614 | 0.046777 | 0.051628 | 0.051227 | 0.094877 | 0.10348
F8_Industrial_Petroleum_New_Process_Natural Gas_Gas Boiler - Maintenance_A_Achievable Technical Potential | F8 | Industrial | Petroleum | New | Process | Natural Gas | Gas Boiler - Maintenance | A | Incremental Summer Peak Savings (MW) | Achievable Technical Potential | 0 | 0 | 0 | 0 | 0 | 0 | 0 | 0 | 0 | 0 | 0 | 0 | 0 | 0 | 0 | 0 | 0 | 0 | 0 | 0 | 0 | 0
F9_Industrial_Petroleum_New_Process_Natural Gas_Gas Boiler - Maintenance_A_Achievable Technical Potential | F9 | Industrial | Petroleum | New | Process | Natural Gas | Gas Boiler - Maintenance | A | Incremental Winter Peak Savings (MW) | Achievable Technical Potential | 0 | 0 | 0 | 0 | 0 | 0 | 0 | 0 | 0 | 0 | 0 | 0 | 0 | 0 | 0 | 0 | 0 | 0 | 0 | 0 | 0 | 0
F10_Industrial_Petroleum_New_Process_Natural Gas_Gas Boiler - Maintenance_A_Achievable Technical Potential | F10 | Industrial | Petroleum | New | Process | Natural Gas | Gas Boiler - Maintenance | A | Cumulative Energy Savings (MWh or mTherms) | Achievable Technical Potential | 0 | 0 | 0.0051853 | 0.011528 | 0.017789 | 0.019113 | 0.019334 | 0.019619 | 0.019619 | 0.019619 | 0.019619 | 0.019619 | 0.019619 | 0.019619 | 0.019619 | 0.019619 | 0.019619 | 0.019619 | 0.019619 | 0.019619 | 0.019619 | 0.019619
F11_Industrial_Petroleum_New_Process_Natural Gas_Gas Boiler - Maintenance_A_Achievable Technical Potential | F11 | Industrial | Petroleum | New | Process | Natural Gas | Gas Boiler - Maintenance | A | Cumulative Summer Peak Savings (MW) | Achievable Technical Potential | 0 | 0 | 0 | 0 | 0 | 0 | 0 | 0 | 0 | 0 | 0 | 0 | 0 | 0 | 0 | 0 | 0 | 0 | 0 | 0 | 0 | 0
F12_Industrial_Petroleum_New_Process_Natural Gas_Gas Boiler - Maintenance_A_Achievable Technical Potential | F12 | Industrial | Petroleum | New | Process | Natural Gas | Gas Boiler - Maintenance | A | Cumulative Winter Peak Savings (MW) | Achievable Technical Potential | 0 | 0 | 0 | 0 | 0 | 0 | 0 | 0 | 0 | 0 | 0 | 0 | 0 | 0 | 0 | 0 | 0 | 0 | 0 | 0 | 0 | 0
F13_Industrial_Petroleum_New_Process_Natural Gas_Gas Boiler - Maintenance_A_Achievable Technical Potential | F13 | Industrial | Petroleum | New | Process | Natural Gas | Gas Boiler - Maintenance | A | Purchases (Incremental) | Achievable Technical Potential | 0 | 0 | 0.0096603 | 0.011817 | 0.011665 | 0.012126 | 0.012229 | 0.012195 | 0.012126 | 0.012229 | 0.012195 | 0.021786 | 0.024046 | 0.023859 | 0.043573 | 0.048092 | 0.047719 | 0.087146 | 0.096184 | 0.095438 | 0.17676 | 0.19278
F14_Industrial_Petroleum_New_Process_Natural Gas_Gas Boiler - Maintenance_A_Achievable Technical Potential | F14 | Industrial | Petroleum | New | Process | Natural Gas | Gas Boiler - Maintenance | A | Purchases (Cumulative) | Achievable Technical Potential | 0 | 0 | 0.0096603 | 0.021477 | 0.033142 | 0.035608 | 0.03602 | 0.03655 | 0.03655 | 0.03655 | 0.03655 | 0.03655 | 0.03655 | 0.03655 | 0.03655 | 0.03655 | 0.03655 | 0.03655 | 0.03655 | 0.03655 | 0.03655 | 0.03655
F1_Industrial_Petroleum_New_Space Heating_Natural Gas_Gas Furnace - Maintenance_A_Achievable Technical Potential | F1 | Industrial | Petroleum | New | Space Heating | Natural Gas | Gas Furnace - Maintenance | A | Original Unit Energy Savings (kWh or therms) | Achievable Technical Potential | 0 | 0 | 0.0083129 | 0.0083129 | 0.0083129 | 0.0083129 | 0.0083129 | 0.0083129 | 0.0083129 | 0.0083129 | 0.0083129 | 0.0083129 | 0.0083129 | 0.0083129 | 0.0083129 | 0.0083129 | 0.0083129 | 0.0083129 | 0.0083129 | 0.0083129 | 0.0083129 | 0.0083129
F2_Industrial_Petroleum_New_Space Heating_Natural Gas_Gas Furnace - Maintenance_A_Achievable Technical Potential | F2 | Industrial | Petroleum | New | Space Heating | Natural Gas | Gas Furnace - Maintenance | A | Original Unit Summer Peak Savings (kW) | Achievable Technical Potential | 0 | 0 | 0 | 0 | 0 | 0 | 0 | 0 | 0 | 0 | 0 | 0 | 0 | 0 | 0 | 0 | 0 | 0 | 0 | 0 | 0 | 0
F3_Industrial_Petroleum_New_Space Heating_Natural Gas_Gas Furnace - Maintenance_A_Achievable Technical Potential | F3 | Industrial | Petroleum | New | Space Heating | Natural Gas | Gas Furnace - Maintenance | A | Original Unit Winter Peak Savings (kW) | Achievable Technical Potential | 0 | 0 | 0 | 0 | 0 | 0 | 0 | 0 | 0 | 0 | 0 | 0 | 0 | 0 | 0 | 0 | 0 | 0 | 0 | 0 | 0 | 0
F4_Industrial_Petroleum_New_Space Heating_Natural Gas_Gas Furnace - Maintenance_A_Achievable Technical Potential | F4 | Industrial | Petroleum | New | Space Heating | Natural Gas | Gas Furnace - Maintenance | A | Standalone Impact on Baseline Energy (%) | Achievable Technical Potential | 0% | 0% | 8.484e-08% | 1.081e-07% | 1.17e-07% | 9.415e-08% | 8.274e-08% | 7.286e-08% | 6.444e-08% | 5.703e-08% | 5.254e-08% | 4.817e-08% | 4.452e-08% | 4.092e-08% | 3.879e-08% | 3.648e-08% | 3.443e-08% | 3.232e-08% | 3.107e-08% | 2.964e-08% | 2.838e-08% | 2.722e-08%
F5_Industrial_Petroleum_New_Space Heating_Natural Gas_Gas Furnace - Maintenance_A_Achievable Technical Potential | F5 | Industrial | Petroleum | New | Space Heating | Natural Gas | Gas Furnace - Maintenance | A | Standalone Impact on Baseline Summer Peak (%) | Achievable Technical Potential | bar: 2019 to 2040
F6_Industrial_Petroleum_New_Space Heating_Natural Gas_Gas Furnace - Maintenance_A_Achievable Technical Potential | F6 | Industrial | Petroleum | New | Space Heating | Natural Gas | Gas Furnace - Maintenance | A | Standalone Impact on Baseline Winter Peak (%) | Achievable Technical Potential | bar: 2019 to 2040
F7_Industrial_Petroleum_New_Space Heating_Natural Gas_Gas Furnace - Maintenance_A_Achievable Technical Potential | F7 | Industrial | Petroleum | New | Space Heating | Natural Gas | Gas Furnace - Maintenance | A | Incremental Energy Savings (MWh or mTherms) | Achievable Technical Potential | 0 | 0 | 2.2916e-10 | 2.8032e-10 | 2.7672e-10 | 2.8766e-10 | 2.901e-10 | 2.8928e-10 | 2.8766e-10 | 2.901e-10 | 2.8928e-10 | 5.1682e-10 | 5.7043e-10 | 5.66e-10 | 1.0336e-09 | 1.1409e-09 | 1.132e-09 | 2.0673e-09 | 2.2817e-09 | 2.264e-09 | 4.1931e-09 | 4.5732e-09
F8_Industrial_Petroleum_New_Space Heating_Natural Gas_Gas Furnace - Maintenance_A_Achievable Technical Potential | F8 | Industrial | Petroleum | New | Space Heating | Natural Gas | Gas Furnace - Maintenance | A | Incremental Summer Peak Savings (MW) | Achievable Technical Potential | 0 | 0 | 0 | 0 | 0 | 0 | 0 | 0 | 0 | 0 | 0 | 0 | 0 | 0 | 0 | 0 | 0 | 0 | 0 | 0 | 0 | 0
F9_Industrial_Petroleum_New_Space Heating_Natural Gas_Gas Furnace - Maintenance_A_Achievable Technical Potential | F9 | Industrial | Petroleum | New | Space Heating | Natural Gas | Gas Furnace - Maintenance | A | Incremental Winter Peak Savings (MW) | Achievable Technical Potential | 0 | 0 | 0 | 0 | 0 | 0 | 0 | 0 | 0 | 0 | 0 | 0 | 0 | 0 | 0 | 0 | 0 | 0 | 0 | 0 | 0 | 0
F10_Industrial_Petroleum_New_Space Heating_Natural Gas_Gas Furnace - Maintenance_A_Achievable Technical Potential | F10 | Industrial | Petroleum | New | Space Heating | Natural Gas | Gas Furnace - Maintenance | A | Cumulative Energy Savings (MWh or mTherms) | Achievable Technical Potential | 0 | 0 | 2.2916e-10 | 5.0948e-10 | 7.862e-10 | 8.447e-10 | 8.5448e-10 | 8.6705e-10 | 8.6705e-10 | 8.6705e-10 | 8.6705e-10 | 8.6705e-10 | 8.6705e-10 | 8.6705e-10 | 8.6705e-10 | 8.6705e-10 | 8.6705e-10 | 8.6705e-10 | 8.6705e-10 | 8.6705e-10 | 8.6705e-10 | 8.6705e-10
F11_Industrial_Petroleum_New_Space Heating_Natural Gas_Gas Furnace - Maintenance_A_Achievable Technical Potential | F11 | Industrial | Petroleum | New | Space Heating | Natural Gas | Gas Furnace - Maintenance | A | Cumulative Summer Peak Savings (MW) | Achievable Technical Potential | 0 | 0 | 0 | 0 | 0 | 0 | 0 | 0 | 0 | 0 | 0 | 0 | 0 | 0 | 0 | 0 | 0 | 0 | 0 | 0 | 0 | 0
F12_Industrial_Petroleum_New_Space Heating_Natural Gas_Gas Furnace - Maintenance_A_Achievable Technical Potential | F12 | Industrial | Petroleum | New | Space Heating | Natural Gas | Gas Furnace - Maintenance | A | Cumulative Winter Peak Savings (MW) | Achievable Technical Potential | 0 | 0 | 0 | 0 | 0 | 0 | 0 | 0 | 0 | 0 | 0 | 0 | 0 | 0 | 0 | 0 | 0 | 0 | 0 | 0 | 0 | 0
F13_Industrial_Petroleum_New_Space Heating_Natural Gas_Gas Furnace - Maintenance_A_Achievable Technical Potential | F13 | Industrial | Petroleum | New | Space Heating | Natural Gas | Gas Furnace - Maintenance | A | Purchases (Incremental) | Achievable Technical Potential | 0 | 0 | 2.7567e-05 | 3.3721e-05 | 3.3287e-05 | 3.4604e-05 | 3.4898e-05 | 3.4799e-05 | 3.4604e-05 | 3.4898e-05 | 3.4799e-05 | 6.2171e-05 | 6.8619e-05 | 6.8087e-05 | 0.00012434 | 0.00013724 | 0.00013617 | 0.00024868 | 0.00027448 | 0.00027235 | 0.00050441 | 0.00055013
F14_Industrial_Petroleum_New_Space Heating_Natural Gas_Gas Furnace - Maintenance_A_Achievable Technical Potential | F14 | Industrial | Petroleum | New | Space Heating | Natural Gas | Gas Furnace - Maintenance | A | Purchases (Cumulative) | Achievable Technical Potential | 0 | 0 | 2.7567e-05 | 6.1288e-05 | 9.4576e-05 | 0.00010161 | 0.00010279 | 0.0001043 | 0.0001043 | 0.0001043 | 0.0001043 | 0.0001043 | 0.0001043 | 0.0001043 | 0.0001043 | 0.0001043 | 0.0001043 | 0.0001043 | 0.0001043 | 0.0001043 | 0.0001043 | 0.0001043
F1_Industrial_Petroleum_New_Space Heating_Natural Gas_Gas Boiler - Hot Water Reset_A_Achievable Technical Potential | F1 | Industrial | Petroleum | New | Space Heating | Natural Gas | Gas Boiler - Hot Water Reset | A | Original Unit Energy Savings (kWh or therms) | Achievable Technical Potential | 0 | 0 | 370.0529 | 370.0529 | 370.0529 | 370.0529 | 370.0529 | 370.0529 | 370.0529 | 370.0529 | 370.0529 | 370.0529 | 370.0529 | 370.0529 | 370.0529 | 370.0529 | 370.0529 | 370.0529 | 370.0529 | 370.0529 | 370.0529 | 370.0529
F2_Industrial_Petroleum_New_Space Heating_Natural Gas_Gas Boiler - Hot Water Reset_A_Achievable Technical Potential | F2 | Industrial | Petroleum | New | Space Heating | Natural Gas | Gas Boiler - Hot Water Reset | A | Original Unit Summer Peak Savings (kW) | Achievable Technical Potential | 0 | 0 | 0 | 0 | 0 | 0 | 0 | 0 | 0 | 0 | 0 | 0 | 0 | 0 | 0 | 0 | 0 | 0 | 0 | 0 | 0 | 0
F3_Industrial_Petroleum_New_Space Heating_Natural Gas_Gas Boiler - Hot Water Reset_A_Achievable Technical Potential | F3 | Industrial | Petroleum | New | Space Heating | Natural Gas | Gas Boiler - Hot Water Reset | A | Original Unit Winter Peak Savings (kW) | Achievable Technical Potential | 0 | 0 | 0 | 0 | 0 | 0 | 0 | 0 | 0 | 0 | 0 | 0 | 0 | 0 | 0 | 0 | 0 | 0 | 0 | 0 | 0 | 0
F4_Industrial_Petroleum_New_Space Heating_Natural Gas_Gas Boiler - Hot Water Reset_A_Achievable Technical Potential | F4 | Industrial | Petroleum | New | Space Heating | Natural Gas | Gas Boiler - Hot Water Reset | A | Standalone Impact on Baseline Energy (%) | Achievable Technical Potential | 0% | 0% | 0.0162% | 0.02917% | 0.0448% | 0.06181% | 0.08593% | 0.1122% | 0.1406% | 0.1667% | 0.1933% | 0.2114% | 0.2219% | 0.2215% | 0.2201% | 0.2119% | 0.2021% | 0.1905% | 0.1831% | 0.1747% | 0.1672% | 0.1604%
F5_Industrial_Petroleum_New_Space Heating_Natural Gas_Gas Boiler - Hot Water Reset_A_Achievable Technical Potential | F5 | Industrial | Petroleum | New | Space Heating | Natural Gas | Gas Boiler - Hot Water Reset | A | Standalone Impact on Baseline Summer Peak (%) | Achievable Technical Potential | bar: 2019 to 2040
F6_Industrial_Petroleum_New_Space Heating_Natural Gas_Gas Boiler - Hot Water Reset_A_Achievable Technical Potential | F6 | Industrial | Petroleum | New | Space Heating | Natural Gas | Gas Boiler - Hot Water Reset | A | Standalone Impact on Baseline Winter Peak (%) | Achievable Technical Potential | bar: 2019 to 2040
F7_Industrial_Petroleum_New_Space Heating_Natural Gas_Gas Boiler - Hot Water Reset_A_Achievable Technical Potential | F7 | Industrial | Petroleum | New | Space Heating | Natural Gas | Gas Boiler - Hot Water Reset | A | Incremental Energy Savings (MWh or mTherms) | Achievable Technical Potential | 0 | 0 | 4.3754e-05 | 9.3756e-05 | 0.0001636 | 0.0002535 | 0.00033282 | 0.00044839 | 0.0005561 | 0.00064189 | 0.00065669 | 0.00061568 | 0.00051554 | 0.00037121 | 0.00022737 | 0.0001164 | 5.217e-05 | 2.021e-05 | 4.3754e-05 | 9.3756e-05 | 0.0001636 | 0.0002535
F8_Industrial_Petroleum_New_Space Heating_Natural Gas_Gas Boiler - Hot Water Reset_A_Achievable Technical Potential | F8 | Industrial | Petroleum | New | Space Heating | Natural Gas | Gas Boiler - Hot Water Reset | A | Incremental Summer Peak Savings (MW) | Achievable Technical Potential | 0 | 0 | 0 | 0 | 0 | 0 | 0 | 0 | 0 | 0 | 0 | 0 | 0 | 0 | 0 | 0 | 0 | 0 | 0 | 0 | 0 | 0
F9_Industrial_Petroleum_New_Space Heating_Natural Gas_Gas Boiler - Hot Water Reset_A_Achievable Technical Potential | F9 | Industrial | Petroleum | New | Space Heating | Natural Gas | Gas Boiler - Hot Water Reset | A | Incremental Winter Peak Savings (MW) | Achievable Technical Potential | 0 | 0 | 0 | 0 | 0 | 0 | 0 | 0 | 0 | 0 | 0 | 0 | 0 | 0 | 0 | 0 | 0 | 0 | 0 | 0 | 0 | 0
F10_Industrial_Petroleum_New_Space Heating_Natural Gas_Gas Boiler - Hot Water Reset_A_Achievable Technical Potential | F10 | Industrial | Petroleum | New | Space Heating | Natural Gas | Gas Boiler - Hot Water Reset | A | Cumulative Energy Savings (MWh or mTherms) | Achievable Technical Potential | 0 | 0 | 4.3754e-05 | 0.00013751 | 0.00030111 | 0.00055461 | 0.00088743 | 0.0013358 | 0.0018919 | 0.0025338 | 0.0031905 | 0.0038062 | 0.0043217 | 0.0046929 | 0.0049203 | 0.0050367 | 0.0050889 | 0.0051091 | 0.0051091 | 0.0051091 | 0.0051091 | 0.0051091
F11_Industrial_Petroleum_New_Space Heating_Natural Gas_Gas Boiler - Hot Water Reset_A_Achievable Technical Potential | F11 | Industrial | Petroleum | New | Space Heating | Natural Gas | Gas Boiler - Hot Water Reset | A | Cumulative Summer Peak Savings (MW) | Achievable Technical Potential | 0 | 0 | 0 | 0 | 0 | 0 | 0 | 0 | 0 | 0 | 0 | 0 | 0 | 0 | 0 | 0 | 0 | 0 | 0 | 0 | 0 | 0
F12_Industrial_Petroleum_New_Space Heating_Natural Gas_Gas Boiler - Hot Water Reset_A_Achievable Technical Potential | F12 | Industrial | Petroleum | New | Space Heating | Natural Gas | Gas Boiler - Hot Water Reset | A | Cumulative Winter Peak Savings (MW) | Achievable Technical Potential | 0 | 0 | 0 | 0 | 0 | 0 | 0 | 0 | 0 | 0 | 0 | 0 | 0 | 0 | 0 | 0 | 0 | 0 | 0 | 0 | 0 | 0
F13_Industrial_Petroleum_New_Space Heating_Natural Gas_Gas Boiler - Hot Water Reset_A_Achievable Technical Potential | F13 | Industrial | Petroleum | New | Space Heating | Natural Gas | Gas Boiler - Hot Water Reset | A | Purchases (Incremental) | Achievable Technical Potential | 0 | 0 | 0.00011824 | 0.00025336 | 0.0004421 | 0.00068503 | 0.0008994 | 0.0012117 | 0.0015028 | 0.0017346 | 0.0017746 | 0.0016638 | 0.0013931 | 0.0010031 | 0.00061442 | 0.00031454 | 0.00014098 | 5.4613e-05 | 0.00011824 | 0.00025336 | 0.0004421 | 0.00068503
F14_Industrial_Petroleum_New_Space Heating_Natural Gas_Gas Boiler - Hot Water Reset_A_Achievable Technical Potential | F14 | Industrial | Petroleum | New | Space Heating | Natural Gas | Gas Boiler - Hot Water Reset | A | Purchases (Cumulative) | Achievable Technical Potential | 0 | 0 | 0.00011824 | 0.0003716 | 0.00081369 | 0.0014987 | 0.0023981 | 0.0036098 | 0.0051126 | 0.0068472 | 0.0086217 | 0.010286 | 0.011679 | 0.012682 | 0.013296 | 0.013611 | 0.013752 | 0.013806 | 0.013806 | 0.013806 | 0.013806 | 0.013806
F1_Industrial_Petroleum_New_Process_Natural Gas_Gas Boiler - Hot Water Reset_A_Achievable Technical Potential | F1 | Industrial | Petroleum | New | Process | Natural Gas | Gas Boiler - Hot Water Reset | A | Original Unit Energy Savings (kWh or therms) | Achievable Technical Potential | 0 | 0 | 975.934 | 975.934 | 975.934 | 975.934 | 975.934 | 975.934 | 975.934 | 975.934 | 975.934 | 975.934 | 975.934 | 975.934 | 975.934 | 975.934 | 975.934 | 975.934 | 975.934 | 975.934 | 975.934 | 975.934
F2_Industrial_Petroleum_New_Process_Natural Gas_Gas Boiler - Hot Water Reset_A_Achievable Technical Potential | F2 | Industrial | Petroleum | New | Process | Natural Gas | Gas Boiler - Hot Water Reset | A | Original Unit Summer Peak Savings (kW) | Achievable Technical Potential | 0 | 0 | 0 | 0 | 0 | 0 | 0 | 0 | 0 | 0 | 0 | 0 | 0 | 0 | 0 | 0 | 0 | 0 | 0 | 0 | 0 | 0
F3_Industrial_Petroleum_New_Process_Natural Gas_Gas Boiler - Hot Water Reset_A_Achievable Technical Potential | F3 | Industrial | Petroleum | New | Process | Natural Gas | Gas Boiler - Hot Water Reset | A | Original Unit Winter Peak Savings (kW) | Achievable Technical Potential | 0 | 0 | 0 | 0 | 0 | 0 | 0 | 0 | 0 | 0 | 0 | 0 | 0 | 0 | 0 | 0 | 0 | 0 | 0 | 0 | 0 | 0
F4_Industrial_Petroleum_New_Process_Natural Gas_Gas Boiler - Hot Water Reset_A_Achievable Technical Potential | F4 | Industrial | Petroleum | New | Process | Natural Gas | Gas Boiler - Hot Water Reset | A | Standalone Impact on Baseline Energy (%) | Achievable Technical Potential | 0% | 0% | 0.01247% | 0.02245% | 0.03447% | 0.04757% | 0.06612% | 0.08638% | 0.1082% | 0.1283% | 0.1488% | 0.1627% | 0.1707% | 0.1704% | 0.1694% | 0.1631% | 0.1555% | 0.1466% | 0.1409% | 0.1344% | 0.1287% | 0.1234%
F5_Industrial_Petroleum_New_Process_Natural Gas_Gas Boiler - Hot Water Reset_A_Achievable Technical Potential | F5 | Industrial | Petroleum | New | Process | Natural Gas | Gas Boiler - Hot Water Reset | A | Standalone Impact on Baseline Summer Peak (%) | Achievable Technical Potential | bar: 2019 to 2040
F6_Industrial_Petroleum_New_Process_Natural Gas_Gas Boiler - Hot Water Reset_A_Achievable Technical Potential | F6 | Industrial | Petroleum | New | Process | Natural Gas | Gas Boiler - Hot Water Reset | A | Standalone Impact on Baseline Winter Peak (%) | Achievable Technical Potential | bar: 2019 to 2040
F7_Industrial_Petroleum_New_Process_Natural Gas_Gas Boiler - Hot Water Reset_A_Achievable Technical Potential | F7 | Industrial | Petroleum | New | Process | Natural Gas | Gas Boiler - Hot Water Reset | A | Incremental Energy Savings (MWh or mTherms) | Achievable Technical Potential | 0 | 0 | 0.0091636 | 0.019636 | 0.034263 | 0.053091 | 0.069705 | 0.093909 | 0.11647 | 0.13443 | 0.13753 | 0.12894 | 0.10797 | 0.077743 | 0.047619 | 0.024377 | 0.010926 | 0.0042326 | 0.0091636 | 0.019636 | 0.034263 | 0.053091
F8_Industrial_Petroleum_New_Process_Natural Gas_Gas Boiler - Hot Water Reset_A_Achievable Technical Potential | F8 | Industrial | Petroleum | New | Process | Natural Gas | Gas Boiler - Hot Water Reset | A | Incremental Summer Peak Savings (MW) | Achievable Technical Potential | 0 | 0 | 0 | 0 | 0 | 0 | 0 | 0 | 0 | 0 | 0 | 0 | 0 | 0 | 0 | 0 | 0 | 0 | 0 | 0 | 0 | 0
F9_Industrial_Petroleum_New_Process_Natural Gas_Gas Boiler - Hot Water Reset_A_Achievable Technical Potential | F9 | Industrial | Petroleum | New | Process | Natural Gas | Gas Boiler - Hot Water Reset | A | Incremental Winter Peak Savings (MW) | Achievable Technical Potential | 0 | 0 | 0 | 0 | 0 | 0 | 0 | 0 | 0 | 0 | 0 | 0 | 0 | 0 | 0 | 0 | 0 | 0 | 0 | 0 | 0 | 0
F10_Industrial_Petroleum_New_Process_Natural Gas_Gas Boiler - Hot Water Reset_A_Achievable Technical Potential | F10 | Industrial | Petroleum | New | Process | Natural Gas | Gas Boiler - Hot Water Reset | A | Cumulative Energy Savings (MWh or mTherms) | Achievable Technical Potential | 0 | 0 | 0.0091636 | 0.028799 | 0.063063 | 0.11615 | 0.18586 | 0.27977 | 0.39623 | 0.53067 | 0.6682 | 0.79715 | 0.90512 | 0.98286 | 1.0305 | 1.0549 | 1.0658 | 1.07 | 1.07 | 1.07 | 1.07 | 1.07
F11_Industrial_Petroleum_New_Process_Natural Gas_Gas Boiler - Hot Water Reset_A_Achievable Technical Potential | F11 | Industrial | Petroleum | New | Process | Natural Gas | Gas Boiler - Hot Water Reset | A | Cumulative Summer Peak Savings (MW) | Achievable Technical Potential | 0 | 0 | 0 | 0 | 0 | 0 | 0 | 0 | 0 | 0 | 0 | 0 | 0 | 0 | 0 | 0 | 0 | 0 | 0 | 0 | 0 | 0
F12_Industrial_Petroleum_New_Process_Natural Gas_Gas Boiler - Hot Water Reset_A_Achievable Technical Potential | F12 | Industrial | Petroleum | New | Process | Natural Gas | Gas Boiler - Hot Water Reset | A | Cumulative Winter Peak Savings (MW) | Achievable Technical Potential | 0 | 0 | 0 | 0 | 0 | 0 | 0 | 0 | 0 | 0 | 0 | 0 | 0 | 0 | 0 | 0 | 0 | 0 | 0 | 0 | 0 | 0
F13_Industrial_Petroleum_New_Process_Natural Gas_Gas Boiler - Hot Water Reset_A_Achievable Technical Potential | F13 | Industrial | Petroleum | New | Process | Natural Gas | Gas Boiler - Hot Water Reset | A | Purchases (Incremental) | Achievable Technical Potential | 0 | 0 | 0.0093895 | 0.02012 | 0.035108 | 0.0544 | 0.071424 | 0.096224 | 0.11934 | 0.13775 | 0.14092 | 0.13212 | 0.11063 | 0.079661 | 0.048793 | 0.024978 | 0.011196 | 0.004337 | 0.0093895 | 0.02012 | 0.035108 | 0.0544
F14_Industrial_Petroleum_New_Process_Natural Gas_Gas Boiler - Hot Water Reset_A_Achievable Technical Potential | F14 | Industrial | Petroleum | New | Process | Natural Gas | Gas Boiler - Hot Water Reset | A | Purchases (Cumulative) | Achievable Technical Potential | 0 | 0 | 0.0093895 | 0.02951 | 0.064618 | 0.11902 | 0.19044 | 0.28667 | 0.40601 | 0.54375 | 0.68468 | 0.8168 | 0.92744 | 1.0071 | 1.0559 | 1.0809 | 1.0921 | 1.0964 | 1.0964 | 1.0964 | 1.0964 | 1.0964
F1_Industrial_Petroleum_New_Space Heating_Natural Gas_Steam Trap Maintenance_A_Achievable Technical Potential | F1 | Industrial | Petroleum | New | Space Heating | Natural Gas | Steam Trap Maintenance | A | Original Unit Energy Savings (kWh or therms) | Achievable Technical Potential | 0 | 0 | 130.7319 | 130.7319 | 130.7319 | 130.7319 | 130.7319 | 130.7319 | 130.7319 | 130.7319 | 130.7319 | 130.7319 | 130.7319 | 130.7319 | 130.7319 | 130.7319 | 130.7319 | 130.7319 | 130.7319 | 130.7319 | 130.7319 | 130.7319
F2_Industrial_Petroleum_New_Space Heating_Natural Gas_Steam Trap Maintenance_A_Achievable Technical Potential | F2 | Industrial | Petroleum | New | Space Heating | Natural Gas | Steam Trap Maintenance | A | Original Unit Summer Peak Savings (kW) | Achievable Technical Potential | 0 | 0 | 0 | 0 | 0 | 0 | 0 | 0 | 0 | 0 | 0 | 0 | 0 | 0 | 0 | 0 | 0 | 0 | 0 | 0 | 0 | 0
F3_Industrial_Petroleum_New_Space Heating_Natural Gas_Steam Trap Maintenance_A_Achievable Technical Potential | F3 | Industrial | Petroleum | New | Space Heating | Natural Gas | Steam Trap Maintenance | A | Original Unit Winter Peak Savings (kW) | Achievable Technical Potential | 0 | 0 | 0 | 0 | 0 | 0 | 0 | 0 | 0 | 0 | 0 | 0 | 0 | 0 | 0 | 0 | 0 | 0 | 0 | 0 | 0 | 0
F4_Industrial_Petroleum_New_Space Heating_Natural Gas_Steam Trap Maintenance_A_Achievable Technical Potential | F4 | Industrial | Petroleum | New | Space Heating | Natural Gas | Steam Trap Maintenance | A | Standalone Impact on Baseline Energy (%) | Achievable Technical Potential | bar: 2019 to 2040
F5_Industrial_Petroleum_New_Space Heating_Natural Gas_Steam Trap Maintenance_A_Achievable Technical Potential | F5 | Industrial | Petroleum | New | Space Heating | Natural Gas | Steam Trap Maintenance | A | Standalone Impact on Baseline Summer Peak (%) | Achievable Technical Potential | bar: 2019 to 2040
F6_Industrial_Petroleum_New_Space Heating_Natural Gas_Steam Trap Maintenance_A_Achievable Technical Potential | F6 | Industrial | Petroleum | New | Space Heating | Natural Gas | Steam Trap Maintenance | A | Standalone Impact on Baseline Winter Peak (%) | Achievable Technical Potential | bar: 2019 to 2040
F7_Industrial_Petroleum_New_Space Heating_Natural Gas_Steam Trap Maintenance_A_Achievable Technical Potential | F7 | Industrial | Petroleum | New | Space Heating | Natural Gas | Steam Trap Maintenance | A | Incremental Energy Savings (MWh or mTherms) | Achievable Technical Potential | 0 | 0 | 0 | 0 | 0 | 0 | 0 | 0 | 0 | 0 | 0 | 0 | 0 | 0 | 0 | 0 | 0 | 0 | 0 | 0 | 0 | 0
F8_Industrial_Petroleum_New_Space Heating_Natural Gas_Steam Trap Maintenance_A_Achievable Technical Potential | F8 | Industrial | Petroleum | New | Space Heating | Natural Gas | Steam Trap Maintenance | A | Incremental Summer Peak Savings (MW) | Achievable Technical Potential | 0 | 0 | 0 | 0 | 0 | 0 | 0 | 0 | 0 | 0 | 0 | 0 | 0 | 0 | 0 | 0 | 0 | 0 | 0 | 0 | 0 | 0
F9_Industrial_Petroleum_New_Space Heating_Natural Gas_Steam Trap Maintenance_A_Achievable Technical Potential | F9 | Industrial | Petroleum | New | Space Heating | Natural Gas | Steam Trap Maintenance | A | Incremental Winter Peak Savings (MW) | Achievable Technical Potential | 0 | 0 | 0 | 0 | 0 | 0 | 0 | 0 | 0 | 0 | 0 | 0 | 0 | 0 | 0 | 0 | 0 | 0 | 0 | 0 | 0 | 0
F10_Industrial_Petroleum_New_Space Heating_Natural Gas_Steam Trap Maintenance_A_Achievable Technical Potential | F10 | Industrial | Petroleum | New | Space Heating | Natural Gas | Steam Trap Maintenance | A | Cumulative Energy Savings (MWh or mTherms) | Achievable Technical Potential | 0 | 0 | 0 | 0 | 0 | 0 | 0 | 0 | 0 | 0 | 0 | 0 | 0 | 0 | 0 | 0 | 0 | 0 | 0 | 0 | 0 | 0
F11_Industrial_Petroleum_New_Space Heating_Natural Gas_Steam Trap Maintenance_A_Achievable Technical Potential | F11 | Industrial | Petroleum | New | Space Heating | Natural Gas | Steam Trap Maintenance | A | Cumulative Summer Peak Savings (MW) | Achievable Technical Potential | 0 | 0 | 0 | 0 | 0 | 0 | 0 | 0 | 0 | 0 | 0 | 0 | 0 | 0 | 0 | 0 | 0 | 0 | 0 | 0 | 0 | 0
F12_Industrial_Petroleum_New_Space Heating_Natural Gas_Steam Trap Maintenance_A_Achievable Technical Potential | F12 | Industrial | Petroleum | New | Space Heating | Natural Gas | Steam Trap Maintenance | A | Cumulative Winter Peak Savings (MW) | Achievable Technical Potential | 0 | 0 | 0 | 0 | 0 | 0 | 0 | 0 | 0 | 0 | 0 | 0 | 0 | 0 | 0 | 0 | 0 | 0 | 0 | 0 | 0 | 0
F13_Industrial_Petroleum_New_Space Heating_Natural Gas_Steam Trap Maintenance_A_Achievable Technical Potential | F13 | Industrial | Petroleum | New | Space Heating | Natural Gas | Steam Trap Maintenance | A | Purchases (Incremental) | Achievable Technical Potential | 0 | 0 | 0 | 0 | 0 | 0 | 0 | 0 | 0 | 0 | 0 | 0 | 0 | 0 | 0 | 0 | 0 | 0 | 0 | 0 | 0 | 0
F14_Industrial_Petroleum_New_Space Heating_Natural Gas_Steam Trap Maintenance_A_Achievable Technical Potential | F14 | Industrial | Petroleum | New | Space Heating | Natural Gas | Steam Trap Maintenance | A | Purchases (Cumulative) | Achievable Technical Potential | 0 | 0 | 0 | 0 | 0 | 0 | 0 | 0 | 0 | 0 | 0 | 0 | 0 | 0 | 0 | 0 | 0 | 0 | 0 | 0 | 0 | 0
F1_Industrial_Petroleum_New_Process_Natural Gas_Steam Trap Maintenance_A_Achievable Technical Potential | F1 | Industrial | Petroleum | New | Process | Natural Gas | Steam Trap Maintenance | A | Original Unit Energy Savings (kWh or therms) | Achievable Technical Potential | 0 | 0 | 689.554 | 689.554 | 689.554 | 689.554 | 689.554 | 689.554 | 689.554 | 689.554 | 689.554 | 689.554 | 689.554 | 689.554 | 689.554 | 689.554 | 689.554 | 689.554 | 689.554 | 689.554 | 689.554 | 689.554
F2_Industrial_Petroleum_New_Process_Natural Gas_Steam Trap Maintenance_A_Achievable Technical Potential | F2 | Industrial | Petroleum | New | Process | Natural Gas | Steam Trap Maintenance | A | Original Unit Summer Peak Savings (kW) | Achievable Technical Potential | 0 | 0 | 0 | 0 | 0 | 0 | 0 | 0 | 0 | 0 | 0 | 0 | 0 | 0 | 0 | 0 | 0 | 0 | 0 | 0 | 0 | 0
F3_Industrial_Petroleum_New_Process_Natural Gas_Steam Trap Maintenance_A_Achievable Technical Potential | F3 | Industrial | Petroleum | New | Process | Natural Gas | Steam Trap Maintenance | A | Original Unit Winter Peak Savings (kW) | Achievable Technical Potential | 0 | 0 | 0 | 0 | 0 | 0 | 0 | 0 | 0 | 0 | 0 | 0 | 0 | 0 | 0 | 0 | 0 | 0 | 0 | 0 | 0 | 0
F4_Industrial_Petroleum_New_Process_Natural Gas_Steam Trap Maintenance_A_Achievable Technical Potential | F4 | Industrial | Petroleum | New | Process | Natural Gas | Steam Trap Maintenance | A | Standalone Impact on Baseline Energy (%) | Achievable Technical Potential | bar: 2019 to 2040
F5_Industrial_Petroleum_New_Process_Natural Gas_Steam Trap Maintenance_A_Achievable Technical Potential | F5 | Industrial | Petroleum | New | Process | Natural Gas | Steam Trap Maintenance | A | Standalone Impact on Baseline Summer Peak (%) | Achievable Technical Potential | bar: 2019 to 2040
F6_Industrial_Petroleum_New_Process_Natural Gas_Steam Trap Maintenance_A_Achievable Technical Potential | F6 | Industrial | Petroleum | New | Process | Natural Gas | Steam Trap Maintenance | A | Standalone Impact on Baseline Winter Peak (%) | Achievable Technical Potential | bar: 2019 to 2040
F7_Industrial_Petroleum_New_Process_Natural Gas_Steam Trap Maintenance_A_Achievable Technical Potential | F7 | Industrial | Petroleum | New | Process | Natural Gas | Steam Trap Maintenance | A | Incremental Energy Savings (MWh or mTherms) | Achievable Technical Potential | 0 | 0 | 0 | 0 | 0 | 0 | 0 | 0 | 0 | 0 | 0 | 0 | 0 | 0 | 0 | 0 | 0 | 0 | 0 | 0 | 0 | 0
F8_Industrial_Petroleum_New_Process_Natural Gas_Steam Trap Maintenance_A_Achievable Technical Potential | F8 | Industrial | Petroleum | New | Process | Natural Gas | Steam Trap Maintenance | A | Incremental Summer Peak Savings (MW) | Achievable Technical Potential | 0 | 0 | 0 | 0 | 0 | 0 | 0 | 0 | 0 | 0 | 0 | 0 | 0 | 0 | 0 | 0 | 0 | 0 | 0 | 0 | 0 | 0
F9_Industrial_Petroleum_New_Process_Natural Gas_Steam Trap Maintenance_A_Achievable Technical Potential | F9 | Industrial | Petroleum | New | Process | Natural Gas | Steam Trap Maintenance | A | Incremental Winter Peak Savings (MW) | Achievable Technical Potential | 0 | 0 | 0 | 0 | 0 | 0 | 0 | 0 | 0 | 0 | 0 | 0 | 0 | 0 | 0 | 0 | 0 | 0 | 0 | 0 | 0 | 0
F10_Industrial_Petroleum_New_Process_Natural Gas_Steam Trap Maintenance_A_Achievable Technical Potential | F10 | Industrial | Petroleum | New | Process | Natural Gas | Steam Trap Maintenance | A | Cumulative Energy Savings (MWh or mTherms) | Achievable Technical Potential | 0 | 0 | 0 | 0 | 0 | 0 | 0 | 0 | 0 | 0 | 0 | 0 | 0 | 0 | 0 | 0 | 0 | 0 | 0 | 0 | 0 | 0
F11_Industrial_Petroleum_New_Process_Natural Gas_Steam Trap Maintenance_A_Achievable Technical Potential | F11 | Industrial | Petroleum | New | Process | Natural Gas | Steam Trap Maintenance | A | Cumulative Summer Peak Savings (MW) | Achievable Technical Potential | 0 | 0 | 0 | 0 | 0 | 0 | 0 | 0 | 0 | 0 | 0 | 0 | 0 | 0 | 0 | 0 | 0 | 0 | 0 | 0 | 0 | 0
F12_Industrial_Petroleum_New_Process_Natural Gas_Steam Trap Maintenance_A_Achievable Technical Potential | F12 | Industrial | Petroleum | New | Process | Natural Gas | Steam Trap Maintenance | A | Cumulative Winter Peak Savings (MW) | Achievable Technical Potential | 0 | 0 | 0 | 0 | 0 | 0 | 0 | 0 | 0 | 0 | 0 | 0 | 0 | 0 | 0 | 0 | 0 | 0 | 0 | 0 | 0 | 0
F13_Industrial_Petroleum_New_Process_Natural Gas_Steam Trap Maintenance_A_Achievable Technical Potential | F13 | Industrial | Petroleum | New | Process | Natural Gas | Steam Trap Maintenance | A | Purchases (Incremental) | Achievable Technical Potential | 0 | 0 | 0 | 0 | 0 | 0 | 0 | 0 | 0 | 0 | 0 | 0 | 0 | 0 | 0 | 0 | 0 | 0 | 0 | 0 | 0 | 0
F14_Industrial_Petroleum_New_Process_Natural Gas_Steam Trap Maintenance_A_Achievable Technical Potential | F14 | Industrial | Petroleum | New | Process | Natural Gas | Steam Trap Maintenance | A | Purchases (Cumulative) | Achievable Technical Potential | 0 | 0 | 0 | 0 | 0 | 0 | 0 | 0 | 0 | 0 | 0 | 0 | 0 | 0 | 0 | 0 | 0 | 0 | 0 | 0 | 0 | 0
F1_Industrial_Petroleum_New_Space Heating_Natural Gas_Gas Boiler - High Turndown_A_Achievable Technical Potential | F1 | Industrial | Petroleum | New | Space Heating | Natural Gas | Gas Boiler - High Turndown | A | Original Unit Energy Savings (kWh or therms) | Achievable Technical Potential | 0 | 0 | 138.7698 | 138.7698 | 138.7698 | 138.7698 | 138.7698 | 138.7698 | 138.7698 | 138.7698 | 138.7698 | 138.7698 | 138.7698 | 138.7698 | 138.7698 | 138.7698 | 138.7698 | 138.7698 | 138.7698 | 138.7698 | 138.7698 | 138.7698
F2_Industrial_Petroleum_New_Space Heating_Natural Gas_Gas Boiler - High Turndown_A_Achievable Technical Potential | F2 | Industrial | Petroleum | New | Space Heating | Natural Gas | Gas Boiler - High Turndown | A | Original Unit Summer Peak Savings (kW) | Achievable Technical Potential | 0 | 0 | 0 | 0 | 0 | 0 | 0 | 0 | 0 | 0 | 0 | 0 | 0 | 0 | 0 | 0 | 0 | 0 | 0 | 0 | 0 | 0
F3_Industrial_Petroleum_New_Space Heating_Natural Gas_Gas Boiler - High Turndown_A_Achievable Technical Potential | F3 | Industrial | Petroleum | New | Space Heating | Natural Gas | Gas Boiler - High Turndown | A | Original Unit Winter Peak Savings (kW) | Achievable Technical Potential | 0 | 0 | 0 | 0 | 0 | 0 | 0 | 0 | 0 | 0 | 0 | 0 | 0 | 0 | 0 | 0 | 0 | 0 | 0 | 0 | 0 | 0
F4_Industrial_Petroleum_New_Space Heating_Natural Gas_Gas Boiler - High Turndown_A_Achievable Technical Potential | F4 | Industrial | Petroleum | New | Space Heating | Natural Gas | Gas Boiler - High Turndown | A | Standalone Impact on Baseline Energy (%) | Achievable Technical Potential | 0% | 0% | 0.009271% | 0.01458% | 0.0195% | 0.02388% | 0.03001% | 0.03439% | 0.03709% | 0.03817% | 0.03943% | 0.03957% | 0.0393% | 0.03831% | 0.03807% | 0.03721% | 0.03624% | 0.03402% | 0.03269% | 0.0312% | 0.02987% | 0.02865%
F5_Industrial_Petroleum_New_Space Heating_Natural Gas_Gas Boiler - High Turndown_A_Achievable Technical Potential | F5 | Industrial | Petroleum | New | Space Heating | Natural Gas | Gas Boiler - High Turndown | A | Standalone Impact on Baseline Summer Peak (%) | Achievable Technical Potential | bar: 2019 to 2040
F6_Industrial_Petroleum_New_Space Heating_Natural Gas_Gas Boiler - High Turndown_A_Achievable Technical Potential | F6 | Industrial | Petroleum | New | Space Heating | Natural Gas | Gas Boiler - High Turndown | A | Standalone Impact on Baseline Winter Peak (%) | Achievable Technical Potential | bar: 2019 to 2040
F7_Industrial_Petroleum_New_Space Heating_Natural Gas_Gas Boiler - High Turndown_A_Achievable Technical Potential | F7 | Industrial | Petroleum | New | Space Heating | Natural Gas | Gas Boiler - High Turndown | A | Incremental Energy Savings (MWh or mTherms) | Achievable Technical Potential | 0 | 0 | 2.5041e-05 | 4.3701e-05 | 6.2315e-05 | 8.3179e-05 | 9.5744e-05 | 9.9297e-05 | 8.9807e-05 | 8.1177e-05 | 7.0502e-05 | 6.1517e-05 | 5.3252e-05 | 4.6349e-05 | 3.9114e-05 | 3.327e-05 | 2.8198e-05 | 2.5041e-05 | 4.3701e-05 | 6.2315e-05 | 8.3179e-05 | 9.5744e-05
F8_Industrial_Petroleum_New_Space Heating_Natural Gas_Gas Boiler - High Turndown_A_Achievable Technical Potential | F8 | Industrial | Petroleum | New | Space Heating | Natural Gas | Gas Boiler - High Turndown | A | Incremental Summer Peak Savings (MW) | Achievable Technical Potential | 0 | 0 | 0 | 0 | 0 | 0 | 0 | 0 | 0 | 0 | 0 | 0 | 0 | 0 | 0 | 0 | 0 | 0 | 0 | 0 | 0 | 0
F9_Industrial_Petroleum_New_Space Heating_Natural Gas_Gas Boiler - High Turndown_A_Achievable Technical Potential | F9 | Industrial | Petroleum | New | Space Heating | Natural Gas | Gas Boiler - High Turndown | A | Incremental Winter Peak Savings (MW) | Achievable Technical Potential | 0 | 0 | 0 | 0 | 0 | 0 | 0 | 0 | 0 | 0 | 0 | 0 | 0 | 0 | 0 | 0 | 0 | 0 | 0 | 0 | 0 | 0
F10_Industrial_Petroleum_New_Space Heating_Natural Gas_Gas Boiler - High Turndown_A_Achievable Technical Potential | F10 | Industrial | Petroleum | New | Space Heating | Natural Gas | Gas Boiler - High Turndown | A | Cumulative Energy Savings (MWh or mTherms) | Achievable Technical Potential | 0 | 0 | 2.5041e-05 | 6.8741e-05 | 0.00013106 | 0.00021424 | 0.00030998 | 0.00040928 | 0.00049908 | 0.00058026 | 0.00065076 | 0.00071228 | 0.00076553 | 0.00081188 | 0.00085099 | 0.00088426 | 0.00091246 | 0.00091246 | 0.00091246 | 0.00091246 | 0.00091246 | 0.00091246
F11_Industrial_Petroleum_New_Space Heating_Natural Gas_Gas Boiler - High Turndown_A_Achievable Technical Potential | F11 | Industrial | Petroleum | New | Space Heating | Natural Gas | Gas Boiler - High Turndown | A | Cumulative Summer Peak Savings (MW) | Achievable Technical Potential | 0 | 0 | 0 | 0 | 0 | 0 | 0 | 0 | 0 | 0 | 0 | 0 | 0 | 0 | 0 | 0 | 0 | 0 | 0 | 0 | 0 | 0
F12_Industrial_Petroleum_New_Space Heating_Natural Gas_Gas Boiler - High Turndown_A_Achievable Technical Potential | F12 | Industrial | Petroleum | New | Space Heating | Natural Gas | Gas Boiler - High Turndown | A | Cumulative Winter Peak Savings (MW) | Achievable Technical Potential | 0 | 0 | 0 | 0 | 0 | 0 | 0 | 0 | 0 | 0 | 0 | 0 | 0 | 0 | 0 | 0 | 0 | 0 | 0 | 0 | 0 | 0
F13_Industrial_Petroleum_New_Space Heating_Natural Gas_Gas Boiler - High Turndown_A_Achievable Technical Potential | F13 | Industrial | Petroleum | New | Space Heating | Natural Gas | Gas Boiler - High Turndown | A | Purchases (Incremental) | Achievable Technical Potential | 0 | 0 | 0.00018045 | 0.00031492 | 0.00044905 | 0.0005994 | 0.00068995 | 0.00071555 | 0.00064717 | 0.00058498 | 0.00050805 | 0.0004433 | 0.00038374 | 0.000334 | 0.00028187 | 0.00023975 | 0.0002032 | 0.00018045 | 0.00031492 | 0.00044905 | 0.0005994 | 0.00068995
F14_Industrial_Petroleum_New_Space Heating_Natural Gas_Gas Boiler - High Turndown_A_Achievable Technical Potential | F14 | Industrial | Petroleum | New | Space Heating | Natural Gas | Gas Boiler - High Turndown | A | Purchases (Cumulative) | Achievable Technical Potential | 0 | 0 | 0.00018045 | 0.00049536 | 0.00094442 | 0.0015438 | 0.0022338 | 0.0029493 | 0.0035965 | 0.0041815 | 0.0046895 | 0.0051328 | 0.0055166 | 0.0058506 | 0.0061324 | 0.0063722 | 0.0065754 | 0.0065754 | 0.0065754 | 0.0065754 | 0.0065754 | 0.0065754
F1_Industrial_Petroleum_New_Process_Natural Gas_Gas Boiler - High Turndown_A_Achievable Technical Potential | F1 | Industrial | Petroleum | New | Process | Natural Gas | Gas Boiler - High Turndown | A | Original Unit Energy Savings (kWh or therms) | Achievable Technical Potential | 0 | 0 | 731.9505 | 731.9505 | 731.9505 | 731.9505 | 731.9505 | 731.9505 | 731.9505 | 731.9505 | 731.9505 | 731.9505 | 731.9505 | 731.9505 | 731.9505 | 731.9505 | 731.9505 | 731.9505 | 731.9505 | 731.9505 | 731.9505 | 731.9505
F2_Industrial_Petroleum_New_Process_Natural Gas_Gas Boiler - High Turndown_A_Achievable Technical Potential | F2 | Industrial | Petroleum | New | Process | Natural Gas | Gas Boiler - High Turndown | A | Original Unit Summer Peak Savings (kW) | Achievable Technical Potential | 0 | 0 | 0 | 0 | 0 | 0 | 0 | 0 | 0 | 0 | 0 | 0 | 0 | 0 | 0 | 0 | 0 | 0 | 0 | 0 | 0 | 0
F3_Industrial_Petroleum_New_Process_Natural Gas_Gas Boiler - High Turndown_A_Achievable Technical Potential | F3 | Industrial | Petroleum | New | Process | Natural Gas | Gas Boiler - High Turndown | A | Original Unit Winter Peak Savings (kW) | Achievable Technical Potential | 0 | 0 | 0 | 0 | 0 | 0 | 0 | 0 | 0 | 0 | 0 | 0 | 0 | 0 | 0 | 0 | 0 | 0 | 0 | 0 | 0 | 0
F4_Industrial_Petroleum_New_Process_Natural Gas_Gas Boiler - High Turndown_A_Achievable Technical Potential | F4 | Industrial | Petroleum | New | Process | Natural Gas | Gas Boiler - High Turndown | A | Standalone Impact on Baseline Energy (%) | Achievable Technical Potential | 0% | 0% | 0.01427% | 0.02244% | 0.03001% | 0.03675% | 0.04619% | 0.05293% | 0.05709% | 0.05875% | 0.06069% | 0.0609% | 0.06049% | 0.05897% | 0.05859% | 0.05726% | 0.05577% | 0.05235% | 0.05032% | 0.04801% | 0.04597% | 0.0441%
F5_Industrial_Petroleum_New_Process_Natural Gas_Gas Boiler - High Turndown_A_Achievable Technical Potential | F5 | Industrial | Petroleum | New | Process | Natural Gas | Gas Boiler - High Turndown | A | Standalone Impact on Baseline Summer Peak (%) | Achievable Technical Potential | bar: 2019 to 2040
F6_Industrial_Petroleum_New_Process_Natural Gas_Gas Boiler - High Turndown_A_Achievable Technical Potential | F6 | Industrial | Petroleum | New | Process | Natural Gas | Gas Boiler - High Turndown | A | Standalone Impact on Baseline Winter Peak (%) | Achievable Technical Potential | bar: 2019 to 2040
F7_Industrial_Petroleum_New_Process_Natural Gas_Gas Boiler - High Turndown_A_Achievable Technical Potential | F7 | Industrial | Petroleum | New | Process | Natural Gas | Gas Boiler - High Turndown | A | Incremental Energy Savings (MWh or mTherms) | Achievable Technical Potential | 0 | 0 | 0.010489 | 0.018305 | 0.026102 | 0.034841 | 0.040104 | 0.041592 | 0.037617 | 0.034003 | 0.029531 | 0.025768 | 0.022306 | 0.019414 | 0.016384 | 0.013936 | 0.011811 | 0.010489 | 0.018305 | 0.026102 | 0.034841 | 0.040104
F8_Industrial_Petroleum_New_Process_Natural Gas_Gas Boiler - High Turndown_A_Achievable Technical Potential | F8 | Industrial | Petroleum | New | Process | Natural Gas | Gas Boiler - High Turndown | A | Incremental Summer Peak Savings (MW) | Achievable Technical Potential | 0 | 0 | 0 | 0 | 0 | 0 | 0 | 0 | 0 | 0 | 0 | 0 | 0 | 0 | 0 | 0 | 0 | 0 | 0 | 0 | 0 | 0
F9_Industrial_Petroleum_New_Process_Natural Gas_Gas Boiler - High Turndown_A_Achievable Technical Potential | F9 | Industrial | Petroleum | New | Process | Natural Gas | Gas Boiler - High Turndown | A | Incremental Winter Peak Savings (MW) | Achievable Technical Potential | 0 | 0 | 0 | 0 | 0 | 0 | 0 | 0 | 0 | 0 | 0 | 0 | 0 | 0 | 0 | 0 | 0 | 0 | 0 | 0 | 0 | 0
F10_Industrial_Petroleum_New_Process_Natural Gas_Gas Boiler - High Turndown_A_Achievable Technical Potential | F10 | Industrial | Petroleum | New | Process | Natural Gas | Gas Boiler - High Turndown | A | Cumulative Energy Savings (MWh or mTherms) | Achievable Technical Potential | 0 | 0 | 0.010489 | 0.028794 | 0.054895 | 0.089736 | 0.12984 | 0.17143 | 0.20905 | 0.24305 | 0.27258 | 0.29835 | 0.32066 | 0.34007 | 0.35646 | 0.37039 | 0.3822 | 0.3822 | 0.3822 | 0.3822 | 0.3822 | 0.3822